## KU 2024 Summary
2024 Summary
Pole Quantity | 397743
Pole Amount | 382092820.86
Non-Pole | 148490755.97
530583576.83
Pivot
Row Labels | Sum of activity_quantity | Sum of activity_cost
#2 Triplex | 0 | 0
40' FIBERGLASS POLE(COMPOSITE,RS MO | 7 | 147719.66
45' FIBERGLASS POLE(COMPOSITE,RS MO | 3 | 55921.74
6 COPPER CONDUCTOR | 0 | 0
BRACKET - 1 WIRE | 1 | 934.46
BRACKET - NEUTRAL FASTENING | 32783 | 2263012.58
CONDUIT | 0 | 0
CROSS ARMS | 1085923 | 91099492.81
Estimated Retirement | 0 | 0
FENCE | 4502 | 63507.4
GRADING | 0 | 0
GROUND | 0 | 0
GUY | 354188 | 23156801.57
H FRAME STRUCTURE | 5 | 97866.36
H-BEAM STEEL GUY | 4 | 123251.56
INSULATORS - LINE | 0 | 0
KNEE BRACES | 8 | 12239.43
MISCELLANEOUS EQUIPMENT | 0 | 0
Non-unitized | 1418 | 30352049.02
PAD / MAT | 0 | 0
PLATFORM | 0 | 0
PLATFORMS NEW (05491) | 428 | 1146127.48
POLE WOOD 100 FT (DIST) | 5 | 45599.55
POLE WOOD 20 FT (DIST) | 623 | 290253.51
POLE WOOD 25 FT (DIST) | 3136 | 146676.34
POLE WOOD 30 FT (DIST) | 75246 | 20957779.19
POLE WOOD 35 FT (DIST) | 81578 | 30565433.77
POLE WOOD 40 FT (DIST) | 139185 | 134765896.41
POLE WOOD 45 FT (DIST) | 70961 | 119655628.16
POLE WOOD 50 FT (DIST) | 16608 | 36658103.75
POLE WOOD 55 FT (DIST) | 3676 | 9571764.15
POLE WOOD 60 FT (DIST) | 4354 | 4819022.07
POLE WOOD 65 FT (DIST) | 471 | 2805851.94
POLE WOOD 70 FT (DIST) | 128 | 1071829.04
POLE WOOD 75 FT (DIST) | 55 | 748615.44
POLE WOOD 80 FT (DIST) | 25 | 770667.8
POLE WOOD 85 FT (DIST) | 12 | 222205.85
POLE WOOD 90 FT (DIST) | 7 | 60695.83
POLE WOOD 95 FT (DIST) | 3 | 97468.9
POLE WOOD UNDER 20 FT (DIST) | 146 | 2241.91
POLE,STEEL, 105 FT | 1 | 19594.18
POLE,STEEL, 30 FT | 4 | 33374.4
POLE,STEEL, 35 FT | 4 | 52725.64
POLE,STEEL, 40 FT | 17 | 134755.75
POLE,STEEL, 45 FT | 38 | 347980.31
POLE,STEEL, 50 FT | 39 | 584854.02
POLE,STEEL, 55 FT | 56 | 714081.01
POLE,STEEL, 60 FT | 44 | 590415.36
POLE,STEEL, 65 FT | 108 | 980076.67
POLE,STEEL, 70 FT | 7 | 117912.8
POLE,STEEL, 75 FT | 9 | 207149.31
POLE,STEEL, 80 FT | 9 | 174917.56
POLE,STEEL, 85 FT | 2 | 152914.19
POLE,STEEL, 95 FT | 1 | 15009.43
POLES, MODIFIED | 193462 | 12373684.74
STEEL POLES | 1175 | 2134000.48
TO BE SPREAD OVER ASSETS IN ACCOUNT | 10376 | 0
TOWER - 110 FT. STEEL TYPE F | 0 | 0
TOWERS | 2128 | 70744.92
TRANSFORMER | 0 | 0
X BRACES | 85 | 44945.13
Z FRAME SET | 13 | 59783.25
Grand Total | 2083067 | 530583576.83

## KU 2024 364 CPR Detail KY Only
utility_account | eng_in_service_year | retirement_unit | ldg_long_description | state | activity_quantity | activity_cost | average_cost | second_financial_cost
E364.00-Poles, Towers, and Fixtures | 2005-01-01 | POLE WOOD 35 FT (DIST) | POLE WOOD 35 FT (DIST) | KY | 33 | 39682.67 | 1202.5052
E364.00-Poles, Towers, and Fixtures | 1979-01-01 | POLE WOOD 35 FT (DIST) | POLE WOOD 35 FT | KY | 1439 | 231333.27 | 160.7597 | 0
E364.00-Poles, Towers, and Fixtures | 2003-01-01 | POLE WOOD 30 FT (DIST) | POLE WOOD 30 FT (DIST) | KY | 1257 | 538332.04 | 428.2673 | 0
E364.00-Poles, Towers, and Fixtures | 1988-01-01 | POLE WOOD 50 FT (DIST) | POLE WOOD 50 FT (DIST) | KY | 109 | 65611 | 601.9358 | 0
E364.00-Poles, Towers, and Fixtures | 1982-01-01 | POLE WOOD 65 FT (DIST) | POLE WOOD 65 FT | KY | 6 | 6892.7 | 1148.7833 | 0
E364.00-Poles, Towers, and Fixtures | 1953-01-01 | POLE WOOD 45 FT (DIST) | MP1953 Poles, Towers, and Fixtures | KY | 0 | 0 | 0 | 0
E364.00-Poles, Towers, and Fixtures | 1985-01-01 | TO BE SPREAD OVER ASSETS IN ACCOUNT | MP1985 Poles, Towers, and Fixtures | KY | 0 | 0 | 0
E364.00-Poles, Towers, and Fixtures | 2001-01-01 | POLE WOOD 35 FT (DIST) | POLE WOOD 35 FT (DIST) | KY | 540 | 190906.13 | 353.5299 | 0
E364.00-Poles, Towers, and Fixtures | 2000-01-01 | CROSS ARMS | CROSS ARMS (07362) | KY | 19167 | 1800794.32 | 93.9529 | 0
E364.00-Poles, Towers, and Fixtures | 2004-01-01 | POLE WOOD 30 FT (DIST) | POLE WOOD 30 FT (DIST) | KY | 555 | 387487.82 | 698.1763 | 0
E364.00-Poles, Towers, and Fixtures | 1964-01-01 | TO BE SPREAD OVER ASSETS IN ACCOUNT | MP1964 Poles, Towers, and Fixtures | KY | 0 | 0 | 0
E364.00-Poles, Towers, and Fixtures | 2002-01-01 | GROUND | MP2002 Poles, Towers, and Fixtures | KY | 0 | 0 | 0
E364.00-Poles, Towers, and Fixtures | 1963-01-01 | POLE WOOD 75 FT (DIST) | MP1963 Poles, Towers, and Fixtures | KY | 0 | 0 | 0 | 0
E364.00-Poles, Towers, and Fixtures | 1989-01-01 | POLE WOOD 80 FT (DIST) | MP1989 Poles, Towers, and Fixtures | KY | 0 | 0 | 0
E364.00-Poles, Towers, and Fixtures | 1948-01-01 | PLATFORM | MP1948 Poles, Towers, and Fixtures | KY | 0 | 0 | 0
E364.00-Poles, Towers, and Fixtures | 1965-01-01 | POLE WOOD 20 FT (DIST) | POLE WOOD 20 FT (DIST) | KY | 1 | 42.68 | 42.68
E364.00-Poles, Towers, and Fixtures | 1969-01-01 | POLE WOOD 30 FT (DIST) | POLE WOOD 30 FT | KY | 1603 | 98529 | 61.4654 | 0
E364.00-Poles, Towers, and Fixtures | 1957-01-01 | TO BE SPREAD OVER ASSETS IN ACCOUNT | MP1957 Poles, Towers, and Fixtures | KY | 1680 | 0 | 0
E364.00-Poles, Towers, and Fixtures | 2002-01-01 | POLE WOOD 50 FT (DIST) | MP2002 Poles, Towers, and Fixtures | KY | 0 | 0 | 0 | 0
E364.00-Poles, Towers, and Fixtures | 1974-01-01 | POLE WOOD 40 FT (DIST) | POLE WOOD 40 FT | KY | 2574 | 581608.01 | 225.9549 | 0
E364.00-Poles, Towers, and Fixtures | 2003-01-01 | INSULATORS - LINE | MP2003 Poles, Towers, and Fixtures | KY | 0 | 0 | 0
E364.00-Poles, Towers, and Fixtures | 2004-01-01 | POLE WOOD 70 FT (DIST) | POLE WOOD 70 FT (DIST) | KY | 1 | 50306.7 | 50306.7
E364.00-Poles, Towers, and Fixtures | 2000-01-01 | POLE WOOD 75 FT (DIST) | POLE WOOD 75 FT (DIST) | KY | 4 | 16126.13 | 4031.5325
E364.00-Poles, Towers, and Fixtures | 1962-01-01 | POLE WOOD 25 FT (DIST) | POLE WOOD 25 FT (DIST) | KY | 17 | 694.51 | 40.8535 | 0
E364.00-Poles, Towers, and Fixtures | 1965-01-01 | TO BE SPREAD OVER ASSETS IN ACCOUNT | MP1965 Poles, Towers, and Fixtures | KY | 0 | 0 | 0
E364.00-Poles, Towers, and Fixtures | 1977-01-01 | POLE WOOD 65 FT (DIST) | MP1977 Poles, Towers, and Fixtures | KY | 0 | 0 | 0
E364.00-Poles, Towers, and Fixtures | 1970-01-01 | POLE WOOD 40 FT (DIST) | POLE WOOD 40 FT | KY | 2090 | 329906.75 | 157.8501 | 0
E364.00-Poles, Towers, and Fixtures | 1967-01-01 | POLE WOOD 35 FT (DIST) | POLE WOOD 35 FT | KY | 1645 | 110781.24 | 67.3442 | 0
E364.00-Poles, Towers, and Fixtures | 1979-01-01 | POLE WOOD 30 FT (DIST) | POLE WOOD 30 FT | KY | 1855 | 227320.42 | 122.5447 | 0
E364.00-Poles, Towers, and Fixtures | 1965-01-01 | CROSS ARMS | CROSS ARMS | KY | 20234 | 145119.14 | 7.172 | 0
E364.00-Poles, Towers, and Fixtures | 1955-01-01 | POLE WOOD 35 FT (DIST) | POLE WOOD 35 FT | KY | 294 | 14207.55 | 48.325 | 0
E364.00-Poles, Towers, and Fixtures | 1990-01-01 | POLE WOOD 50 FT (DIST) | POLE WOOD 50 FT (DIST) | KY | 128 | 79272.61 | 619.3173 | 0
E364.00-Poles, Towers, and Fixtures | 1999-01-01 | POLE WOOD 50 FT (DIST) | POLE WOOD 50 FT (DIST) | KY | 215 | 218621.38 | 1016.8436 | 0
E364.00-Poles, Towers, and Fixtures | 1971-01-01 | CROSS ARMS | MP1971 Licensed Project Poles, Towers, and Fixt | KY | 0 | 0 | 0 | 0
E364.00-Poles, Towers, and Fixtures | 1969-01-01 | POLE WOOD 80 FT (DIST) | MP1969 Poles, Towers, and Fixtures | KY | 0 | 0 | 0
E364.00-Poles, Towers, and Fixtures | 1998-01-01 | STEEL POLES | STEEL POLES | KY | 241 | 159619.51 | 662.3216 | 0
E364.00-Poles, Towers, and Fixtures | 1972-01-01 | POLE WOOD 20 FT (DIST) | POLE WOOD 20 FT (DIST) | KY | 1 | 50.83 | 50.83
E364.00-Poles, Towers, and Fixtures | 1953-01-01 | POLE WOOD 25 FT (DIST) | POLE WOOD 25 FT (DIST) | KY | 39 | 1635.32 | 41.9313
E364.00-Poles, Towers, and Fixtures | 1950-01-01 | POLE WOOD 55 FT (DIST) | POLE WOOD 55 FT | KY | 0 | 0 | 0 | 0
E364.00-Poles, Towers, and Fixtures | 1965-01-01 | POLE WOOD 55 FT (DIST) | POLE WOOD 55 FT | KY | 0 | 0 | 0 | 0
E364.00-Poles, Towers, and Fixtures | 1967-01-01 | PAD / MAT | MP1967 Poles, Towers, and Fixtures | KY | 0 | 0 | 0
E364.00-Poles, Towers, and Fixtures | 1991-01-01 | STEEL POLES | STEEL POLES | KY | 2 | 18836.97 | 9418.485
E364.00-Poles, Towers, and Fixtures | 1991-01-01 | TO BE SPREAD OVER ASSETS IN ACCOUNT | MP1991 Poles, Towers, and Fixtures | KY | 0 | 0 | 0
E364.00-Poles, Towers, and Fixtures | 1990-01-01 | CROSS ARMS | CROSS ARMS (07362) | KY | 28228 | 918357.82 | 32.5336 | 0
E364.00-Poles, Towers, and Fixtures | 1947-01-01 | TO BE SPREAD OVER ASSETS IN ACCOUNT | MP1947 Poles, Towers, and Fixtures | KY | 0 | 0 | 0
E364.00-Poles, Towers, and Fixtures | 1949-01-01 | POLE WOOD 60 FT (DIST) | POLE WOOD 60 FT | KY | 11 | 1395.7 | 126.8818 | 0
E364.00-Poles, Towers, and Fixtures | 1983-01-01 | POLE WOOD 60 FT (DIST) | POLE WOOD 60 FT | KY | 8 | 6871.8 | 858.975
E364.00-Poles, Towers, and Fixtures | 1944-01-01 | POLE WOOD 65 FT (DIST) | MP1944 Poles, Towers, and Fixtures | KY | 0 | 0 | 0 | 0
E364.00-Poles, Towers, and Fixtures | 1979-01-01 | CROSS ARMS | CROSS ARMS | KY | 24213 | 396097.98 | 16.3589 | 0
E364.00-Poles, Towers, and Fixtures | 1980-01-01 | POLE WOOD 35 FT (DIST) | POLE WOOD 35 FT | KY | 1014 | 178754.93 | 176.2869 | 0
E364.00-Poles, Towers, and Fixtures | 1989-01-01 | PAD / MAT | MP1989 Poles, Towers, and Fixtures | KY | 0 | 0 | 0
E364.00-Poles, Towers, and Fixtures | 2006-01-01 | POLE WOOD 40 FT (DIST) | POLE WOOD 40 FT (DIST) | KY | 55 | 74927.39 | 1362.3162
E364.00-Poles, Towers, and Fixtures | 1982-01-01 | POLE WOOD 55 FT (DIST) | POLE WOOD 55 FT | KY | 18 | 10436.44 | 579.8022 | 0
E364.00-Poles, Towers, and Fixtures | 1953-01-01 | TO BE SPREAD OVER ASSETS IN ACCOUNT | MP1953 Poles, Towers, and Fixtures | KY | 0 | 0 | 0
E364.00-Poles, Towers, and Fixtures | 1973-01-01 | POLE WOOD 60 FT (DIST) | POLE WOOD 60 FT | KY | 11 | 3063.98 | 278.5436
E364.00-Poles, Towers, and Fixtures | 1987-01-01 | POLE WOOD 90 FT (DIST) | POLE WOOD 90 FT (DIST) | KY | 1 | 5441.07 | 5441.07
E364.00-Poles, Towers, and Fixtures | 2006-04-25 | STEEL POLES | Reserve Correction | KY | 2 | 0 | 0
E364.00-Poles, Towers, and Fixtures | 1957-01-01 | POLE WOOD 35 FT (DIST) | POLE WOOD 35 FT | KY | 1610 | 179585.36 | 111.5437 | 0
E364.00-Poles, Towers, and Fixtures | 1949-01-01 | POLE WOOD 45 FT (DIST) | MP1949 Poles, Towers, and Fixtures | KY | 0 | 0 | 0 | 0
E364.00-Poles, Towers, and Fixtures | 1995-01-01 | POLE WOOD 45 FT (DIST) | POLE WOOD 45 FT (DIST) | KY | 1726 | 1007496.22 | 583.7174 | 0
E364.00-Poles, Towers, and Fixtures | 1978-01-01 | PLATFORM | MP1978 Poles, Towers, and Fixtures | KY | 0 | 0 | 0
E364.00-Poles, Towers, and Fixtures | 1958-01-01 | CROSS ARMS | CROSS ARMS | KY | 4935 | 56604.34 | 11.47 | 0
E364.00-Poles, Towers, and Fixtures | 1951-01-01 | TO BE SPREAD OVER ASSETS IN ACCOUNT | MP1951 Poles, Towers, and Fixtures | KY | 0 | 0 | 0
E364.00-Poles, Towers, and Fixtures | 1952-01-01 | POLE WOOD 60 FT (DIST) | POLE WOOD 60 FT | KY | 2 | 288.59 | 144.295 | 0
E364.00-Poles, Towers, and Fixtures | 1976-01-01 | POLE WOOD 60 FT (DIST) | POLE WOOD 60 FT | KY | 4 | 1818.75 | 454.6875
E364.00-Poles, Towers, and Fixtures | 1992-01-01 | POLE WOOD 60 FT (DIST) | POLE WOOD 60 FT (DIST) | KY | 10 | 11061.22 | 1106.122
E364.00-Poles, Towers, and Fixtures | 1958-01-01 | TO BE SPREAD OVER ASSETS IN ACCOUNT | MP1958 Poles, Towers, and Fixtures | KY | 273 | 0 | 0 | 0
E364.00-Poles, Towers, and Fixtures | 1958-01-01 | POLE WOOD 70 FT (DIST) | MP1958 Poles, Towers, and Fixtures | KY | 0 | 0 | 0 | 0
E364.00-Poles, Towers, and Fixtures | 1950-01-01 | FENCE | FENCE (FEET) (01012) | KY | 100 | 108.29 | 1.0829
E364.00-Poles, Towers, and Fixtures | 1965-01-01 | POLE WOOD 80 FT (DIST) | MP1965 Poles, Towers, and Fixtures | KY | 0 | 0 | 0
E364.00-Poles, Towers, and Fixtures | 1978-01-01 | POLE WOOD 35 FT (DIST) | POLE WOOD 35 FT | KY | 1120 | 157265.21 | 140.4154 | 0
E364.00-Poles, Towers, and Fixtures | 1992-01-01 | POLE WOOD 50 FT (DIST) | POLE WOOD 50 FT (DIST) | KY | 160 | 97097.48 | 606.8592 | 0
E364.00-Poles, Towers, and Fixtures | 1947-01-01 | POLE WOOD 60 FT (DIST) | POLE WOOD 60 FT | KY | 5 | 441.61 | 88.322 | 0
E364.00-Poles, Towers, and Fixtures | 2005-01-01 | #2 Triplex | MP2005 Poles, Towers, and Fixtures | KY | 0 | 0 | 0
E364.00-Poles, Towers, and Fixtures | 2007-01-01 | INSULATORS - LINE | MP2007 Poles, Towers, and Fixtures | KY | 0 | 0 | 0
E364.00-Poles, Towers, and Fixtures | 2008-01-01 | PAD / MAT | MP2008 Poles, Towers, and Fixtures | KY | 0 | 0 | 0
E364.00-Poles, Towers, and Fixtures | 2000-01-01 | POLE WOOD 65 FT (DIST) | MP2000 Poles, Towers, and Fixtures | KY | 0 | 0 | 0
E364.00-Poles, Towers, and Fixtures | 2008-03-13 | POLE WOOD 35 FT (DIST) | POLE WOOD 35 FT (00005) | KY | 2 | 2439.11 | 1219.555
E364.00-Poles, Towers, and Fixtures | 2001-01-01 | 6 COPPER CONDUCTOR | MP2001 Poles, Towers, and Fixtures | KY | 0 | 0 | 0
E364.00-Poles, Towers, and Fixtures | 2008-07-01 | Non-unitized | NBSV216UG-New Bus Serv-UG-Danville | KY | 0 | 0 | 0
E364.00-Poles, Towers, and Fixtures | 2008-07-01 | Non-unitized | RDSTLT156-REP REPL DEF ST LIGHTS 156 | KY | 0 | 0 | 0 | 0
E364.00-Poles, Towers, and Fixtures | 2008-07-01 | Non-unitized | NBSV416UG-New Bus Serv-UG-Pineville | KY | 0 | 0 | 0
E364.00-Poles, Towers, and Fixtures | 2008-07-01 | Non-unitized | RDPOLE416-Pole repair/replacement 416 | KY | 0 | 0 | 0
E364.00-Poles, Towers, and Fixtures | 2008-05-01 | Non-unitized | 1385845 | KY | 0 | 0 | 0
E364.00-Poles, Towers, and Fixtures | 2008-05-01 | Non-unitized | 1132584 | KY | 0 | 0 | 0
E364.00-Poles, Towers, and Fixtures | 2008-05-01 | Non-unitized | HIGHLAND DR | KY | 0 | 0 | 0
E364.00-Poles, Towers, and Fixtures | 2008-05-01 | Non-unitized | 1404754 | KY | 0 | 0 | 0
E364.00-Poles, Towers, and Fixtures | 2008-05-01 | Non-unitized | 1442835 | KY | 0 | 0 | 0
E364.00-Poles, Towers, and Fixtures | 2008-05-01 | Non-unitized | 1373564 | KY | 0 | 0 | 0
E364.00-Poles, Towers, and Fixtures | 2008-05-01 | Non-unitized | 625 TRAVIS RD 42055 | KY | 0 | 0 | 0
E364.00-Poles, Towers, and Fixtures | 2008-05-01 | Non-unitized | 21155 COLLINS BRIDGE ROAD | KY | 0 | 0 | 0
E364.00-Poles, Towers, and Fixtures | 2008-05-01 | Non-unitized | 345 LANCASTER AVE 40475 | KY | 0 | 0 | 0 | 0
E364.00-Poles, Towers, and Fixtures | 2008-05-01 | Non-unitized | 203 W COURT ST | KY | 0 | 0 | 0 | 0
E364.00-Poles, Towers, and Fixtures | 2008-05-01 | Non-unitized | S HWY 25W | KY | 0 | 0 | 0
E364.00-Poles, Towers, and Fixtures | 2008-05-01 | Non-unitized | 141 LEESTOWN CENTER WAY 40511 | KY | 0 | 0 | 0 | 0
E364.00-Poles, Towers, and Fixtures | 2008-05-01 | Non-unitized | 1060974 | KY | 0 | 0 | 0
E364.00-Poles, Towers, and Fixtures | 2008-05-01 | Non-unitized | 1284004 | KY | 0 | 0 | 0
E364.00-Poles, Towers, and Fixtures | 2008-05-01 | Non-unitized | 441 WALLACE AVE 42053 | KY | 0 | 0 | 0
E364.00-Poles, Towers, and Fixtures | 2008-05-01 | Non-unitized | MOORELAND AVE | KY | 0 | 0 | 0 | 0
E364.00-Poles, Towers, and Fixtures | 2008-05-01 | Non-unitized | ALLTEL POLE REPLACEMENT HWY421 | KY | 0 | 0 | 0
E364.00-Poles, Towers, and Fixtures | 2008-05-01 | Non-unitized | E DRAKE ST | KY | 0 | 0 | 0
E364.00-Poles, Towers, and Fixtures | 2008-05-01 | Non-unitized | 1294 CRIDER DULANEY RD 42445 | KY | 0 | 0 | 0
E364.00-Poles, Towers, and Fixtures | 2008-05-01 | Non-unitized | 4168 STATE RTE 175 S 42344 | KY | 0 | 0 | 0
E364.00-Poles, Towers, and Fixtures | 2008-05-01 | Non-unitized | 1512 W EVERLY BROTHERS BLVD | KY | 0 | 0 | 0
E364.00-Poles, Towers, and Fixtures | 2008-05-01 | Non-unitized | STATE HWY 93 42038 | KY | 0 | 0 | 0
E364.00-Poles, Towers, and Fixtures | 2008-05-01 | Non-unitized | LEXINGTON ROAD 40475 | KY | 0 | 0 | 0 | 0
E364.00-Poles, Towers, and Fixtures | 2008-05-01 | Non-unitized | 1234054 | KY | 0 | 0 | 0 | 0
E364.00-Poles, Towers, and Fixtures | 2008-05-01 | Non-unitized | 4653 HWY 93 SOUTH 42038 | KY | 0 | 0 | 0
E364.00-Poles, Towers, and Fixtures | 2008-05-01 | Non-unitized | 324 PEA RIDGE 40379 | KY | 0 | 0 | 0 | 0
E364.00-Poles, Towers, and Fixtures | 2008-05-01 | Non-unitized | 2903 PIN OAK DR | KY | 0 | 0 | 0
E364.00-Poles, Towers, and Fixtures | 2008-05-01 | Non-unitized | STATE HIGHWAY 80 | KY | 0 | 0 | 0
E364.00-Poles, Towers, and Fixtures | 2008-05-01 | Non-unitized | 2851 GEORGETOWN RD 40511 | KY | 0 | 0 | 0 | 0
E364.00-Poles, Towers, and Fixtures | 2008-05-01 | Non-unitized | MCCOWANS FERRY RD 40383 | KY | 0 | 0 | 0 | 0
E364.00-Poles, Towers, and Fixtures | 2008-05-01 | Non-unitized | S HWY 27 | KY | 0 | 0 | 0 | 0
E364.00-Poles, Towers, and Fixtures | 2008-05-01 | Non-unitized | 234 HUNTER RIDGE | KY | 0 | 0 | 0 | 0
E364.00-Poles, Towers, and Fixtures | 2008-05-01 | Non-unitized | HIGHWAY 215 | KY | 0 | 0 | 0 | 0
E364.00-Poles, Towers, and Fixtures | 2008-05-01 | Non-unitized | STATE HWY 38 | KY | 0 | 0 | 0 | 0
E364.00-Poles, Towers, and Fixtures | 2008-05-01 | Non-unitized | COMBS FERRY RD 40475 | KY | 0 | 0 | 0
E364.00-Poles, Towers, and Fixtures | 2008-05-01 | Non-unitized | 2033 BRYANT RD 40509 | KY | 0 | 0 | 0 | 0
E364.00-Poles, Towers, and Fixtures | 2008-05-01 | Non-unitized | 2003 JESSAMINE STATION RD 40390 | KY | 0 | 0 | 0 | 0
E364.00-Poles, Towers, and Fixtures | 2008-05-01 | Non-unitized | 342 NEPTON RD 41039 | KY | 0 | 0 | 0 | 0
E364.00-Poles, Towers, and Fixtures | 2008-05-01 | Non-unitized | 797 RUDDLES MILLS ROAD | KY | 0 | 0 | 0 | 0
E364.00-Poles, Towers, and Fixtures | 2008-05-01 | Non-unitized | CALK AVENUE | KY | 0 | 0 | 0 | 0
E364.00-Poles, Towers, and Fixtures | 2008-05-01 | Non-unitized | LAKESHORE CIR 40324 | KY | 0 | 0 | 0 | 0
E364.00-Poles, Towers, and Fixtures | 2008-05-01 | Non-unitized | 5965 ELK CREEK RD TSE 40071 | KY | 0 | 0 | 0 | 0
E364.00-Poles, Towers, and Fixtures | 2008-05-01 | Non-unitized | 76 HARPS HILL RD HSE 42344 | KY | 0 | 0 | 0 | 0
E364.00-Poles, Towers, and Fixtures | 2008-05-01 | Non-unitized | 2470 FORDS MILL ROAD | KY | 0 | 0 | 0 | 0
E364.00-Poles, Towers, and Fixtures | 2008-05-01 | Non-unitized | 11980 S OLD MADISONVILLE RD BARN 42217 | KY | 0 | 0 | 0 | 0
E364.00-Poles, Towers, and Fixtures | 2008-05-01 | Non-unitized | SULLIVAN ACRES LOT 8 | KY | 0 | 0 | 0 | 0
E364.00-Poles, Towers, and Fixtures | 2008-05-01 | Non-unitized | 407 PHILIP CIR 42701 | KY | 0 | 0 | 0 | 0
E364.00-Poles, Towers, and Fixtures | 2008-05-01 | Non-unitized | CLARKS RUN RD 41056 | KY | 0 | 0 | 0
E364.00-Poles, Towers, and Fixtures | 2008-05-01 | Non-unitized | LEAF LANE | KY | 0 | 0 | 0 | 0
E364.00-Poles, Towers, and Fixtures | 2008-05-01 | Non-unitized | 205 LOUDEN AVE | KY | 0 | 0 | 0 | 0
E364.00-Poles, Towers, and Fixtures | 2008-05-01 | Non-unitized | 477 VANZANT RD 40740 | KY | 0 | 0 | 0 | 0
E364.00-Poles, Towers, and Fixtures | 2008-05-01 | Non-unitized | 111 ST CLAIR ST 41031 | KY | 0 | 0 | 0 | 0
E364.00-Poles, Towers, and Fixtures | 2008-05-01 | Non-unitized | 2111 JESSAMINE STA RD 40390 | KY | 0 | 0 | 0 | 0
E364.00-Poles, Towers, and Fixtures | 2008-05-01 | Non-unitized | SMITH CT LOT 6 TS 40342 | KY | 0 | 0 | 0 | 0
E364.00-Poles, Towers, and Fixtures | 2008-05-01 | Non-unitized | FRESH MEDOWS | KY | 0 | 0 | 0 | 0
E364.00-Poles, Towers, and Fixtures | 2008-05-01 | Non-unitized | 1209214 | KY | 0 | 0 | 0 | 0
E364.00-Poles, Towers, and Fixtures | 2008-05-01 | Non-unitized | 900 E UNION RD 40311 | KY | 0 | 0 | 0
E364.00-Poles, Towers, and Fixtures | 2008-05-01 | Non-unitized | SCOTT (EAST) LN 40356 | KY | 0 | 0 | 0
E364.00-Poles, Towers, and Fixtures | 2008-05-01 | Non-unitized | N 6TH ST 40965 | KY | 0 | 0 | 0 | 0
E364.00-Poles, Towers, and Fixtures | 2008-05-01 | Non-unitized | GABES BRANCH RD | KY | 0 | 0 | 0 | 0
E364.00-Poles, Towers, and Fixtures | 2008-05-01 | Non-unitized | ELKHORN RD | KY | 0 | 0 | 0 | 0
E364.00-Poles, Towers, and Fixtures | 2008-05-01 | Non-unitized | HWY 25E 40734 | KY | 0 | 0 | 0 | 0
E364.00-Poles, Towers, and Fixtures | 2008-05-01 | Non-unitized | MAGNOLIA DR 40324 | KY | 0 | 0 | 0 | 0
E364.00-Poles, Towers, and Fixtures | 2008-05-01 | Non-unitized | 1172895 | KY | 0 | 0 | 0
E364.00-Poles, Towers, and Fixtures | 2008-05-01 | Non-unitized | 602 W FAIRVIEW AVE 42038 | KY | 0 | 0 | 0
E364.00-Poles, Towers, and Fixtures | 2008-05-01 | Non-unitized | RICE RD | KY | 0 | 0 | 0 | 0
E364.00-Poles, Towers, and Fixtures | 2008-05-01 | Non-unitized | E HIGH ST 41095 | KY | 0 | 0 | 0 | 0
E364.00-Poles, Towers, and Fixtures | 2008-05-01 | Non-unitized | EMINENCE RD | KY | 0 | 0 | 0 | 0
E364.00-Poles, Towers, and Fixtures | 2008-05-01 | Non-unitized | 215 E GRUNDY AVE | KY | 0 | 0 | 0 | 0
E364.00-Poles, Towers, and Fixtures | 2008-05-01 | Non-unitized | SONORA HARDIN SP RD LOT 3TS 42732 | KY | 0 | 0 | 0 | 0
E364.00-Poles, Towers, and Fixtures | 2008-05-01 | Non-unitized | 6043 HWY 266 | KY | 0 | 0 | 0 | 0
E364.00-Poles, Towers, and Fixtures | 2008-05-01 | Non-unitized | 29 MAGNOLIA ST STE 2 42784 | KY | 0 | 0 | 0 | 0
E364.00-Poles, Towers, and Fixtures | 2008-05-01 | Non-unitized | BOYATT ST. | KY | 0 | 0 | 0 | 0
E364.00-Poles, Towers, and Fixtures | 2008-05-01 | Non-unitized | 159 NORMANS CAMP RD TSE 40330 | KY | 0 | 0 | 0 | 0
E364.00-Poles, Towers, and Fixtures | 2008-05-01 | Non-unitized | LICK CREEK SPUR | KY | 0 | 0 | 0 | 0
E364.00-Poles, Towers, and Fixtures | 2008-05-01 | Non-unitized | 237 N FIFTH ST 40422 | KY | 0 | 0 | 0 | 0
E364.00-Poles, Towers, and Fixtures | 2008-05-01 | Non-unitized | 4635 STATE ROUTE 109 , S | KY | 0 | 0 | 0 | 0
E364.00-Poles, Towers, and Fixtures | 2008-05-01 | Non-unitized | CAWOOD BOTTOM 40815 | KY | 0 | 0 | 0 | 0
E364.00-Poles, Towers, and Fixtures | 2008-05-01 | Non-unitized | 4121 TODDS RD 40509 | KY | 0 | 0 | 0 | 0
E364.00-Poles, Towers, and Fixtures | 2008-05-01 | Non-unitized | 7197 OWENS PK BRN POLE 41056 | KY | 0 | 0 | 0 | 0
E364.00-Poles, Towers, and Fixtures | 2008-05-01 | Non-unitized | COMMONWEALTH ROAD | KY | 0 | 0 | 0 | 0
E364.00-Poles, Towers, and Fixtures | 2008-05-01 | Non-unitized | 1181865 | KY | 0 | 0 | 0 | 0
E364.00-Poles, Towers, and Fixtures | 2008-05-01 | Non-unitized | 5348 DEDMANS LN 40513 | KY | 0 | 0 | 0 | 0
E364.00-Poles, Towers, and Fixtures | 2008-05-01 | Non-unitized | 75 DAVIS LN 40854 | KY | 0 | 0 | 0 | 0
E364.00-Poles, Towers, and Fixtures | 2008-05-01 | Non-unitized | 1151621 | KY | 0 | 0 | 0 | 0
E364.00-Poles, Towers, and Fixtures | 2008-05-01 | Non-unitized | 1121265 | KY | 0 | 0 | 0 | 0
E364.00-Poles, Towers, and Fixtures | 2008-05-01 | Non-unitized | CANEWOOD CENTER 40324 | KY | 0 | 0 | 0 | 0
E364.00-Poles, Towers, and Fixtures | 2008-05-01 | Non-unitized | CUMBERLAND AVE MIDDLE S 40965 | KY | 0 | 0 | 0 | 0
E364.00-Poles, Towers, and Fixtures | 2008-05-01 | Non-unitized | 1250794 | KY | 0 | 0 | 0 | 0
E364.00-Poles, Towers, and Fixtures | 2008-05-01 | Non-unitized | 1165926 | KY | 0 | 0 | 0 | 0
E364.00-Poles, Towers, and Fixtures | 2008-05-01 | Non-unitized | 1560 HUSTONVILLE RD STE 301 40422 | KY | 0 | 0 | 0
E364.00-Poles, Towers, and Fixtures | 2008-05-01 | Non-unitized | BOND-LILLARD 40342 | KY | 0 | 0 | 0 | 0
E364.00-Poles, Towers, and Fixtures | 2008-05-01 | Non-unitized | 2895 LEXINGTON RD | KY | 0 | 0 | 0 | 0
E364.00-Poles, Towers, and Fixtures | 2008-05-01 | Non-unitized | 135 TAYLORS FORK RD TRL 40475 | KY | 0 | 0 | 0 | 0
E364.00-Poles, Towers, and Fixtures | 2008-05-01 | Non-unitized | 1270 HUNTERTOWN RD 40383 | KY | 0 | 0 | 0 | 0
E364.00-Poles, Towers, and Fixtures | 2008-05-01 | Non-unitized | 4710 PARKERS MILL RD 40513 | KY | 0 | 0 | 0 | 0
E364.00-Poles, Towers, and Fixtures | 2008-05-01 | Non-unitized | 5660 ATHENS BOONESBORO RD 40509 | KY | 0 | 0 | 0
E364.00-Poles, Towers, and Fixtures | 2008-05-01 | Non-unitized | 9 LANSDOWNE ESTATES DR 40502 | KY | 0 | 0 | 0 | 0
E364.00-Poles, Towers, and Fixtures | 2008-05-01 | Non-unitized | 4600 BUTTERMILK RD GARAGE 42453 | KY | 0 | 0 | 0 | 0
E364.00-Poles, Towers, and Fixtures | 2008-05-01 | Non-unitized | 700 SUNSHINE RD 42345 | KY | 0 | 0 | 0 | 0
E364.00-Poles, Towers, and Fixtures | 2008-05-01 | Non-unitized | 1734 LINCOLN PKWY 42701 | KY | 0 | 0 | 0 | 0
E364.00-Poles, Towers, and Fixtures | 2008-05-01 | Non-unitized | 165 HWY 363 | KY | 0 | 0 | 0 | 0
E364.00-Poles, Towers, and Fixtures | 2008-05-01 | Non-unitized | 218 BONDVILLE RD TSE 40372 | KY | 0 | 0 | 0 | 0
E364.00-Poles, Towers, and Fixtures | 2008-05-01 | Non-unitized | 303 FAIROAKS DR 42629 | KY | 0 | 0 | 0 | 0
E364.00-Poles, Towers, and Fixtures | 2008-05-01 | Non-unitized | 188 SHELBY ST 42629 | KY | 0 | 0 | 0 | 0
E364.00-Poles, Towers, and Fixtures | 2008-05-01 | Non-unitized | 3239 S HWY 27 | KY | 0 | 0 | 0 | 0
E364.00-Poles, Towers, and Fixtures | 2008-05-01 | Non-unitized | 12834 US 60 E 40371 | KY | 0 | 0 | 0 | 0
E364.00-Poles, Towers, and Fixtures | 2008-05-01 | Non-unitized | HARBELL HEIGHTS 40977 | KY | 0 | 0 | 0 | 0
E364.00-Poles, Towers, and Fixtures | 2008-05-01 | Non-unitized | 67 CARR GLASS RD TSE 40846 | KY | 0 | 0 | 0 | 0
E364.00-Poles, Towers, and Fixtures | 2008-05-01 | Non-unitized | 6083 KEY PIKE 41056 | KY | 0 | 0 | 0
E364.00-Poles, Towers, and Fixtures | 2008-05-01 | Non-unitized | 2414 BETHLEHEM RD 40361 | KY | 0 | 0 | 0
E364.00-Poles, Towers, and Fixtures | 2008-05-01 | Non-unitized | 901 SWITZER RD. BARN | KY | 0 | 0 | 0 | 0
E364.00-Poles, Towers, and Fixtures | 2008-05-01 | Non-unitized | KINLAW DR 40390 | KY | 0 | 0 | 0 | 0
E364.00-Poles, Towers, and Fixtures | 2008-05-01 | Non-unitized | 648 STEELE RD 40601 | KY | 0 | 0 | 0 | 0
E364.00-Poles, Towers, and Fixtures | 2008-05-01 | Non-unitized | FOUR MILE HOLLOW RD | KY | 0 | 0 | 0 | 0
E364.00-Poles, Towers, and Fixtures | 2008-05-01 | Non-unitized | HARVEST COMMUNITY ASSEMBLY OF GOD | KY | 0 | 0 | 0 | 0
E364.00-Poles, Towers, and Fixtures | 2008-05-01 | Non-unitized | 222 NORFLEET DR TSE 42501 | KY | 0 | 0 | 0 | 0
E364.00-Poles, Towers, and Fixtures | 2008-05-01 | Non-unitized | 185 LOCK RD 41006 | KY | 0 | 0 | 0 | 0
E364.00-Poles, Towers, and Fixtures | 2008-05-01 | Non-unitized | 78 SNAKE LICK RD 41003 | KY | 0 | 0 | 0 | 0
E364.00-Poles, Towers, and Fixtures | 2008-05-01 | Non-unitized | 1075 SPENCER RD 40353 | KY | 0 | 0 | 0 | 0
E364.00-Poles, Towers, and Fixtures | 2008-05-01 | Non-unitized | 223 WINTON DR 40475 | KY | 0 | 0 | 0 | 0
E364.00-Poles, Towers, and Fixtures | 2008-05-01 | Non-unitized | US HWY 127 | KY | 0 | 0 | 0 | 0
E364.00-Poles, Towers, and Fixtures | 2008-05-01 | Non-unitized | 450 W REYNOLDS RD 40503 | KY | 0 | 0 | 0 | 0
E364.00-Poles, Towers, and Fixtures | 2008-05-01 | Non-unitized | 1489 CABIN CREEK RD | KY | 0 | 0 | 0 | 0
E364.00-Poles, Towers, and Fixtures | 2008-05-01 | Non-unitized | 449 LEWIS HARGETT CIR 40503 | KY | 0 | 0 | 0 | 0
E364.00-Poles, Towers, and Fixtures | 2008-05-01 | Non-unitized | RT1 JCT 40965 | KY | 0 | 0 | 0 | 0
E364.00-Poles, Towers, and Fixtures | 2008-05-01 | Non-unitized | 124 KELLY CT 40359 | KY | 0 | 0 | 0 | 0
E364.00-Poles, Towers, and Fixtures | 2008-05-01 | Non-unitized | HWY # 62 41064 | KY | 0 | 0 | 0 | 0
E364.00-Poles, Towers, and Fixtures | 2008-05-01 | Non-unitized | CHAS DR 40515 | KY | 0 | 0 | 0 | 0
E364.00-Poles, Towers, and Fixtures | 2008-05-01 | Non-unitized | 315 TURNER AVE | KY | 0 | 0 | 0
E364.00-Poles, Towers, and Fixtures | 2008-05-01 | Non-unitized | CAVE SPRING ROA | KY | 0 | 0 | 0 | 0
E364.00-Poles, Towers, and Fixtures | 2008-05-01 | Non-unitized | 1105 BETH CT 40324 | KY | 0 | 0 | 0 | 0
E364.00-Poles, Towers, and Fixtures | 2008-05-01 | Non-unitized | 57 NANCY LN TSE 42754 | KY | 0 | 0 | 0 | 0
E364.00-Poles, Towers, and Fixtures | 2008-05-01 | Non-unitized | 120 E MAIN ST 42749 | KY | 0 | 0 | 0 | 0
E364.00-Poles, Towers, and Fixtures | 2008-05-01 | Non-unitized | 191 WYATT CEMETERY RD 42337 | KY | 0 | 0 | 0 | 0
E364.00-Poles, Towers, and Fixtures | 2008-05-01 | Non-unitized | CREELSBORO RD | KY | 0 | 0 | 0 | 0
E364.00-Poles, Towers, and Fixtures | 2008-05-01 | Non-unitized | 1294 W STEVE WARINER DR 42642 | KY | 0 | 0 | 0 | 0
E364.00-Poles, Towers, and Fixtures | 2008-05-01 | Non-unitized | 1150 OAK RIDGE CHURCH RD BACK TRL 40701 | KY | 0 | 0 | 0 | 0
E364.00-Poles, Towers, and Fixtures | 2008-05-01 | Non-unitized | SPURR RD 40511 | KY | 0 | 0 | 0
E364.00-Poles, Towers, and Fixtures | 2008-05-01 | Non-unitized | 1104546 | KY | 0 | 0 | 0 | 0
E364.00-Poles, Towers, and Fixtures | 2008-05-01 | Non-unitized | OLD MIDDLETON ADD 40828 | KY | 0 | 0 | 0 | 0
E364.00-Poles, Towers, and Fixtures | 2008-05-01 | Non-unitized | 623 N LIMESTONE ST 40508 | KY | 0 | 0 | 0 | 0
E364.00-Poles, Towers, and Fixtures | 2008-05-01 | Non-unitized | 431 BRENTSVILLE ROAD | KY | 0 | 0 | 0 | 0
E364.00-Poles, Towers, and Fixtures | 2008-05-01 | Non-unitized | RED BIRD DBLEWDE 40913 | KY | 0 | 0 | 0 | 0
E364.00-Poles, Towers, and Fixtures | 2008-05-01 | Non-unitized | 1240134 | KY | 0 | 0 | 0 | 0
E364.00-Poles, Towers, and Fixtures | 2008-05-01 | Non-unitized | 1253945 | KY | 0 | 0 | 0 | 0
E364.00-Poles, Towers, and Fixtures | 2008-05-01 | Non-unitized | 1210864 | KY | 0 | 0 | 0
E364.00-Poles, Towers, and Fixtures | 2008-05-01 | Non-unitized | 626 BLUE ASH DR 40503 | KY | 0 | 0 | 0
E364.00-Poles, Towers, and Fixtures | 2008-05-01 | Non-unitized | 569 GOLDEN EAGLE DR TEMP 40744 | KY | 0 | 0 | 0 | 0
E364.00-Poles, Towers, and Fixtures | 2008-05-01 | Non-unitized | 1400 CAHILL DR | KY | 0 | 0 | 0 | 0
E364.00-Poles, Towers, and Fixtures | 2008-05-01 | Non-unitized | HUNTERTOWN RD 40383 | KY | 0 | 0 | 0 | 0
E364.00-Poles, Towers, and Fixtures | 2008-05-01 | Non-unitized | 10212 HIGHWAY 38 40828 | KY | 0 | 0 | 0 | 0
E364.00-Poles, Towers, and Fixtures | 2008-05-01 | Non-unitized | 340 N MAIN ST 42629 | KY | 0 | 0 | 0 | 0
E364.00-Poles, Towers, and Fixtures | 2008-05-01 | Non-unitized | 1095666 | KY | 0 | 0 | 0 | 0
E364.00-Poles, Towers, and Fixtures | 2008-05-01 | Non-unitized | SIR BARTON WAY | KY | 0 | 0 | 0 | 0
E364.00-Poles, Towers, and Fixtures | 2008-05-01 | Non-unitized | 314 MAPLE LEAF ROAD 41056 | KY | 0 | 0 | 0 | 0
E364.00-Poles, Towers, and Fixtures | 2008-05-01 | Non-unitized | 2100 FONTAINE RD 40502 | KY | 0 | 0 | 0 | 0
E364.00-Poles, Towers, and Fixtures | 2008-05-01 | Non-unitized | 100 BYPASS RD 40383 | KY | 0 | 0 | 0 | 0
E364.00-Poles, Towers, and Fixtures | 2008-05-01 | Non-unitized | 551 PLEASUREVILLE RD TSE 40057 | KY | 0 | 0 | 0 | 0
E364.00-Poles, Towers, and Fixtures | 2008-05-01 | Non-unitized | 3925 TROY PIKE | KY | 0 | 0 | 0 | 0
E364.00-Poles, Towers, and Fixtures | 2008-05-01 | Non-unitized | 3251 Royster Road | KY | 0 | 0 | 0 | 0
E364.00-Poles, Towers, and Fixtures | 2008-05-01 | Non-unitized | BOMAR HEIGHTS | KY | 0 | 0 | 0 | 0
E364.00-Poles, Towers, and Fixtures | 2008-05-01 | Non-unitized | GREEN HILLS | KY | 0 | 0 | 0 | 0
E364.00-Poles, Towers, and Fixtures | 2008-05-01 | Non-unitized | 9278 OWENTON LN | KY | 0 | 0 | 0
E364.00-Poles, Towers, and Fixtures | 2008-05-01 | Non-unitized | 1151 FRANKLIN CROSSRD TRL 42724 | KY | 0 | 0 | 0 | 0
E364.00-Poles, Towers, and Fixtures | 2008-05-01 | Non-unitized | 60 CARLOS BALLOU RD GARAGE 42728 | KY | 0 | 0 | 0 | 0
E364.00-Poles, Towers, and Fixtures | 2008-05-01 | Non-unitized | MOREHEAD LN | KY | 0 | 0 | 0
E364.00-Poles, Towers, and Fixtures | 2008-05-01 | Non-unitized | 1080987 | KY | 0 | 0 | 0
E364.00-Poles, Towers, and Fixtures | 2008-05-01 | Non-unitized | VETERNAS PARK | KY | 0 | 0 | 0
E364.00-Poles, Towers, and Fixtures | 2008-05-01 | Non-unitized | 1261495 | KY | 0 | 0 | 0 | 0
E364.00-Poles, Towers, and Fixtures | 2008-05-01 | Non-unitized | 1092544 | KY | 0 | 0 | 0 | 0
E364.00-Poles, Towers, and Fixtures | 2008-05-01 | Non-unitized | CALVIN 40977 | KY | 0 | 0 | 0 | 0
E364.00-Poles, Towers, and Fixtures | 2008-05-01 | Non-unitized | 452 TATES CREEK RD 40475 | KY | 0 | 0 | 0 | 0
E364.00-Poles, Towers, and Fixtures | 2008-05-01 | Non-unitized | 1150869 | KY | 0 | 0 | 0 | 0
E364.00-Poles, Towers, and Fixtures | 2008-05-01 | Non-unitized | 6401 POLO CLUB BLVD 40509 | KY | 0 | 0 | 0 | 0
E364.00-Poles, Towers, and Fixtures | 2008-05-01 | Non-unitized | 204 TOWN BRANCH RD 40962 | KY | 0 | 0 | 0 | 0
E364.00-Poles, Towers, and Fixtures | 2008-05-01 | Non-unitized | 1278451 | KY | 0 | 0 | 0 | 0
E364.00-Poles, Towers, and Fixtures | 2008-05-01 | Non-unitized | 1106706 | KY | 0 | 0 | 0 | 0
E364.00-Poles, Towers, and Fixtures | 2008-05-01 | Non-unitized | 895 INDIAN MOUND DR 40353 | KY | 0 | 0 | 0
E364.00-Poles, Towers, and Fixtures | 2008-05-01 | Non-unitized | MONIN DRIVE 42701 | KY | 0 | 0 | 0 | 0
E364.00-Poles, Towers, and Fixtures | 2008-05-01 | Non-unitized | 413 FLEMINGSBURG RD | KY | 0 | 0 | 0 | 0
E364.00-Poles, Towers, and Fixtures | 2008-05-01 | Non-unitized | BROWN AVE | KY | 0 | 0 | 0 | 0
E364.00-Poles, Towers, and Fixtures | 2008-05-01 | Non-unitized | 2905 OLD FRANKFORT PK FG16 OFC 40510 | KY | 0 | 0 | 0
E364.00-Poles, Towers, and Fixtures | 2008-05-01 | Non-unitized | DAVISTOWN RD | KY | 0 | 0 | 0 | 0
E364.00-Poles, Towers, and Fixtures | 2008-05-01 | Non-unitized | WESLEY | KY | 0 | 0 | 0
E364.00-Poles, Towers, and Fixtures | 2008-05-01 | Non-unitized | 200 COURT ST | KY | 0 | 0 | 0
E364.00-Poles, Towers, and Fixtures | 2008-05-01 | Non-unitized | 10664 US HWY 431 N | KY | 0 | 0 | 0
E364.00-Poles, Towers, and Fixtures | 2008-05-01 | Non-unitized | RT1 GRAHAM 42344 | KY | 0 | 0 | 0 | 0
E364.00-Poles, Towers, and Fixtures | 2008-05-01 | Non-unitized | RT 3 42345 | KY | 0 | 0 | 0 | 0
E364.00-Poles, Towers, and Fixtures | 2008-05-01 | Non-unitized | INDIAN MOUND DR 40353 | KY | 0 | 0 | 0 | 0
E364.00-Poles, Towers, and Fixtures | 2008-05-01 | Non-unitized | 1240684 | KY | 0 | 0 | 0 | 0
E364.00-Poles, Towers, and Fixtures | 2008-05-01 | Non-unitized | 3340 RICHMOND RD | KY | 0 | 0 | 0 | 0
E364.00-Poles, Towers, and Fixtures | 2008-05-01 | Non-unitized | JESSIES CREEK 40819 | KY | 0 | 0 | 0 | 0
E364.00-Poles, Towers, and Fixtures | 2008-05-01 | Non-unitized | 1115007 | KY | 0 | 0 | 0 | 0
E364.00-Poles, Towers, and Fixtures | 2008-05-01 | Non-unitized | 3158 CAMARGO RD 40353 | KY | 0 | 0 | 0 | 0
E364.00-Poles, Towers, and Fixtures | 2008-05-01 | Non-unitized | 1365686 | KY | 0 | 0 | 0 | 0
E364.00-Poles, Towers, and Fixtures | 2008-05-01 | Non-unitized | 10548 MARY INGLES HWY TSE 41007 | KY | 0 | 0 | 0 | 0
E364.00-Poles, Towers, and Fixtures | 2008-05-01 | Non-unitized | 3575 UPPER SHARPSBURG RD 40311 | KY | 0 | 0 | 0 | 0
E364.00-Poles, Towers, and Fixtures | 2008-05-01 | Non-unitized | 1148440 | KY | 0 | 0 | 0 | 0
E364.00-Poles, Towers, and Fixtures | 2008-05-01 | Non-unitized | 1177256 | KY | 0 | 0 | 0 | 0
E364.00-Poles, Towers, and Fixtures | 2008-05-01 | Non-unitized | WATER WORKS | KY | 0 | 0 | 0
E364.00-Poles, Towers, and Fixtures | 2008-05-01 | Non-unitized | 1111657 | KY | 0 | 0 | 0 | 0
E364.00-Poles, Towers, and Fixtures | 2008-05-01 | Non-unitized | N JACKSON HWY 42722 | KY | 0 | 0 | 0
E364.00-Poles, Towers, and Fixtures | 2008-05-01 | Non-unitized | BURNS AVE | KY | 0 | 0 | 0
E364.00-Poles, Towers, and Fixtures | 2008-05-01 | Non-unitized | 680 LIMA DR | KY | 0 | 0 | 0 | 0
E364.00-Poles, Towers, and Fixtures | 2008-05-01 | Non-unitized | 1247806 | KY | 0 | 0 | 0
E364.00-Poles, Towers, and Fixtures | 2008-05-01 | Non-unitized | 250 NEW TOWN SQUARE 40351 | KY | 0 | 0 | 0 | 0
E364.00-Poles, Towers, and Fixtures | 2008-05-01 | Non-unitized | 230 BRICK ST 42344 | KY | 0 | 0 | 0 | 0
E364.00-Poles, Towers, and Fixtures | 2008-05-01 | Non-unitized | 238 MARTIN LUTHER KING JR BLVD 40383 | KY | 0 | 0 | 0 | 0
E364.00-Poles, Towers, and Fixtures | 2008-05-01 | Non-unitized | 1585 CEDAR RD 40379 | KY | 0 | 0 | 0 | 0
E364.00-Poles, Towers, and Fixtures | 2008-05-01 | Non-unitized | DOW ADKINS RD. | KY | 0 | 0 | 0 | 0
E364.00-Poles, Towers, and Fixtures | 2008-05-01 | Non-unitized | 1079454 | KY | 0 | 0 | 0
E364.00-Poles, Towers, and Fixtures | 2008-05-01 | Non-unitized | E IRVINE ST 40475 | KY | 0 | 0 | 0
E364.00-Poles, Towers, and Fixtures | 2008-05-01 | Non-unitized | 1357446 | KY | 0 | 0 | 0
E364.00-Poles, Towers, and Fixtures | 2008-05-01 | Non-unitized | RED HILL AND ORTON BRIDGE RD | KY | 0 | 0 | 0
E364.00-Poles, Towers, and Fixtures | 2008-05-01 | Non-unitized | WALTERS LN 40390 | KY | 0 | 0 | 0 | 0
E364.00-Poles, Towers, and Fixtures | 2008-05-01 | Non-unitized | 1116796 | KY | 0 | 0 | 0 | 0
E364.00-Poles, Towers, and Fixtures | 2008-05-01 | Non-unitized | 1290954 | KY | 0 | 0 | 0
E364.00-Poles, Towers, and Fixtures | 2008-05-01 | Non-unitized | 1307774 | KY | 0 | 0 | 0
E364.00-Poles, Towers, and Fixtures | 2008-05-01 | Non-unitized | LEGACY NISSAN | KY | 0 | 0 | 0
E364.00-Poles, Towers, and Fixtures | 2008-05-01 | Non-unitized | 1062376 | KY | 0 | 0 | 0
E364.00-Poles, Towers, and Fixtures | 2008-05-01 | Non-unitized | PALUMBO DR 40509 | KY | 0 | 0 | 0
E364.00-Poles, Towers, and Fixtures | 2008-05-01 | Non-unitized | GLENBORO RD | KY | 0 | 0 | 0
E364.00-Poles, Towers, and Fixtures | 2008-05-01 | Non-unitized | FAULCONER STATION ROAD | KY | 0 | 0 | 0
E364.00-Poles, Towers, and Fixtures | 2008-05-01 | Non-unitized | 275 RINEYVILLE SCHOOL ROAD 40162 | KY | 0 | 0 | 0
E364.00-Poles, Towers, and Fixtures | 2008-05-01 | Non-unitized | 1146866 | KY | 0 | 0 | 0
E364.00-Poles, Towers, and Fixtures | 2008-05-01 | Non-unitized | 1343 NEWTOWN PIKE | KY | 0 | 0 | 0
E364.00-Poles, Towers, and Fixtures | 2008-05-01 | Non-unitized | 865 N COLLEGE ST TSE 40330 | KY | 0 | 0 | 0
E364.00-Poles, Towers, and Fixtures | 2008-05-01 | Non-unitized | 2600 E HWY 146 40031 | KY | 0 | 0 | 0
E364.00-Poles, Towers, and Fixtures | 2008-05-01 | Non-unitized | VIRGINIA AVENUE | KY | 0 | 0 | 0
E364.00-Poles, Towers, and Fixtures | 2008-05-01 | Non-unitized | RIDGE VIEW RD | KY | 0 | 0 | 0
E364.00-Poles, Towers, and Fixtures | 2008-05-01 | Non-unitized | PERSELL RD 40006 | KY | 0 | 0 | 0
E364.00-Poles, Towers, and Fixtures | 2008-05-01 | Non-unitized | 1281975 | KY | 0 | 0 | 0
E364.00-Poles, Towers, and Fixtures | 2008-05-01 | Non-unitized | 250 S MARTIN LUTHER KING BLVD 40508 | KY | 0 | 0 | 0
E364.00-Poles, Towers, and Fixtures | 2008-05-01 | Non-unitized | 714 W WATER ST 41041 | KY | 0 | 0 | 0
E364.00-Poles, Towers, and Fixtures | 2008-05-01 | Non-unitized | SHUCK | KY | 0 | 0 | 0
E364.00-Poles, Towers, and Fixtures | 2008-05-01 | Non-unitized | 1503359 | KY | 0 | 0 | 0
E364.00-Poles, Towers, and Fixtures | 2008-05-01 | Non-unitized | 1343626 | KY | 0 | 0 | 0
E364.00-Poles, Towers, and Fixtures | 2008-05-01 | Non-unitized | 1336617 | KY | 0 | 0 | 0
E364.00-Poles, Towers, and Fixtures | 2008-05-01 | Non-unitized | 1397774 | KY | 0 | 0 | 0
E364.00-Poles, Towers, and Fixtures | 2008-05-01 | Non-unitized | STATE HWY 2011 | KY | 0 | 0 | 0
E364.00-Poles, Towers, and Fixtures | 2008-05-01 | Non-unitized | LINCOLN PARK | KY | 0 | 0 | 0
E364.00-Poles, Towers, and Fixtures | 2008-05-01 | Non-unitized | 1727 S DIXIE 42765 | KY | 0 | 0 | 0
E364.00-Poles, Towers, and Fixtures | 2008-05-01 | Non-unitized | 1478394 | KY | 0 | 0 | 0
E364.00-Poles, Towers, and Fixtures | 2008-05-01 | Non-unitized | 2025 STATE ROUTE 70 42064 | KY | 0 | 0 | 0
E364.00-Poles, Towers, and Fixtures | 2008-05-01 | Non-unitized | 330 FOREMAN AVE 40508 | KY | 0 | 0 | 0
E364.00-Poles, Towers, and Fixtures | 2008-05-01 | Non-unitized | 1439436 | KY | 0 | 0 | 0
E364.00-Poles, Towers, and Fixtures | 2008-05-01 | Non-unitized | WAREHOUSE | KY | 0 | 0 | 0
E364.00-Poles, Towers, and Fixtures | 2008-05-01 | Non-unitized | 1506385 | KY | 0 | 0 | 0
E364.00-Poles, Towers, and Fixtures | 2008-05-01 | Non-unitized | 1033855 | KY | 0 | 0 | 0
E364.00-Poles, Towers, and Fixtures | 2008-05-01 | Non-unitized | HWY 81 AND STRINGER ST 42372 | KY | 0 | 0 | 0
E364.00-Poles, Towers, and Fixtures | 2008-05-01 | Non-unitized | BROADWAY 42087 | KY | 0 | 0 | 0
E364.00-Poles, Towers, and Fixtures | 2008-05-01 | Non-unitized | 1671 REDHOUSE RD 40475 | KY | 0 | 0 | 0
E364.00-Poles, Towers, and Fixtures | 2008-05-01 | Non-unitized | 904 WATER STREET 41041 | KY | 0 | 0 | 0
E364.00-Poles, Towers, and Fixtures | 2008-05-01 | Non-unitized | BOONES TRACE @ THE BULL | KY | 0 | 0 | 0
E364.00-Poles, Towers, and Fixtures | 2008-05-01 | Non-unitized | 401 STATE RTE 3038 42330 | KY | 0 | 0 | 0
E364.00-Poles, Towers, and Fixtures | 2008-05-01 | Non-unitized | 1379980 | KY | 0 | 0 | 0
E364.00-Poles, Towers, and Fixtures | 2008-05-01 | Non-unitized | 1399055 | KY | 0 | 0 | 0
E364.00-Poles, Towers, and Fixtures | 2008-05-01 | Non-unitized | 211 S WASHINGTON ST 42031 | KY | 0 | 0 | 0
E364.00-Poles, Towers, and Fixtures | 2008-05-01 | Non-unitized | 140 HARP-INNIS ROAD | KY | 0 | 0 | 0 | 0
E364.00-Poles, Towers, and Fixtures | 2008-05-01 | Non-unitized | 130 WATER WORKS ROAD | KY | 0 | 0 | 0 | 0
E364.00-Poles, Towers, and Fixtures | 2008-05-01 | Non-unitized | 1295127 | KY | 0 | 0 | 0
E364.00-Poles, Towers, and Fixtures | 2008-05-01 | Non-unitized | 1205685 | KY | 0 | 0 | 0
E364.00-Poles, Towers, and Fixtures | 2008-05-01 | Non-unitized | W TENNESSEE AVE | KY | 0 | 0 | 0 | 0
E364.00-Poles, Towers, and Fixtures | 2008-05-01 | Non-unitized | 1472 MULBERRY PIKE | KY | 0 | 0 | 0 | 0
E364.00-Poles, Towers, and Fixtures | 2008-05-01 | Non-unitized | COPPER CREEK LN | KY | 0 | 0 | 0
E364.00-Poles, Towers, and Fixtures | 2008-05-01 | Non-unitized | PATRICK HENRY | KY | 0 | 0 | 0
E364.00-Poles, Towers, and Fixtures | 2008-05-01 | Non-unitized | 950105 | KY | 0 | 0 | 0
E364.00-Poles, Towers, and Fixtures | 2008-05-01 | Non-unitized | 919 KINSER AVE 40065 | KY | 0 | 0 | 0 | 0
E364.00-Poles, Towers, and Fixtures | 2008-05-01 | Non-unitized | BYARS LN TSE 42374 | KY | 0 | 0 | 0
E364.00-Poles, Towers, and Fixtures | 2008-05-01 | Non-unitized | HWY 49 | KY | 0 | 0 | 0 | 0
E364.00-Poles, Towers, and Fixtures | 2008-05-01 | Non-unitized | IRVINE RD 40475 | KY | 0 | 0 | 0 | 0
E364.00-Poles, Towers, and Fixtures | 2008-05-01 | Non-unitized | OLD DIXIE RD 42749 | KY | 0 | 0 | 0
E364.00-Poles, Towers, and Fixtures | 2008-05-01 | Non-unitized | P & M HAUL RD | KY | 0 | 0 | 0
E364.00-Poles, Towers, and Fixtures | 2008-05-01 | Non-unitized | 1073045 | KY | 0 | 0 | 0
E364.00-Poles, Towers, and Fixtures | 2008-05-01 | Non-unitized | 1786 HAMPTON RD | KY | 0 | 0 | 0
E364.00-Poles, Towers, and Fixtures | 2008-05-01 | Non-unitized | 1503357 | KY | 0 | 0 | 0
E364.00-Poles, Towers, and Fixtures | 2008-05-01 | Non-unitized | N 16TH ST | KY | 0 | 0 | 0
E364.00-Poles, Towers, and Fixtures | 2008-05-01 | Non-unitized | HWY 31-W 42748 | KY | 0 | 0 | 0
E364.00-Poles, Towers, and Fixtures | 2008-05-01 | Non-unitized | 1280706 | KY | 0 | 0 | 0
E364.00-Poles, Towers, and Fixtures | 2008-05-01 | Non-unitized | RAGLAND LN | KY | 0 | 0 | 0
E364.00-Poles, Towers, and Fixtures | 2008-05-01 | Non-unitized | FOURMILE HOLLOW RD | KY | 0 | 0 | 0
E364.00-Poles, Towers, and Fixtures | 2008-05-01 | Non-unitized | 1200154 | KY | 0 | 0 | 0
E364.00-Poles, Towers, and Fixtures | 2008-05-01 | Non-unitized | FAIRGROUND | KY | 0 | 0 | 0
E364.00-Poles, Towers, and Fixtures | 2008-05-01 | Non-unitized | 1057258 | KY | 0 | 0 | 0
E364.00-Poles, Towers, and Fixtures | 2008-05-01 | Non-unitized | MEEKS LN 42344 | KY | 0 | 0 | 0
E364.00-Poles, Towers, and Fixtures | 2008-05-01 | Non-unitized | U.S 460 AND SCIENCE RIDGE RD. 40337 | KY | 0 | 0 | 0 | 0
E364.00-Poles, Towers, and Fixtures | 2008-05-01 | Non-unitized | 1116585 | KY | 0 | 0 | 0
E364.00-Poles, Towers, and Fixtures | 2008-05-01 | Non-unitized | JERSEY RIDGE | KY | 0 | 0 | 0 | 0
E364.00-Poles, Towers, and Fixtures | 2008-05-01 | Non-unitized | 900 TOP QUALITY DRIVE 42749 | KY | 0 | 0 | 0
E364.00-Poles, Towers, and Fixtures | 2008-05-01 | Non-unitized | KY 36 40360 | KY | 0 | 0 | 0 | 0
E364.00-Poles, Towers, and Fixtures | 2008-05-01 | Non-unitized | 400 MCINTOSH CHAPEL ROAD | KY | 0 | 0 | 0
E364.00-Poles, Towers, and Fixtures | 2008-05-01 | Non-unitized | 1548 US 68 41056 | KY | 0 | 0 | 0 | 0
E364.00-Poles, Towers, and Fixtures | 2008-05-01 | Non-unitized | 1482878 | KY | 0 | 0 | 0
E364.00-Poles, Towers, and Fixtures | 2008-05-01 | Non-unitized | 519 GUY ST | KY | 0 | 0 | 0
E364.00-Poles, Towers, and Fixtures | 2008-05-01 | Non-unitized | 1325816 | KY | 0 | 0 | 0
E364.00-Poles, Towers, and Fixtures | 2008-05-01 | Non-unitized | FRYS OLDSBURG RD TSIREN 40003 | KY | 0 | 0 | 0
E364.00-Poles, Towers, and Fixtures | 2008-05-01 | Non-unitized | 1900 BAKER RD 42325 | KY | 0 | 0 | 0
E364.00-Poles, Towers, and Fixtures | 2008-05-01 | Non-unitized | 1064024 | KY | 0 | 0 | 0
E364.00-Poles, Towers, and Fixtures | 2008-05-01 | Non-unitized | 700 BLUE STONE ROAD 40351 | KY | 0 | 0 | 0
E364.00-Poles, Towers, and Fixtures | 2008-05-01 | Non-unitized | 1028695 | KY | 0 | 0 | 0
E364.00-Poles, Towers, and Fixtures | 2008-05-01 | Non-unitized | 8515 US HWY 60 42056 | KY | 0 | 0 | 0
E364.00-Poles, Towers, and Fixtures | 2008-05-01 | Non-unitized | 311 DITNEY HILL RD 42337 | KY | 0 | 0 | 0
E364.00-Poles, Towers, and Fixtures | 2008-05-01 | Non-unitized | RAIL LAKE DR | KY | 0 | 0 | 0
E364.00-Poles, Towers, and Fixtures | 2008-05-01 | Non-unitized | 1431634 | KY | 0 | 0 | 0
E364.00-Poles, Towers, and Fixtures | 2008-05-01 | Non-unitized | 1139284 | KY | 0 | 0 | 0 | 0
E364.00-Poles, Towers, and Fixtures | 2008-05-01 | Non-unitized | 1224437 | KY | 0 | 0 | 0
E364.00-Poles, Towers, and Fixtures | 2008-05-01 | Non-unitized | 715 E MAIN ST | KY | 0 | 0 | 0
E364.00-Poles, Towers, and Fixtures | 2008-05-01 | Non-unitized | 514 CENTER ST | KY | 0 | 0 | 0
E364.00-Poles, Towers, and Fixtures | 2008-05-01 | Non-unitized | 1105584 | KY | 0 | 0 | 0
E364.00-Poles, Towers, and Fixtures | 2008-05-01 | Non-unitized | 6590 S HIGHWAY 27 42501 | KY | 0 | 0 | 0
E364.00-Poles, Towers, and Fixtures | 2008-05-01 | Non-unitized | 1487294 | KY | 0 | 0 | 0
E364.00-Poles, Towers, and Fixtures | 2008-05-01 | Non-unitized | 329 KINGSTON BIGHILL ROAD 40475 | KY | 0 | 0 | 0
E364.00-Poles, Towers, and Fixtures | 2008-05-01 | Non-unitized | 24 REYNOLD CEMETERY LN 42345 | KY | 0 | 0 | 0
E364.00-Poles, Towers, and Fixtures | 2008-05-01 | Non-unitized | HWY 351 | KY | 0 | 0 | 0
E364.00-Poles, Towers, and Fixtures | 2008-05-01 | Non-unitized | 1275294 | KY | 0 | 0 | 0
E364.00-Poles, Towers, and Fixtures | 2008-05-01 | Non-unitized | 361 LANGDON ST | KY | 0 | 0 | 0
E364.00-Poles, Towers, and Fixtures | 2008-05-01 | Non-unitized | 1284181 | KY | 0 | 0 | 0
E364.00-Poles, Towers, and Fixtures | 2008-05-01 | Non-unitized | 1013 W MAILBACK WAY 40014 | KY | 0 | 0 | 0
E364.00-Poles, Towers, and Fixtures | 2008-05-01 | Non-unitized | 7025 CAIRO RD 42086 | KY | 0 | 0 | 0
E364.00-Poles, Towers, and Fixtures | 2008-05-01 | Non-unitized | 5105 BRADFORD RD 42086 | KY | 0 | 0 | 0
E364.00-Poles, Towers, and Fixtures | 2008-05-01 | Non-unitized | BRUCE | KY | 0 | 0 | 0
E364.00-Poles, Towers, and Fixtures | 2008-05-01 | Non-unitized | 151 E MAXWELL ST 40508 | KY | 0 | 0 | 0
E364.00-Poles, Towers, and Fixtures | 2008-05-01 | Non-unitized | 255 SQUIRESVILLE RD 40359 | KY | 0 | 0 | 0 | 0
E364.00-Poles, Towers, and Fixtures | 2008-05-01 | Non-unitized | CASTLE HIGHWAY TRACT C 40057 | KY | 0 | 0 | 0
E364.00-Poles, Towers, and Fixtures | 2008-05-01 | Non-unitized | 620 SEE RD | KY | 0 | 0 | 0 | 0
E364.00-Poles, Towers, and Fixtures | 2008-05-01 | Non-unitized | LOW CLEARANCE OFF 1006 NEAR COLLINS | KY | 0 | 0 | 0
E364.00-Poles, Towers, and Fixtures | 2008-05-01 | Non-unitized | 102 CEDAR COURT 42038 | KY | 0 | 0 | 0
E364.00-Poles, Towers, and Fixtures | 2008-05-01 | Non-unitized | 1054 MOOREFIELD RD | KY | 0 | 0 | 0 | 0
E364.00-Poles, Towers, and Fixtures | 2008-05-01 | Non-unitized | 4675 STATE RT 181 N BLDG 426 42345 | KY | 0 | 0 | 0
E364.00-Poles, Towers, and Fixtures | 2008-05-01 | Non-unitized | ENDEAVOR WAY 40160 | KY | 0 | 0 | 0
E364.00-Poles, Towers, and Fixtures | 2008-05-01 | Non-unitized | 1130165 | KY | 0 | 0 | 0
E364.00-Poles, Towers, and Fixtures | 2008-05-01 | Non-unitized | 1272956 | KY | 0 | 0 | 0
E364.00-Poles, Towers, and Fixtures | 2008-05-01 | Non-unitized | 408 W DIXIE AVE 42701 | KY | 0 | 0 | 0
E364.00-Poles, Towers, and Fixtures | 2008-05-01 | Non-unitized | WHIRLAWAY | KY | 0 | 0 | 0
E364.00-Poles, Towers, and Fixtures | 2008-05-01 | Non-unitized | 1508164 | KY | 0 | 0 | 0
E364.00-Poles, Towers, and Fixtures | 2008-05-01 | Non-unitized | GREGORY LAKE LN | KY | 0 | 0 | 0
E364.00-Poles, Towers, and Fixtures | 2008-05-01 | Non-unitized | 3780 GREENSBURG RD GAR 42716 | KY | 0 | 0 | 0
E364.00-Poles, Towers, and Fixtures | 2008-05-01 | Non-unitized | 133 S MAIN ST 42347 | KY | 0 | 0 | 0
E364.00-Poles, Towers, and Fixtures | 2008-05-01 | Non-unitized | 1070366 | KY | 0 | 0 | 0
E364.00-Poles, Towers, and Fixtures | 2008-05-01 | Non-unitized | RUARK AVE | KY | 0 | 0 | 0
E364.00-Poles, Towers, and Fixtures | 2008-05-01 | Non-unitized | 121 BLAKE LN 42064 | KY | 0 | 0 | 0
E364.00-Poles, Towers, and Fixtures | 2008-05-01 | Non-unitized | 1471996 | KY | 0 | 0 | 0
E364.00-Poles, Towers, and Fixtures | 2008-05-01 | Non-unitized | BURKESVILLE ST--BEFORE YOU GET T 88888 | KY | 0 | 0 | 0 | 0
E364.00-Poles, Towers, and Fixtures | 2008-05-01 | Non-unitized | 9463 HWY 58 42032 | KY | 0 | 0 | 0
E364.00-Poles, Towers, and Fixtures | 2008-05-01 | Non-unitized | 245 GISHTON RD | KY | 0 | 0 | 0
E364.00-Poles, Towers, and Fixtures | 2008-05-01 | Non-unitized | 205 RUSSELL | KY | 0 | 0 | 0
E364.00-Poles, Towers, and Fixtures | 2008-05-01 | Non-unitized | 1438748 | KY | 0 | 0 | 0
E364.00-Poles, Towers, and Fixtures | 2008-05-01 | Non-unitized | P.O.I. RIVER ST. | KY | 0 | 0 | 0
E364.00-Poles, Towers, and Fixtures | 2008-05-01 | Non-unitized | BRUCE ST | KY | 0 | 0 | 0
E364.00-Poles, Towers, and Fixtures | 2008-05-01 | Non-unitized | KEARNEY RIDGE BLV 40511 | KY | 0 | 0 | 0
E364.00-Poles, Towers, and Fixtures | 2008-05-01 | Non-unitized | SUNNYSIDE RD TRACT 8 40019 | KY | 0 | 0 | 0 | 0
E364.00-Poles, Towers, and Fixtures | 2008-05-01 | Non-unitized | MT VERNON DR | KY | 0 | 0 | 0 | 0
E364.00-Poles, Towers, and Fixtures | 2008-05-01 | Non-unitized | 80 KIRKWOOD LN 42345 | KY | 0 | 0 | 0
E364.00-Poles, Towers, and Fixtures | 2008-05-01 | Non-unitized | 319 E DIXIE AVE | KY | 0 | 0 | 0
E364.00-Poles, Towers, and Fixtures | 2008-05-01 | Non-unitized | 929 JERSEY RIDGE ROAD 41056 | KY | 0 | 0 | 0 | 0
E364.00-Poles, Towers, and Fixtures | 2008-05-01 | Non-unitized | 76 ROAD 16 | KY | 0 | 0 | 0
E364.00-Poles, Towers, and Fixtures | 2008-05-01 | Non-unitized | 973245 | KY | 0 | 0 | 0
E364.00-Poles, Towers, and Fixtures | 2008-05-01 | Non-unitized | 4600 BARDS HILL RD | KY | 0 | 0 | 0
E364.00-Poles, Towers, and Fixtures | 2008-05-01 | Non-unitized | 1645 HWY 175 N 42325 | KY | 0 | 0 | 0
E364.00-Poles, Towers, and Fixtures | 2008-05-01 | Non-unitized | 1277684 | KY | 0 | 0 | 0
E364.00-Poles, Towers, and Fixtures | 2008-05-01 | Non-unitized | S 4TH ST | KY | 0 | 0 | 0 | 0
E364.00-Poles, Towers, and Fixtures | 2008-05-01 | Non-unitized | 1496 N BROADWAY | KY | 0 | 0 | 0
E364.00-Poles, Towers, and Fixtures | 2008-05-01 | Non-unitized | HWY 127 | KY | 0 | 0 | 0
E364.00-Poles, Towers, and Fixtures | 2008-05-01 | Non-unitized | 910 KINNEY LN | KY | 0 | 0 | 0
E364.00-Poles, Towers, and Fixtures | 2008-05-01 | Non-unitized | 1090668 | KY | 0 | 0 | 0
E364.00-Poles, Towers, and Fixtures | 2008-05-01 | Non-unitized | 1313726 | KY | 0 | 0 | 0
E364.00-Poles, Towers, and Fixtures | 2008-05-01 | Non-unitized | 1446775 | KY | 0 | 0 | 0 | 0
E364.00-Poles, Towers, and Fixtures | 2008-05-01 | Non-unitized | 528 PARK ST | KY | 0 | 0 | 0
E364.00-Poles, Towers, and Fixtures | 2008-05-01 | Non-unitized | 215 5TH ST | KY | 0 | 0 | 0
E364.00-Poles, Towers, and Fixtures | 2008-05-01 | Non-unitized | 1030904 | KY | 0 | 0 | 0
E364.00-Poles, Towers, and Fixtures | 2008-05-01 | Non-unitized | 106 JOSIE TR 40324 | KY | 0 | 0 | 0
E364.00-Poles, Towers, and Fixtures | 2008-05-01 | Non-unitized | 1113335 | KY | 0 | 0 | 0
E364.00-Poles, Towers, and Fixtures | 2008-05-01 | Non-unitized | WHIPPOORWILL DR 42038 | KY | 0 | 0 | 0
E364.00-Poles, Towers, and Fixtures | 2008-05-01 | Non-unitized | Levi Jackson Park N/A | KY | 0 | 0 | 0 | 0
E364.00-Poles, Towers, and Fixtures | 2008-05-01 | Non-unitized | 303 CRAYNE CEMETERY RD 42064 | KY | 0 | 0 | 0
E364.00-Poles, Towers, and Fixtures | 2008-05-01 | Non-unitized | 5870 HWY 136 WEST | KY | 0 | 0 | 0
E364.00-Poles, Towers, and Fixtures | 2008-05-01 | Non-unitized | 1363396 | KY | 0 | 0 | 0
E364.00-Poles, Towers, and Fixtures | 2008-05-01 | Non-unitized | 1142585 | KY | 0 | 0 | 0 | 0
E364.00-Poles, Towers, and Fixtures | 2008-05-01 | Non-unitized | 1133304 | KY | 0 | 0 | 0 | 0
E364.00-Poles, Towers, and Fixtures | 2008-05-01 | Non-unitized | BOONESBORO RD 40475 | KY | 0 | 0 | 0 | 0
E364.00-Poles, Towers, and Fixtures | 2008-07-01 | Non-unitized | ECAPRR426-Instl cap/reg/recl-London | KY | 0 | 0 | 0
E364.00-Poles, Towers, and Fixtures | 2008-07-01 | Non-unitized | 2201 ELKHORN RD 40505 | KY | 0 | 0 | 0
E364.00-Poles, Towers, and Fixtures | 2008-05-01 | Non-unitized | 1000 PLEASANT VALLEY RD 42445 | KY | 0 | 0 | 0 | 0
E364.00-Poles, Towers, and Fixtures | 2008-05-01 | Non-unitized | HWY 434 AND MAIN ST 40150 | KY | 0 | 0 | 0 | 0
E364.00-Poles, Towers, and Fixtures | 2008-05-01 | Non-unitized | MIRACLE 40813 | KY | 0 | 0 | 0 | 0
E364.00-Poles, Towers, and Fixtures | 2008-05-01 | Non-unitized | 690 PEA RIDGE RD 40379 | KY | 0 | 0 | 0 | 0
E364.00-Poles, Towers, and Fixtures | 2008-05-01 | Non-unitized | 3653 LEISURE CREEK | KY | 0 | 0 | 0 | 0
E364.00-Poles, Towers, and Fixtures | 2008-07-01 | Non-unitized | RDSTLT426-REP REPL DEF ST LIGHTS 426 | KY | 0 | 0 | 0 | 0
E364.00-Poles, Towers, and Fixtures | 2008-05-01 | Non-unitized | 1055314 | KY | 0 | 0 | 0 | 0
E364.00-Poles, Towers, and Fixtures | 2008-05-01 | Non-unitized | 1094004 | KY | 0 | 0 | 0 | 0
E364.00-Poles, Towers, and Fixtures | 2008-05-01 | Non-unitized | 1175798 | KY | 0 | 0 | 0 | 0
E364.00-Poles, Towers, and Fixtures | 2008-05-01 | Non-unitized | 1229008 | KY | 0 | 0 | 0
E364.00-Poles, Towers, and Fixtures | 2008-05-01 | Non-unitized | 600 D.BERNARD COUGHLIN BLVD. 41056 | KY | 0 | 0 | 0 | 0
E364.00-Poles, Towers, and Fixtures | 2008-05-01 | Non-unitized | MT CARMEL RD BARN 40361 | KY | 0 | 0 | 0 | 0
E364.00-Poles, Towers, and Fixtures | 2008-05-01 | Non-unitized | 110 N FAIRVIEW ST TSE 40475 | KY | 0 | 0 | 0 | 0
E364.00-Poles, Towers, and Fixtures | 2008-05-01 | Non-unitized | 1173857 | KY | 0 | 0 | 0 | 0
E364.00-Poles, Towers, and Fixtures | 2008-05-01 | Non-unitized | 1202315 | KY | 0 | 0 | 0 | 0
E364.00-Poles, Towers, and Fixtures | 2008-05-01 | Non-unitized | 1042234 | KY | 0 | 0 | 0 | 0
E364.00-Poles, Towers, and Fixtures | 2008-05-01 | Non-unitized | BALLARD GLEN PARKWAY | KY | 0 | 0 | 0 | 0
E364.00-Poles, Towers, and Fixtures | 2008-07-10 | Non-unitized | Crab Orchard Circuit | KY | 0 | 0 | 0
E364.00-Poles, Towers, and Fixtures | 2008-05-01 | Non-unitized | 1113 ALTON STATION RD | KY | 0 | 0 | 0 | 0
E364.00-Poles, Towers, and Fixtures | 2008-05-01 | Non-unitized | 1068171 | KY | 0 | 0 | 0 | 0
E364.00-Poles, Towers, and Fixtures | 2008-05-01 | Non-unitized | SHELTON RD 40160 | KY | 0 | 0 | 0 | 0
E364.00-Poles, Towers, and Fixtures | 2008-05-01 | Non-unitized | 1014 MT VERNON DR 40065 | KY | 0 | 0 | 0 | 0
E364.00-Poles, Towers, and Fixtures | 2008-05-01 | Non-unitized | 1464634 | KY | 0 | 0 | 0
E364.00-Poles, Towers, and Fixtures | 2008-05-01 | Non-unitized | 1473204 | KY | 0 | 0 | 0
E364.00-Poles, Towers, and Fixtures | 2008-05-01 | Non-unitized | CYNTHIANA RD | KY | 0 | 0 | 0 | 0
E364.00-Poles, Towers, and Fixtures | 2008-05-01 | Non-unitized | 764 OLD DIXIE LOOP 42784 | KY | 0 | 0 | 0 | 0
E364.00-Poles, Towers, and Fixtures | 2008-05-01 | Non-unitized | 1365 MEFFORD HEIGHTS CIRCLE 41056 | KY | 0 | 0 | 0 | 0
E364.00-Poles, Towers, and Fixtures | 2008-07-01 | Non-unitized | ECAPRR246-Inst cap/reg/recl-Etown | KY | 0 | 0 | 0
E364.00-Poles, Towers, and Fixtures | 2008-05-01 | Non-unitized | L AND N TURNPIKE RD 42757 | KY | 0 | 0 | 0 | 0
E364.00-Poles, Towers, and Fixtures | 2008-05-01 | Non-unitized | 66 HWY 6 MH 40771 | KY | 0 | 0 | 0 | 0
E364.00-Poles, Towers, and Fixtures | 2008-07-01 | Non-unitized | 1362124 | KY | 0 | 0 | 0
E364.00-Poles, Towers, and Fixtures | 2008-07-01 | Non-unitized | 1314480 | KY | 0 | 0 | 0
E364.00-Poles, Towers, and Fixtures | 2008-05-01 | Non-unitized | 860 HEDGES STATION RD | KY | 0 | 0 | 0 | 0
E364.00-Poles, Towers, and Fixtures | 2008-07-01 | Non-unitized | 1496637 | KY | 0 | 0 | 0
E364.00-Poles, Towers, and Fixtures | 2008-05-01 | Non-unitized | W MAIN ST 40456 | KY | 0 | 0 | 0 | 0
E364.00-Poles, Towers, and Fixtures | 2008-07-01 | Non-unitized | ABS FOR LOST LODGE ROAD | KY | 0 | 0 | 0
E364.00-Poles, Towers, and Fixtures | 2008-05-01 | Non-unitized | 125 BILL TURNER RD TRL 42728 | KY | 0 | 0 | 0 | 0
E364.00-Poles, Towers, and Fixtures | 2008-05-01 | Non-unitized | 3895 PAYNTER ROAD 41007 | KY | 0 | 0 | 0 | 0
E364.00-Poles, Towers, and Fixtures | 2008-05-01 | Non-unitized | BERTHA HOLLOW 40734 | KY | 0 | 0 | 0 | 0
E364.00-Poles, Towers, and Fixtures | 2008-07-01 | Non-unitized | ECAPRR256-Inst cap/reg/recl-Shelbyville | KY | 0 | 0 | 0
E364.00-Poles, Towers, and Fixtures | 2008-05-01 | Non-unitized | 304 RADER RIDGE RD 40755 | KY | 0 | 0 | 0 | 0
E364.00-Poles, Towers, and Fixtures | 2008-05-01 | Non-unitized | 616 NEW HOPE RD | KY | 0 | 0 | 0 | 0
E364.00-Poles, Towers, and Fixtures | 2008-07-01 | Non-unitized | ECAPRR366-Inst cap/reg/recl-Maysville | KY | 0 | 0 | 0
E364.00-Poles, Towers, and Fixtures | 2008-05-01 | Non-unitized | 152 W TIVERTON WAY 40503 | KY | 0 | 0 | 0 | 0
E364.00-Poles, Towers, and Fixtures | 2008-05-01 | Non-unitized | 1150 LEESTOWN RD 40547 | KY | 0 | 0 | 0 | 0
E364.00-Poles, Towers, and Fixtures | 2008-05-01 | Non-unitized | 2173 CEDAR RD 40324 | KY | 0 | 0 | 0 | 0
E364.00-Poles, Towers, and Fixtures | 2008-07-01 | Non-unitized | MAIN ST 40371 | KY | 0 | 0 | 0
E364.00-Poles, Towers, and Fixtures | 2008-05-01 | Non-unitized | 1507304 | KY | 0 | 0 | 0
E364.00-Poles, Towers, and Fixtures | 2008-07-01 | Non-unitized | 1379944 | KY | 0 | 0 | 0
E364.00-Poles, Towers, and Fixtures | 2008-05-01 | Non-unitized | 1319 NEW SALEM CIR 42442 | KY | 0 | 0 | 0 | 0
E364.00-Poles, Towers, and Fixtures | 2008-05-01 | Non-unitized | MCGRATHIANA PKWY LOT 9 40511 | KY | 0 | 0 | 0
E364.00-Poles, Towers, and Fixtures | 2008-07-01 | Non-unitized | 1507057 | KY | 0 | 0 | 0
E364.00-Poles, Towers, and Fixtures | 2008-05-01 | Non-unitized | 3277 FLOUR CREEK ROAD 41006 | KY | 0 | 0 | 0 | 0
E364.00-Poles, Towers, and Fixtures | 2008-05-01 | Non-unitized | 1228124 | KY | 0 | 0 | 0 | 0
E364.00-Poles, Towers, and Fixtures | 2008-05-01 | Non-unitized | BEAUMONT CENTRE LN 40513 | KY | 0 | 0 | 0 | 0
E364.00-Poles, Towers, and Fixtures | 2008-05-01 | Non-unitized | 125 CARLISLE AVE TSE 40505 | KY | 0 | 0 | 0 | 0
E364.00-Poles, Towers, and Fixtures | 2008-05-01 | Non-unitized | 111 SPIDER CREEK RD NEW HSE 40701 | KY | 0 | 0 | 0 | 0
E364.00-Poles, Towers, and Fixtures | 2008-05-01 | Non-unitized | 1235618 | KY | 0 | 0 | 0 | 0
E364.00-Poles, Towers, and Fixtures | 2008-05-01 | Non-unitized | 1099104 | KY | 0 | 0 | 0 | 0
E364.00-Poles, Towers, and Fixtures | 2008-05-01 | Non-unitized | 4109 HOWARDS MILL RD 40353 | KY | 0 | 0 | 0 | 0
E364.00-Poles, Towers, and Fixtures | 2008-05-01 | Non-unitized | 1124896 | KY | 0 | 0 | 0
E364.00-Poles, Towers, and Fixtures | 2008-05-01 | Non-unitized | 949744 | KY | 0 | 0 | 0
E364.00-Poles, Towers, and Fixtures | 2008-05-01 | Non-unitized | 1380049 | KY | 0 | 0 | 0
E364.00-Poles, Towers, and Fixtures | 2008-05-01 | Non-unitized | 1171825 | KY | 0 | 0 | 0
E364.00-Poles, Towers, and Fixtures | 2008-05-01 | Non-unitized | 3705 ST RT 1380 HWY | KY | 0 | 0 | 0
E364.00-Poles, Towers, and Fixtures | 2008-05-01 | Non-unitized | MT STERLING RD | KY | 0 | 0 | 0
E364.00-Poles, Towers, and Fixtures | 2008-05-01 | Non-unitized | 1238576 | KY | 0 | 0 | 0
E364.00-Poles, Towers, and Fixtures | 2008-05-01 | Non-unitized | 1146444 | KY | 0 | 0 | 0
E364.00-Poles, Towers, and Fixtures | 2008-05-01 | Non-unitized | 1208614 | KY | 0 | 0 | 0
E364.00-Poles, Towers, and Fixtures | 2008-05-01 | Non-unitized | 529 MAXIE CT OPTIMIST 40051 | KY | 0 | 0 | 0
E364.00-Poles, Towers, and Fixtures | 2008-05-01 | Non-unitized | 1291547 | KY | 0 | 0 | 0
E364.00-Poles, Towers, and Fixtures | 2008-05-01 | Non-unitized | HWY 421 | KY | 0 | 0 | 0
E364.00-Poles, Towers, and Fixtures | 2008-05-01 | Non-unitized | GASKINS | KY | 0 | 0 | 0
E364.00-Poles, Towers, and Fixtures | 2008-05-01 | Non-unitized | OLD NORTONVILLE- WHITE PLAINS RD | KY | 0 | 0 | 0
E364.00-Poles, Towers, and Fixtures | 2008-05-01 | Non-unitized | GREENSBURG | KY | 0 | 0 | 0
E364.00-Poles, Towers, and Fixtures | 2008-05-01 | Non-unitized | 1080289 | KY | 0 | 0 | 0
E364.00-Poles, Towers, and Fixtures | 2008-05-01 | Non-unitized | 1348857 | KY | 0 | 0 | 0
E364.00-Poles, Towers, and Fixtures | 2008-05-01 | Non-unitized | 1454048 | KY | 0 | 0 | 0
E364.00-Poles, Towers, and Fixtures | 2008-05-01 | Non-unitized | NEW SALEM RD 42064 | KY | 0 | 0 | 0
E364.00-Poles, Towers, and Fixtures | 2008-05-01 | Non-unitized | STATE HWY 855 42078 | KY | 0 | 0 | 0
E364.00-Poles, Towers, and Fixtures | 2008-05-01 | Non-unitized | 805 BARDSTOWN ROAD | KY | 0 | 0 | 0
E364.00-Poles, Towers, and Fixtures | 2008-07-01 | Non-unitized | POPLAR | KY | 0 | 0 | 0
E364.00-Poles, Towers, and Fixtures | 2008-05-01 | Non-unitized | 1351754 | KY | 0 | 0 | 0
E364.00-Poles, Towers, and Fixtures | 2008-05-01 | Non-unitized | 304 MAIN ST | KY | 0 | 0 | 0 | 0
E364.00-Poles, Towers, and Fixtures | 2008-05-01 | Non-unitized | 350 LAKEWAY DR 42642 | KY | 0 | 0 | 0 | 0
E364.00-Poles, Towers, and Fixtures | 2008-05-01 | Non-unitized | 801 SHAKERTOWN RD | KY | 0 | 0 | 0
E364.00-Poles, Towers, and Fixtures | 2008-05-01 | Non-unitized | 1293816 | KY | 0 | 0 | 0
E364.00-Poles, Towers, and Fixtures | 2008-05-01 | Non-unitized | 1314596 | KY | 0 | 0 | 0
E364.00-Poles, Towers, and Fixtures | 2008-05-01 | Non-unitized | STATE HWY 92 | KY | 0 | 0 | 0
E364.00-Poles, Towers, and Fixtures | 2008-05-01 | Non-unitized | W BUFORD STREET | KY | 0 | 0 | 0
E364.00-Poles, Towers, and Fixtures | 2008-05-01 | Non-unitized | LOUISVILLE ROAD | KY | 0 | 0 | 0
E364.00-Poles, Towers, and Fixtures | 2008-05-01 | Non-unitized | PAVILLION WAY 40 | KY | 0 | 0 | 0
E364.00-Poles, Towers, and Fixtures | 2008-05-01 | Non-unitized | 1347014 | KY | 0 | 0 | 0
E364.00-Poles, Towers, and Fixtures | 2008-05-01 | Non-unitized | 1286814 | KY | 0 | 0 | 0
E364.00-Poles, Towers, and Fixtures | 2008-05-01 | Non-unitized | 90 MARIAMA LN | KY | 0 | 0 | 0
E364.00-Poles, Towers, and Fixtures | 2008-05-01 | Non-unitized | BEECHMONT DR 42323 | KY | 0 | 0 | 0
E364.00-Poles, Towers, and Fixtures | 2008-05-01 | Non-unitized | 1036174 | KY | 0 | 0 | 0 | 0
E364.00-Poles, Towers, and Fixtures | 2008-05-01 | Non-unitized | 1067975 | KY | 0 | 0 | 0 | 0
E364.00-Poles, Towers, and Fixtures | 2008-10-31 | POLE WOOD 55 FT (DIST) | POLE WOOD 55 FT (00009) | KY | 5 | 16065.54 | 3213.108
E364.00-Poles, Towers, and Fixtures | 2008-11-30 | CROSS ARMS | CROSS ARMS (07362) | KY | 63 | 15045.81 | 238.8224
E364.00-Poles, Towers, and Fixtures | 2008-05-01 | Non-unitized | E STATE ROUTE 370 | KY | 0 | 0 | 0
E364.00-Poles, Towers, and Fixtures | 1946-12-31 | POLE WOOD 25 FT (DIST) | GUY | KY | 0 | 0 | 0
E364.00-Poles, Towers, and Fixtures | 1950-12-31 | POLE WOOD 25 FT (DIST) | POLE WOOD 45 FT | KY | 0 | 0 | 0
E364.00-Poles, Towers, and Fixtures | 1964-01-01 | PLATFORMS NEW (05491) | PLATFORMS NEW (05491) | KY | 5 | 1237.64 | 247.528
E364.00-Poles, Towers, and Fixtures | 1955-12-31 | POLE WOOD 20 FT (DIST) | GUY | KY | 0 | 0 | 0
E364.00-Poles, Towers, and Fixtures | 1956-12-31 | POLE WOOD 20 FT (DIST) | POLE WOOD 20 FT (DIST) | KY | 12 | 1611.22 | 134.2683
E364.00-Poles, Towers, and Fixtures | 1994-12-31 | POLE WOOD 20 FT (DIST) | POLE WOOD 20 FT (DIST) | KY | 4 | 5482.83 | 1370.7075
E364.00-Poles, Towers, and Fixtures | 1975-12-31 | POLE WOOD 60 FT (DIST) | POLE WOOD 40 FT | KY | 23 | 5078.86 | 220.82 | 0
E364.00-Poles, Towers, and Fixtures | 1974-12-31 | POLE WOOD 60 FT (DIST) | POLE WOOD 40 FT | KY | 2 | 341.47 | 170.735
E364.00-Poles, Towers, and Fixtures | 2008-05-01 | Non-unitized | 1085234 | KY | 0 | 0 | 0
E364.00-Poles, Towers, and Fixtures | 1989-12-31 | POLE WOOD 60 FT (DIST) | POLE WOOD 45 FT | KY | 3 | 2074.46 | 691.4867
E364.00-Poles, Towers, and Fixtures | 1992-12-31 | POLE WOOD 20 FT (DIST) | POLE WOOD 20 FT (DIST) | KY | 2 | 3126.15 | 1563.075
E364.00-Poles, Towers, and Fixtures | 1980-12-31 | POLE WOOD 20 FT (DIST) | POLE WOOD 20 FT (DIST) | KY | 4 | 2583 | 645.75
E364.00-Poles, Towers, and Fixtures | 1968-12-31 | POLE WOOD 20 FT (DIST) | POLE WOOD 20 FT (DIST) | KY | 2 | 343.21 | 171.605
E364.00-Poles, Towers, and Fixtures | 1975-12-31 | POLE WOOD 60 FT (DIST) | POLE WOOD 45 FT | KY | 21 | 4679.4 | 222.8286 | 0
E364.00-Poles, Towers, and Fixtures | 1964-12-31 | POLE WOOD 60 FT (DIST) | POLE WOOD 45 FT | KY | 25 | 593.54 | 23.7416 | 0
E364.00-Poles, Towers, and Fixtures | 2008-05-01 | Non-unitized | 1261439 | KY | 0 | 0 | 0
E364.00-Poles, Towers, and Fixtures | 2008-05-01 | Non-unitized | SPALDING | KY | 0 | 0 | 0
E364.00-Poles, Towers, and Fixtures | 1976-12-31 | POLE WOOD 20 FT (DIST) | POLE WOOD 20 FT (DIST) | KY | 6 | 1668.56 | 278.0933
E364.00-Poles, Towers, and Fixtures | 1951-12-31 | CROSS ARMS | GUY | KY | 0 | 0 | 0
E364.00-Poles, Towers, and Fixtures | 1957-12-31 | CROSS ARMS | CROSS ARMS (07362) | KY | 505 | 8427.07 | 16.6873 | 0
E364.00-Poles, Towers, and Fixtures | 2001-01-01 | PLATFORMS NEW (05491) | PLATFORMS NEW (05491) | KY | 5 | 45419.9 | 9083.98
E364.00-Poles, Towers, and Fixtures | 1989-12-31 | POLE WOOD 60 FT (DIST) | POLE WOOD 50 FT | KY | 6 | 5611.39 | 935.2317
E364.00-Poles, Towers, and Fixtures | 1960-12-31 | POLE WOOD 20 FT (DIST) | POLE WOOD 20 FT (DIST) | KY | 2 | 521.38 | 260.69
E364.00-Poles, Towers, and Fixtures | 1954-12-31 | POLE WOOD 20 FT (DIST) | POLE WOOD 20 FT (DIST) | KY | 2 | 276.54 | 138.27
E364.00-Poles, Towers, and Fixtures | 1962-12-31 | POLE WOOD 60 FT (DIST) | POLE WOOD 50 FT | KY | 30 | 4417.97 | 147.2657 | 0
E364.00-Poles, Towers, and Fixtures | 2008-09-30 | POLE WOOD 30 FT (DIST) | POLE WOOD 30 FT (00004) | KY | 9 | 5938.49 | 659.8322
E364.00-Poles, Towers, and Fixtures | 2002-01-01 | PLATFORMS NEW (05491) | PLATFORMS NEW (05491) | KY | 3 | 20162.48 | 6720.8267
E364.00-Poles, Towers, and Fixtures | 2004-01-01 | PLATFORMS NEW (05491) | PLATFORMS NEW (05491) | KY | 3 | 27859.96 | 9286.6533
E364.00-Poles, Towers, and Fixtures | 2008-05-01 | Non-unitized | MADISONVILLE NORTH HIGH SCHOOL | KY | 0 | 0 | 0
E364.00-Poles, Towers, and Fixtures | 2008-05-01 | Non-unitized | 1557 US HWY 641 42411 | KY | 0 | 0 | 0
E364.00-Poles, Towers, and Fixtures | 2008-05-01 | Non-unitized | 100 W MARY THOMAS AVE 42749 | KY | 0 | 0 | 0
E364.00-Poles, Towers, and Fixtures | 1972-12-31 | POLE WOOD 25 FT (DIST) | ARM WOOD 10 FT AND UNDER (TRANS) | KY | 0 | 0 | 0
E364.00-Poles, Towers, and Fixtures | 1957-12-31 | POLE WOOD 60 FT (DIST) | POLE WOOD 55 FT | KY | 9 | 1313.07 | 145.8967 | 0
E364.00-Poles, Towers, and Fixtures | 1956-12-31 | POLE WOOD 60 FT (DIST) | POLE WOOD 55 FT | KY | 8 | 788 | 98.5
E364.00-Poles, Towers, and Fixtures | 1990-12-31 | POLE WOOD 60 FT (DIST) | POLE WOOD 60 FT | KY | 3 | 4540.3 | 1513.4333
E364.00-Poles, Towers, and Fixtures | 1967-12-31 | POLE WOOD 25 FT (DIST) | POLE WOOD 25 FT (DIST) | KY | 6 | 453.23 | 75.5383
E364.00-Poles, Towers, and Fixtures | 1949-12-31 | CROSS ARMS | CROSS ARMS | KY | 0 | 0 | 0 | 0
E364.00-Poles, Towers, and Fixtures | 1995-12-31 | POLE WOOD 60 FT (DIST) | POLE WOOD 65 FT | KY | 5 | 9291.21 | 1858.242
E364.00-Poles, Towers, and Fixtures | 1982-12-31 | CROSS ARMS | CROSS ARMS (07362) | KY | 65 | 11139.81 | 171.3817
E364.00-Poles, Towers, and Fixtures | 1995-12-31 | POLE WOOD 60 FT (DIST) | POLE WOOD 70 FT | KY | 5 | 10327.49 | 2065.498
E364.00-Poles, Towers, and Fixtures | 2008-05-01 | Non-unitized | 1316315 | KY | 0 | 0 | 0
E364.00-Poles, Towers, and Fixtures | 1975-12-31 | POLE WOOD 25 FT (DIST) | ARM WOOD 10 FT AND UNDER (TRANS) | KY | 0 | 0 | 0
E364.00-Poles, Towers, and Fixtures | 1973-12-31 | POLE WOOD 60 FT (DIST) | POLE WOOD 70 FT | KY | 37 | 37879.37 | 1023.7668 | 0
E364.00-Poles, Towers, and Fixtures | 2001-10-31 | CROSS ARMS | CROSS ARMS (07362) | KY | 4 | 35840.88 | 8960.22
E364.00-Poles, Towers, and Fixtures | 2008-05-01 | Non-unitized | 1379615 | KY | 0 | 0 | 0
E364.00-Poles, Towers, and Fixtures | 2008-10-01 | Non-unitized | 1564772 | KY | 0 | 0 | 0
E364.00-Poles, Towers, and Fixtures | 2008-11-01 | Non-unitized | 1302287 | KY | 0 | 0 | 0
E364.00-Poles, Towers, and Fixtures | 1947-12-31 | POLE WOOD 25 FT (DIST) | POLE WOOD 25 FT (DIST) | KY | 82 | 5669.78 | 69.1437 | 0
E364.00-Poles, Towers, and Fixtures | 2008-05-01 | Non-unitized | ELAINE DRIVE | KY | 0 | 0 | 0
E364.00-Poles, Towers, and Fixtures | 2008-05-01 | Non-unitized | 1123505 | KY | 0 | 0 | 0
E364.00-Poles, Towers, and Fixtures | 2008-10-01 | Non-unitized | 1688140 | KY | 0 | 0 | 0
E364.00-Poles, Towers, and Fixtures | 2008-10-01 | Non-unitized | 1671496 | KY | 0 | 0 | 0
E364.00-Poles, Towers, and Fixtures | 2008-11-01 | Non-unitized | KY HWY 211 S 40371 | KY | 0 | 0 | 0
E364.00-Poles, Towers, and Fixtures | 2008-10-01 | Non-unitized | 1562684 | KY | 0 | 0 | 0
E364.00-Poles, Towers, and Fixtures | 2008-10-01 | Non-unitized | 1540494 | KY | 0 | 0 | 0
E364.00-Poles, Towers, and Fixtures | 1958-12-31 | POLE WOOD 20 FT (DIST) | GUY | KY | 0 | 0 | 0
E364.00-Poles, Towers, and Fixtures | 1957-12-31 | POLE WOOD 20 FT (DIST) | GUY | KY | 0 | 0 | 0
E364.00-Poles, Towers, and Fixtures | 2008-10-01 | Non-unitized | 1626285 | KY | 0 | 0 | 0
E364.00-Poles, Towers, and Fixtures | 2008-10-01 | Non-unitized | ARDERY PIKE | KY | 0 | 0 | 0
E364.00-Poles, Towers, and Fixtures | 2008-10-01 | Non-unitized | 1528126 | KY | 0 | 0 | 0
E364.00-Poles, Towers, and Fixtures | 2008-10-01 | Non-unitized | 1569086 | KY | 0 | 0 | 0
E364.00-Poles, Towers, and Fixtures | 1999-01-01 | MISCELLANEOUS EQUIPMENT | MP1999 Poles, Towers, and Fixtures | KY | 0 | 0 | 0
E364.00-Poles, Towers, and Fixtures | 2008-10-01 | Non-unitized | 1672216 | KY | 0 | 0 | 0
E364.00-Poles, Towers, and Fixtures | 2008-10-01 | Non-unitized | 1524344 | KY | 0 | 0 | 0
E364.00-Poles, Towers, and Fixtures | 2008-10-01 | Non-unitized | 1568834 | KY | 0 | 0 | 0
E364.00-Poles, Towers, and Fixtures | 2008-10-01 | Non-unitized | 1570804 | KY | 0 | 0 | 0
E364.00-Poles, Towers, and Fixtures | 2008-08-01 | Non-unitized | 1302288 | KY | 0 | 0 | 0
E364.00-Poles, Towers, and Fixtures | 2004-01-01 | MISCELLANEOUS EQUIPMENT | MP2004 Poles, Towers, and Fixtures | KY | 0 | 0 | 0
E364.00-Poles, Towers, and Fixtures | 2008-10-01 | Non-unitized | 1540238 | KY | 0 | 0 | 0
E364.00-Poles, Towers, and Fixtures | 2008-10-01 | Non-unitized | 1687154 | KY | 0 | 0 | 0
E364.00-Poles, Towers, and Fixtures | 2008-10-01 | Non-unitized | 1567134 | KY | 0 | 0 | 0
E364.00-Poles, Towers, and Fixtures | 2008-10-01 | Non-unitized | 1673328 | KY | 0 | 0 | 0
E364.00-Poles, Towers, and Fixtures | 2008-10-01 | Non-unitized | 1516114 | KY | 0 | 0 | 0
E364.00-Poles, Towers, and Fixtures | 2008-10-01 | Non-unitized | 1413799 | KY | 0 | 0 | 0
E364.00-Poles, Towers, and Fixtures | 2008-10-01 | Non-unitized | 131 CHURCH ST | KY | 0 | 0 | 0
E364.00-Poles, Towers, and Fixtures | 2008-10-01 | Non-unitized | 1675105 | KY | 0 | 0 | 0
E364.00-Poles, Towers, and Fixtures | 2008-10-01 | Non-unitized | 1532682 | KY | 0 | 0 | 0
E364.00-Poles, Towers, and Fixtures | 1971-12-31 | POLE WOOD 60 FT (DIST) | POLE WOOD 75 FT | KY | 6 | 2789.2 | 464.8667
E364.00-Poles, Towers, and Fixtures | 1969-12-31 | POLE WOOD 60 FT (DIST) | POLE WOOD 75 FT | KY | 11 | 5119.87 | 465.4427
E364.00-Poles, Towers, and Fixtures | 1991-12-31 | POLE WOOD 60 FT (DIST) | POLE WOOD 80 FT | KY | 3 | 8708.19 | 2902.73
E364.00-Poles, Towers, and Fixtures | 2008-10-01 | Non-unitized | 3600 BETHLEHEM RD | KY | 0 | 0 | 0 | 0
E364.00-Poles, Towers, and Fixtures | 1962-12-31 | POLE WOOD 60 FT (DIST) | POLE WOOD 85 FT | KY | 1 | 512.62 | 512.62
E364.00-Poles, Towers, and Fixtures | 1997-10-31 | POLE WOOD 60 FT (DIST) | POLE WOOD 60 FT (DIST) | KY | 18 | 35254.11 | 1958.5617
E364.00-Poles, Towers, and Fixtures | 2003-03-31 | POLE WOOD 50 FT (DIST) | POLE WOOD 50 FT (DIST) | KY | 2 | 46693.71 | 23346.855
E364.00-Poles, Towers, and Fixtures | 1994-01-01 | CROSS ARMS | CROSS ARMS (07362) | KY | 30053 | 1139273.53 | 37.9088 | 0
E364.00-Poles, Towers, and Fixtures | 2008-10-01 | Non-unitized | 1633684 | KY | 0 | 0 | 0
E364.00-Poles, Towers, and Fixtures | 1996-12-31 | POLE WOOD 60 FT (DIST) | ARM WOOD 10 FT AND UNDER (TRANS) | KY | 0 | 0 | 0
E364.00-Poles, Towers, and Fixtures | 1977-12-31 | POLE WOOD 60 FT (DIST) | ARM WOOD 10 FT AND UNDER (TRANS) | KY | 0 | 0 | 0
E364.00-Poles, Towers, and Fixtures | 2008-10-01 | Non-unitized | 1561285 | KY | 0 | 0 | 0
E364.00-Poles, Towers, and Fixtures | 1952-01-01 | CROSS ARMS | CROSS ARMS | KY | 4559 | 23077.79 | 5.062 | 0
E364.00-Poles, Towers, and Fixtures | 2000-01-01 | CONDUIT | MP2000 Poles, Towers, and Fixtures | KY | 0 | 0 | 0
E364.00-Poles, Towers, and Fixtures | 2008-10-01 | Non-unitized | 1575484 | KY | 0 | 0 | 0
E364.00-Poles, Towers, and Fixtures | 2008-10-01 | Non-unitized | NEW HOUSE ON E HWY 92 WILLIAMSBURG | KY | 0 | 0 | 0
E364.00-Poles, Towers, and Fixtures | 2008-10-01 | Non-unitized | BURGIN ROAD | KY | 0 | 0 | 0
E364.00-Poles, Towers, and Fixtures | 1991-12-31 | POLE WOOD 60 FT (DIST) | GUY | KY | 0 | 0 | 0
E364.00-Poles, Towers, and Fixtures | 2008-10-01 | Non-unitized | 1278057 | KY | 0 | 0 | 0
E364.00-Poles, Towers, and Fixtures | 2008-10-01 | Non-unitized | 1577826 | KY | 0 | 0 | 0
E364.00-Poles, Towers, and Fixtures | 1985-12-31 | POLE WOOD 60 FT (DIST) | GUY | KY | 0 | 0 | 0
E364.00-Poles, Towers, and Fixtures | 1982-12-31 | POLE WOOD 60 FT (DIST) | GUY | KY | 0 | 0 | 0
E364.00-Poles, Towers, and Fixtures | 1978-12-31 | POLE WOOD 60 FT (DIST) | GUY | KY | 0 | 0 | 0
E364.00-Poles, Towers, and Fixtures | 1959-12-31 | POLE WOOD 60 FT (DIST) | GUY | KY | 0 | 0 | 0
E364.00-Poles, Towers, and Fixtures | 2008-10-01 | Non-unitized | 1545891 | KY | 0 | 0 | 0
E364.00-Poles, Towers, and Fixtures | 2008-10-01 | Non-unitized | SAINT LUKE DR 40 | KY | 0 | 0 | 0
E364.00-Poles, Towers, and Fixtures | 2008-10-01 | Non-unitized | 1582202 | KY | 0 | 0 | 0
E364.00-Poles, Towers, and Fixtures | 2008-07-01 | Non-unitized | FUSE426-Fuse Coord-London | KY | 0 | 0 | 0
E364.00-Poles, Towers, and Fixtures | 2008-10-01 | Non-unitized | 1588196 | KY | 0 | 0 | 0
E364.00-Poles, Towers, and Fixtures | 2001-07-31 | POLE WOOD 60 FT (DIST) | GUYS | KY | 0 | 0 | 0
E364.00-Poles, Towers, and Fixtures | 1995-12-31 | POLE WOOD 20 FT (DIST) | ARM WOOD 10 FT AND UNDER (TRANS) | KY | 0 | 0 | 0
E364.00-Poles, Towers, and Fixtures | 2008-10-01 | Non-unitized | 850625 | KY | 0 | 0 | 0
E364.00-Poles, Towers, and Fixtures | 2008-10-01 | Non-unitized | 1487705 | KY | 0 | 0 | 0
E364.00-Poles, Towers, and Fixtures | 2008-10-01 | Non-unitized | 1495661 | KY | 0 | 0 | 0
E364.00-Poles, Towers, and Fixtures | 2008-10-01 | Non-unitized | 1543364 | KY | 0 | 0 | 0
E364.00-Poles, Towers, and Fixtures | 2008-10-01 | Non-unitized | 109 LILY DR 40484 | KY | 0 | 0 | 0
E364.00-Poles, Towers, and Fixtures | 2008-10-01 | Non-unitized | 1575214 | KY | 0 | 0 | 0
E364.00-Poles, Towers, and Fixtures | 2008-07-01 | Non-unitized | 998 LEVI JACKSON MI | KY | 0 | 0 | 0
E364.00-Poles, Towers, and Fixtures | 2008-10-01 | Non-unitized | WOODY | KY | 0 | 0 | 0
E364.00-Poles, Towers, and Fixtures | 2008-10-01 | Non-unitized | TANYARD HILL | KY | 0 | 0 | 0
E364.00-Poles, Towers, and Fixtures | 2008-10-01 | Non-unitized | 570 E MAIN ST 40508 | KY | 0 | 0 | 0
E364.00-Poles, Towers, and Fixtures | 1994-12-31 | POLE WOOD 20 FT (DIST) | ARM WOOD 10 FT AND UNDER (TRANS) | KY | 0 | 0 | 0
E364.00-Poles, Towers, and Fixtures | 2008-10-01 | Non-unitized | 1658154 | KY | 0 | 0 | 0
E364.00-Poles, Towers, and Fixtures | 2008-10-01 | Non-unitized | 1381981 | KY | 0 | 0 | 0
E364.00-Poles, Towers, and Fixtures | 1965-12-31 | POLE WOOD 20 FT (DIST) | ARM WOOD 10 FT AND UNDER (TRANS) | KY | 0 | 0 | 0
E364.00-Poles, Towers, and Fixtures | 2008-10-01 | Non-unitized | 1471569 | KY | 0 | 0 | 0
E364.00-Poles, Towers, and Fixtures | 2008-05-01 | Non-unitized | 1205326 | KY | 0 | 0 | 0
E364.00-Poles, Towers, and Fixtures | 2008-10-01 | Non-unitized | 1568496 | KY | 0 | 0 | 0
E364.00-Poles, Towers, and Fixtures | 2008-10-01 | Non-unitized | 1508245 | KY | 0 | 0 | 0
E364.00-Poles, Towers, and Fixtures | 2008-10-01 | Non-unitized | 1637974 | KY | 0 | 0 | 0
E364.00-Poles, Towers, and Fixtures | 2008-10-01 | Non-unitized | 1699254 | KY | 0 | 0 | 0
E364.00-Poles, Towers, and Fixtures | 2008-10-01 | Non-unitized | 114 MAIN ST ICE | KY | 0 | 0 | 0
E364.00-Poles, Towers, and Fixtures | 2008-10-01 | Non-unitized | 1556924 | KY | 0 | 0 | 0 | 0
E364.00-Poles, Towers, and Fixtures | 1980-12-31 | POLE WOOD 20 FT (DIST) | GUY | KY | 0 | 0 | 0
E364.00-Poles, Towers, and Fixtures | 2008-10-01 | Non-unitized | 416 CLAY DR 404 | KY | 0 | 0 | 0
E364.00-Poles, Towers, and Fixtures | 2008-10-01 | Non-unitized | 1342594 | KY | 0 | 0 | 0
E364.00-Poles, Towers, and Fixtures | 2008-05-01 | Non-unitized | 1290 STATE RTE 818N 42038 | KY | 0 | 0 | 0
E364.00-Poles, Towers, and Fixtures | 2008-05-01 | Non-unitized | 118 PARKER ST | KY | 0 | 0 | 0
E364.00-Poles, Towers, and Fixtures | 2008-05-01 | Non-unitized | 1358376 | KY | 0 | 0 | 0
E364.00-Poles, Towers, and Fixtures | 2008-05-01 | Non-unitized | 4665 N JACKSON HWY 42722 | KY | 0 | 0 | 0
E364.00-Poles, Towers, and Fixtures | 2008-05-01 | Non-unitized | 114 MORRISON RD 42728 | KY | 0 | 0 | 0 | 0
E364.00-Poles, Towers, and Fixtures | 2008-05-01 | Non-unitized | 1192614 | KY | 0 | 0 | 0
E364.00-Poles, Towers, and Fixtures | 2008-05-01 | Non-unitized | OWENS PIKE | KY | 0 | 0 | 0 | 0
E364.00-Poles, Towers, and Fixtures | 2008-07-01 | Non-unitized | REED | KY | 0 | 0 | 0
E364.00-Poles, Towers, and Fixtures | 2008-05-01 | Non-unitized | 1373096 | KY | 0 | 0 | 0
E364.00-Poles, Towers, and Fixtures | 2008-05-01 | Non-unitized | MARTIN LUTHER KING | KY | 0 | 0 | 0
E364.00-Poles, Towers, and Fixtures | 2008-05-01 | Non-unitized | 1482788 | KY | 0 | 0 | 0
E364.00-Poles, Towers, and Fixtures | 2008-05-01 | Non-unitized | 123 TAMMIE LN | KY | 0 | 0 | 0
E364.00-Poles, Towers, and Fixtures | 2008-05-01 | Non-unitized | CORPORATE DR | KY | 0 | 0 | 0 | 0
E364.00-Poles, Towers, and Fixtures | 2008-05-01 | Non-unitized | MAYFIELD RD 42031 | KY | 0 | 0 | 0
E364.00-Poles, Towers, and Fixtures | 2008-05-01 | Non-unitized | 1317301 | KY | 0 | 0 | 0
E364.00-Poles, Towers, and Fixtures | 2008-05-01 | Non-unitized | 1330094 | KY | 0 | 0 | 0 | 0
E364.00-Poles, Towers, and Fixtures | 2008-05-01 | Non-unitized | 1283324 | KY | 0 | 0 | 0
E364.00-Poles, Towers, and Fixtures | 2008-05-01 | Non-unitized | W H LUCE RD | KY | 0 | 0 | 0
E364.00-Poles, Towers, and Fixtures | 2008-05-01 | Non-unitized | 1287617 | KY | 0 | 0 | 0
E364.00-Poles, Towers, and Fixtures | 2008-05-01 | Non-unitized | 1068745 | KY | 0 | 0 | 0
E364.00-Poles, Towers, and Fixtures | 2008-05-01 | Non-unitized | 1447554 | KY | 0 | 0 | 0
E364.00-Poles, Towers, and Fixtures | 2008-05-01 | Non-unitized | SHELBYVILLE RD. 40067 | KY | 0 | 0 | 0
E364.00-Poles, Towers, and Fixtures | 2008-05-01 | Non-unitized | 45 DRURY ST | KY | 0 | 0 | 0
E364.00-Poles, Towers, and Fixtures | 2008-05-01 | Non-unitized | 240 EDGEMONT RD 41056 | KY | 0 | 0 | 0 | 0
E364.00-Poles, Towers, and Fixtures | 2008-05-01 | Non-unitized | WOODLAND TRL | KY | 0 | 0 | 0 | 0
E364.00-Poles, Towers, and Fixtures | 2008-05-01 | Non-unitized | HWY 38 | KY | 0 | 0 | 0
E364.00-Poles, Towers, and Fixtures | 2008-05-01 | Non-unitized | S US HWY 25 | KY | 0 | 0 | 0
E364.00-Poles, Towers, and Fixtures | 2008-05-01 | Non-unitized | 97 WOODBRIDGE ST | KY | 0 | 0 | 0
E364.00-Poles, Towers, and Fixtures | 2008-05-01 | Non-unitized | 225 CRABTREE LOOP 42408 | KY | 0 | 0 | 0
E364.00-Poles, Towers, and Fixtures | 2008-05-01 | Non-unitized | 370 W 5TH ST | KY | 0 | 0 | 0
E364.00-Poles, Towers, and Fixtures | 2008-05-01 | Non-unitized | 1496484 | KY | 0 | 0 | 0
E364.00-Poles, Towers, and Fixtures | 2008-05-01 | Non-unitized | 1107965 | KY | 0 | 0 | 0
E364.00-Poles, Towers, and Fixtures | 2008-05-01 | Non-unitized | 37 FOURTH ST 42037 | KY | 0 | 0 | 0
E364.00-Poles, Towers, and Fixtures | 2008-05-01 | Non-unitized | HIGHLAND TERRACE | KY | 0 | 0 | 0
E364.00-Poles, Towers, and Fixtures | 2008-05-01 | Non-unitized | BLUE RIDGE | KY | 0 | 0 | 0
E364.00-Poles, Towers, and Fixtures | 2008-05-01 | Non-unitized | 1306627 | KY | 0 | 0 | 0
E364.00-Poles, Towers, and Fixtures | 2008-05-01 | Non-unitized | HWY. 55 40065 | KY | 0 | 0 | 0
E364.00-Poles, Towers, and Fixtures | 2008-05-01 | Non-unitized | SEXTON ST | KY | 0 | 0 | 0
E364.00-Poles, Towers, and Fixtures | 2008-05-01 | Non-unitized | MOOREFIELD ROAD | KY | 0 | 0 | 0 | 0
E364.00-Poles, Towers, and Fixtures | 2008-05-01 | Non-unitized | HWY 68 ST | KY | 0 | 0 | 0
E364.00-Poles, Towers, and Fixtures | 2008-05-01 | Non-unitized | 1573 STATE ROUTE 1380 | KY | 0 | 0 | 0
E364.00-Poles, Towers, and Fixtures | 2009-04-01 | Non-unitized | HALL DR 40475 | KY | 0 | 0 | 0
E364.00-Poles, Towers, and Fixtures | 2009-12-09 | CROSS ARMS | CROSS ARMS (07362) | KY | 321 | 82069.23 | 255.6674
E364.00-Poles, Towers, and Fixtures | 2007-11-30 | POLE WOOD 45 FT (DIST) | POLE WOOD 45 FT (00007) | KY | 50 | 80376.62 | 1607.5324 | 0
E364.00-Poles, Towers, and Fixtures | 2009-12-03 | CROSS ARMS | CROSS ARMS (07362) | KY | 151 | 32674.57 | 216.3879 | 0
E364.00-Poles, Towers, and Fixtures | 2009-11-02 | POLE WOOD 40 FT (DIST) | POLE WOOD 40 FT (00006) | KY | 82 | 73998.47 | 902.4204
E364.00-Poles, Towers, and Fixtures | 2009-12-09 | POLE WOOD 45 FT (DIST) | POLE WOOD 45 FT (00007) | KY | 139 | 147896.44 | 1064.0032 | 0
E364.00-Poles, Towers, and Fixtures | 2009-10-13 | CROSS ARMS | CROSS ARMS (07362) | KY | 36 | 9756.23 | 271.0064 | 0
E364.00-Poles, Towers, and Fixtures | 1981-01-01 | GUY | GUY | KY | 3962 | 230677.61 | 58.2225 | 0
E364.00-Poles, Towers, and Fixtures | 2009-01-01 | Non-unitized | LORETTO | KY | 0 | 0 | 0
E364.00-Poles, Towers, and Fixtures | 2009-04-01 | Non-unitized | 2918 CEDAR RD 40324 | KY | 0 | 0 | 0
E364.00-Poles, Towers, and Fixtures | 2008-05-01 | Non-unitized | 1122364 | KY | 0 | 0 | 0
E364.00-Poles, Towers, and Fixtures | 2009-12-07 | POLE WOOD 45 FT (DIST) | POLE WOOD 45 FT (00007) | KY | 119 | 158172.63 | 1329.1818 | 0
E364.00-Poles, Towers, and Fixtures | 2009-12-03 | GUY | GUY (00070) | KY | 1813 | 42255.42 | 23.3069 | 0
E364.00-Poles, Towers, and Fixtures | 2009-11-03 | CROSS ARMS | CROSS ARMS (07362) | KY | 44 | 7785.9 | 176.9523
E364.00-Poles, Towers, and Fixtures | 2008-05-01 | Non-unitized | 1057095 | KY | 0 | 0 | 0
E364.00-Poles, Towers, and Fixtures | 2009-11-30 | POLE WOOD 45 FT (DIST) | POLE WOOD 45 FT (00007) | KY | 321 | 697229.63 | 2172.0549 | 0
E364.00-Poles, Towers, and Fixtures | 2009-01-01 | Non-unitized | NBSV246UG-New Bus Serv-UG-Etown | KY | 0 | 0 | 0 | 0
E364.00-Poles, Towers, and Fixtures | 2009-01-01 | Non-unitized | 4339 KY 10 SHOP 41034 | KY | 0 | 0 | 0
E364.00-Poles, Towers, and Fixtures | 2008-05-01 | Non-unitized | 1214356 | KY | 0 | 0 | 0
E364.00-Poles, Towers, and Fixtures | 2008-05-01 | Non-unitized | COLLEGE VIEW AVE 40508 | KY | 0 | 0 | 0 | 0
E364.00-Poles, Towers, and Fixtures | 2009-01-01 | Non-unitized | NBSV426OH-New Elect Serv-Ovhd-London | KY | 0 | 0 | 0 | 0
E364.00-Poles, Towers, and Fixtures | 2009-04-01 | Non-unitized | 344 N MAYSVILLE ST 40353 | KY | 0 | 0 | 0 | 0
E364.00-Poles, Towers, and Fixtures | 2009-04-01 | Non-unitized | 1977 HWY 2007 COLDIRON KY 40819 | KY | 0 | 0 | 0
E364.00-Poles, Towers, and Fixtures | 2008-05-01 | Non-unitized | 686 GISHTON RD LOT 1 42330 | KY | 0 | 0 | 0
E364.00-Poles, Towers, and Fixtures | 2009-07-22 | POLE WOOD 30 FT (DIST) | POLE WOOD 30 FT (00004) | KY | 1 | 0 | 0
E364.00-Poles, Towers, and Fixtures | 2009-01-01 | Non-unitized | RDDD216OH-Rep Def Equip-OH-Danville | KY | 0 | 0 | 0 | 0
E364.00-Poles, Towers, and Fixtures | 2009-04-01 | Non-unitized | BOB HITE RD 42437 | KY | 0 | 0 | 0
E364.00-Poles, Towers, and Fixtures | 2009-04-01 | Non-unitized | 54 NOLANS BRANCH RD | KY | 0 | 0 | 0
E364.00-Poles, Towers, and Fixtures | 2009-04-01 | Non-unitized | 0 RICHMOND RD @ ST MARGARET DR 40502 | KY | 0 | 0 | 0
E364.00-Poles, Towers, and Fixtures | 2009-04-01 | Non-unitized | 1225 S LIMESTONE 40503 | KY | 0 | 0 | 0 | 0
E364.00-Poles, Towers, and Fixtures | 2009-12-02 | POLE WOOD 40 FT (DIST) | POLE WOOD 40 FT (00006) | KY | 1939 | 2631072.03 | 1356.9221 | 0
E364.00-Poles, Towers, and Fixtures | 2009-12-01 | GUY | GUY (00070) | KY | 625 | 37334.56 | 59.7353 | 0
E364.00-Poles, Towers, and Fixtures | 2008-10-01 | Non-unitized | 1559415 | KY | 0 | 0 | 0
E364.00-Poles, Towers, and Fixtures | 2008-05-01 | Non-unitized | 4409 STATE RTE 601 42345 | KY | 0 | 0 | 0
E364.00-Poles, Towers, and Fixtures | 2008-05-01 | Non-unitized | 1364746 | KY | 0 | 0 | 0
E364.00-Poles, Towers, and Fixtures | 2009-04-01 | Non-unitized | 149 FARMERS ST 42024 | KY | 0 | 0 | 0
E364.00-Poles, Towers, and Fixtures | 2009-10-31 | POLE WOOD 35 FT (DIST) | POLE WOOD 35 FT (00005) | KY | 135 | 94774.5 | 702.0333 | 0
E364.00-Poles, Towers, and Fixtures | 2008-05-01 | Non-unitized | CHERYL AVE 40175 | KY | 0 | 0 | 0
E364.00-Poles, Towers, and Fixtures | 1968-01-01 | GUY | GUY | KY | 3996 | 91517.31 | 22.9022 | 0
E364.00-Poles, Towers, and Fixtures | 2009-02-01 | Non-unitized | 109 RUPERT LN TSE 40744 | KY | 0 | 0 | 0
E364.00-Poles, Towers, and Fixtures | 2009-04-01 | Non-unitized | PAGE CUT OFF 40977 | KY | 0 | 0 | 0
E364.00-Poles, Towers, and Fixtures | 2008-05-01 | Non-unitized | 201 CARNATION ST 42718 | KY | 0 | 0 | 0
E364.00-Poles, Towers, and Fixtures | 1980-01-01 | GUY | GUY | KY | 7953 | 325011.62 | 40.8665 | 0
E364.00-Poles, Towers, and Fixtures | 1950-01-01 | POLE WOOD 45 FT (DIST) | MP1950 Poles, Towers, and Fixtures | KY | 0 | 0 | 0 | 0
E364.00-Poles, Towers, and Fixtures | 2009-04-01 | Non-unitized | TAYLOR | KY | 0 | 0 | 0
E364.00-Poles, Towers, and Fixtures | 2008-05-01 | Non-unitized | 2350 S DIXIE HWY 42701 | KY | 0 | 0 | 0
E364.00-Poles, Towers, and Fixtures | 2009-01-01 | Non-unitized | RDPOLE315-Pole repair/replacement 315 | KY | 0 | 0 | 0 | 0
E364.00-Poles, Towers, and Fixtures | 2009-01-01 | Non-unitized | NBSV426UG-New Bus Serv-UG-London | KY | 4 | 0 | 0 | 0
E364.00-Poles, Towers, and Fixtures | 2009-12-03 | POLE WOOD 45 FT (DIST) | POLE WOOD 45 FT (00007) | KY | 692 | 1497577.74 | 2164.1297 | 0
E364.00-Poles, Towers, and Fixtures | 2009-01-01 | Non-unitized | SOMERSET STONE | KY | 0 | 0 | 0 | 0
E364.00-Poles, Towers, and Fixtures | 2008-05-01 | Non-unitized | 1605 STATE HWY 147 42456 | KY | 0 | 0 | 0
E364.00-Poles, Towers, and Fixtures | 2009-10-31 | CROSS ARMS | CROSS ARMS (07362) | KY | 202 | 53154.99 | 263.1435
E364.00-Poles, Towers, and Fixtures | 1988-01-01 | GUY | GUY (00070) | KY | 6099 | 629356.22 | 103.1901 | 0
E364.00-Poles, Towers, and Fixtures | 2009-01-01 | Non-unitized | POLD315-OUTDOOR LIGHTING 315 | KY | 0 | 0 | 0 | 0
E364.00-Poles, Towers, and Fixtures | 2009-04-01 | Non-unitized | GARMEADA TEMP 40965 | KY | 0 | 0 | 0
E364.00-Poles, Towers, and Fixtures | 2008-05-01 | Non-unitized | 600 ROBINSON ROAD | KY | 0 | 0 | 0
E364.00-Poles, Towers, and Fixtures | 2009-07-29 | POLE WOOD 45 FT (DIST) | POLE WOOD 45 FT (00007) | KY | 2 | 3265.19 | 1632.595
E364.00-Poles, Towers, and Fixtures | 2009-11-10 | POLE WOOD 40 FT (DIST) | POLE WOOD 40 FT (00006) | KY | 27 | 70458.43 | 2609.5715 | 0
E364.00-Poles, Towers, and Fixtures | 2009-01-01 | Non-unitized | STLT236-STREET LIGHTING 236 | KY | 0 | 0 | 0 | 0
E364.00-Poles, Towers, and Fixtures | 2009-04-01 | Non-unitized | 109 TRIPORT RD 40324 | KY | 0 | 0 | 0 | 0
E364.00-Poles, Towers, and Fixtures | 2009-04-01 | Non-unitized | 1151 UNITY DR 40504 | KY | 0 | 0 | 0
E364.00-Poles, Towers, and Fixtures | 2009-04-01 | Non-unitized | US HWY 60 E 42437 | KY | 0 | 0 | 0
E364.00-Poles, Towers, and Fixtures | 2009-04-01 | Non-unitized | 1100 NATIONAL TURNPIKE 42765 | KY | 0 | 0 | 0
E364.00-Poles, Towers, and Fixtures | 2009-04-01 | Non-unitized | 150 OAK GROVE DR 40353 | KY | 0 | 0 | 0
E364.00-Poles, Towers, and Fixtures | 2009-04-01 | Non-unitized | 130 BUCKWOOD DR 40475 | KY | 0 | 0 | 0 | 0
E364.00-Poles, Towers, and Fixtures | 2009-04-01 | Non-unitized | 915 SHARON DEPOY RD 42345 | KY | 0 | 0 | 0
E364.00-Poles, Towers, and Fixtures | 2008-08-01 | POLE WOOD 35 FT (DIST) | POLE WOOD 35 FT (00005) | KY | 2 | 664.63 | 332.315
E364.00-Poles, Towers, and Fixtures | 2008-05-01 | Non-unitized | 111 FAIRGROUNDS ST TSE 42728 | KY | 0 | 0 | 0
E364.00-Poles, Towers, and Fixtures | 2008-05-01 | Non-unitized | CITY GARAGE | KY | 0 | 0 | 0
E364.00-Poles, Towers, and Fixtures | 2009-01-01 | Non-unitized | POLD366-OUTDOOR LIGHTING 366 | KY | 0 | 0 | 0 | 0
E364.00-Poles, Towers, and Fixtures | 2009-01-01 | Non-unitized | POLD256-OUTDOOR LIGHTING 256 | KY | 0 | 0 | 0
E364.00-Poles, Towers, and Fixtures | 2009-04-01 | Non-unitized | GUY NEAR KY. OUTDOOR SHOP | KY | 0 | 0 | 0
E364.00-Poles, Towers, and Fixtures | 2009-12-01 | CROSS ARMS | CROSS ARMS (07362) | KY | 617 | 295621.87 | 479.1278 | 0
E364.00-Poles, Towers, and Fixtures | 2009-04-01 | Non-unitized | HWY 461 40456 | KY | 0 | 0 | 0
E364.00-Poles, Towers, and Fixtures | 2009-01-01 | Non-unitized | 315 HERITAGE RD | KY | 0 | 0 | 0
E364.00-Poles, Towers, and Fixtures | 2009-01-01 | Non-unitized | 524 BUCK PL 40511 | KY | 0 | 0 | 0
E364.00-Poles, Towers, and Fixtures | 2009-01-01 | Non-unitized | 3870 HWY 62 42330 | KY | 0 | 0 | 0
E364.00-Poles, Towers, and Fixtures | 2009-01-01 | Non-unitized | 1662837 | KY | 0 | 0 | 0
E364.00-Poles, Towers, and Fixtures | 2009-01-01 | Non-unitized | US 127 | KY | 0 | 0 | 0
E364.00-Poles, Towers, and Fixtures | 2009-01-01 | Non-unitized | 630 EDGEWOOD DR 40356 | KY | 0 | 0 | 0
E364.00-Poles, Towers, and Fixtures | 2009-01-01 | Non-unitized | RDPOLD315-REP/REPL DEF POL'S 315 | KY | 0 | 0 | 0 | 0
E364.00-Poles, Towers, and Fixtures | 2009-01-01 | Non-unitized | 420 BUCKNER ST 41056 | KY | 0 | 0 | 0
E364.00-Poles, Towers, and Fixtures | 2009-01-01 | Non-unitized | HUNTINGTON WAY | KY | 0 | 0 | 0
E364.00-Poles, Towers, and Fixtures | 2009-01-01 | Non-unitized | 8740 HWY 47 S 41083 | KY | 0 | 0 | 0
E364.00-Poles, Towers, and Fixtures | 2009-01-01 | Non-unitized | 323 CLAY AVE | KY | 0 | 0 | 0
E364.00-Poles, Towers, and Fixtures | 2009-01-01 | Non-unitized | 275 MAIN ST 40336 | KY | 0 | 0 | 0
E364.00-Poles, Towers, and Fixtures | 2009-01-01 | Non-unitized | MADISON ST | KY | 4 | 0 | 0
E364.00-Poles, Towers, and Fixtures | 2009-01-01 | Non-unitized | 1569123 | KY | 0 | 0 | 0
E364.00-Poles, Towers, and Fixtures | 2009-01-01 | Non-unitized | 1712806 | KY | 0 | 0 | 0
E364.00-Poles, Towers, and Fixtures | 2009-01-01 | Non-unitized | 8575 HIGHWAY 127 S | KY | 0 | 0 | 0
E364.00-Poles, Towers, and Fixtures | 2009-01-01 | Non-unitized | 1530789 | KY | 0 | 0 | 0
E364.00-Poles, Towers, and Fixtures | 2009-01-01 | Non-unitized | STATE HWY 66 | KY | 0 | 0 | 0
E364.00-Poles, Towers, and Fixtures | 1966-01-01 | GUY | GUY | KY | 5720 | 117304.6 | 20.5078 | 0
E364.00-Poles, Towers, and Fixtures | 2009-01-01 | Non-unitized | EAST RD 42437 | KY | 0 | 0 | 0
E364.00-Poles, Towers, and Fixtures | 2009-01-01 | Non-unitized | 1321535 | KY | 0 | 0 | 0
E364.00-Poles, Towers, and Fixtures | 2009-01-01 | Non-unitized | 4291 CLARKS RUN ROAD 41056 | KY | 0 | 0 | 0
E364.00-Poles, Towers, and Fixtures | 2009-01-01 | Non-unitized | 1634244 | KY | 0 | 0 | 0
E364.00-Poles, Towers, and Fixtures | 1974-01-01 | POLE WOOD 30 FT (DIST) | POLE WOOD 30 FT | KY | 2247 | 183090.17 | 81.4821 | 0
E364.00-Poles, Towers, and Fixtures | 2009-01-01 | Non-unitized | 10421 MOUNT EDEN RD | KY | 0 | 0 | 0
E364.00-Poles, Towers, and Fixtures | 1991-01-01 | POLE WOOD 50 FT (DIST) | POLE WOOD 50 FT (DIST) | KY | 109 | 68785 | 631.055 | 0
E364.00-Poles, Towers, and Fixtures | 2009-05-01 | Non-unitized | 400 BEECHWOOD PK 41056 | KY | 0 | 0 | 0
E364.00-Poles, Towers, and Fixtures | 2009-05-01 | Non-unitized | 715 U S 68 41056 | KY | 0 | 0 | 0 | 0
E364.00-Poles, Towers, and Fixtures | 2009-04-01 | Non-unitized | 6715 HOPKINSVILLE RD | KY | 0 | 0 | 0
E364.00-Poles, Towers, and Fixtures | 2008-05-31 | POLE WOOD 50 FT (DIST) | POLE WOOD 50 FT (00008) | KY | 19 | 22217.78 | 1169.3568 | 0
E364.00-Poles, Towers, and Fixtures | 2008-11-01 | Non-unitized | 320 GOLDEN TIDE AVE 42330 | KY | 0 | 0 | 0
E364.00-Poles, Towers, and Fixtures | 2008-05-01 | Non-unitized | TITUS RD 42038 | KY | 0 | 0 | 0
E364.00-Poles, Towers, and Fixtures | 2007-11-30 | Non-unitized | WATERWORKS RD | KY | 0 | 0 | 0
E364.00-Poles, Towers, and Fixtures | 2008-11-01 | Non-unitized | 135 LIBERTY DR 40456 | KY | 0 | 0 | 0
E364.00-Poles, Towers, and Fixtures | 2008-11-01 | Non-unitized | 1666958 | KY | 0 | 0 | 0
E364.00-Poles, Towers, and Fixtures | 2008-05-01 | Non-unitized | 1507447 | KY | 0 | 0 | 0
E364.00-Poles, Towers, and Fixtures | 2009-05-01 | Non-unitized | HANES BARKER ROAD | KY | 0 | 0 | 0 | 0
E364.00-Poles, Towers, and Fixtures | 2008-06-09 | POLE WOOD 45 FT (DIST) | POLE WOOD 45 FT (00007) | KY | 57 | 142566.87 | 2501.1732 | 0
E364.00-Poles, Towers, and Fixtures | 2008-10-01 | Non-unitized | 65 KENNETH LANE COUN | KY | 0 | 0 | 0
E364.00-Poles, Towers, and Fixtures | 2008-11-01 | Non-unitized | 231 COTTONGIM LN 40065 | KY | 0 | 0 | 0
E364.00-Poles, Towers, and Fixtures | 2008-05-01 | Non-unitized | 1259675 | KY | 0 | 0 | 0
E364.00-Poles, Towers, and Fixtures | 2009-05-01 | Non-unitized | 222 N CHAPMAN ST 42437 | KY | 0 | 0 | 0
E364.00-Poles, Towers, and Fixtures | 2008-11-01 | Non-unitized | 40 MINERS HALL RD 42321 | KY | 0 | 0 | 0
E364.00-Poles, Towers, and Fixtures | 2008-10-01 | Non-unitized | 1423414 | KY | 0 | 0 | 0
E364.00-Poles, Towers, and Fixtures | 2008-05-01 | Non-unitized | 3255 STATE RTE 189 S 42345 | KY | 0 | 0 | 0
E364.00-Poles, Towers, and Fixtures | 2009-01-01 | Non-unitized | MCAPR426-CAP/REG/RECL - 014260 | KY | 0 | 0 | 0 | 0
E364.00-Poles, Towers, and Fixtures | 2008-11-01 | Non-unitized | 348 ROLLEY LN 42345 | KY | 0 | 0 | 0
E364.00-Poles, Towers, and Fixtures | 2008-11-01 | Non-unitized | 2555 NICHOLASVILLE RD 40503 | KY | 0 | 0 | 0 | 0
E364.00-Poles, Towers, and Fixtures | 2008-10-01 | Non-unitized | 1550204 | KY | 0 | 0 | 0
E364.00-Poles, Towers, and Fixtures | 2008-10-01 | Non-unitized | 1637774 | KY | 0 | 0 | 0
E364.00-Poles, Towers, and Fixtures | 2008-10-01 | Non-unitized | 1462985 | KY | 0 | 0 | 0
E364.00-Poles, Towers, and Fixtures | 2009-05-01 | Non-unitized | 5060 MAIN ST 41055 | KY | 0 | 0 | 0
E364.00-Poles, Towers, and Fixtures | 2009-05-01 | Non-unitized | 219 W MAIN ST 40353 | KY | 0 | 0 | 0
E364.00-Poles, Towers, and Fixtures | 2008-10-01 | Non-unitized | 1614716 | KY | 0 | 0 | 0
E364.00-Poles, Towers, and Fixtures | 2008-10-01 | Non-unitized | HODGENVILLE | KY | 0 | 0 | 0
E364.00-Poles, Towers, and Fixtures | 2009-04-01 | Non-unitized | CLEVLAND DRIVE | KY | 0 | 0 | 0 | 0
E364.00-Poles, Towers, and Fixtures | 2009-01-01 | Non-unitized | 5815 HWY 52 | KY | 0 | 0 | 0
E364.00-Poles, Towers, and Fixtures | 2009-01-01 | Non-unitized | 1175 VERSAILLES RD | KY | 0 | 0 | 0
E364.00-Poles, Towers, and Fixtures | 2009-11-02 | GUY | GUY (00070) | KY | 28 | 548.59 | 19.5925
E364.00-Poles, Towers, and Fixtures | 2008-01-01 | GUY | MP2008 Poles, Towers, and Fixtures | KY | 0 | 0 | 0 | 0
E364.00-Poles, Towers, and Fixtures | 1997-01-01 | POLE WOOD 40 FT (DIST) | MP1997 Poles, Towers, and Fixtures | KY | 0 | 0 | 0
E364.00-Poles, Towers, and Fixtures | 2009-11-06 | GUY | GUY (00070) | KY | 39 | 2909.88 | 74.6123 | 0
E364.00-Poles, Towers, and Fixtures | 2009-01-01 | Non-unitized | HAPPY TOP GARAGE 2 41311 | KY | 0 | 0 | 0
E364.00-Poles, Towers, and Fixtures | 1961-01-01 | GROUND | MP1961 Poles, Towers, and Fixtures | KY | 0 | 0 | 0
E364.00-Poles, Towers, and Fixtures | 2009-01-01 | Non-unitized | LEVI BR 40939 | KY | 0 | 0 | 0
E364.00-Poles, Towers, and Fixtures | 2009-01-01 | Non-unitized | 1716125 | KY | 0 | 0 | 0
E364.00-Poles, Towers, and Fixtures | 2009-01-01 | Non-unitized | COTTON BEND MOBILE HOME | KY | 0 | 0 | 0
E364.00-Poles, Towers, and Fixtures | 2009-01-01 | Non-unitized | 1325924 | KY | 0 | 0 | 0
E364.00-Poles, Towers, and Fixtures | 2009-01-01 | Non-unitized | 1699254 | KY | 0 | 0 | 0
E364.00-Poles, Towers, and Fixtures | 2009-01-01 | Non-unitized | 5664 ELIZAVILLE RD 41039 | KY | 0 | 0 | 0 | 0
E364.00-Poles, Towers, and Fixtures | 2009-01-01 | Non-unitized | 1472 HWUY 62 W 42320 | KY | 0 | 0 | 0
E364.00-Poles, Towers, and Fixtures | 2009-01-01 | Non-unitized | 151 HILLTOP RD 41039 | KY | 0 | 0 | 0
E364.00-Poles, Towers, and Fixtures | 2009-01-01 | Non-unitized | KENTUCKY AVE FSB | KY | 0 | 0 | 0
E364.00-Poles, Towers, and Fixtures | 2009-01-01 | Non-unitized | 464 MASONIC DR 42323 | KY | 0 | 0 | 0
E364.00-Poles, Towers, and Fixtures | 2008-10-01 | Non-unitized | 1521344 | KY | 0 | 0 | 0
E364.00-Poles, Towers, and Fixtures | 2009-01-01 | Non-unitized | VERNON BRIDWELL RD 42064 | KY | 0 | 0 | 0
E364.00-Poles, Towers, and Fixtures | 2009-01-01 | Non-unitized | 1531735 | KY | 0 | 0 | 0
E364.00-Poles, Towers, and Fixtures | 2009-01-01 | Non-unitized | 1714400 | KY | 0 | 0 | 0
E364.00-Poles, Towers, and Fixtures | 2009-01-01 | Non-unitized | 1613369 | KY | 0 | 0 | 0
E364.00-Poles, Towers, and Fixtures | 2009-12-16 | GUY | GUY (00070) | KY | 276 | 48762.59 | 176.6761 | 0
E364.00-Poles, Towers, and Fixtures | 2009-01-01 | Non-unitized | 269 WOOTEN LN 42350 | KY | 0 | 0 | 0
E364.00-Poles, Towers, and Fixtures | 2009-01-01 | Non-unitized | 1595638 | KY | 0 | 0 | 0
E364.00-Poles, Towers, and Fixtures | 2009-01-01 | Non-unitized | 618 MILITARY 40324 | KY | 0 | 0 | 0
E364.00-Poles, Towers, and Fixtures | 2009-01-01 | Non-unitized | 1318964 | KY | 0 | 0 | 0
E364.00-Poles, Towers, and Fixtures | 2008-05-01 | Non-unitized | SUGAR CREEK RD | KY | 0 | 0 | 0
E364.00-Poles, Towers, and Fixtures | 2009-01-01 | Non-unitized | 1393188 | KY | 0 | 0 | 0
E364.00-Poles, Towers, and Fixtures | 2009-01-01 | Non-unitized | 753 BALLARD TERRACE 42024 | KY | 0 | 0 | 0
E364.00-Poles, Towers, and Fixtures | 2009-01-01 | Non-unitized | 500 HAMPTON WAY TSE 40475 | KY | 0 | 0 | 0
E364.00-Poles, Towers, and Fixtures | 2009-01-01 | Non-unitized | 1596445 | KY | 0 | 0 | 0
E364.00-Poles, Towers, and Fixtures | 2009-01-31 | GROUND | GROUND (00103) | KY | 0 | 0 | 0
E364.00-Poles, Towers, and Fixtures | 2008-05-01 | Non-unitized | RUSSELL CAVE RD | KY | 0 | 0 | 0 | 0
E364.00-Poles, Towers, and Fixtures | 2009-01-01 | Non-unitized | RDDD315UG-Rep Def Equip-UG-Lexington | KY | 0 | 0 | 0 | 0
E364.00-Poles, Towers, and Fixtures | 2009-11-09 | POLE WOOD 40 FT (DIST) | POLE WOOD 40 FT (00006) | KY | 20 | 29391.36 | 1469.568
E364.00-Poles, Towers, and Fixtures | 2009-01-01 | Non-unitized | 1475 HWY 467 4 | KY | 0 | 0 | 0
E364.00-Poles, Towers, and Fixtures | 2009-11-09 | POLE WOOD 35 FT (DIST) | POLE WOOD 35 FT (00005) | KY | 364 | 277975.01 | 763.6676 | 0
E364.00-Poles, Towers, and Fixtures | 2009-07-01 | Non-unitized | 1865 WICKLAND DR | KY | 0 | 0 | 0 | 0
E364.00-Poles, Towers, and Fixtures | 2009-09-28 | BRACKET - NEUTRAL FASTENING | BRACKET - NEUTRAL FASTENING | KY | 6848 | 442289.84 | 64.5867 | 0
E364.00-Poles, Towers, and Fixtures | 2009-07-01 | Non-unitized | 528 N MAIN ST 42320 | KY | 0 | 0 | 0
E364.00-Poles, Towers, and Fixtures | 2009-07-01 | Non-unitized | 315 QUEENSWAY DR 40502 | KY | 0 | 0 | 0 | 0
E364.00-Poles, Towers, and Fixtures | 2009-07-01 | Non-unitized | 2775 LIBERTY RD 40509 | KY | 0 | 0 | 0
E364.00-Poles, Towers, and Fixtures | 2009-07-01 | Non-unitized | 242 ALLEN RD | KY | 0 | 0 | 0
E364.00-Poles, Towers, and Fixtures | 2009-07-01 | Non-unitized | 902 VILLA DR 40475 | KY | 0 | 0 | 0 | 0
E364.00-Poles, Towers, and Fixtures | 2009-11-21 | POLE WOOD 35 FT (DIST) | POLE WOOD 35 FT (00005) | KY | 78 | 69053.59 | 885.3024
E364.00-Poles, Towers, and Fixtures | 2009-07-01 | Non-unitized | MULBERRY | KY | 0 | 0 | 0
E364.00-Poles, Towers, and Fixtures | 2009-05-01 | Non-unitized | 288 PAYNES DEPOT RD 40347 | KY | 0 | 0 | 0
E364.00-Poles, Towers, and Fixtures | 2009-07-01 | Non-unitized | 111 S HIGHLAND 40391 | KY | 0 | 0 | 0
E364.00-Poles, Towers, and Fixtures | 2009-07-01 | Non-unitized | 283 BRUCE SCHOOL RD 42320 | KY | 0 | 0 | 0
E364.00-Poles, Towers, and Fixtures | 2009-07-01 | Non-unitized | 133 CHURCH ST | KY | 0 | 0 | 0
E364.00-Poles, Towers, and Fixtures | 2009-07-01 | Non-unitized | 2134 LEXINGTON RD 40356 | KY | 0 | 0 | 0
E364.00-Poles, Towers, and Fixtures | 2009-11-30 | POLE WOOD 60 FT (DIST) | POLE WOOD 60 FT (00010) | KY | 4 | 6721.04 | 1680.26
E364.00-Poles, Towers, and Fixtures | 2009-07-01 | Non-unitized | S FOURTH | KY | 0 | 0 | 0 | 0
E364.00-Poles, Towers, and Fixtures | 2009-11-02 | POLE WOOD 55 FT (DIST) | POLE WOOD 55 FT (00009) | KY | 27 | 70281.25 | 2603.0093 | 0
E364.00-Poles, Towers, and Fixtures | 1987-12-31 | CROSS ARMS | X BRACE WOOD PR. | KY | 0 | 0 | 0 | 0
E364.00-Poles, Towers, and Fixtures | 2009-07-01 | Non-unitized | 3559 FICKLIN RD 40353 | KY | 0 | 0 | 0 | 0
E364.00-Poles, Towers, and Fixtures | 2009-08-01 | Non-unitized | 1199 N HIGHWAY 25W | KY | 0 | 0 | 0 | 0
E364.00-Poles, Towers, and Fixtures | 2009-07-01 | Non-unitized | 560 MAIN | KY | 0 | 0 | 0
E364.00-Poles, Towers, and Fixtures | 2009-07-01 | Non-unitized | 4911 st rte. 270 w | KY | 0 | 0 | 0
E364.00-Poles, Towers, and Fixtures | 2009-08-01 | Non-unitized | 41 REYNOLDS HOLLOW RD 40371 | KY | 0 | 0 | 0 | 0
E364.00-Poles, Towers, and Fixtures | 2009-07-01 | Non-unitized | 3798 OLD FREDONIA RD 42445 | KY | 0 | 0 | 0
E364.00-Poles, Towers, and Fixtures | 2009-07-01 | Non-unitized | CARLISLE | KY | 0 | 0 | 0 | 0
E364.00-Poles, Towers, and Fixtures | 2009-05-01 | Non-unitized | JENNIFER LN 42038 | KY | 0 | 0 | 0
E364.00-Poles, Towers, and Fixtures | 2009-01-01 | Non-unitized | BEULAH RD | KY | 0 | 0 | 0
E364.00-Poles, Towers, and Fixtures | 2009-07-01 | Non-unitized | CUBAGE 40856 | KY | 0 | 0 | 0
E364.00-Poles, Towers, and Fixtures | 2009-11-23 | POLE WOOD 40 FT (DIST) | POLE WOOD 40 FT (00006) | KY | 244 | 450052.15 | 1844.476 | 0
E364.00-Poles, Towers, and Fixtures | 2009-09-01 | POLE WOOD 35 FT (DIST) | POLE WOOD 35 FT (00005) | KY | 23 | 11679.38 | 507.7991 | 0
E364.00-Poles, Towers, and Fixtures | 2009-07-01 | Non-unitized | 485 REVALATION RIDGE 41004 | KY | 0 | 0 | 0
E364.00-Poles, Towers, and Fixtures | 2009-07-01 | Non-unitized | PLUM RIDGE RD | KY | 0 | 0 | 0
E364.00-Poles, Towers, and Fixtures | 2009-08-01 | Non-unitized | 178 JOE R BARBEE RD OFFICE 42728 | KY | 0 | 0 | 0
E364.00-Poles, Towers, and Fixtures | 2009-08-01 | Non-unitized | SIMMS FORK TRLR 40902 | KY | 0 | 0 | 0
E364.00-Poles, Towers, and Fixtures | 2009-12-02 | CROSS ARMS | CROSS ARMS (07362) | KY | 4155 | 1185113.03 | 285.2258 | 0
E364.00-Poles, Towers, and Fixtures | 2009-07-01 | Non-unitized | W MAIN STREET | KY | 0 | 0 | 0 | 0
E364.00-Poles, Towers, and Fixtures | 2009-07-01 | Non-unitized | 950 OCHS LN 40008 | KY | 0 | 0 | 0
E364.00-Poles, Towers, and Fixtures | 2009-07-01 | Non-unitized | FOWLER RIDGE | KY | 0 | 0 | 0
E364.00-Poles, Towers, and Fixtures | 2009-08-01 | Non-unitized | US HWY 641 42038 | KY | 0 | 0 | 0 | 0
E364.00-Poles, Towers, and Fixtures | 2009-08-01 | Non-unitized | INDUSTRIAL DR 42064 | KY | 0 | 0 | 0
E364.00-Poles, Towers, and Fixtures | 2009-07-01 | Non-unitized | S JACKSON | KY | 0 | 0 | 0
E364.00-Poles, Towers, and Fixtures | 2009-08-01 | Non-unitized | 110 KINNEY LN TEMP 42345 | KY | 0 | 0 | 0 | 0
E364.00-Poles, Towers, and Fixtures | 2009-07-01 | Non-unitized | 1350 ANTIOCH RD 40065 | KY | 0 | 0 | 0
E364.00-Poles, Towers, and Fixtures | 2009-07-01 | Non-unitized | 1841 NILES RD 42408 | KY | 0 | 0 | 0
E364.00-Poles, Towers, and Fixtures | 2009-07-01 | Non-unitized | 6125 RED HILL RD 42464 | KY | 0 | 0 | 0
E364.00-Poles, Towers, and Fixtures | 2009-07-01 | Non-unitized | 1005 Corinthian Ct 40509 | KY | 0 | 0 | 0
E364.00-Poles, Towers, and Fixtures | 2009-08-01 | Non-unitized | 265 STATE HWY 818 42038 | KY | 0 | 0 | 0
E364.00-Poles, Towers, and Fixtures | 2009-08-01 | Non-unitized | LAKE RIDGE ROAD 24293 | KY | 0 | 0 | 0 | 0
E364.00-Poles, Towers, and Fixtures | 2009-07-01 | Non-unitized | 25 CLOS RD 41040 | KY | 0 | 0 | 0
E364.00-Poles, Towers, and Fixtures | 2008-09-24 | CROSS ARMS | CROSS ARMS (07362) | KY | 11 | 3941.11 | 358.2827
E364.00-Poles, Towers, and Fixtures | 2009-01-01 | Non-unitized | 2591 BOONESBORO RD 40475 | KY | 0 | 0 | 0
E364.00-Poles, Towers, and Fixtures | 2009-08-03 | POLE WOOD 40 FT (DIST) | POLE WOOD 40 FT (00006) | KY | 9 | 27461.48 | 3051.2756 | 0
E364.00-Poles, Towers, and Fixtures | 2009-11-24 | POLE WOOD 40 FT (DIST) | POLE WOOD 40 FT (00006) | KY | 8 | 17866.36 | 2233.295 | 0
E364.00-Poles, Towers, and Fixtures | 2008-05-01 | Non-unitized | W OBANNON ST | KY | 0 | 0 | 0
E364.00-Poles, Towers, and Fixtures | 2007-10-01 | CROSS ARMS | CROSS ARMS (07362) | KY | 54 | -99.78 | -1.8478
E364.00-Poles, Towers, and Fixtures | 2008-05-01 | Non-unitized | 1455507 | KY | 0 | 0 | 0
E364.00-Poles, Towers, and Fixtures | 2009-08-10 | POLE WOOD 40 FT (DIST) | POLE WOOD 40 FT (00006) | KY | 13 | 11577.75 | 890.5962
E364.00-Poles, Towers, and Fixtures | 2009-08-10 | GUY | GUY (00070) | KY | 14 | 169.46 | 12.1043 | 0
E364.00-Poles, Towers, and Fixtures | 2008-05-01 | Non-unitized | 120 LEIGHS CHAPEL RD 423451635 | KY | 0 | 0 | 0
E364.00-Poles, Towers, and Fixtures | 2009-09-30 | BRACKET - NEUTRAL FASTENING | BRACKET | KY | 0 | 0 | 0 | 0
E364.00-Poles, Towers, and Fixtures | 2009-10-01 | BRACKET - NEUTRAL FASTENING | BRACKET | KY | 0 | 0 | 0 | 0
E364.00-Poles, Towers, and Fixtures | 1959-01-01 | POLE WOOD 40 FT (DIST) | POLE WOOD 40 FT | KY | 966 | 70464.57 | 72.9447 | 0
E364.00-Poles, Towers, and Fixtures | 2008-05-01 | Non-unitized | 1499 INDIAN MOUND DR 40353 $698.67 Customer Contribution posted CC107001 pd 9/1/05 CIS a/c 580317.001 | KY | 0 | 0 | 0
E364.00-Poles, Towers, and Fixtures | 2008-05-01 | Non-unitized | JAMESTOWN | KY | 0 | 0 | 0
E364.00-Poles, Towers, and Fixtures | 2008-10-01 | Non-unitized | 1636364 | KY | 0 | 0 | 0
E364.00-Poles, Towers, and Fixtures | 2008-10-01 | Non-unitized | 1560074 | KY | 0 | 0 | 0
E364.00-Poles, Towers, and Fixtures | 2009-10-14 | POLE WOOD 35 FT (DIST) | POLE WOOD 35 FT (00005) | KY | 2 | 2395.81 | 1197.905
E364.00-Poles, Towers, and Fixtures | 2009-11-05 | POLE WOOD 40 FT (DIST) | POLE WOOD 40 FT (00006) | KY | 7 | 18634.44 | 2662.0629
E364.00-Poles, Towers, and Fixtures | 2009-12-08 | POLE WOOD 35 FT (DIST) | POLE WOOD 35 FT (00005) | KY | 39 | 39155.16 | 1003.9785 | 0
E364.00-Poles, Towers, and Fixtures | 2009-01-01 | Non-unitized | 1012 GRANITE DR. 40004 | KY | 0 | 0 | 0
E364.00-Poles, Towers, and Fixtures | 2008-05-01 | Non-unitized | 830 TYRONE PIKE 40383 | KY | 0 | 0 | 0
E364.00-Poles, Towers, and Fixtures | 2009-10-08 | GUY | GUY (00070) | KY | 4 | -45.94 | -11.485
E364.00-Poles, Towers, and Fixtures | 2009-10-19 | BRACKET - NEUTRAL FASTENING | BRACKET - NEUTRAL FASTENING | KY | 4 | 2834.51 | 708.6275
E364.00-Poles, Towers, and Fixtures | 2008-05-01 | Non-unitized | 315 COLD IRON HOLLOW 40351 | KY | 0 | 0 | 0
E364.00-Poles, Towers, and Fixtures | 2008-10-01 | Non-unitized | 1582408 | KY | 0 | 0 | 0
E364.00-Poles, Towers, and Fixtures | 1988-12-31 | POLE WOOD 60 FT (DIST) | ARM WOOD OVER 10 FT (TRANS) | KY | 0 | 0 | 0
E364.00-Poles, Towers, and Fixtures | 2008-05-01 | Non-unitized | PROFESSIONAL DR 40475 | KY | 0 | 0 | 0
E364.00-Poles, Towers, and Fixtures | 2009-01-01 | Non-unitized | 1659037 | KY | 0 | 0 | 0
E364.00-Poles, Towers, and Fixtures | 2009-07-01 | Non-unitized | YORK BRANCH | KY | 0 | 0 | 0
E364.00-Poles, Towers, and Fixtures | 2009-10-31 | POLE WOOD 55 FT (DIST) | POLE WOOD 55 FT (00009) | KY | 12 | 20214.07 | 1684.5058
E364.00-Poles, Towers, and Fixtures | 1976-12-31 | POLE WOOD 60 FT (DIST) | ARM WOOD OVER 10 FT (TRANS) | KY | 0 | 0 | 0
E364.00-Poles, Towers, and Fixtures | 1984-12-31 | POLE WOOD 60 FT (DIST) | ARM WOOD OVER 10 FT (TRANS) | KY | 0 | 0 | 0
E364.00-Poles, Towers, and Fixtures | 1995-12-31 | CROSS ARMS | CROSS ARMS (07362) | KY | 248 | 62485.07 | 251.9559
E364.00-Poles, Towers, and Fixtures | 1987-12-31 | CROSS ARMS | ARM WOOD OVER 10 FT (TRANS) | KY | 0 | 0 | 0 | 0
E364.00-Poles, Towers, and Fixtures | 2008-10-01 | Non-unitized | 1664207 | KY | 0 | 0 | 0
E364.00-Poles, Towers, and Fixtures | 2009-10-16 | POLE WOOD 60 FT (DIST) | POLE WOOD 60 FT (00010) | KY | 1 | 406.5 | 406.5
E364.00-Poles, Towers, and Fixtures | 2009-12-31 | POLE WOOD 30 FT (DIST) | POLE WOOD 30 FT (00004) | KY | 2 | -77.66 | -38.83
E364.00-Poles, Towers, and Fixtures | 2009-10-20 | CROSS ARMS | CROSS ARMS (07362) | KY | 32 | 37995.91 | 1187.3722 | 0
E364.00-Poles, Towers, and Fixtures | 2009-05-01 | Non-unitized | 1399 SADIEVILLE RD 40370 | KY | 0 | 0 | 0
E364.00-Poles, Towers, and Fixtures | 2008-05-01 | Non-unitized | 808 S BROADWAY 40504 | KY | 0 | 0 | 0
E364.00-Poles, Towers, and Fixtures | 2009-01-01 | Non-unitized | 4685 UNION TEMPLE RD | KY | 0 | 0 | 0
E364.00-Poles, Towers, and Fixtures | 2008-05-01 | Non-unitized | 356 POWERSVILLE / WILLOW ROAD 41004 | KY | 0 | 0 | 0
E364.00-Poles, Towers, and Fixtures | 2009-10-15 | CROSS ARMS | CROSS ARMS (07362) | KY | 286 | 69765.48 | 243.9352 | 0
E364.00-Poles, Towers, and Fixtures | 1979-12-31 | POLE WOOD 60 FT (DIST) | GUY | KY | 0 | 0 | 0
E364.00-Poles, Towers, and Fixtures | 1949-12-31 | POLE WOOD 60 FT (DIST) | GUY | KY | 0 | 0 | 0
E364.00-Poles, Towers, and Fixtures | 1967-12-31 | GUY | GUY | KY | 7 | 332.25 | 47.4643 | 0
E364.00-Poles, Towers, and Fixtures | 2009-05-01 | Non-unitized | US HWY 60 | KY | 0 | 0 | 0
E364.00-Poles, Towers, and Fixtures | 2008-10-01 | Non-unitized | 1560956 | KY | 0 | 0 | 0
E364.00-Poles, Towers, and Fixtures | 2008-05-01 | Non-unitized | 531 SOUTHLAND DR 40503 | KY | 0 | 0 | 0
E364.00-Poles, Towers, and Fixtures | 1997-10-31 | CROSS ARMS | CROSS ARMS (07362) | KY | 0 | 0 | 0 | 0
E364.00-Poles, Towers, and Fixtures | 2009-10-16 | CROSS ARMS | CROSS ARMS (07362) | KY | 4 | 477.72 | 119.43 | 0
E364.00-Poles, Towers, and Fixtures | 1991-12-31 | GUY | GUY | KY | 62 | 12599.65 | 203.2202 | 0
E364.00-Poles, Towers, and Fixtures | 1949-12-31 | CROSS ARMS | ARM WOOD 10 FT AND UNDER (TRANS) | KY | 0 | 0 | 0 | 0
E364.00-Poles, Towers, and Fixtures | 1969-12-31 | POLE WOOD 60 FT (DIST) | ARM WOOD 10 FT AND UNDER (TRANS) | KY | 0 | 0 | 0
E364.00-Poles, Towers, and Fixtures | 2009-11-17 | POLE WOOD 40 FT (DIST) | POLE WOOD 40 FT (00006) | KY | 5 | 15398.12 | 3079.624
E364.00-Poles, Towers, and Fixtures | 1947-12-31 | CROSS ARMS | ARM WOOD 10 FT AND UNDER (TRANS) | KY | 0 | 0 | 0 | 0
E364.00-Poles, Towers, and Fixtures | 1982-12-31 | POLE WOOD 25 FT (DIST) | ARM WOOD 10 FT AND UNDER (TRANS) | KY | 0 | 0 | 0
E364.00-Poles, Towers, and Fixtures | 2008-05-01 | Non-unitized | 1285055 | KY | 0 | 0 | 0
E364.00-Poles, Towers, and Fixtures | 2003-12-31 | POLE WOOD 40 FT (DIST) | ARM WOOD 10 FT AND UNDER (TRANS) | KY | 0 | 0 | 0
E364.00-Poles, Towers, and Fixtures | 2008-10-01 | Non-unitized | 1600704 | KY | 0 | 0 | 0
E364.00-Poles, Towers, and Fixtures | 2008-10-01 | Non-unitized | JONES | KY | 0 | 0 | 0
E364.00-Poles, Towers, and Fixtures | 2009-10-29 | POLE WOOD 40 FT (DIST) | POLE WOOD 40 FT (00006) | KY | 1 | 1735.54 | 1735.54
E364.00-Poles, Towers, and Fixtures | 2009-05-01 | Non-unitized | 1472 DUTCH RIDGE RD 41002 | KY | 0 | 0 | 0
E364.00-Poles, Towers, and Fixtures | 2008-10-01 | Non-unitized | 1557656 | KY | 0 | 0 | 0
E364.00-Poles, Towers, and Fixtures | 2009-09-30 | POLE WOOD 45 FT (DIST) | POLE WOOD 45 FT (00007) | KY | 9 | 23349.91 | 2594.4344
E364.00-Poles, Towers, and Fixtures | 2007-11-14 | POLE WOOD 45 FT (DIST) | POLE WOOD 45 FT (00007) | KY | 1 | 3421.82 | 3421.82
E364.00-Poles, Towers, and Fixtures | 2009-01-01 | Non-unitized | 1136 PROVIDENCE LN 40502 | KY | 0 | 0 | 0
E364.00-Poles, Towers, and Fixtures | 1971-01-01 | POLE WOOD 45 FT (DIST) | POLE WOOD 45 FT | KY | 617 | 79993.47 | 129.6491 | 0
E364.00-Poles, Towers, and Fixtures | 1966-01-01 | POLE WOOD 50 FT (DIST) | POLE WOOD 50 FT | KY | 0 | 0 | 0 | 0
E364.00-Poles, Towers, and Fixtures | 2009-01-01 | Non-unitized | 1432345 | KY | 0 | 0 | 0
E364.00-Poles, Towers, and Fixtures | 2009-07-01 | Non-unitized | 840 SAWMILL RD | KY | 0 | 0 | 0
E364.00-Poles, Towers, and Fixtures | 2009-07-17 | Non-unitized | Air Gas Distribution work | KY | 0 | 0 | 0
E364.00-Poles, Towers, and Fixtures | 2009-01-01 | Non-unitized | 1230 E NEW CIRCLE RD 40505 | KY | 0 | 0 | 0
E364.00-Poles, Towers, and Fixtures | 1971-01-01 | POLE WOOD 60 FT (DIST) | POLE WOOD 60 FT | KY | 16 | 3956.4 | 247.275 | 0
E364.00-Poles, Towers, and Fixtures | 1995-01-01 | POLE WOOD 60 FT (DIST) | POLE WOOD 60 FT (DIST) | KY | 35 | 38745.96 | 1107.0274
E364.00-Poles, Towers, and Fixtures | 1948-01-01 | POLE WOOD 25 FT (DIST) | POLE WOOD 25 FT (DIST) | KY | 250 | 5907.64 | 23.6306 | 0
E364.00-Poles, Towers, and Fixtures | 2007-11-25 | POLE WOOD 50 FT (DIST) | POLE WOOD 50 FT (00008) | KY | 7 | 7648.06 | 1092.58 | 0
E364.00-Poles, Towers, and Fixtures | 2008-05-01 | Non-unitized | 1028546 | KY | 0 | 0 | 0
E364.00-Poles, Towers, and Fixtures | 1949-01-01 | POLE WOOD 30 FT (DIST) | POLE WOOD 30 FT | KY | 1145 | 31307.04 | 27.3424 | 0
E364.00-Poles, Towers, and Fixtures | 2009-01-01 | Non-unitized | 1028025 | KY | 0 | 0 | 0
E364.00-Poles, Towers, and Fixtures | 2009-01-01 | Non-unitized | 470 INDUSTRIAL PK TSE 42743 | KY | 0 | 0 | 0
E364.00-Poles, Towers, and Fixtures | 2008-10-01 | Non-unitized | 1687764 | KY | 0 | 0 | 0
E364.00-Poles, Towers, and Fixtures | 1949-01-01 | POLE WOOD 50 FT (DIST) | MP1949 Poles, Towers, and Fixtures | KY | 0 | 0 | 0 | 0
E364.00-Poles, Towers, and Fixtures | 1977-01-01 | POLE WOOD 35 FT (DIST) | POLE WOOD 35 FT | KY | 1325 | 176294.14 | 133.0522 | 0
E364.00-Poles, Towers, and Fixtures | 1957-01-01 | POLE WOOD 25 FT (DIST) | POLE WOOD 25 FT (DIST) | KY | 80 | 2528.35 | 31.6044
E364.00-Poles, Towers, and Fixtures | 1961-01-01 | POLE WOOD 55 FT (DIST) | POLE WOOD 55 FT | KY | 0 | 0 | 0 | 0
E364.00-Poles, Towers, and Fixtures | 2008-05-01 | Non-unitized | 2851 HOWARDS MILL | KY | 0 | 0 | 0
E364.00-Poles, Towers, and Fixtures | 2009-08-01 | Non-unitized | MOUND HILL RD 41008 | KY | 0 | 0 | 0
E364.00-Poles, Towers, and Fixtures | 2009-10-01 | Non-unitized | 391 FAIR OAKS DR 42629 | KY | 0 | 0 | 0 | 0
E364.00-Poles, Towers, and Fixtures | 2009-07-01 | Non-unitized | 2001 RED HOUSE RD 40475 | KY | 0 | 0 | 0 | 0
E364.00-Poles, Towers, and Fixtures | 2009-08-01 | Non-unitized | ROBINSON | KY | 0 | 0 | 0 | 0
E364.00-Poles, Towers, and Fixtures | 2008-05-01 | Non-unitized | 4775 US 60 W 40351 | KY | 0 | 0 | 0 | 0
E364.00-Poles, Towers, and Fixtures | 2008-10-01 | Non-unitized | DEVILS NECK | KY | 0 | 0 | 0
E364.00-Poles, Towers, and Fixtures | 2009-01-01 | Non-unitized | 1660044 | KY | 0 | 0 | 0
E364.00-Poles, Towers, and Fixtures | 2009-08-01 | Non-unitized | 1311 PEACOCK ROAD | KY | 0 | 0 | 0 | 0
E364.00-Poles, Towers, and Fixtures | 2009-10-01 | Non-unitized | 301 RYAN DR 40475 | KY | 0 | 0 | 0
E364.00-Poles, Towers, and Fixtures | 2009-07-01 | Non-unitized | WICKLAND CIR | KY | 0 | 0 | 0
E364.00-Poles, Towers, and Fixtures | 2009-10-01 | Non-unitized | JONES AVE | KY | 0 | 0 | 0 | 0
E364.00-Poles, Towers, and Fixtures | 2009-11-23 | POLE WOOD 50 FT (DIST) | POLE WOOD 50 FT (00008) | KY | 25 | 39085.21 | 1563.4084 | 0
E364.00-Poles, Towers, and Fixtures | 2008-05-01 | Non-unitized | 1268655 | KY | 0 | 0 | 0
E364.00-Poles, Towers, and Fixtures | 2009-08-01 | Non-unitized | 200 BROWDER MINE LN BARN 42337 | KY | 0 | 0 | 0 | 0
E364.00-Poles, Towers, and Fixtures | 2009-10-01 | Non-unitized | LACLEDE AVE | KY | 0 | 0 | 0
E364.00-Poles, Towers, and Fixtures | 2009-11-21 | POLE WOOD 45 FT (DIST) | POLE WOOD 45 FT (00007) | KY | 1 | 26278.42 | 26278.42
E364.00-Poles, Towers, and Fixtures | 2009-10-01 | Non-unitized | 336 KENTUCKY AVE | KY | 0 | 0 | 0 | 0
E364.00-Poles, Towers, and Fixtures | 2009-10-01 | Non-unitized | 6330 LAGRANGE RD | KY | 0 | 0 | 0
E364.00-Poles, Towers, and Fixtures | 2009-10-01 | Non-unitized | 3974 HWY 840 40846 | KY | 0 | 0 | 0 | 0
E364.00-Poles, Towers, and Fixtures | 2009-10-01 | Non-unitized | 2795 STATE ROUTE 176 42345 | KY | 0 | 0 | 0 | 0
E364.00-Poles, Towers, and Fixtures | 2009-07-01 | Non-unitized | 7836 KY HIGHWAY 11 BARN 41055 | KY | 0 | 0 | 0
E364.00-Poles, Towers, and Fixtures | 2009-10-01 | Non-unitized | EVANS AVE | KY | 0 | 0 | 0 | 0
E364.00-Poles, Towers, and Fixtures | 2009-10-01 | Non-unitized | 6269 N DIXIE HWY 42701 | KY | 0 | 0 | 0 | 0
E364.00-Poles, Towers, and Fixtures | 2009-08-01 | Non-unitized | 681 MORAN MILL RD 40475 | KY | 0 | 0 | 0 | 0
E364.00-Poles, Towers, and Fixtures | 2009-10-01 | Non-unitized | HWY 62 W 42320 | KY | 0 | 0 | 0 | 0
E364.00-Poles, Towers, and Fixtures | 2009-10-01 | Non-unitized | 1105 HIGHWAY 991 40815 | KY | 0 | 0 | 0 | 0
E364.00-Poles, Towers, and Fixtures | 2009-08-01 | Non-unitized | 2800 LEXINGTON RD FG-17 | KY | 2 | 0 | 0
E364.00-Poles, Towers, and Fixtures | 2009-10-01 | Non-unitized | 684 BLUEGRASS RD 41004 | KY | 0 | 0 | 0 | 0
E364.00-Poles, Towers, and Fixtures | 2009-10-01 | Non-unitized | 1101 BRANNON RD | KY | 0 | 0 | 0 | 0
E364.00-Poles, Towers, and Fixtures | 2009-10-01 | Non-unitized | 44 DIXIE LOOP RD | KY | 0 | 0 | 0 | 0
E364.00-Poles, Towers, and Fixtures | 2009-10-01 | Non-unitized | 3816 OLD FREDONIA RD 42445 | KY | 0 | 0 | 0 | 0
E364.00-Poles, Towers, and Fixtures | 2009-10-01 | Non-unitized | 293 JOHNSON CEMETERY RD 40965 | KY | 0 | 0 | 0 | 0
E364.00-Poles, Towers, and Fixtures | 2009-10-01 | Non-unitized | 222 W MAIN ST 40311 | KY | 0 | 0 | 0 | 0
E364.00-Poles, Towers, and Fixtures | 2008-10-01 | Non-unitized | 1530837 | KY | 0 | 0 | 0
E364.00-Poles, Towers, and Fixtures | 2009-10-01 | Non-unitized | RT4 SUGAR RUN PUMP 24263 | KY | 0 | 0 | 0 | 0
E364.00-Poles, Towers, and Fixtures | 2009-08-01 | Non-unitized | 219 W MAIN | KY | 0 | 0 | 0
E364.00-Poles, Towers, and Fixtures | 2009-05-01 | Non-unitized | 1450414 | KY | 0 | 0 | 0
E364.00-Poles, Towers, and Fixtures | 2008-05-01 | Non-unitized | 113 FRANCIS ST | KY | 0 | 0 | 0
E364.00-Poles, Towers, and Fixtures | 2009-05-01 | Non-unitized | 11613 S. OLD MADISONVILLE RD | KY | 0 | 0 | 0
E364.00-Poles, Towers, and Fixtures | 2008-05-01 | Non-unitized | MCKEE RD | KY | 0 | 0 | 0
E364.00-Poles, Towers, and Fixtures | 2009-11-03 | POLE WOOD 30 FT (DIST) | POLE WOOD 30 FT (00004) | KY | 1 | 125.26 | 125.26
E364.00-Poles, Towers, and Fixtures | 2008-11-01 | Non-unitized | STATE HIGHWAY 11 | KY | 0 | 0 | 0
E364.00-Poles, Towers, and Fixtures | 2008-05-01 | Non-unitized | 38 ASHLAND AVE | KY | 0 | 0 | 0
E364.00-Poles, Towers, and Fixtures | 2008-10-01 | Non-unitized | 1607036 | KY | 0 | 0 | 0
E364.00-Poles, Towers, and Fixtures | 2008-10-01 | Non-unitized | 1593115 | KY | 0 | 0 | 0
E364.00-Poles, Towers, and Fixtures | 2009-11-13 | POLE WOOD 50 FT (DIST) | POLE WOOD 50 FT (00008) | KY | 1 | 1165.44 | 1165.44
E364.00-Poles, Towers, and Fixtures | 2009-07-01 | Non-unitized | S DANVILLE BYPASS | KY | 0 | 0 | 0
E364.00-Poles, Towers, and Fixtures | 2008-05-01 | Non-unitized | 1144526 | KY | 0 | 0 | 0
E364.00-Poles, Towers, and Fixtures | 2008-05-01 | Non-unitized | 26 VAN BUREN RD | KY | 0 | 0 | 0
E364.00-Poles, Towers, and Fixtures | 2009-04-01 | Non-unitized | 201 SMITH LN GARAGE 42325 | KY | 0 | 0 | 0
E364.00-Poles, Towers, and Fixtures | 2008-05-01 | Non-unitized | 1333164 | KY | 0 | 0 | 0
E364.00-Poles, Towers, and Fixtures | 2008-10-01 | Non-unitized | 1597828 | KY | 0 | 0 | 0
E364.00-Poles, Towers, and Fixtures | 2009-11-16 | POLE WOOD 30 FT (DIST) | POLE WOOD 30 FT (00004) | KY | 4 | 208.68 | 52.17
E364.00-Poles, Towers, and Fixtures | 2008-05-01 | Non-unitized | FLOYD ST 40465 | KY | 0 | 0 | 0
E364.00-Poles, Towers, and Fixtures | 2008-05-01 | Non-unitized | 3170 CARRICK RD | KY | 0 | 0 | 0
E364.00-Poles, Towers, and Fixtures | 2009-11-20 | POLE WOOD 30 FT (DIST) | POLE WOOD 30 FT (00004) | KY | 2 | 2742.21 | 1371.105
E364.00-Poles, Towers, and Fixtures | 2009-11-02 | POLE WOOD 50 FT (DIST) | POLE WOOD 50 FT (00008) | KY | 4 | 269.7 | 67.425
E364.00-Poles, Towers, and Fixtures | 2008-10-01 | Non-unitized | 1561805 | KY | 0 | 0 | 0
E364.00-Poles, Towers, and Fixtures | 2009-01-01 | Non-unitized | 2421 STATE RTE 176 42345 | KY | 0 | 0 | 0
E364.00-Poles, Towers, and Fixtures | 2008-05-01 | Non-unitized | FRALEY ROAD 40371 | KY | 0 | 0 | 0
E364.00-Poles, Towers, and Fixtures | 2008-05-01 | Non-unitized | S 1ST AVE | KY | 0 | 0 | 0
E364.00-Poles, Towers, and Fixtures | 2008-05-01 | Non-unitized | Laurel Co. School Board | KY | 0 | 0 | 0
E364.00-Poles, Towers, and Fixtures | 2008-05-01 | Non-unitized | 1410386 | KY | 0 | 0 | 0
E364.00-Poles, Towers, and Fixtures | 2009-07-01 | Non-unitized | 79 SEARS ST STE 201 42332 | KY | 0 | 0 | 0
E364.00-Poles, Towers, and Fixtures | 2008-05-01 | Non-unitized | RESERVOIR & 7 TH ST | KY | 0 | 0 | 0
E364.00-Poles, Towers, and Fixtures | 2009-07-01 | Non-unitized | 807 N FIFTH ST 42330 | KY | 0 | 0 | 0
E364.00-Poles, Towers, and Fixtures | 2008-10-01 | Non-unitized | DURHAM | KY | 0 | 0 | 0
E364.00-Poles, Towers, and Fixtures | 2008-10-01 | Non-unitized | ECTON RD | KY | 0 | 0 | 0
E364.00-Poles, Towers, and Fixtures | 2008-05-01 | Non-unitized | 1102877 | KY | 0 | 0 | 0
E364.00-Poles, Towers, and Fixtures | 2008-05-01 | Non-unitized | 208 BOGGESS AVE | KY | 0 | 0 | 0
E364.00-Poles, Towers, and Fixtures | 2009-04-01 | Non-unitized | 509 E MAIN ST 41095 | KY | 0 | 0 | 0
E364.00-Poles, Towers, and Fixtures | 2009-07-01 | Non-unitized | 1699 REDD RD | KY | 0 | 0 | 0 | 0
E364.00-Poles, Towers, and Fixtures | 2008-05-01 | Non-unitized | 1100 BURGESS ST | KY | 0 | 0 | 0
E364.00-Poles, Towers, and Fixtures | 2009-10-01 | Non-unitized | 150 LOST FORK RD | KY | 0 | 0 | 0 | 0
E364.00-Poles, Towers, and Fixtures | 2009-10-01 | Non-unitized | CALLOWAY 40977 | KY | 0 | 0 | 0 | 0
E364.00-Poles, Towers, and Fixtures | 2008-05-01 | Non-unitized | WESTPORT RD 42701 | KY | 0 | 0 | 0
E364.00-Poles, Towers, and Fixtures | 2009-07-01 | Non-unitized | 581 ROCKPORT LN | KY | 0 | 0 | 0
E364.00-Poles, Towers, and Fixtures | 2009-11-01 | Non-unitized | HALEY ST | KY | 0 | 0 | 0 | 0
E364.00-Poles, Towers, and Fixtures | 2009-01-01 | Non-unitized | 280 OLD LIBERTY RD 42345 | KY | 0 | 0 | 0
E364.00-Poles, Towers, and Fixtures | 2009-11-01 | Non-unitized | 7590 CHASE LN LN POLE BARN 40337 | KY | 0 | 0 | 0 | 0
E364.00-Poles, Towers, and Fixtures | 2009-10-01 | Non-unitized | GEORGETOWN ST | KY | 0 | 0 | 0 | 0
E364.00-Poles, Towers, and Fixtures | 2008-05-01 | Non-unitized | 1276074 | KY | 0 | 0 | 0
E364.00-Poles, Towers, and Fixtures | 2008-11-01 | Non-unitized | 4990 GEORGETOWN RD | KY | 0 | 0 | 0
E364.00-Poles, Towers, and Fixtures | 2009-10-01 | Non-unitized | 4832 VERSAILLES RD 40510 | KY | 0 | 0 | 0 | 0
E364.00-Poles, Towers, and Fixtures | 2009-11-01 | Non-unitized | 2115 COBURN BLVD 40502 | KY | 0 | 0 | 0 | 0
E364.00-Poles, Towers, and Fixtures | 2009-07-27 | CROSS ARMS | CROSS ARMS (07362) | KY | 1 | 264.62 | 264.62
E364.00-Poles, Towers, and Fixtures | 2009-11-01 | Non-unitized | NA GARNET RD CELL TWR 24219 | KY | 0 | 0 | 0 | 0
E364.00-Poles, Towers, and Fixtures | 2008-10-01 | Non-unitized | 1553984 | KY | 0 | 0 | 0
E364.00-Poles, Towers, and Fixtures | 2009-11-01 | Non-unitized | 4850 CHARLESTON RD | KY | 0 | 0 | 0
E364.00-Poles, Towers, and Fixtures | 2009-07-01 | Non-unitized | 1847 S.R.1473 | KY | 0 | 0 | 0
E364.00-Poles, Towers, and Fixtures | 2009-08-01 | Non-unitized | 628 WINCHESTER RD 40505 | KY | 0 | 0 | 0 | 0
E364.00-Poles, Towers, and Fixtures | 2009-10-01 | Non-unitized | HWY 638 COMMUNITY BUILDING | KY | 0 | 0 | 0 | 0
E364.00-Poles, Towers, and Fixtures | 2009-01-01 | Non-unitized | 774 BUTTERMILK RD 42453 | KY | 0 | 0 | 0
E364.00-Poles, Towers, and Fixtures | 2008-05-01 | Non-unitized | 1006 MIDWAY DR 42459 | KY | 0 | 0 | 0
E364.00-Poles, Towers, and Fixtures | 2009-07-01 | Non-unitized | 6582 CROPPER RD STOR SHED 40065 | KY | 0 | 0 | 0
E364.00-Poles, Towers, and Fixtures | 2009-11-01 | Non-unitized | 20 TINSLEY CREEK RD 42038 | KY | 0 | 0 | 0
E364.00-Poles, Towers, and Fixtures | 2010-01-01 | Non-unitized | 225 S LIMESTONE 40508 | KY | 0 | 0 | 0 | 0
E364.00-Poles, Towers, and Fixtures | 2010-01-01 | Non-unitized | 1842 HIGHWAY 568 40820 | KY | 0 | 0 | 0 | 0
E364.00-Poles, Towers, and Fixtures | 2010-01-01 | Non-unitized | 535 CORPORATE DRIVE | KY | 0 | 0 | 0 | 0
E364.00-Poles, Towers, and Fixtures | 2010-01-01 | Non-unitized | 308 E EIGHTH ST 42320 | KY | 0 | 0 | 0 | 0
E364.00-Poles, Towers, and Fixtures | 2010-01-01 | Non-unitized | 212 W WATER ST TEMP 42748 | KY | 0 | 0 | 0 | 0
E364.00-Poles, Towers, and Fixtures | 2010-01-01 | Non-unitized | RDSTLT315-REP REPL ST LIGHTS 315 | KY | 0 | 0 | 0 | 0
E364.00-Poles, Towers, and Fixtures | 2010-01-01 | Non-unitized | SECOND ST AND KELLY ST, CORNER OF 40361 | KY | 0 | 0 | 0 | 0
E364.00-Poles, Towers, and Fixtures | 2010-01-01 | Non-unitized | 160 CLEVELAND DR 40361 | KY | 0 | 0 | 0 | 0
E364.00-Poles, Towers, and Fixtures | 2010-01-01 | Non-unitized | 5427 GREENVILLE RD 42464 | KY | 0 | 0 | 0 | 0
E364.00-Poles, Towers, and Fixtures | 2010-01-01 | Non-unitized | 80 GRANT BRANCH RD 40820 | KY | 0 | 0 | 0 | 0
E364.00-Poles, Towers, and Fixtures | 2010-01-01 | Non-unitized | SCHOOL | KY | 0 | 0 | 0 | 0
E364.00-Poles, Towers, and Fixtures | 2008-05-01 | Non-unitized | 1462924 | KY | 0 | 0 | 0
E364.00-Poles, Towers, and Fixtures | 2010-01-01 | Non-unitized | 1033 E SECOND ST 41056 | KY | 0 | 0 | 0 | 0
E364.00-Poles, Towers, and Fixtures | 2009-07-01 | POLE WOOD 40 FT (DIST) | POLE WOOD 40 FT (00006) | KY | 1 | 712.82 | 712.82
E364.00-Poles, Towers, and Fixtures | 2010-01-01 | Non-unitized | RDSTLT216-REP REPL DEF ST LIGHTS 216 | KY | 7 | 0 | 0 | 0
E364.00-Poles, Towers, and Fixtures | 2010-01-01 | Non-unitized | 930 WOODLAKE RD 40601 | KY | 0 | 0 | 0 | 0
E364.00-Poles, Towers, and Fixtures | 2010-01-01 | Non-unitized | 1615855 | KY | 0 | 0 | 0 | 0
E364.00-Poles, Towers, and Fixtures | 2010-01-01 | Non-unitized | LANCASTER | KY | 0 | 0 | 0 | 0
E364.00-Poles, Towers, and Fixtures | 2010-02-01 | Non-unitized | 6010 CINCINNATI RD | KY | 0 | 0 | 0 | 0
E364.00-Poles, Towers, and Fixtures | 2010-02-01 | Non-unitized | 1705 IRVINE RD 40475 | KY | 0 | 0 | 0 | 0
E364.00-Poles, Towers, and Fixtures | 2009-11-30 | Non-unitized | 1425814 | KY | 0 | 0 | 0
E364.00-Poles, Towers, and Fixtures | 2010-01-01 | Non-unitized | 9776 HWY 78 | KY | 0 | 0 | 0 | 0
E364.00-Poles, Towers, and Fixtures | 2010-01-01 | Non-unitized | 1228 S BROADWAY 40504 | KY | 0 | 0 | 0 | 0
E364.00-Poles, Towers, and Fixtures | 2010-01-01 | Non-unitized | 2632 STATE RTE 176 42345 | KY | 0 | 0 | 0 | 0
E364.00-Poles, Towers, and Fixtures | 2009-04-30 | POLE WOOD 40 FT (DIST) | POLE WOOD 40 FT (00006) | KY | 3 | 2805.51 | 935.17 | 0
E364.00-Poles, Towers, and Fixtures | 2010-01-01 | Non-unitized | 101 S MAYSVILLE ST 40353 | KY | 0 | 0 | 0 | 0
E364.00-Poles, Towers, and Fixtures | 2010-01-01 | Non-unitized | 1679 N WILSON RD RD STE 103 40160 | KY | 0 | 0 | 0 | 0
E364.00-Poles, Towers, and Fixtures | 2010-01-01 | Non-unitized | 2343 EGAN RD 24219 | KY | 0 | 0 | 0 | 0
E364.00-Poles, Towers, and Fixtures | 2010-01-01 | Non-unitized | 1111 FORDS MILL RD FG-11 | KY | 0 | 0 | 0 | 0
E364.00-Poles, Towers, and Fixtures | 2010-01-01 | Non-unitized | 122 RAILROAD AVE 41031 | KY | 0 | 0 | 0 | 0
E364.00-Poles, Towers, and Fixtures | 2010-01-01 | Non-unitized | 1626104 | KY | 0 | 0 | 0 | 0
E364.00-Poles, Towers, and Fixtures | 2010-02-26 | POLE WOOD 65 FT (DIST) | POLE WOOD 65 FT (00011) | KY | 2 | 9249.88 | 4624.94 | 0
E364.00-Poles, Towers, and Fixtures | 2009-07-01 | Non-unitized | N MARTIN LUTHER KING BLVD | KY | 0 | 0 | 0
E364.00-Poles, Towers, and Fixtures | 2010-01-01 | Non-unitized | 252 BOONE AVE 40391 | KY | 0 | 0 | 0 | 0
E364.00-Poles, Towers, and Fixtures | 2010-01-01 | Non-unitized | 19959 HIGHWAY 38 CLOSPLINT, 40927 | KY | 0 | 0 | 0 | 0
E364.00-Poles, Towers, and Fixtures | 2010-07-01 | CROSS ARMS | CROSS ARMS (07362) | KY | 386 | 238707.48 | 618.4132 | 0
E364.00-Poles, Towers, and Fixtures | 2008-05-01 | Non-unitized | 1313494 | KY | 0 | 0 | 0
E364.00-Poles, Towers, and Fixtures | 2010-03-12 | POLE WOOD 30 FT (DIST) | POLE WOOD 30 FT (00004) | KY | 1 | 1640.86 | 1640.86
E364.00-Poles, Towers, and Fixtures | 2010-01-01 | Non-unitized | 659 HWY 1870 42642 | KY | 0 | 0 | 0 | 0
E364.00-Poles, Towers, and Fixtures | 2010-01-01 | Non-unitized | 505 GOOCH ST | KY | 0 | 0 | 0 | 0
E364.00-Poles, Towers, and Fixtures | 2010-01-01 | Non-unitized | WILLIAMSBURG ARMORY | KY | 0 | 0 | 0 | 0
E364.00-Poles, Towers, and Fixtures | 2010-01-01 | Non-unitized | 400 N LIMESTONE | KY | 0 | 0 | 0 | 0
E364.00-Poles, Towers, and Fixtures | 2010-01-01 | Non-unitized | 684 BLUEGRASS RD 41004 | KY | 0 | 0 | 0 | 0
E364.00-Poles, Towers, and Fixtures | 2010-01-01 | Non-unitized | NBSV156UG-New Bus Serv-UG-Earlington | KY | 0 | 0 | 0 | 0
E364.00-Poles, Towers, and Fixtures | 2010-01-01 | Non-unitized | 386 BARKLEY LN | KY | 0 | 0 | 0 | 0
E364.00-Poles, Towers, and Fixtures | 2010-01-01 | Non-unitized | 148 MIAMI ST 41004 | KY | 0 | 0 | 0 | 0
E364.00-Poles, Towers, and Fixtures | 2010-01-01 | Non-unitized | 555 CHRIS BARNEY RD 24243 | KY | 0 | 0 | 0 | 0
E364.00-Poles, Towers, and Fixtures | 2010-06-01 | POLE WOOD 35 FT (DIST) | POLE WOOD 35 FT (00005) | KY | 11 | 14794.25 | 1344.9318 | 0
E364.00-Poles, Towers, and Fixtures | 2010-01-01 | Non-unitized | 1640465 | KY | 0 | 0 | 0 | 0
E364.00-Poles, Towers, and Fixtures | 2010-01-01 | Non-unitized | MAIN ST 42765 | KY | 0 | 0 | 0 | 0
E364.00-Poles, Towers, and Fixtures | 2010-01-01 | Non-unitized | 410 VAKSDAHL | KY | 0 | 0 | 0 | 0
E364.00-Poles, Towers, and Fixtures | 2010-01-01 | Non-unitized | 1733 MIDLAND TR TSE 40065 | KY | 0 | 0 | 0 | 0
E364.00-Poles, Towers, and Fixtures | 2010-01-01 | Non-unitized | 600 CADEN RAY LN TEMP 42330 | KY | 0 | 0 | 0 | 0
E364.00-Poles, Towers, and Fixtures | 2010-01-01 | Non-unitized | HIGH ST | KY | 0 | 0 | 0 | 0
E364.00-Poles, Towers, and Fixtures | 2010-01-01 | Non-unitized | STLT156-STREET LIGHTING 156 | KY | 7 | 0 | 0 | 0
E364.00-Poles, Towers, and Fixtures | 2010-01-01 | Non-unitized | 523 KIRKLAND AVE 40336 | KY | 0 | 0 | 0 | 0
E364.00-Poles, Towers, and Fixtures | 2010-01-01 | Non-unitized | 199 BUTTERMILK LN 42320 | KY | 0 | 0 | 0 | 0
E364.00-Poles, Towers, and Fixtures | 2010-01-01 | Non-unitized | 13149 CRAB ORCHARD RD 24230 | KY | 0 | 0 | 0 | 0
E364.00-Poles, Towers, and Fixtures | 2010-03-12 | POLE WOOD 45 FT (DIST) | POLE WOOD 45 FT (00007) | KY | 4 | 16851.16 | 4212.79 | 0
E364.00-Poles, Towers, and Fixtures | 2008-05-01 | Non-unitized | GEORGETOWN RD 40511 | KY | 0 | 0 | 0 | 0
E364.00-Poles, Towers, and Fixtures | 2010-01-01 | Non-unitized | 2465 POINDEXTER RD 41031 | KY | 0 | 0 | 0 | 0
E364.00-Poles, Towers, and Fixtures | 2010-01-01 | Non-unitized | KING MOUNTAIN SPUR RD | KY | 0 | 0 | 0 | 0
E364.00-Poles, Towers, and Fixtures | 2008-05-01 | Non-unitized | 1358246 | KY | 0 | 0 | 0
E364.00-Poles, Towers, and Fixtures | 2010-01-01 | Non-unitized | 376 SOUTHLAND DR | KY | 0 | 0 | 0 | 0
E364.00-Poles, Towers, and Fixtures | 2010-01-01 | Non-unitized | 2152 PAYNES DEPOT RD 40324 | KY | 0 | 0 | 0 | 0
E364.00-Poles, Towers, and Fixtures | 2010-01-01 | Non-unitized | RDPOLE256-Pole repair/replacement 256 | KY | 0 | 0 | 0 | 0
E364.00-Poles, Towers, and Fixtures | 2008-12-31 | POLE WOOD 60 FT (DIST) | POLE WOOD 60 FT (00010) | KY | 4 | 7871.23 | 1967.8075
E364.00-Poles, Towers, and Fixtures | 1957-12-31 | POLE WOOD 60 FT (DIST) | POLE WOOD 50 FT | KY | 15 | 1735.58 | 115.7053 | 0
E364.00-Poles, Towers, and Fixtures | 1970-01-01 | POLE WOOD 30 FT (DIST) | POLE WOOD 30 FT | KY | 103 | 6620.37 | 64.2754 | 0
E364.00-Poles, Towers, and Fixtures | 1959-01-01 | POLE WOOD 35 FT (DIST) | POLE WOOD 35 FT | KY | 799 | 50871.09 | 63.6684 | 0
E364.00-Poles, Towers, and Fixtures | 2001-01-01 | POLE WOOD 30 FT (DIST) | MP2001 Poles, Towers, and Fixtures | KY | 0 | 0 | 0
E364.00-Poles, Towers, and Fixtures | 2010-04-01 | Non-unitized | US HIGHWAY 27 | KY | 0 | 0 | 0 | 0
E364.00-Poles, Towers, and Fixtures | 2010-04-01 | Non-unitized | COLBY RD 40391 | KY | 0 | 0 | 0 | 0
E364.00-Poles, Towers, and Fixtures | 2010-04-01 | Non-unitized | 106 SPRING HOLLOW RD 40965 | KY | 0 | 0 | 0 | 0
E364.00-Poles, Towers, and Fixtures | 2010-04-01 | Non-unitized | 40 BLUE BIRD ST 42332 | KY | 0 | 0 | 0 | 0
E364.00-Poles, Towers, and Fixtures | 2010-04-01 | Non-unitized | 512 E MAIN STREET 40351 | KY | 0 | 0 | 0 | 0
E364.00-Poles, Towers, and Fixtures | 1958-12-31 | POLE WOOD 60 FT (DIST) | POLE WOOD 40 FT | KY | 69 | 7226.56 | 104.7328 | 0
E364.00-Poles, Towers, and Fixtures | 2010-04-01 | Non-unitized | 3210 LEXINGTON RD 40356 | KY | 0 | 0 | 0 | 0
E364.00-Poles, Towers, and Fixtures | 2010-01-01 | Non-unitized | RDDD426OH-Rep Def Equip-OH-London | KY | 0 | 0 | 0 | 0
E364.00-Poles, Towers, and Fixtures | 2010-04-01 | Non-unitized | BEREA RD 40511 | KY | 0 | 0 | 0 | 0
E364.00-Poles, Towers, and Fixtures | 2010-04-01 | Non-unitized | HWY 38 | KY | 0 | 0 | 0 | 0
E364.00-Poles, Towers, and Fixtures | 2010-04-01 | Non-unitized | 2880 FORDS MILL RD FG-80 | KY | 0 | 0 | 0 | 0
E364.00-Poles, Towers, and Fixtures | 2010-04-01 | Non-unitized | 94 S KY 233 40734 | KY | 0 | 0 | 0 | 0
E364.00-Poles, Towers, and Fixtures | 2010-04-01 | Non-unitized | 8770 NORTONVILLE RD 42456 | KY | 0 | 0 | 0 | 0
E364.00-Poles, Towers, and Fixtures | 2010-01-01 | Non-unitized | POLD256-OUTDOOR LIGHTING 256 | KY | 0 | 0 | 0 | 0
E364.00-Poles, Towers, and Fixtures | 1946-01-01 | POLE WOOD 65 FT (DIST) | MP1946 Poles, Towers, and Fixtures | KY | 0 | 0 | 0 | 0
E364.00-Poles, Towers, and Fixtures | 1963-01-01 | POLE WOOD 70 FT (DIST) | POLE WOOD 70 FT | KY | 0 | 0 | 0 | 0
E364.00-Poles, Towers, and Fixtures | 2010-04-01 | Non-unitized | 531 TOBACCO RD TEMP 40741 | KY | 0 | 0 | 0 | 0
E364.00-Poles, Towers, and Fixtures | 2010-02-01 | Non-unitized | US HWY. 31-W 42765 | KY | 0 | 0 | 0 | 0
E364.00-Poles, Towers, and Fixtures | 2010-04-01 | Non-unitized | WINCHESTER RD | KY | 0 | 0 | 0 | 0
E364.00-Poles, Towers, and Fixtures | 2010-04-01 | Non-unitized | 3386 CANE RIDGE RD 40311 | KY | 0 | 0 | 0 | 0
E364.00-Poles, Towers, and Fixtures | 2010-04-30 | POLE WOOD 30 FT (DIST) | POLE WOOD 30 FT (00004) | KY | 5 | -4893.03 | -978.606
E364.00-Poles, Towers, and Fixtures | 2010-04-01 | POLE WOOD 35 FT (DIST) | POLE WOOD 35 FT (00005) | KY | 4 | 9842.65 | 2460.6625
E364.00-Poles, Towers, and Fixtures | 2010-01-01 | Non-unitized | ECAPRR256-Inst cap/reg/recl-Shelbyville | KY | 0 | 0 | 0 | 0
E364.00-Poles, Towers, and Fixtures | 2000-01-01 | POLE WOOD 70 FT (DIST) | POLE WOOD 70 FT (DIST) | KY | 3 | 13473.78 | 4491.26
E364.00-Poles, Towers, and Fixtures | 1959-01-01 | POLE WOOD UNDER 20 FT (DIST) | POLE WOOD UNDER 20 FT (DIST) | KY | 2 | 62.2 | 31.1
E364.00-Poles, Towers, and Fixtures | 1973-01-01 | POLE WOOD 55 FT (DIST) | POLE WOOD 55 FT | KY | 10 | 2443.28 | 244.328 | 0
E364.00-Poles, Towers, and Fixtures | 2003-01-01 | CROSS ARMS | MP2003 Poles, Towers, and Fixtures | KY | 0 | 0 | 0 | 0
E364.00-Poles, Towers, and Fixtures | 1946-01-01 | PAD / MAT | MP1946 Poles, Towers, and Fixtures | KY | 0 | 0 | 0
E364.00-Poles, Towers, and Fixtures | 1946-01-01 | POLE WOOD UNDER 20 FT (DIST) | MP1946 Poles, Towers, and Fixtures | KY | 18 | 0 | 0
E364.00-Poles, Towers, and Fixtures | 1958-01-01 | POLE WOOD 20 FT (DIST) | POLE WOOD 20 FT (DIST) | KY | 2 | 35.05 | 17.525
E364.00-Poles, Towers, and Fixtures | 1983-01-01 | POLE WOOD 20 FT (DIST) | POLE WOOD 20 FT (DIST) | KY | 1 | 130.66 | 130.66
E364.00-Poles, Towers, and Fixtures | 1972-01-01 | POLE WOOD 65 FT (DIST) | POLE WOOD 65 FT | KY | 2 | 658.28 | 329.14
E364.00-Poles, Towers, and Fixtures | 1986-01-01 | POLE WOOD 70 FT (DIST) | POLE WOOD 70 FT (DIST) | KY | 6 | 9131.36 | 1521.8933 | 0
E364.00-Poles, Towers, and Fixtures | 1942-01-01 | STEEL POLES | STEEL POLES | KY | 1 | 450 | 450
E364.00-Poles, Towers, and Fixtures | 2002-01-01 | POLE WOOD 55 FT (DIST) | MP2002 Poles, Towers, and Fixtures | KY | 0 | 0 | 0 | 0
E364.00-Poles, Towers, and Fixtures | 1963-01-01 | POLE WOOD 35 FT (DIST) | POLE WOOD 35 FT | KY | 1388 | 85073.55 | 61.2922 | 0
E364.00-Poles, Towers, and Fixtures | 2000-01-01 | POLE WOOD 45 FT (DIST) | MP2000 Poles, Towers, and Fixtures | KY | 0 | 0 | 0
E364.00-Poles, Towers, and Fixtures | 1941-01-01 | POLE WOOD UNDER 20 FT (DIST) | MP1941 Poles, Towers, and Fixtures | KY | 0 | 0 | 0 | 0
E364.00-Poles, Towers, and Fixtures | 1992-01-01 | POLE WOOD 35 FT (DIST) | POLE WOOD 35 FT (DIST) | KY | 1096 | 344673.01 | 314.4827 | 0
E364.00-Poles, Towers, and Fixtures | 1953-01-01 | POLE WOOD 60 FT (DIST) | POLE WOOD 60 FT | KY | 1 | 261.22 | 261.22
E364.00-Poles, Towers, and Fixtures | 1944-01-01 | POLE WOOD 20 FT (DIST) | MP1944 Poles, Towers, and Fixtures | KY | 0 | 0 | 0 | 0
E364.00-Poles, Towers, and Fixtures | 1987-01-01 | PLATFORM | MP1987 Poles, Towers, and Fixtures | KY | 0 | 0 | 0
E364.00-Poles, Towers, and Fixtures | 1990-01-01 | POLE WOOD 70 FT (DIST) | POLE WOOD 70 FT (DIST) | KY | 1 | 1630.44 | 1630.44
E364.00-Poles, Towers, and Fixtures | 1953-01-01 | PLATFORM | MP1953 Poles, Towers, and Fixtures | KY | 0 | 0 | 0
E364.00-Poles, Towers, and Fixtures | 2008-01-01 | POLE WOOD 60 FT (DIST) | POLE WOOD 60 FT (DIST) | KY | 7 | 22371.89 | 3195.9843
E364.00-Poles, Towers, and Fixtures | 2008-05-01 | Non-unitized | ANDERSON DEAN PARK | KY | 0 | 0 | 0
E364.00-Poles, Towers, and Fixtures | 2008-05-01 | Non-unitized | WATERWORKS ROAD | KY | 0 | 0 | 0
E364.00-Poles, Towers, and Fixtures | 2008-05-01 | Non-unitized | DEPOT RD 42038 | KY | 0 | 0 | 0
E364.00-Poles, Towers, and Fixtures | 2008-05-01 | Non-unitized | 313 STANFORD ST 40444 | KY | 0 | 0 | 0
E364.00-Poles, Towers, and Fixtures | 2008-05-01 | Non-unitized | 2955 MCBRAYER ROAD 40313 | KY | 0 | 0 | 0
E364.00-Poles, Towers, and Fixtures | 2008-05-01 | Non-unitized | WILLIAMS BR RIGHT FORK | KY | 0 | 0 | 0 | 0
E364.00-Poles, Towers, and Fixtures | 2008-05-01 | Non-unitized | CLEAR CREEK 40977 | KY | 0 | 0 | 0 | 0
E364.00-Poles, Towers, and Fixtures | 2008-05-01 | Non-unitized | 1907 CONNER STATION RD NEW HSE 40067 | KY | 0 | 0 | 0 | 0
E364.00-Poles, Towers, and Fixtures | 2008-05-01 | Non-unitized | 880 BURKESVILLE ST 42728 | KY | 0 | 0 | 0 | 0
E364.00-Poles, Towers, and Fixtures | 2008-05-01 | Non-unitized | 896 TURTLE CREEK RD 41002 | KY | 0 | 0 | 0 | 0
E364.00-Poles, Towers, and Fixtures | 2008-05-01 | Non-unitized | WILDCAT RD 40935 | KY | 0 | 0 | 0 | 0
E364.00-Poles, Towers, and Fixtures | 2008-05-01 | Non-unitized | 1277125 | KY | 0 | 0 | 0
E364.00-Poles, Towers, and Fixtures | 2008-05-01 | Non-unitized | 652 STATE RT 189 S 42345 | KY | 0 | 0 | 0
E364.00-Poles, Towers, and Fixtures | 2008-05-01 | Non-unitized | STATE HWY 818 42038 | KY | 0 | 0 | 0
E364.00-Poles, Towers, and Fixtures | 2008-05-01 | Non-unitized | 1099645 | KY | 0 | 0 | 0 | 0
E364.00-Poles, Towers, and Fixtures | 2008-05-01 | Non-unitized | 1203135 | KY | 0 | 0 | 0 | 0
E364.00-Poles, Towers, and Fixtures | 2008-05-01 | Non-unitized | 1490705 | KY | 0 | 0 | 0
E364.00-Poles, Towers, and Fixtures | 2008-05-01 | Non-unitized | 1499704 | KY | 0 | 0 | 0
E364.00-Poles, Towers, and Fixtures | 2008-05-01 | Non-unitized | 613 N CENTRAL AVE | KY | 0 | 0 | 0 | 0
E364.00-Poles, Towers, and Fixtures | 2008-05-01 | Non-unitized | 1363857 | KY | 0 | 0 | 0
E364.00-Poles, Towers, and Fixtures | 2008-05-01 | Non-unitized | OGLESBY CEMETARY ROAD | KY | 0 | 0 | 0
E364.00-Poles, Towers, and Fixtures | 2008-05-01 | Non-unitized | 105 PERSHING ST. EVARTS, KY. | KY | 0 | 0 | 0
E364.00-Poles, Towers, and Fixtures | 2008-05-01 | Non-unitized | 6102 CROPPER RD TMP HSE 40065 | KY | 0 | 0 | 0
E364.00-Poles, Towers, and Fixtures | 2008-05-01 | Non-unitized | 1191396 | KY | 0 | 0 | 0 | 0
E364.00-Poles, Towers, and Fixtures | 2008-05-01 | Non-unitized | 802 ADAMS ST | KY | 0 | 0 | 0
E364.00-Poles, Towers, and Fixtures | 2008-05-01 | Non-unitized | 9 HILLCREST DR | KY | 0 | 0 | 0
E364.00-Poles, Towers, and Fixtures | 2008-05-01 | Non-unitized | 415 PINE ST | KY | 0 | 0 | 0
E364.00-Poles, Towers, and Fixtures | 2008-05-01 | Non-unitized | LAKEVIEW DRIVE | KY | 0 | 0 | 0 | 0
E364.00-Poles, Towers, and Fixtures | 2008-05-01 | Non-unitized | 4774 TAYLORSVILLE RD 40065 | KY | 0 | 0 | 0 | 0
E364.00-Poles, Towers, and Fixtures | 2008-05-01 | Non-unitized | LEBANON ROAD | KY | 0 | 0 | 0
E364.00-Poles, Towers, and Fixtures | 2008-05-01 | Non-unitized | 1126467 | KY | 0 | 0 | 0 | 0
E364.00-Poles, Towers, and Fixtures | 2008-05-01 | Non-unitized | 34 LAMB ROAD | KY | 0 | 0 | 0
E364.00-Poles, Towers, and Fixtures | 2008-05-01 | Non-unitized | LITTLETON RD | KY | 0 | 0 | 0 | 0
E364.00-Poles, Towers, and Fixtures | 2008-05-01 | Non-unitized | KY HWY # 19 41002 | KY | 0 | 0 | 0 | 0
E364.00-Poles, Towers, and Fixtures | 2008-05-01 | Non-unitized | LEITCHFIELD RD 42785 | KY | 0 | 0 | 0 | 0
E364.00-Poles, Towers, and Fixtures | 2008-05-01 | Non-unitized | 1129705 | KY | 0 | 0 | 0
E364.00-Poles, Towers, and Fixtures | 2008-05-01 | Non-unitized | TERRYS FORK RD | KY | 0 | 0 | 0
E364.00-Poles, Towers, and Fixtures | 2008-05-01 | Non-unitized | 125 SMITH LN TSE 40741 | KY | 0 | 0 | 0 | 0
E364.00-Poles, Towers, and Fixtures | 2008-05-01 | Non-unitized | 15998 OLD LEITCHFIELD RD TRL 42712 | KY | 0 | 0 | 0 | 0
E364.00-Poles, Towers, and Fixtures | 2008-05-01 | Non-unitized | 826 S DIXIE BLV 40160 | KY | 0 | 0 | 0 | 0
E364.00-Poles, Towers, and Fixtures | 2008-05-01 | Non-unitized | 2052 STEPSTONE RD 40353 | KY | 0 | 0 | 0
E364.00-Poles, Towers, and Fixtures | 2008-05-01 | Non-unitized | 2227 HOUSTON ANTIOC RD 40516 | KY | 0 | 0 | 0
E364.00-Poles, Towers, and Fixtures | 2008-05-01 | Non-unitized | 144 E MAIN ST | KY | 0 | 0 | 0
E364.00-Poles, Towers, and Fixtures | 2008-05-01 | Non-unitized | RING RD 42701 | KY | 0 | 0 | 0
E364.00-Poles, Towers, and Fixtures | 2008-05-01 | Non-unitized | 1253994 | KY | 0 | 0 | 0
E364.00-Poles, Towers, and Fixtures | 2008-05-01 | Non-unitized | 1316274 | KY | 0 | 0 | 0
E364.00-Poles, Towers, and Fixtures | 2008-05-01 | Non-unitized | 6182 STATE RT 175 N 42372 | KY | 0 | 0 | 0 | 0
E364.00-Poles, Towers, and Fixtures | 2008-05-01 | Non-unitized | 1364955 | KY | 0 | 0 | 0
E364.00-Poles, Towers, and Fixtures | 2008-05-01 | Non-unitized | 9159 ST RT 175 S HWY | KY | 0 | 0 | 0
E364.00-Poles, Towers, and Fixtures | 2008-05-01 | Non-unitized | KY HWY 1189 SOUTH | KY | 0 | 0 | 0 | 0
E364.00-Poles, Towers, and Fixtures | 2008-05-01 | Non-unitized | SHORT ST AND HIGH ST E, CORNER O 40069 | KY | 0 | 0 | 0 | 0
E364.00-Poles, Towers, and Fixtures | 2008-05-01 | Non-unitized | 1371856 | KY | 0 | 0 | 0
E364.00-Poles, Towers, and Fixtures | 2008-05-01 | Non-unitized | 9110 US HWY 41 A | KY | 0 | 0 | 0
E364.00-Poles, Towers, and Fixtures | 2008-05-01 | Non-unitized | 2845 S DIXIE BLVD | KY | 0 | 0 | 0 | 0
E364.00-Poles, Towers, and Fixtures | 2008-05-01 | Non-unitized | 2150 STATE RTE 601 42345 | KY | 0 | 0 | 0
E364.00-Poles, Towers, and Fixtures | 2008-05-01 | Non-unitized | TEDROW RD | KY | 0 | 0 | 0 | 0
E364.00-Poles, Towers, and Fixtures | 2008-05-01 | Non-unitized | 1161946 | KY | 0 | 0 | 0 | 0
E364.00-Poles, Towers, and Fixtures | 2008-05-01 | Non-unitized | 1266264 | KY | 0 | 0 | 0 | 0
E364.00-Poles, Towers, and Fixtures | 2008-05-01 | Non-unitized | 450 GARDEN CITY DR 40475 | KY | 0 | 0 | 0 | 0
E364.00-Poles, Towers, and Fixtures | 2008-05-01 | Non-unitized | 10140 WOODVILLE RD 42086 | KY | 0 | 0 | 0
E364.00-Poles, Towers, and Fixtures | 2008-05-01 | Non-unitized | 16 S QUEEN ST 40353 | KY | 0 | 0 | 0
E364.00-Poles, Towers, and Fixtures | 2008-05-01 | Non-unitized | STATE ROUTE 1163 | KY | 0 | 0 | 0
E364.00-Poles, Towers, and Fixtures | 2008-05-01 | Non-unitized | EMILY RD 40150 | KY | 0 | 0 | 0 | 0
E364.00-Poles, Towers, and Fixtures | 2008-05-01 | Non-unitized | 1117534 | KY | 0 | 0 | 0
E364.00-Poles, Towers, and Fixtures | 2008-05-01 | Non-unitized | MARTIN LUTHER KING BLVD. | KY | 0 | 0 | 0 | 0
E364.00-Poles, Towers, and Fixtures | 2008-05-01 | Non-unitized | 1222844 | KY | 0 | 0 | 0
E364.00-Poles, Towers, and Fixtures | 2008-05-01 | Non-unitized | 4650 HWY 52 40037 | KY | 0 | 0 | 0
E364.00-Poles, Towers, and Fixtures | 2008-05-01 | Non-unitized | PENDLETON ST 40391 | KY | 0 | 0 | 0
E364.00-Poles, Towers, and Fixtures | 2008-05-01 | Non-unitized | 1105466 | KY | 0 | 0 | 0
E364.00-Poles, Towers, and Fixtures | 2008-05-01 | Non-unitized | 1155336 | KY | 0 | 0 | 0
E364.00-Poles, Towers, and Fixtures | 2008-05-01 | Non-unitized | Cotton Bend Rd. - Bad Pole | KY | 0 | 0 | 0
E364.00-Poles, Towers, and Fixtures | 2008-07-01 | Non-unitized | 4120 VICTORY AVE 40502 | KY | 0 | 0 | 0
E364.00-Poles, Towers, and Fixtures | 2008-05-01 | Non-unitized | 1072125 | KY | 0 | 0 | 0
E364.00-Poles, Towers, and Fixtures | 2008-05-01 | Non-unitized | 616 BROADWAY 42776 | KY | 0 | 0 | 0
E364.00-Poles, Towers, and Fixtures | 2008-05-01 | Non-unitized | 995486 | KY | 0 | 0 | 0
E364.00-Poles, Towers, and Fixtures | 2008-05-01 | Non-unitized | STANFORD RD 40442 | KY | 0 | 0 | 0 | 0
E364.00-Poles, Towers, and Fixtures | 2008-05-01 | Non-unitized | 8009 HWY 1163 42321 | KY | 0 | 0 | 0 | 0
E364.00-Poles, Towers, and Fixtures | 2008-07-01 | Non-unitized | 1335 MEFFORD HTS DR 41056 | KY | 0 | 0 | 0
E364.00-Poles, Towers, and Fixtures | 2008-05-01 | Non-unitized | LOT9 HUNTINGTON WAY TSE 42728 | KY | 0 | 0 | 0 | 0
E364.00-Poles, Towers, and Fixtures | 2008-05-01 | Non-unitized | 1111 MCDONALD FERRY RD | KY | 0 | 0 | 0 | 0
E364.00-Poles, Towers, and Fixtures | 2008-05-01 | Non-unitized | 1201 S HIGHWAY 27 | KY | 0 | 0 | 0 | 0
E364.00-Poles, Towers, and Fixtures | 2008-05-01 | Non-unitized | 2580 HWY 127 N 41098 | KY | 0 | 0 | 0 | 0
E364.00-Poles, Towers, and Fixtures | 2008-05-01 | Non-unitized | 208 N KY 830 40701 | KY | 0 | 0 | 0 | 0
E364.00-Poles, Towers, and Fixtures | 2008-05-01 | Non-unitized | 1200 JONES LN | KY | 0 | 0 | 0 | 0
E364.00-Poles, Towers, and Fixtures | 2008-05-01 | Non-unitized | 803 MILL ST | KY | 0 | 0 | 0 | 0
E364.00-Poles, Towers, and Fixtures | 2008-05-01 | Non-unitized | 1836 GRAVES 40379 | KY | 0 | 0 | 0 | 0
E364.00-Poles, Towers, and Fixtures | 2008-05-01 | Non-unitized | 307 S HANOVER AVE 40502 | KY | 0 | 0 | 0 | 0
E364.00-Poles, Towers, and Fixtures | 2008-05-01 | Non-unitized | 316 HOGUE LANE 40330 | KY | 0 | 0 | 0 | 0
E364.00-Poles, Towers, and Fixtures | 2008-05-01 | Non-unitized | 3168 HWY 78 40484 | KY | 0 | 0 | 0 | 0
E364.00-Poles, Towers, and Fixtures | 2008-05-01 | Non-unitized | DULANEY LOOP RD 42445 | KY | 0 | 0 | 0 | 0
E364.00-Poles, Towers, and Fixtures | 2008-07-01 | Non-unitized | 1097454 | KY | 0 | 0 | 0
E364.00-Poles, Towers, and Fixtures | 2008-05-01 | Non-unitized | 101 ASHWOOD CIRCL | KY | 0 | 0 | 0 | 0
E364.00-Poles, Towers, and Fixtures | 2008-05-01 | Non-unitized | 1092467 | KY | 0 | 0 | 0 | 0
E364.00-Poles, Towers, and Fixtures | 2008-05-01 | Non-unitized | 63 HOLLOWAY CEM RD GARAGE 42653 | KY | 0 | 0 | 0 | 0
E364.00-Poles, Towers, and Fixtures | 2008-05-01 | Non-unitized | FROG HOLLOW RD | KY | 0 | 0 | 0 | 0
E364.00-Poles, Towers, and Fixtures | 2008-05-01 | Non-unitized | 7850 KY HWY 78 TSE 40484 | KY | 0 | 0 | 0 | 0
E364.00-Poles, Towers, and Fixtures | 2008-05-01 | Non-unitized | 99 WOODSPRING DR TEMP 40444 | KY | 0 | 0 | 0 | 0
E364.00-Poles, Towers, and Fixtures | 2008-05-01 | Non-unitized | 2101 WOODLAKE 40379 | KY | 0 | 0 | 0 | 0
E364.00-Poles, Towers, and Fixtures | 2008-05-01 | Non-unitized | CALLOWAY HOLLOW 40445 | KY | 0 | 0 | 0 | 0
E364.00-Poles, Towers, and Fixtures | 2008-05-01 | Non-unitized | 114 WATER TOWER LN 42345 | KY | 0 | 0 | 0 | 0
E364.00-Poles, Towers, and Fixtures | 2008-05-01 | Non-unitized | 141 STONECREST RD | KY | 0 | 0 | 0 | 0
E364.00-Poles, Towers, and Fixtures | 2008-05-01 | Non-unitized | SHANTY HILL RD | KY | 0 | 0 | 0 | 0
E364.00-Poles, Towers, and Fixtures | 2008-05-01 | Non-unitized | NICHOLASVILLE RD | KY | 0 | 0 | 0 | 0
E364.00-Poles, Towers, and Fixtures | 2008-05-01 | Non-unitized | 470 CONNECTOR RD 40324 | KY | 0 | 0 | 0 | 0
E364.00-Poles, Towers, and Fixtures | 2008-05-01 | Non-unitized | 2205 LEXINGTON RD 40383 | KY | 0 | 0 | 0 | 0
E364.00-Poles, Towers, and Fixtures | 2008-05-01 | Non-unitized | 1127214 | KY | 0 | 0 | 0 | 0
E364.00-Poles, Towers, and Fixtures | 2008-05-01 | Non-unitized | 1036455 | KY | 0 | 0 | 0 | 0
E364.00-Poles, Towers, and Fixtures | 2008-05-01 | Non-unitized | 7300 MCCOWANS FERRY 40383 | KY | 0 | 0 | 0 | 0
E364.00-Poles, Towers, and Fixtures | 2008-05-01 | Non-unitized | 914 DELAWARE AVE 40505 | KY | 0 | 0 | 0 | 0
E364.00-Poles, Towers, and Fixtures | 2008-05-01 | Non-unitized | 1126094 | KY | 0 | 0 | 0 | 0
E364.00-Poles, Towers, and Fixtures | 2008-05-01 | Non-unitized | 6121 BROOKS-GTOWN RD DBL WDE 41044 | KY | 0 | 0 | 0 | 0
E364.00-Poles, Towers, and Fixtures | 2008-05-01 | Non-unitized | NICHOLAS ST 42701 | KY | 0 | 0 | 0 | 0
E364.00-Poles, Towers, and Fixtures | 2008-05-01 | Non-unitized | 1400 ELKHORN TAVERN RD 42038 | KY | 0 | 0 | 0
E364.00-Poles, Towers, and Fixtures | 2008-05-01 | Non-unitized | 9000 ELIZABETHTOWN RD 42754 | KY | 0 | 0 | 0 | 0
E364.00-Poles, Towers, and Fixtures | 2008-05-01 | Non-unitized | 1209 TEXACO RD 40508 | KY | 0 | 0 | 0 | 0
E364.00-Poles, Towers, and Fixtures | 2008-05-01 | Non-unitized | NORWOOD RD | KY | 0 | 0 | 0 | 0
E364.00-Poles, Towers, and Fixtures | 2008-05-01 | Non-unitized | 8525 MAIN ST 40337 | KY | 0 | 0 | 0 | 0
E364.00-Poles, Towers, and Fixtures | 2008-05-01 | Non-unitized | 223 LARUE RD 40361 | KY | 0 | 0 | 0 | 0
E364.00-Poles, Towers, and Fixtures | 2008-05-01 | Non-unitized | 1936 MORRIS RD | KY | 0 | 0 | 0 | 0
E364.00-Poles, Towers, and Fixtures | 2008-05-01 | Non-unitized | HWY 416 | KY | 0 | 0 | 0 | 0
E364.00-Poles, Towers, and Fixtures | 2008-05-01 | Non-unitized | 495 PONITAC LANE | KY | 0 | 0 | 0 | 0
E364.00-Poles, Towers, and Fixtures | 2008-05-01 | Non-unitized | KY HWY 39 | KY | 0 | 0 | 0 | 0
E364.00-Poles, Towers, and Fixtures | 2008-05-01 | Non-unitized | 1066 SOMERSET LN 40353 | KY | 0 | 0 | 0 | 0
E364.00-Poles, Towers, and Fixtures | 2008-05-01 | Non-unitized | ARLINGTON AVE | KY | 0 | 0 | 0 | 0
E364.00-Poles, Towers, and Fixtures | 2008-05-01 | Non-unitized | 5929 STEPSTONE RD TR 40360 | KY | 0 | 0 | 0 | 0
E364.00-Poles, Towers, and Fixtures | 2008-05-01 | Non-unitized | 2649 HWY 552 40737 | KY | 0 | 0 | 0 | 0
E364.00-Poles, Towers, and Fixtures | 2008-05-01 | Non-unitized | 120 SIMMS LN TR 40361 | KY | 0 | 0 | 0 | 0
E364.00-Poles, Towers, and Fixtures | 2008-05-01 | Non-unitized | 2040 SANDERSVILLE RD 40511 | KY | 0 | 0 | 0 | 0
E364.00-Poles, Towers, and Fixtures | 2008-05-01 | Non-unitized | PAVILLION WAY 40324 | KY | 0 | 0 | 0 | 0
E364.00-Poles, Towers, and Fixtures | 2008-05-01 | Non-unitized | 2877 US HWY 62 W 42345 | KY | 0 | 0 | 0 | 0
E364.00-Poles, Towers, and Fixtures | 2008-05-01 | Non-unitized | 1055 PAYNES MILL RD FG 10 40383 | KY | 0 | 0 | 0 | 0
E364.00-Poles, Towers, and Fixtures | 2008-05-01 | Non-unitized | 2400 NICHOLASVILLE RD 40503 | KY | 0 | 0 | 0 | 0
E364.00-Poles, Towers, and Fixtures | 2008-05-01 | Non-unitized | 1248395 | KY | 0 | 0 | 0
E364.00-Poles, Towers, and Fixtures | 2008-05-01 | Non-unitized | 1203637 | KY | 0 | 0 | 0 | 0
E364.00-Poles, Towers, and Fixtures | 2008-05-01 | Non-unitized | 1219744 | KY | 0 | 0 | 0 | 0
E364.00-Poles, Towers, and Fixtures | 2008-05-01 | Non-unitized | 1868 PLAUDIT PL 40509 | KY | 0 | 0 | 0 | 0
E364.00-Poles, Towers, and Fixtures | 2008-05-01 | Non-unitized | 90 RICHMOND RD | KY | 0 | 0 | 0 | 0
E364.00-Poles, Towers, and Fixtures | 2008-05-01 | Non-unitized | OTHA BRYANT RD | KY | 0 | 0 | 0 | 0
E364.00-Poles, Towers, and Fixtures | 2008-05-01 | Non-unitized | ADAMS RD LOT 1 40701 | KY | 0 | 0 | 0 | 0
E364.00-Poles, Towers, and Fixtures | 2008-05-01 | Non-unitized | 787 N KY 233 40734 | KY | 0 | 0 | 0 | 0
E364.00-Poles, Towers, and Fixtures | 2008-05-01 | Non-unitized | 150 KENWOOD LN 42345 | KY | 0 | 0 | 0 | 0
E364.00-Poles, Towers, and Fixtures | 2008-05-01 | Non-unitized | 4035 PARIS RD 40324 | KY | 0 | 0 | 0 | 0
E364.00-Poles, Towers, and Fixtures | 2008-05-01 | Non-unitized | 1317505 | KY | 0 | 0 | 0 | 0
E364.00-Poles, Towers, and Fixtures | 2008-05-01 | Non-unitized | 1083105 | KY | 0 | 0 | 0 | 0
E364.00-Poles, Towers, and Fixtures | 2008-05-01 | Non-unitized | SALT RIVER RD | KY | 0 | 0 | 0 | 0
E364.00-Poles, Towers, and Fixtures | 2008-05-01 | Non-unitized | 1291976 | KY | 0 | 0 | 0 | 0
E364.00-Poles, Towers, and Fixtures | 2008-05-01 | Non-unitized | 1238396 | KY | 0 | 0 | 0 | 0
E364.00-Poles, Towers, and Fixtures | 2008-05-01 | Non-unitized | 1201 BROADWAY ST 42127 | KY | 0 | 0 | 0 | 0
E364.00-Poles, Towers, and Fixtures | 2008-05-01 | Non-unitized | N BELT LINE 40965 | KY | 0 | 0 | 0 | 0
E364.00-Poles, Towers, and Fixtures | 2008-05-01 | Non-unitized | 301 FRANKFORT STREET 41002 | KY | 0 | 0 | 0 | 0
E364.00-Poles, Towers, and Fixtures | 2008-05-01 | Non-unitized | 100 SAUNIER ST | KY | 0 | 0 | 0 | 0
E364.00-Poles, Towers, and Fixtures | 2008-05-01 | Non-unitized | 617 E GILLLESPIE LANE 41002 | KY | 0 | 0 | 0 | 0
E364.00-Poles, Towers, and Fixtures | 2008-05-01 | Non-unitized | 1159704 | KY | 0 | 0 | 0 | 0
E364.00-Poles, Towers, and Fixtures | 2008-05-01 | Non-unitized | S DIXIE HWY 42772 | KY | 0 | 0 | 0 | 0
E364.00-Poles, Towers, and Fixtures | 2008-05-01 | Non-unitized | 582 W MAIN ST 40507 | KY | 0 | 0 | 0 | 0
E364.00-Poles, Towers, and Fixtures | 2008-05-01 | Non-unitized | 112 ALTON CT 40324 | KY | 0 | 0 | 0 | 0
E364.00-Poles, Towers, and Fixtures | 2008-05-01 | Non-unitized | 319 HENRY ST | KY | 0 | 0 | 0 | 0
E364.00-Poles, Towers, and Fixtures | 2008-05-01 | Non-unitized | 4037 HWY # 10 41044 | KY | 0 | 0 | 0 | 0
E364.00-Poles, Towers, and Fixtures | 2008-05-01 | Non-unitized | 109 VINEYARD RD LOT 55 42701 | KY | 0 | 0 | 0 | 0
E364.00-Poles, Towers, and Fixtures | 2008-05-01 | Non-unitized | Cable | KY | 0 | 0 | 0 | 0
E364.00-Poles, Towers, and Fixtures | 2008-05-01 | Non-unitized | 1165676 | KY | 0 | 0 | 0 | 0
E364.00-Poles, Towers, and Fixtures | 2008-05-01 | Non-unitized | 805 MCCARTY BRANCH RD 40371 | KY | 0 | 0 | 0 | 0
E364.00-Poles, Towers, and Fixtures | 2008-05-01 | Non-unitized | ARBOR MEADOW WAY | KY | 0 | 0 | 0 | 0
E364.00-Poles, Towers, and Fixtures | 2008-05-01 | Non-unitized | 2021 BYPASS ROAD | KY | 0 | 0 | 0 | 0
E364.00-Poles, Towers, and Fixtures | 2008-05-01 | Non-unitized | 1166754 | KY | 0 | 0 | 0 | 0
E364.00-Poles, Towers, and Fixtures | 2008-05-01 | Non-unitized | DUVAL ST 40515 | KY | 0 | 0 | 0 | 0
E364.00-Poles, Towers, and Fixtures | 2008-05-01 | Non-unitized | 503 MARKET PLACE DR. DR LOT 5 41056 | KY | 0 | 0 | 0 | 0
E364.00-Poles, Towers, and Fixtures | 2008-05-01 | Non-unitized | 1352805 | KY | 0 | 0 | 0
E364.00-Poles, Towers, and Fixtures | 2008-05-01 | Non-unitized | 326 CUMMINS FERRY FG 1 40383 | KY | 0 | 0 | 0 | 0
E364.00-Poles, Towers, and Fixtures | 2008-05-01 | Non-unitized | 493 DOUBLE CULVERT 40370 | KY | 0 | 0 | 0 | 0
E364.00-Poles, Towers, and Fixtures | 2008-05-01 | Non-unitized | 1185369 | KY | 0 | 0 | 0 | 0
E364.00-Poles, Towers, and Fixtures | 2008-05-01 | Non-unitized | SHYROCK FERRY RD FG 3 40383 | KY | 0 | 0 | 0 | 0
E364.00-Poles, Towers, and Fixtures | 2008-05-01 | Non-unitized | B & W COAL CO | KY | 0 | 0 | 0 | 0
E364.00-Poles, Towers, and Fixtures | 2008-05-01 | Non-unitized | 6105 SULPHUR WELL RD | KY | 0 | 0 | 0 | 0
E364.00-Poles, Towers, and Fixtures | 2008-05-01 | Non-unitized | 1782 FRANKFORT RD 40324 | KY | 0 | 0 | 0 | 0
E364.00-Poles, Towers, and Fixtures | 2008-05-01 | Non-unitized | 4434 CAMARGO RD 40353 | KY | 0 | 0 | 0 | 0
E364.00-Poles, Towers, and Fixtures | 2008-05-01 | Non-unitized | 4275 WALTON PIKE 41034 | KY | 0 | 0 | 0 | 0
E364.00-Poles, Towers, and Fixtures | 2008-05-01 | Non-unitized | AUGUSTA / MINERVA RD 41034 | KY | 0 | 0 | 0 | 0
E364.00-Poles, Towers, and Fixtures | 2008-05-01 | Non-unitized | 1045215 | KY | 0 | 0 | 0 | 0
E364.00-Poles, Towers, and Fixtures | 2008-05-01 | Non-unitized | 510 E NEW CIRCLE RD 40505 | KY | 0 | 0 | 0 | 0
E364.00-Poles, Towers, and Fixtures | 2008-05-01 | Non-unitized | 1650 WILLIAMS LN 40383 | KY | 0 | 0 | 0 | 0
E364.00-Poles, Towers, and Fixtures | 2008-05-01 | Non-unitized | 1119165 | KY | 0 | 0 | 0 | 0
E364.00-Poles, Towers, and Fixtures | 2008-05-01 | Non-unitized | 150 E MAIN 40324 | KY | 0 | 0 | 0 | 0
E364.00-Poles, Towers, and Fixtures | 2008-05-01 | Non-unitized | 4650 LEXINGTON RD 40356 | KY | 0 | 0 | 0 | 0
E364.00-Poles, Towers, and Fixtures | 2008-05-01 | Non-unitized | 1064088 | KY | 0 | 0 | 0
E364.00-Poles, Towers, and Fixtures | 2008-05-01 | Non-unitized | Shelby Ct. off BARNES MILL RD 40475 | KY | 0 | 0 | 0 | 0
E364.00-Poles, Towers, and Fixtures | 2008-05-01 | Non-unitized | 1223934 | KY | 0 | 0 | 0 | 0
E364.00-Poles, Towers, and Fixtures | 2008-05-01 | Non-unitized | 1120894 | KY | 0 | 0 | 0 | 0
E364.00-Poles, Towers, and Fixtures | 2008-05-01 | Non-unitized | 363 TARR RD BARN 40361 | KY | 0 | 0 | 0 | 0
E364.00-Poles, Towers, and Fixtures | 2008-05-01 | Non-unitized | CUMBERLAND COLLEGE NJ BLDG | KY | 0 | 0 | 0 | 0
E364.00-Poles, Towers, and Fixtures | 2008-05-01 | Non-unitized | 4925 HWY 52 BARN 40037 | KY | 0 | 0 | 0 | 0
E364.00-Poles, Towers, and Fixtures | 2008-05-01 | Non-unitized | 1002569 | KY | 0 | 0 | 0 | 0
E364.00-Poles, Towers, and Fixtures | 2008-05-01 | Non-unitized | 1141074 | KY | 0 | 0 | 0 | 0
E364.00-Poles, Towers, and Fixtures | 2008-05-01 | Non-unitized | 1249564 | KY | 0 | 0 | 0 | 0
E364.00-Poles, Towers, and Fixtures | 2008-05-01 | Non-unitized | 4121 NEWTOWN RD 40324 | KY | 0 | 0 | 0 | 0
E364.00-Poles, Towers, and Fixtures | 2008-05-01 | Non-unitized | 1193474 | KY | 0 | 0 | 0 | 0
E364.00-Poles, Towers, and Fixtures | 2008-05-01 | Non-unitized | 1186285 | KY | 0 | 0 | 0 | 0
E364.00-Poles, Towers, and Fixtures | 2008-05-01 | Non-unitized | HWY 635 & FROG HOLLOW RD | KY | 0 | 0 | 0 | 0
E364.00-Poles, Towers, and Fixtures | 2008-05-01 | Non-unitized | 1048994 | KY | 0 | 0 | 0 | 0
E364.00-Poles, Towers, and Fixtures | 2008-05-01 | Non-unitized | 707 ST JOHN RD 42701 | KY | 0 | 0 | 0 | 0
E364.00-Poles, Towers, and Fixtures | 2008-05-01 | Non-unitized | 2150 TRADE CENTER DR | KY | 0 | 0 | 0 | 0
E364.00-Poles, Towers, and Fixtures | 2008-05-01 | Non-unitized | 106 HENSON AVE 40422 | KY | 0 | 0 | 0 | 0
E364.00-Poles, Towers, and Fixtures | 2008-05-01 | Non-unitized | GAYLE LN 42001 | KY | 0 | 0 | 0 | 0
E364.00-Poles, Towers, and Fixtures | 2008-05-01 | Non-unitized | OLD RICHMOND RD 40515 | KY | 0 | 0 | 0 | 0
E364.00-Poles, Towers, and Fixtures | 2008-05-01 | Non-unitized | DONALD MIRACLE | KY | 0 | 0 | 0 | 0
E364.00-Poles, Towers, and Fixtures | 2008-05-01 | Non-unitized | LONDON ELEMENTARY SCHOOL | KY | 0 | 0 | 0
E364.00-Poles, Towers, and Fixtures | 2008-05-01 | Non-unitized | VICKERS DR 40475 | KY | 0 | 0 | 0 | 0
E364.00-Poles, Towers, and Fixtures | 2008-05-01 | Non-unitized | 61 LAKE SUBDIVISION DR TSE 40033 | KY | 0 | 0 | 0 | 0
E364.00-Poles, Towers, and Fixtures | 2008-05-01 | Non-unitized | 700 SPEARS MILL RD PUMPHSE 40361 | KY | 0 | 0 | 0 | 0
E364.00-Poles, Towers, and Fixtures | 2008-05-01 | Non-unitized | 1056634 | KY | 0 | 0 | 0 | 0
E364.00-Poles, Towers, and Fixtures | 2008-05-01 | Non-unitized | BRASHER ST 40390 | KY | 0 | 0 | 0 | 0
E364.00-Poles, Towers, and Fixtures | 2008-05-01 | Non-unitized | FARRISTON RD. MOBILE HOME | KY | 0 | 0 | 0 | 0
E364.00-Poles, Towers, and Fixtures | 2008-05-01 | Non-unitized | LOUISVILLE ROAD 40372 | KY | 0 | 0 | 0 | 0
E364.00-Poles, Towers, and Fixtures | 2008-05-01 | Non-unitized | 6001 GREENWICH PIKE 40511 | KY | 0 | 0 | 0 | 0
E364.00-Poles, Towers, and Fixtures | 2008-05-01 | Non-unitized | 1865 STRATTON PIKE | KY | 0 | 0 | 0 | 0
E364.00-Poles, Towers, and Fixtures | 2008-05-01 | Non-unitized | 346 CONCORD RD TSE 40475 | KY | 0 | 0 | 0 | 0
E364.00-Poles, Towers, and Fixtures | 2008-05-01 | Non-unitized | 127 N HANOVER AVE 40502 | KY | 0 | 0 | 0 | 0
E364.00-Poles, Towers, and Fixtures | 2008-05-01 | Non-unitized | 140 SARAH BLAKE LN 40383 | KY | 0 | 0 | 0 | 0
E364.00-Poles, Towers, and Fixtures | 2008-05-01 | Non-unitized | 4185 MCCOWANS FERRY RD | KY | 0 | 0 | 0 | 0
E364.00-Poles, Towers, and Fixtures | 2008-05-01 | Non-unitized | CHERRYBARK DR | KY | 0 | 0 | 0 | 0
E364.00-Poles, Towers, and Fixtures | 2008-05-01 | Non-unitized | 1415 TALMAGE-MAYO RD TRL 40330 | KY | 0 | 0 | 0 | 0
E364.00-Poles, Towers, and Fixtures | 2008-05-01 | Non-unitized | 5095 BEULAH ROAD | KY | 0 | 0 | 0 | 0
E364.00-Poles, Towers, and Fixtures | 2008-05-01 | Non-unitized | 1085910 | KY | 0 | 0 | 0 | 0
E364.00-Poles, Towers, and Fixtures | 2008-05-01 | Non-unitized | 1182087 | KY | 0 | 0 | 0 | 0
E364.00-Poles, Towers, and Fixtures | 2008-05-01 | Non-unitized | 304 N.MCEUEN STREET | KY | 0 | 0 | 0
E364.00-Poles, Towers, and Fixtures | 2008-05-01 | Non-unitized | 3375 BRIAR HILL RD BNFG6 40516 | KY | 0 | 0 | 0 | 0
E364.00-Poles, Towers, and Fixtures | 2008-05-01 | Non-unitized | 1848 MIDLAND BLV BARN 2 40065 | KY | 0 | 0 | 0 | 0
E364.00-Poles, Towers, and Fixtures | 2008-05-01 | Non-unitized | 3012 US HWY 127 | KY | 0 | 0 | 0 | 0
E364.00-Poles, Towers, and Fixtures | 2008-05-01 | Non-unitized | 2790 LUCAS LN 40601 | KY | 0 | 0 | 0 | 0
E364.00-Poles, Towers, and Fixtures | 2008-05-01 | Non-unitized | 3025 SHAKERTOWN RD 40422 | KY | 0 | 0 | 0 | 0
E364.00-Poles, Towers, and Fixtures | 2008-05-01 | Non-unitized | 1224 BRANDON WILLIAM WAY | KY | 0 | 0 | 0 | 0
E364.00-Poles, Towers, and Fixtures | 2008-05-01 | Non-unitized | 698 STONE RD. | KY | 0 | 0 | 0 | 0
E364.00-Poles, Towers, and Fixtures | 2008-05-01 | Non-unitized | 11020 W HWY 416 | KY | 0 | 0 | 0 | 0
E364.00-Poles, Towers, and Fixtures | 2008-05-01 | Non-unitized | 103 OSPREY 40324 | KY | 0 | 0 | 0 | 0
E364.00-Poles, Towers, and Fixtures | 2008-05-01 | Non-unitized | 404 N.RAILROAD STREET | KY | 0 | 0 | 0 | 0
E364.00-Poles, Towers, and Fixtures | 2008-05-01 | Non-unitized | 1195010 | KY | 0 | 0 | 0 | 0
E364.00-Poles, Towers, and Fixtures | 2008-05-01 | Non-unitized | RODEO DR LT 114A 42724 | KY | 0 | 0 | 0 | 0
E364.00-Poles, Towers, and Fixtures | 2008-05-01 | Non-unitized | 304 LEE CLAY AVE | KY | 0 | 0 | 0 | 0
E364.00-Poles, Towers, and Fixtures | 2008-05-01 | Non-unitized | W GRUBBS LN | KY | 0 | 0 | 0 | 0
E364.00-Poles, Towers, and Fixtures | 2008-05-01 | Non-unitized | 1201860 | KY | 0 | 0 | 0 | 0
E364.00-Poles, Towers, and Fixtures | 2008-05-01 | Non-unitized | 524 S MAIN ST | KY | 0 | 0 | 0 | 0
E364.00-Poles, Towers, and Fixtures | 2008-05-01 | Non-unitized | E MAIN 40324 | KY | 0 | 0 | 0 | 0
E364.00-Poles, Towers, and Fixtures | 2008-05-01 | Non-unitized | 315 WILLIAMS ST 40456 | KY | 0 | 0 | 0 | 0
E364.00-Poles, Towers, and Fixtures | 2008-05-01 | Non-unitized | 1988 PAUL PEYTON RD 42408 | KY | 0 | 0 | 0 | 0
E364.00-Poles, Towers, and Fixtures | 2008-05-01 | Non-unitized | APPACHE | KY | 0 | 0 | 0 | 0
E364.00-Poles, Towers, and Fixtures | 2008-05-01 | Non-unitized | 2685 DRY RIDGE RD FG 4B 40383 | KY | 0 | 0 | 0 | 0
E364.00-Poles, Towers, and Fixtures | 2008-05-01 | Non-unitized | 3090 RUSSELL CAVE RD 40511 | KY | 0 | 0 | 0
E364.00-Poles, Towers, and Fixtures | 2008-05-01 | Non-unitized | JEANNIE DR | KY | 0 | 0 | 0 | 0
E364.00-Poles, Towers, and Fixtures | 2008-05-01 | Non-unitized | 1309005 | KY | 0 | 0 | 0 | 0
E364.00-Poles, Towers, and Fixtures | 2008-05-01 | Non-unitized | 1175104 | KY | 0 | 0 | 0
E364.00-Poles, Towers, and Fixtures | 2008-05-01 | Non-unitized | 1256909 | KY | 0 | 0 | 0 | 0
E364.00-Poles, Towers, and Fixtures | 2008-05-01 | Non-unitized | 1885 REDD RD 40510 | KY | 0 | 0 | 0 | 0
E364.00-Poles, Towers, and Fixtures | 2008-05-01 | Non-unitized | S. HWY # 211 40371 | KY | 0 | 0 | 0 | 0
E364.00-Poles, Towers, and Fixtures | 2008-05-01 | Non-unitized | STONEY FORK 40988 | KY | 0 | 0 | 0 | 0
E364.00-Poles, Towers, and Fixtures | 2008-05-01 | Non-unitized | 1229014 | KY | 0 | 0 | 0 | 0
E364.00-Poles, Towers, and Fixtures | 2008-05-01 | Non-unitized | 315 UNION RIDGE 40601 | KY | 0 | 0 | 0 | 0
E364.00-Poles, Towers, and Fixtures | 2008-05-01 | Non-unitized | 8740 US HWY 62 W 42344 | KY | 0 | 0 | 0 | 0
E364.00-Poles, Towers, and Fixtures | 2008-05-01 | Non-unitized | 131 N 5TH ST 42024 | KY | 0 | 0 | 0 | 0
E364.00-Poles, Towers, and Fixtures | 2008-05-01 | Non-unitized | 3025 BLAKE JAMES DR 40509 | KY | 0 | 0 | 0 | 0
E364.00-Poles, Towers, and Fixtures | 2008-05-01 | Non-unitized | 1597 W LEESTOWN RD | KY | 0 | 0 | 0 | 0
E364.00-Poles, Towers, and Fixtures | 2008-05-01 | Non-unitized | 3256 CASTLE HIGHWAY 40019 | KY | 0 | 0 | 0 | 0
E364.00-Poles, Towers, and Fixtures | 2008-05-01 | Non-unitized | MOUNT EDEN RD 40 | KY | 0 | 0 | 0 | 0
E364.00-Poles, Towers, and Fixtures | 2008-05-01 | Non-unitized | 201 ENDICOTT LN TS 40361 | KY | 0 | 0 | 0
E364.00-Poles, Towers, and Fixtures | 2008-05-01 | Non-unitized | 2760 PINCKARD PIKE | KY | 0 | 0 | 0 | 0
E364.00-Poles, Towers, and Fixtures | 2008-05-01 | Non-unitized | 2120 PIMLICO DR HSE ACCT 40475 | KY | 0 | 0 | 0 | 0
E364.00-Poles, Towers, and Fixtures | 2008-05-01 | Non-unitized | 97 FALCON VIEW. | KY | 0 | 0 | 0 | 0
E364.00-Poles, Towers, and Fixtures | 2008-05-01 | Non-unitized | 1210 CRUMBAUGH 40324 | KY | 0 | 0 | 0 | 0
E364.00-Poles, Towers, and Fixtures | 2008-05-01 | Non-unitized | 350 TIERNEY WAY | KY | 0 | 0 | 0 | 0
E364.00-Poles, Towers, and Fixtures | 2008-05-01 | Non-unitized | 1410 OLDHAM VIEW DR 40031 | KY | 0 | 0 | 0 | 0
E364.00-Poles, Towers, and Fixtures | 2008-05-01 | Non-unitized | 194 ROBINSON RD GARAGE 40330 | KY | 0 | 0 | 0 | 0
E364.00-Poles, Towers, and Fixtures | 2008-05-01 | Non-unitized | 1235265 | KY | 0 | 0 | 0 | 0
E364.00-Poles, Towers, and Fixtures | 2008-05-01 | Non-unitized | 1157606 | KY | 0 | 0 | 0
E364.00-Poles, Towers, and Fixtures | 2008-05-01 | Non-unitized | 341 E CENTER ST 40051 | KY | 0 | 0 | 0 | 0
E364.00-Poles, Towers, and Fixtures | 2008-05-01 | Non-unitized | LEITCHFIELD RD TSE L3 42732 | KY | 0 | 0 | 0 | 0
E364.00-Poles, Towers, and Fixtures | 2008-05-01 | Non-unitized | 303 E MAPLE LEAF ROAD 41056 | KY | 0 | 0 | 0 | 0
E364.00-Poles, Towers, and Fixtures | 2008-05-01 | Non-unitized | 446 SPRINGHILL EST TSE 40019 | KY | 0 | 0 | 0 | 0
E364.00-Poles, Towers, and Fixtures | 2008-05-01 | Non-unitized | OAKMONT PHASE 2 WAY | KY | 0 | 0 | 0 | 0
E364.00-Poles, Towers, and Fixtures | 2008-05-01 | Non-unitized | 126 E OFFUTT | KY | 0 | 0 | 0 | 0
E364.00-Poles, Towers, and Fixtures | 2008-05-01 | Non-unitized | 6825 MAYFIELD METROPOLIS RD 42086 | KY | 0 | 0 | 0 | 0
E364.00-Poles, Towers, and Fixtures | 2008-08-01 | Non-unitized | 1155164 | KY | 0 | 0 | 0
E364.00-Poles, Towers, and Fixtures | 1972-12-31 | POLE WOOD 60 FT (DIST) | POLE WOOD 55 FT | KY | 2 | 581.43 | 290.715
E364.00-Poles, Towers, and Fixtures | 1961-12-31 | POLE WOOD 60 FT (DIST) | POLE WOOD 60 FT | KY | 1 | 167.92 | 167.92
E364.00-Poles, Towers, and Fixtures | 1949-12-31 | POLE WOOD 20 FT (DIST) | POLE WOOD 20 FT (DIST) | KY | 2 | 247.46 | 123.73
E364.00-Poles, Towers, and Fixtures | 1963-12-31 | POLE WOOD 20 FT (DIST) | POLE WOOD 70 FT | KY | 0 | 0 | 0 | 0
E364.00-Poles, Towers, and Fixtures | 1975-12-31 | POLE WOOD 60 FT (DIST) | POLE WOOD 65 FT | KY | 24 | 19523.93 | 813.4971 | 0
E364.00-Poles, Towers, and Fixtures | 1948-12-31 | CROSS ARMS | CROSS ARMS (07362) | KY | 0 | 0 | 0 | 0
E364.00-Poles, Towers, and Fixtures | 1993-12-31 | POLE WOOD 60 FT (DIST) | POLE WOOD 70 FT | KY | 6 | 18963.31 | 3160.5517
E364.00-Poles, Towers, and Fixtures | 1978-12-31 | POLE WOOD 60 FT (DIST) | POLE WOOD 70 FT | KY | 11 | 13882.78 | 1262.0709
E364.00-Poles, Towers, and Fixtures | 1948-01-01 | PLATFORMS NEW (05491) | PLATFORMS NEW (05491) | KY | 2 | 201.71 | 100.855
E364.00-Poles, Towers, and Fixtures | 1988-12-31 | POLE WOOD 60 FT (DIST) | POLE WOOD 60 FT | KY | 1 | 1155.19 | 1155.19
E364.00-Poles, Towers, and Fixtures | 1959-12-31 | POLE WOOD 60 FT (DIST) | POLE WOOD 50 FT | KY | 3 | 397.85 | 132.6167
E364.00-Poles, Towers, and Fixtures | 1945-12-31 | POLE WOOD 25 FT (DIST) | POLE WOOD 25 FT (DIST) | KY | 0 | 0 | 0 | 0
E364.00-Poles, Towers, and Fixtures | 1973-12-31 | POLE WOOD 60 FT (DIST) | POLE WOOD 55 FT | KY | 7 | 2959.53 | 422.79
E364.00-Poles, Towers, and Fixtures | 2008-10-01 | Non-unitized | BAKER HILL 40813 | KY | 0 | 0 | 0 | 0
E364.00-Poles, Towers, and Fixtures | 2008-10-01 | Non-unitized | 1592168 | KY | 0 | 0 | 0
E364.00-Poles, Towers, and Fixtures | 2008-10-01 | Non-unitized | 1658260 | KY | 0 | 0 | 0
E364.00-Poles, Towers, and Fixtures | 2008-10-01 | Non-unitized | 1624979 | KY | 0 | 0 | 0
E364.00-Poles, Towers, and Fixtures | 1967-12-31 | POLE WOOD 20 FT (DIST) | POLE WOOD 20 FT (DIST) | KY | 6 | 897.1 | 149.5167
E364.00-Poles, Towers, and Fixtures | 1979-12-31 | POLE WOOD 60 FT (DIST) | POLE WOOD 40 FT | KY | 3 | 767.33 | 255.7767
E364.00-Poles, Towers, and Fixtures | 1976-12-31 | POLE WOOD 60 FT (DIST) | POLE WOOD 40 FT | KY | 3 | 528.95 | 176.3167
E364.00-Poles, Towers, and Fixtures | 1952-12-31 | CROSS ARMS | GUY | KY | 0 | 0 | 0
E364.00-Poles, Towers, and Fixtures | 2006-11-30 | POLE WOOD 40 FT (DIST) | POLE WOOD 40 FT (DIST) | KY | 1 | 4348.07 | 4348.07
E364.00-Poles, Towers, and Fixtures | 1991-12-31 | POLE WOOD 60 FT (DIST) | POLE WOOD 50 FT | KY | 1 | 857.77 | 857.77
E364.00-Poles, Towers, and Fixtures | 1974-12-31 | POLE WOOD 60 FT (DIST) | POLE WOOD 50 FT | KY | 5 | 1431.94 | 286.388
E364.00-Poles, Towers, and Fixtures | 1971-12-31 | POLE WOOD 60 FT (DIST) | POLE WOOD 50 FT | KY | 1 | 171.43 | 171.43
E364.00-Poles, Towers, and Fixtures | 1941-12-31 | POLE WOOD 25 FT (DIST) | POLE WOOD 30 FT | KY | 0 | 0 | 0 | 0
E364.00-Poles, Towers, and Fixtures | 1993-01-01 | PLATFORMS NEW (05491) | PLATFORMS NEW (05491) | KY | 7 | 13203.31 | 1886.1871
E364.00-Poles, Towers, and Fixtures | 1994-01-01 | PLATFORMS NEW (05491) | PLATFORMS NEW (05491) | KY | 13 | 21792.79 | 1676.3685
E364.00-Poles, Towers, and Fixtures | 1984-12-31 | POLE WOOD 60 FT (DIST) | POLE WOOD 45 FT | KY | 2 | 893.79 | 446.895
E364.00-Poles, Towers, and Fixtures | 1974-12-31 | POLE WOOD 60 FT (DIST) | POLE WOOD 45 FT | KY | 5 | 945.31 | 189.062
E364.00-Poles, Towers, and Fixtures | 1962-01-01 | PLATFORMS NEW (05491) | PLATFORMS NEW (05491) | KY | 1 | 396.06 | 396.06
E364.00-Poles, Towers, and Fixtures | 1987-01-01 | PLATFORMS NEW (05491) | PLATFORMS NEW (05491) | KY | 17 | 19427.92 | 1142.8188
E364.00-Poles, Towers, and Fixtures | 2008-10-01 | Non-unitized | 1559175 | KY | 0 | 0 | 0
E364.00-Poles, Towers, and Fixtures | 2008-10-01 | Non-unitized | 1560916 | KY | 0 | 0 | 0
E364.00-Poles, Towers, and Fixtures | 2008-10-01 | Non-unitized | 1278154 | KY | 0 | 0 | 0
E364.00-Poles, Towers, and Fixtures | 1990-12-31 | POLE WOOD 60 FT (DIST) | ARM WOOD OVER 10 FT (TRANS) | KY | 0 | 0 | 0
E364.00-Poles, Towers, and Fixtures | 2008-10-01 | Non-unitized | 1540075 | KY | 0 | 0 | 0
E364.00-Poles, Towers, and Fixtures | 1985-12-31 | POLE WOOD 60 FT (DIST) | POLE WOOD 80 FT | KY | 2 | 5270.39 | 2635.195
E364.00-Poles, Towers, and Fixtures | 2008-10-01 | Non-unitized | 1468225 | KY | 0 | 0 | 0
E364.00-Poles, Towers, and Fixtures | 2008-10-01 | Non-unitized | 1527447 | KY | 0 | 0 | 0 | 0
E364.00-Poles, Towers, and Fixtures | 2008-10-01 | Non-unitized | 1521946 | KY | 0 | 0 | 0
E364.00-Poles, Towers, and Fixtures | 1972-12-31 | POLE WOOD 60 FT (DIST) | GUY | KY | 0 | 0 | 0
E364.00-Poles, Towers, and Fixtures | 2008-10-01 | Non-unitized | 435 SQUIRE RD 42442 | KY | 0 | 0 | 0
E364.00-Poles, Towers, and Fixtures | 2008-10-01 | Non-unitized | 1612595 | KY | 0 | 0 | 0
E364.00-Poles, Towers, and Fixtures | 2008-10-01 | Non-unitized | 1614715 | KY | 0 | 0 | 0
E364.00-Poles, Towers, and Fixtures | 1960-12-31 | POLE WOOD 60 FT (DIST) | POLE WOOD 35 FT | KY | 6 | 412.38 | 68.73 | 0
E364.00-Poles, Towers, and Fixtures | 2008-10-01 | Non-unitized | 1527189 | KY | 0 | 0 | 0
E364.00-Poles, Towers, and Fixtures | 2008-10-01 | Non-unitized | 1560885 | KY | 0 | 0 | 0
E364.00-Poles, Towers, and Fixtures | 2009-07-31 | BRACKET - NEUTRAL FASTENING | BRACKET | KY | 0 | 0 | 0 | 0
E364.00-Poles, Towers, and Fixtures | 2009-04-01 | Non-unitized | 186 FOREST AVE PUMP 40374 | KY | 0 | 0 | 0
E364.00-Poles, Towers, and Fixtures | 2009-04-01 | Non-unitized | 403 S BROADWAY ST 40324 | KY | 0 | 0 | 0
E364.00-Poles, Towers, and Fixtures | 2009-02-01 | POLE WOOD 40 FT (DIST) | POLE WOOD 40 FT (00006) | KY | 2 | 2142.64 | 1071.32
E364.00-Poles, Towers, and Fixtures | 2009-07-19 | POLE WOOD 40 FT (DIST) | POLE WOOD 40 FT (00006) | KY | 3 | 6443.77 | 2147.9233
E364.00-Poles, Towers, and Fixtures | 2008-10-15 | CROSS ARMS | CROSS ARMS (07362) | KY | 10 | 3843.48 | 384.348
E364.00-Poles, Towers, and Fixtures | 2009-07-28 | POLE WOOD 50 FT (DIST) | POLE WOOD 50 FT (00008) | KY | 1 | 779.64 | 779.64
E364.00-Poles, Towers, and Fixtures | 2007-09-30 | CROSS ARMS | CROSS ARMS (07362) | KY | 9 | 43719.85 | 4857.7611 | 0
E364.00-Poles, Towers, and Fixtures | 2009-04-01 | Non-unitized | 6601 STATE ROUTE 181 N | KY | 0 | 0 | 0
E364.00-Poles, Towers, and Fixtures | 2009-04-01 | Non-unitized | 102 CRAB ORCHARD | KY | 0 | 0 | 0
E364.00-Poles, Towers, and Fixtures | 2009-01-01 | Non-unitized | HAM ST. | KY | 0 | 0 | 0
E364.00-Poles, Towers, and Fixtures | 2009-04-01 | Non-unitized | 3551 TODDS RD 40509 | KY | 0 | 0 | 0
E364.00-Poles, Towers, and Fixtures | 2009-04-01 | Non-unitized | WILDERNESS AT E. LEXINGTON 40422 | KY | 0 | 0 | 0 | 0
E364.00-Poles, Towers, and Fixtures | 2009-04-01 | Non-unitized | 320 GOLDEN TIDE AVE 42330 | KY | 0 | 0 | 0
E364.00-Poles, Towers, and Fixtures | 2009-04-01 | Non-unitized | 1628610 | KY | 0 | 0 | 0
E364.00-Poles, Towers, and Fixtures | 1985-12-31 | POLE WOOD 60 FT (DIST) | POLE WOOD 60 FT (DIST) | KY | 3 | 717.68 | 239.2267
E364.00-Poles, Towers, and Fixtures | 1968-12-31 | POLE WOOD 60 FT (DIST) | POLE WOOD 60 FT (DIST) | KY | 1 | 66.64 | 66.64
E364.00-Poles, Towers, and Fixtures | 1958-12-31 | POLE WOOD 60 FT (DIST) | POLE WOOD 60 FT (DIST) | KY | 1 | 49.89 | 49.89
E364.00-Poles, Towers, and Fixtures | 1998-12-31 | POLE WOOD 20 FT (DIST) | ARM WOOD 10 FT AND UNDER (TRAN | KY | 0 | 0 | 0
E364.00-Poles, Towers, and Fixtures | 1986-12-31 | POLE WOOD 20 FT (DIST) | ARM WOOD 10 FT AND UNDER (TRANS) | KY | 0 | 0 | 0
E364.00-Poles, Towers, and Fixtures | 1984-12-31 | POLE WOOD 20 FT (DIST) | ARM WOOD 10 FT AND UNDER (TRANS) | KY | 0 | 0 | 0
E364.00-Poles, Towers, and Fixtures | 2008-10-01 | Non-unitized | 1585534 | KY | 0 | 0 | 0
E364.00-Poles, Towers, and Fixtures | 2008-10-01 | Non-unitized | 1416416 | KY | 0 | 0 | 0
E364.00-Poles, Towers, and Fixtures | 1943-12-31 | POLE WOOD 60 FT (DIST) | POLE WOOD 30 FT | KY | 0 | 0 | 0 | 0
E364.00-Poles, Towers, and Fixtures | 1980-12-31 | POLE WOOD 60 FT (DIST) | POLE WOOD 35 FT | KY | 2 | 386.55 | 193.275
E364.00-Poles, Towers, and Fixtures | 1978-12-31 | POLE WOOD 60 FT (DIST) | POLE WOOD 35 FT | KY | 2 | 306.45 | 153.225
E364.00-Poles, Towers, and Fixtures | 1967-12-31 | POLE WOOD 20 FT (DIST) | ARM WOOD 10 FT AND UNDER (TRANS) | KY | 0 | 0 | 0
E364.00-Poles, Towers, and Fixtures | 2009-01-01 | Non-unitized | 1112 CAMARGO RD 40353 | KY | 0 | 0 | 0
E364.00-Poles, Towers, and Fixtures | 2009-01-01 | Non-unitized | CARHARTT AVE 40336 | KY | 0 | 0 | 0
E364.00-Poles, Towers, and Fixtures | 2009-01-01 | Non-unitized | 122 CAMPGROUND RD | KY | 0 | 0 | 0
E364.00-Poles, Towers, and Fixtures | 2008-11-01 | Non-unitized | 301 FLOWER ST 42408 | KY | 0 | 0 | 0
E364.00-Poles, Towers, and Fixtures | 2008-11-01 | Non-unitized | RT4 DELAWARE ST 42330 | KY | 0 | 0 | 0
E364.00-Poles, Towers, and Fixtures | 2009-05-01 | Non-unitized | 80 S SUNSET AVE | KY | 0 | 0 | 0
E364.00-Poles, Towers, and Fixtures | 2008-11-01 | Non-unitized | 1596445 | KY | 0 | 0 | 0
E364.00-Poles, Towers, and Fixtures | 2009-01-01 | Non-unitized | 732 HWY 421 N 40006 | KY | 0 | 0 | 0
E364.00-Poles, Towers, and Fixtures | 2008-11-01 | Non-unitized | 5213 S MAIN ST | KY | 0 | 0 | 0
E364.00-Poles, Towers, and Fixtures | 2009-01-01 | Non-unitized | 969 STATE HWY 93 42038 | KY | 0 | 0 | 0
E364.00-Poles, Towers, and Fixtures | 2009-01-01 | Non-unitized | AMCON ST. | KY | 0 | 0 | 0
E364.00-Poles, Towers, and Fixtures | 2009-01-01 | Non-unitized | 733 KENTUCKY ST 40065 | KY | 0 | 0 | 0 | 0
E364.00-Poles, Towers, and Fixtures | 2009-01-01 | Non-unitized | 1541659 | KY | 0 | 0 | 0
E364.00-Poles, Towers, and Fixtures | 2009-01-01 | Non-unitized | BAKER HILL 40813 | KY | 0 | 0 | 0 | 0
E364.00-Poles, Towers, and Fixtures | 2009-01-01 | Non-unitized | DURHAM | KY | 0 | 0 | 0
E364.00-Poles, Towers, and Fixtures | 2009-01-01 | Non-unitized | WOLFORD AVE. | KY | 0 | 0 | 0
E364.00-Poles, Towers, and Fixtures | 2009-01-01 | Non-unitized | 227 JACKLIN DR 42431 | KY | 0 | 0 | 0
E364.00-Poles, Towers, and Fixtures | 2009-01-01 | Non-unitized | 1633697 | KY | 0 | 0 | 0 | 0
E364.00-Poles, Towers, and Fixtures | 2009-01-01 | Non-unitized | 1460762 | KY | 0 | 0 | 0 | 0
E364.00-Poles, Towers, and Fixtures | 2009-01-01 | Non-unitized | VAN METER RD 40510 | KY | 0 | 0 | 0
E364.00-Poles, Towers, and Fixtures | 2008-11-01 | Non-unitized | 1662524 | KY | 0 | 0 | 0
E364.00-Poles, Towers, and Fixtures | 2009-05-01 | Non-unitized | 601 MEADOWBROOK | KY | 0 | 0 | 0
E364.00-Poles, Towers, and Fixtures | 2008-12-31 | PLATFORMS NEW (05491) | PLATFORMS NEW (05491) | KY | 1 | 5721.96 | 5721.96
E364.00-Poles, Towers, and Fixtures | 2009-08-01 | Non-unitized | 182 BROADWAY EMGER MG 40336 | KY | 0 | 0 | 0 | 0
E364.00-Poles, Towers, and Fixtures | 2009-08-01 | Non-unitized | 906 WALLER OMER RD | KY | 0 | 0 | 0 | 0
E364.00-Poles, Towers, and Fixtures | 2009-07-01 | Non-unitized | 1650W W HIGHWAY 80 42501 | KY | 0 | 0 | 0
E364.00-Poles, Towers, and Fixtures | 2009-07-01 | Non-unitized | 3512 STEPSTONE RD 40360 | KY | 0 | 0 | 0
E364.00-Poles, Towers, and Fixtures | 2009-07-01 | Non-unitized | 1613 FOXHAVEN 40475 | KY | 0 | 0 | 0
E364.00-Poles, Towers, and Fixtures | 2009-08-01 | Non-unitized | 1609 CAROLYN DR 40502 | KY | 0 | 0 | 0 | 0
E364.00-Poles, Towers, and Fixtures | 2009-07-01 | Non-unitized | 725 W BLACKBURN ST 42437 | KY | 0 | 0 | 0
E364.00-Poles, Towers, and Fixtures | 2009-08-01 | Non-unitized | 1425 Clark St 42374 | KY | 0 | 0 | 0 | 0
E364.00-Poles, Towers, and Fixtures | 2009-08-01 | Non-unitized | 1342594 | KY | 0 | 0 | 0
E364.00-Poles, Towers, and Fixtures | 2009-07-01 | Non-unitized | 2569 PARADISE RD 423305 | KY | 0 | 0 | 0
E364.00-Poles, Towers, and Fixtures | 2009-07-01 | Non-unitized | 1534107 | KY | 0 | 0 | 0 | 0
E364.00-Poles, Towers, and Fixtures | 2009-08-01 | Non-unitized | 1508 LINDY LN 40505 | KY | 0 | 0 | 0 | 0
E364.00-Poles, Towers, and Fixtures | 2009-10-31 | POLE WOOD 65 FT (DIST) | POLE WOOD 65 FT (00011) | KY | 9 | 59564.1 | 6618.2333 | 0
E364.00-Poles, Towers, and Fixtures | 2009-07-01 | Non-unitized | 303 JACKSBORO ST, TRLR | KY | 0 | 0 | 0
E364.00-Poles, Towers, and Fixtures | 2009-08-01 | Non-unitized | HANOVER ST 40475 | KY | 0 | 0 | 0
E364.00-Poles, Towers, and Fixtures | 2009-07-01 | Non-unitized | 1466 LYNN CITY RD | KY | 0 | 0 | 0
E364.00-Poles, Towers, and Fixtures | 2009-08-03 | POLE WOOD 55 FT (DIST) | POLE WOOD 55 FT (00009) | KY | 0 | 0 | 0 | 0
E364.00-Poles, Towers, and Fixtures | 2009-08-01 | Non-unitized | 810 DELAPLAIN RD | KY | 0 | 0 | 0 | 0
E364.00-Poles, Towers, and Fixtures | 2009-08-04 | POLE WOOD 35 FT (DIST) | POLE WOOD 35 FT (00005) | KY | 2 | 3955.57 | 1977.785
E364.00-Poles, Towers, and Fixtures | 2001-10-31 | GUY | GUY (00070) | KY | 5 | 1032.69 | 206.538
E364.00-Poles, Towers, and Fixtures | 1977-12-31 | GUY | GUY | KY | 44 | 3292.37 | 74.8266 | 0
E364.00-Poles, Towers, and Fixtures | 2007-02-26 | POLE WOOD 40 FT (DIST) | POLE WOOD 40 FT (00006) | KY | 0 | 0 | 0 | 0
E364.00-Poles, Towers, and Fixtures | 2007-10-01 | POLE WOOD 45 FT (DIST) | POLE WOOD 45 FT (00007) | KY | 18 | -225.89 | -12.5494 | 0
E364.00-Poles, Towers, and Fixtures | 2007-10-01 | GUY | GUY (00070) | KY | 2057 | -113.4 | -0.055129 | 0
E364.00-Poles, Towers, and Fixtures | 2007-11-14 | POLE WOOD 40 FT (DIST) | POLE WOOD 40 FT (00006) | KY | 1 | 2782.96 | 2782.96
E364.00-Poles, Towers, and Fixtures | 2005-12-01 | POLE WOOD 30 FT (DIST) | POLE WOOD 30 FT (00004) | KY | 1 | 1062.28 | 1062.28
E364.00-Poles, Towers, and Fixtures | 2009-10-22 | POLE WOOD 55 FT (DIST) | POLE WOOD 55 FT (00009) | KY | 1 | 12858.77 | 12858.77
E364.00-Poles, Towers, and Fixtures | 2009-10-01 | Non-unitized | 316 HERNDON AVE 40484 | KY | 0 | 0 | 0 | 0
E364.00-Poles, Towers, and Fixtures | 2009-10-01 | Non-unitized | SUTTON PLACE 40324 | KY | 0 | 0 | 0 | 0
E364.00-Poles, Towers, and Fixtures | 2009-10-01 | Non-unitized | W KENTUCKY DR 42056 | KY | 0 | 0 | 0
E364.00-Poles, Towers, and Fixtures | 2009-10-01 | Non-unitized | 1600 COURTNEY AVE | KY | 0 | 0 | 0 | 0
E364.00-Poles, Towers, and Fixtures | 2009-10-01 | Non-unitized | COW CREEK RD 40336 | KY | 0 | 0 | 0 | 0
E364.00-Poles, Towers, and Fixtures | 2009-10-01 | Non-unitized | S CHILES | KY | 0 | 0 | 0 | 0
E364.00-Poles, Towers, and Fixtures | 2009-10-01 | Non-unitized | 5194 HWY 138 W 42371 | KY | 0 | 0 | 0 | 0
E364.00-Poles, Towers, and Fixtures | 2009-10-01 | Non-unitized | 2703 HIGHWAY 92 40977 | KY | 0 | 0 | 0 | 0
E364.00-Poles, Towers, and Fixtures | 2009-10-01 | Non-unitized | 2229 HWY #519 40313 | KY | 0 | 0 | 0 | 0
E364.00-Poles, Towers, and Fixtures | 2009-10-01 | Non-unitized | 12732 Highway 987 40856 | KY | 0 | 0 | 0 | 0
E364.00-Poles, Towers, and Fixtures | 2009-10-01 | Non-unitized | 241 BOILING SPRINGS DR 40511 | KY | 0 | 0 | 0 | 0
E364.00-Poles, Towers, and Fixtures | 2009-10-01 | Non-unitized | 1309726 | KY | 0 | 0 | 0 | 0
E364.00-Poles, Towers, and Fixtures | 2009-10-01 | Non-unitized | CROAKE STATION RD 40069 | KY | 0 | 0 | 0 | 0
E364.00-Poles, Towers, and Fixtures | 2009-10-01 | Non-unitized | 1010 LAUREL AVE WELL 24230 | KY | 0 | 0 | 0 | 0
E364.00-Poles, Towers, and Fixtures | 2009-10-01 | Non-unitized | RT6 BOX 161 40845 | KY | 0 | 0 | 0 | 0
E364.00-Poles, Towers, and Fixtures | 2009-10-01 | Non-unitized | 992 LIBERTY AVE RES 24273 | KY | 0 | 0 | 0 | 0
E364.00-Poles, Towers, and Fixtures | 2009-10-01 | Non-unitized | 1 Goose Lake Rd 42337 | KY | 0 | 0 | 0 | 0
E364.00-Poles, Towers, and Fixtures | 2009-10-01 | Non-unitized | RT1 BRIERLY RIDGE RD 41064 | KY | 0 | 0 | 0 | 0
E364.00-Poles, Towers, and Fixtures | 2009-11-18 | GUY | GUY (00070) | KY | 1 | 0 | 0
E364.00-Poles, Towers, and Fixtures | 2009-11-06 | TOWER - 110 FT. STEEL TYPE F | 110 FT. STEEL TOWER TYPE F WITH 28 FT. LEGS (07732) | KY | 0 | 0 | 0 | 0
E364.00-Poles, Towers, and Fixtures | 2009-11-01 | Non-unitized | RD 673 24281 | KY | 0 | 0 | 0 | 0
E364.00-Poles, Towers, and Fixtures | 2009-11-01 | Non-unitized | 488 LEXINGTON RD | KY | 0 | 0 | 0 | 0
E364.00-Poles, Towers, and Fixtures | 2009-11-01 | Non-unitized | 775 E Wood Avenue 24219 | KY | 0 | 0 | 0 | 0
E364.00-Poles, Towers, and Fixtures | 2009-11-01 | Non-unitized | 9104 OLD LOCK AND ROAD 41056 | KY | 0 | 0 | 0 | 0
E364.00-Poles, Towers, and Fixtures | 2009-11-01 | Non-unitized | 1276 N 12TH ST TEMP 40965 | KY | 0 | 0 | 0 | 0
E364.00-Poles, Towers, and Fixtures | 2009-11-01 | Non-unitized | 252 BOONE AVE 40391 | KY | 0 | 0 | 0 | 0
E364.00-Poles, Towers, and Fixtures | 2009-11-01 | Non-unitized | 241 S HANOVER AVE | KY | 0 | 0 | 0 | 0
E364.00-Poles, Towers, and Fixtures | 2009-11-01 | Non-unitized | 305 DEPOT ST 42328 | KY | 0 | 0 | 0 | 0
E364.00-Poles, Towers, and Fixtures | 2009-11-01 | Non-unitized | 308 E EIGHTH ST 42320 | KY | 0 | 0 | 0 | 0
E364.00-Poles, Towers, and Fixtures | 2009-11-01 | Non-unitized | 19959 HIGHWAY 38 CLOSPLINT, 40927 | KY | 0 | 0 | 0 | 0
E364.00-Poles, Towers, and Fixtures | 2009-11-01 | Non-unitized | ROBERT RUDD | KY | 0 | 0 | 0 | 0
E364.00-Poles, Towers, and Fixtures | 2009-11-01 | Non-unitized | SHORT ST 40475 | KY | 0 | 0 | 0 | 0
E364.00-Poles, Towers, and Fixtures | 2009-11-01 | Non-unitized | 11018 HOPKINSVILLE RD 42445 | KY | 0 | 0 | 0 | 0
E364.00-Poles, Towers, and Fixtures | 2010-01-14 | Non-unitized | 109887-GLENN LAKE ESTATES SUBDIVISION | KY | 0 | 0 | 0 | 0
E364.00-Poles, Towers, and Fixtures | 2010-01-01 | Non-unitized | 138 CLARK LN 40740 | KY | 0 | 0 | 0 | 0
E364.00-Poles, Towers, and Fixtures | 2010-01-01 | Non-unitized | E OFFICE | KY | 0 | 0 | 0 | 0
E364.00-Poles, Towers, and Fixtures | 2010-01-01 | Non-unitized | 8913 NASSAU DR 24273 | KY | 0 | 0 | 0 | 0
E364.00-Poles, Towers, and Fixtures | 2010-01-01 | Non-unitized | 5797 U S HWY 62 W 42320 | KY | 0 | 0 | 0
E364.00-Poles, Towers, and Fixtures | 2010-01-01 | Non-unitized | 304 E MAIN ST TSE 42749 | KY | 0 | 0 | 0 | 0
E364.00-Poles, Towers, and Fixtures | 2010-01-01 | Non-unitized | 1508 LINDY LN 40505 | KY | 0 | 0 | 0 | 0
E364.00-Poles, Towers, and Fixtures | 2010-01-01 | Non-unitized | 2229 HWY 519 40313 | KY | 0 | 0 | 0 | 0
E364.00-Poles, Towers, and Fixtures | 2010-01-01 | Non-unitized | 1705 CEDAR RD. | KY | 0 | 0 | 0 | 0
E364.00-Poles, Towers, and Fixtures | 2010-01-01 | Non-unitized | RDDD315UG-Rep Def Equip-UG-Lexington | KY | 0 | 0 | 0 | 0
E364.00-Poles, Towers, and Fixtures | 2010-01-01 | Non-unitized | 1871 RR 1 24243 | KY | 0 | 0 | 0 | 0
E364.00-Poles, Towers, and Fixtures | 2010-01-01 | Non-unitized | INMAN RD OFF RT 68 24216 | KY | 0 | 0 | 0 | 0
E364.00-Poles, Towers, and Fixtures | 2010-01-31 | POLE WOOD 45 FT (DIST) | POLE WOOD 45 FT (00007) | KY | 3 | 12779.25 | 4259.75
E364.00-Poles, Towers, and Fixtures | 2010-01-01 | Non-unitized | 22530 N US HIGHWAY 119 40823 | KY | 0 | 0 | 0 | 0
E364.00-Poles, Towers, and Fixtures | 2010-01-01 | Non-unitized | 209 STATE ROUTE 81 GARAGE 42330 | KY | 0 | 0 | 0 | 0
E364.00-Poles, Towers, and Fixtures | 2010-01-01 | Non-unitized | NA/ Oak Tree Dr BILL BD 42330 | KY | 0 | 0 | 0 | 0
E364.00-Poles, Towers, and Fixtures | 2010-01-01 | Non-unitized | 1161 SULLIVAN LN 40601 | KY | 0 | 0 | 0 | 0
E364.00-Poles, Towers, and Fixtures | 2010-01-01 | Non-unitized | HWY227 | KY | 0 | 0 | 0 | 0
E364.00-Poles, Towers, and Fixtures | 2010-01-25 | POLE WOOD 45 FT (DIST) | POLE WOOD 45 FT (00007) | KY | 1 | 1119.36 | 1119.36
E364.00-Poles, Towers, and Fixtures | 2010-01-01 | Non-unitized | 1313727 | KY | 0 | 0 | 0 | 0
E364.00-Poles, Towers, and Fixtures | 2010-01-01 | Non-unitized | 361 RUSS HILL RD RD 42442 | KY | 0 | 0 | 0 | 0
E364.00-Poles, Towers, and Fixtures | 2010-01-01 | Non-unitized | GREENSBURG ROAD | KY | 0 | 0 | 0 | 0
E364.00-Poles, Towers, and Fixtures | 2010-01-01 | Non-unitized | HALEY RD | KY | 0 | 0 | 0 | 0
E364.00-Poles, Towers, and Fixtures | 2010-01-01 | Non-unitized | 4092 CINCINNATI RD 40324 | KY | 0 | 0 | 0 | 0
E364.00-Poles, Towers, and Fixtures | 2010-01-01 | Non-unitized | 60 BEN CT LOT 53 40162 | KY | 0 | 0 | 0 | 0
E364.00-Poles, Towers, and Fixtures | 2010-01-01 | Non-unitized | 135 W LEXINGTON AVE 40422 | KY | 0 | 0 | 0 | 0
E364.00-Poles, Towers, and Fixtures | 2010-04-01 | Non-unitized | RT4 CAMPGROUND 24263 | KY | 0 | 0 | 0 | 0
E364.00-Poles, Towers, and Fixtures | 2010-04-01 | Non-unitized | 140 STAGECOACH RD | KY | 0 | 0 | 0 | 0
E364.00-Poles, Towers, and Fixtures | 2010-04-01 | Non-unitized | 74 ROGERS CIR 24224 | KY | 0 | 0 | 0 | 0
E364.00-Poles, Towers, and Fixtures | 2010-04-01 | Non-unitized | 1785 BCREEK BROWDER RD 42326 | KY | 0 | 0 | 0 | 0
E364.00-Poles, Towers, and Fixtures | 2010-04-01 | Non-unitized | 2099 NEWTOWN PIKE 40511 | KY | 0 | 0 | 0 | 0
E364.00-Poles, Towers, and Fixtures | 2010-04-01 | Non-unitized | DILLON WAY LN | KY | 0 | 0 | 0 | 0
E364.00-Poles, Towers, and Fixtures | 2010-04-01 | Non-unitized | S 38TH ST 40965 | KY | 0 | 0 | 0 | 0
E364.00-Poles, Towers, and Fixtures | 2010-04-01 | Non-unitized | 147 SCANTLAND 40601 | KY | 0 | 0 | 0 | 0
E364.00-Poles, Towers, and Fixtures | 2010-03-01 | Non-unitized | FUSE426-Fuse Coord-London | KY | 0 | 0 | 0 | 0
E364.00-Poles, Towers, and Fixtures | 2010-04-01 | Non-unitized | 10268 HWY 27 41006 | KY | 0 | 0 | 0 | 0
E364.00-Poles, Towers, and Fixtures | 2010-04-01 | Non-unitized | ST ROUTE 181N 42345 | KY | 0 | 0 | 0 | 0
E364.00-Poles, Towers, and Fixtures | 2010-04-01 | Non-unitized | EAST KY METAL SALES INC | KY | 0 | 0 | 0 | 0
E364.00-Poles, Towers, and Fixtures | 2010-04-01 | Non-unitized | 770 US HIGHWAY 41A N 42409 | KY | 0 | 0 | 0 | 0
E364.00-Poles, Towers, and Fixtures | 2010-04-01 | Non-unitized | 84 TROSPER LN 40771 | KY | 0 | 0 | 0 | 0
E364.00-Poles, Towers, and Fixtures | 2010-04-01 | Non-unitized | IVY HL | KY | 0 | 0 | 0 | 0
E364.00-Poles, Towers, and Fixtures | 2010-04-01 | Non-unitized | 5943 SNAG CREEK ROAD 41043 | KY | 0 | 0 | 0 | 0
E364.00-Poles, Towers, and Fixtures | 2010-04-01 | GUY | GUY (00070) | KY | 9 | 2214.93 | 246.1033
E364.00-Poles, Towers, and Fixtures | 2010-05-01 | POLE WOOD 60 FT (DIST) | POLE WOOD 60 FT (00010) | KY | 8 | 6326.31 | 790.7887 | 0
E364.00-Poles, Towers, and Fixtures | 2009-06-01 | POLE WOOD 55 FT (DIST) | POLE WOOD 55 FT (00009) | KY | 2 | 3355.41 | 1677.705 | 0
E364.00-Poles, Towers, and Fixtures | 2009-06-01 | PLATFORMS NEW (05491) | PLATFORMS NEW (05491) | KY | 1 | 9464.36 | 9464.36 | 0
E364.00-Poles, Towers, and Fixtures | 2009-06-16 | POLE WOOD 55 FT (DIST) | POLE WOOD 55 FT (00009) | KY | 7 | 6585.02 | 940.7171 | 0
E364.00-Poles, Towers, and Fixtures | 2010-05-01 | Non-unitized | THIRD AND JEFFERSON | KY | 0 | 0 | 0 | 0
E364.00-Poles, Towers, and Fixtures | 2010-05-01 | Non-unitized | 8601 ELIZABETHTOWN RD 42754 | KY | 0 | 0 | 0 | 0
E364.00-Poles, Towers, and Fixtures | 2010-05-01 | Non-unitized | 646 GRABUCK ST | KY | 0 | 0 | 0 | 0
E364.00-Poles, Towers, and Fixtures | 2010-05-01 | Non-unitized | FALLS AND 16TH SPAN REMOVAL | KY | 0 | 0 | 0 | 0
E364.00-Poles, Towers, and Fixtures | 2010-05-01 | Non-unitized | 44 WRIGHT ROAD 40371 | KY | 0 | 0 | 0 | 0
E364.00-Poles, Towers, and Fixtures | 2010-05-01 | Non-unitized | 1128 PARK AVE NW 24273 | KY | 0 | 0 | 0 | 0
E364.00-Poles, Towers, and Fixtures | 2010-05-01 | Non-unitized | 1057 WARRIORS PATH 40935 | KY | 0 | 0 | 0 | 0
E364.00-Poles, Towers, and Fixtures | 2010-05-01 | Non-unitized | 5734 INDUSTRIAL PARK RD 24273 | KY | 0 | 0 | 0 | 0
E364.00-Poles, Towers, and Fixtures | 2010-05-01 | Non-unitized | 15 POND RD NEW HS 40371 | KY | 0 | 0 | 0 | 0
E364.00-Poles, Towers, and Fixtures | 2010-05-01 | Non-unitized | 3481 LANSDOWNE DR 40517 | KY | 0 | 0 | 0 | 0
E364.00-Poles, Towers, and Fixtures | 2010-05-01 | Non-unitized | 3695 NICHOLASVILLE RD 40503 | KY | 0 | 0 | 0 | 0
E364.00-Poles, Towers, and Fixtures | 2010-05-01 | Non-unitized | WALNUT AND STANFORD ST | KY | 0 | 0 | 0 | 0
E364.00-Poles, Towers, and Fixtures | 2010-06-30 | POLE WOOD 30 FT (DIST) | POLE WOOD 30 FT (00004) | KY | 35 | 322878.56 | 9225.1017 | 0
E364.00-Poles, Towers, and Fixtures | 2010-06-30 | POLE WOOD 50 FT (DIST) | POLE WOOD 50 FT (00008) | KY | 5 | -2813.29 | -562.658 | 0
E364.00-Poles, Towers, and Fixtures | 2010-06-01 | POLE WOOD 30 FT (DIST) | POLE WOOD 30 FT (00004) | KY | 2 | 2007.88 | 1003.94 | 0
E364.00-Poles, Towers, and Fixtures | 2010-05-30 | POLE WOOD 40 FT (DIST) | POLE WOOD 40 FT (00006) | KY | 6 | 8070.05 | 1345.0083 | 0
E364.00-Poles, Towers, and Fixtures | 2010-06-30 | BRACKET - NEUTRAL FASTENING | BRACKET - NEUTRAL FASTENING | KY | 2 | 115.28 | 57.64 | 0
E364.00-Poles, Towers, and Fixtures | 2023-06-30 | CROSS ARMS | CROSS ARMS (07362) | KY | 0 | 0 | 0 | 0
E364.00-Poles, Towers, and Fixtures | 2010-06-01 | POLE WOOD 65 FT (DIST) | POLE WOOD 65 FT (00011) | KY | 1 | 3916.51 | 3916.51 | 0
E364.00-Poles, Towers, and Fixtures | 2010-06-17 | CROSS ARMS | CROSS ARMS (07362) | KY | 66 | 25451.28 | 385.6255 | 0
E364.00-Poles, Towers, and Fixtures | 2010-06-17 | POLE WOOD 55 FT (DIST) | POLE WOOD 55 FT (00009) | KY | 1 | 2149.1 | 2149.1 | 0
E364.00-Poles, Towers, and Fixtures | 2010-08-31 | STEEL POLES | STEEL POLES (07726) | KY | 11 | 189771.31 | 17251.9373 | 0
E364.00-Poles, Towers, and Fixtures | 2010-07-01 | Non-unitized | S MAIN ST 42064 | KY | 0 | 0 | 0 | 0
E364.00-Poles, Towers, and Fixtures | 2010-07-01 | Non-unitized | 204 GATEWOOD ST 40342 | KY | 0 | 0 | 0 | 0
E364.00-Poles, Towers, and Fixtures | 2010-07-01 | Non-unitized | 307 E GUARDIAN | KY | 0 | 0 | 0 | 0
E364.00-Poles, Towers, and Fixtures | 2010-07-01 | Non-unitized | RT 3 536 BOX 24263 | KY | 0 | 0 | 0 | 0
E364.00-Poles, Towers, and Fixtures | 2010-07-01 | Non-unitized | 2691 S HWY 127 | KY | 0 | 0 | 0 | 0
E364.00-Poles, Towers, and Fixtures | 2010-07-01 | Non-unitized | BEHIND STATE HWY MANCHESTER | KY | 0 | 0 | 0 | 0
E364.00-Poles, Towers, and Fixtures | 2010-07-01 | Non-unitized | 6711 GRIMES MILL RD | KY | 0 | 0 | 0 | 0
E364.00-Poles, Towers, and Fixtures | 2010-07-01 | Non-unitized | 412 CROSS ST 40508 | KY | 0 | 0 | 0 | 0
E364.00-Poles, Towers, and Fixtures | 2010-07-01 | Non-unitized | 1901 APPOMATTOX RD 40504 | KY | 0 | 0 | 0 | 0
E364.00-Poles, Towers, and Fixtures | 2010-07-01 | Non-unitized | 1002 S BROADWAY 40324 | KY | 0 | 0 | 0 | 0
E364.00-Poles, Towers, and Fixtures | 2010-07-01 | Non-unitized | SHELBY | KY | 0 | 0 | 0 | 0
E364.00-Poles, Towers, and Fixtures | 2010-07-01 | Non-unitized | 83 METCALF MILL RD 41039 | KY | 0 | 0 | 0 | 0
E364.00-Poles, Towers, and Fixtures | 2010-07-01 | Non-unitized | 1017 ALTAMONT ST TEMP 40475 | KY | 0 | 0 | 0 | 0
E364.00-Poles, Towers, and Fixtures | 2010-07-01 | Non-unitized | 321 S MAIN ST 40359 | KY | 0 | 0 | 0 | 0
E364.00-Poles, Towers, and Fixtures | 2010-07-01 | Non-unitized | 1098 HIGHWAY 2005 40863 | KY | 0 | 0 | 0 | 0
E364.00-Poles, Towers, and Fixtures | 2010-07-01 | Non-unitized | OLD LEXINGTON RD | KY | 0 | 0 | 0 | 0
E364.00-Poles, Towers, and Fixtures | 2010-07-01 | Non-unitized | 9250 S US 119 COLDIRON KY,40819 | KY | 0 | 0 | 0 | 0
E364.00-Poles, Towers, and Fixtures | 2010-07-01 | Non-unitized | 2275 NICHOLASVILLE RD 40503 | KY | 0 | 0 | 0 | 0
E364.00-Poles, Towers, and Fixtures | 2010-07-01 | Non-unitized | 3071 FRED BURNS RD 40162 | KY | 0 | 0 | 0 | 0
E364.00-Poles, Towers, and Fixtures | 2010-07-01 | Non-unitized | 277 STATE RT 1379 42330 | KY | 0 | 0 | 0 | 0
E364.00-Poles, Towers, and Fixtures | 2010-07-01 | Non-unitized | 336 KENTUCKY AVE | KY | 0 | 0 | 0 | 0
E364.00-Poles, Towers, and Fixtures | 2010-07-01 | Non-unitized | 13770 MADISONVILLE RD | KY | 0 | 0 | 0 | 0
E364.00-Poles, Towers, and Fixtures | 2010-07-01 | Non-unitized | S MAIN ST 42347 | KY | 0 | 0 | 0 | 0
E364.00-Poles, Towers, and Fixtures | 2010-07-01 | Non-unitized | 265 RUSSELL LN TEMP 40965 | KY | 0 | 0 | 0 | 0
E364.00-Poles, Towers, and Fixtures | 2010-07-01 | Non-unitized | FOUR MILE RD 40475 | KY | 0 | 0 | 0 | 0
E364.00-Poles, Towers, and Fixtures | 2010-09-30 | POLE WOOD 40 FT (DIST) | POLE WOOD 40 FT (00006) | KY | 19 | 35989.94 | 1894.2074 | 0
E364.00-Poles, Towers, and Fixtures | 2010-08-01 | Non-unitized | 714 POCSHONTAS TR 40324 | KY | 0 | 0 | 0 | 0
E364.00-Poles, Towers, and Fixtures | 2010-08-01 | Non-unitized | 5430 BRADFORD RD 42086 | KY | 0 | 0 | 0 | 0
E364.00-Poles, Towers, and Fixtures | 2010-08-01 | Non-unitized | 331 3RD ST | KY | 0 | 0 | 0 | 0
E364.00-Poles, Towers, and Fixtures | 2010-08-01 | Non-unitized | 175 FOREST LAKE DR 40337 | KY | 0 | 0 | 0 | 0
E364.00-Poles, Towers, and Fixtures | 2010-08-01 | Non-unitized | SUMMITT AVE 24277 | KY | 0 | 0 | 0 | 0
E364.00-Poles, Towers, and Fixtures | 2010-08-01 | Non-unitized | 900 S CARROLLTON ST 42330 | KY | 0 | 0 | 0 | 0
E364.00-Poles, Towers, and Fixtures | 2010-08-01 | Non-unitized | 2110 FRANKFORT RD CBNT 40065 | KY | 1 | 0 | 0 | 0
E364.00-Poles, Towers, and Fixtures | 2010-08-01 | Non-unitized | SR 1601 OFF COMP | KY | 0 | 0 | 0 | 0
E364.00-Poles, Towers, and Fixtures | 2010-08-01 | Non-unitized | 102 WALNUT ST. 40828 | KY | 0 | 0 | 0 | 0
E364.00-Poles, Towers, and Fixtures | 2010-08-01 | Non-unitized | BELMONT | KY | 0 | 0 | 0 | 0
E364.00-Poles, Towers, and Fixtures | 2010-08-01 | Non-unitized | HWY 1543 42347 | KY | 0 | 0 | 0 | 0
E364.00-Poles, Towers, and Fixtures | 2010-08-01 | Non-unitized | STATE HWY 138 42456 | KY | 0 | 0 | 0 | 0
E364.00-Poles, Towers, and Fixtures | 2010-08-01 | Non-unitized | 4015 IGO RD KY | KY | 0 | 0 | 0 | 0
E364.00-Poles, Towers, and Fixtures | 2010-08-01 | Non-unitized | HWY 38. CLOSESPLINT KY | KY | 0 | 0 | 0 | 0
E364.00-Poles, Towers, and Fixtures | 2010-08-01 | Non-unitized | CALLOWAY BRANCH 40456 | KY | 0 | 0 | 0 | 0
E364.00-Poles, Towers, and Fixtures | 2010-08-01 | Non-unitized | 809 W MAIN ST 41311 | KY | 0 | 0 | 0 | 0
E364.00-Poles, Towers, and Fixtures | 2010-08-01 | Non-unitized | 130 TURTLE CRK 40337 | KY | 0 | 0 | 0 | 0
E364.00-Poles, Towers, and Fixtures | 2010-07-01 | Non-unitized | NEW HOUSE MATT SIZEMORE RD. | KY | 0 | 0 | 0 | 0
E364.00-Poles, Towers, and Fixtures | 2010-07-01 | Non-unitized | HWY 568 | KY | 0 | 0 | 0 | 0
E364.00-Poles, Towers, and Fixtures | 2010-07-01 | Non-unitized | 297 ST RT 2551 HWY | KY | 0 | 0 | 0 | 0
E364.00-Poles, Towers, and Fixtures | 2010-07-01 | Non-unitized | 473 PAULS MILL RD | KY | 0 | 0 | 0 | 0
E364.00-Poles, Towers, and Fixtures | 2010-07-01 | Non-unitized | COOMER RD 42519 | KY | 0 | 0 | 0 | 0
E364.00-Poles, Towers, and Fixtures | 2010-07-01 | Non-unitized | 630 N HUGHES ST 42437 | KY | 0 | 0 | 0 | 0
E364.00-Poles, Towers, and Fixtures | 2010-10-01 | Non-unitized | 907 W WALNUT ST 40422 | KY | 0 | 0 | 0 | 0
E364.00-Poles, Towers, and Fixtures | 2010-10-01 | Non-unitized | 1750 STATE ROUTE 70 | KY | 0 | 0 | 0 | 0
E364.00-Poles, Towers, and Fixtures | 2010-10-01 | Non-unitized | 1871 N DIXIE 40160 | KY | 0 | 0 | 0 | 0
E364.00-Poles, Towers, and Fixtures | 2010-10-01 | Non-unitized | SO CARROLLTON ST. 42330 | KY | 0 | 0 | 0 | 0
E364.00-Poles, Towers, and Fixtures | 2010-10-01 | Non-unitized | 595 WISEMANTOWN RD 40336 | KY | 0 | 0 | 0 | 0
E364.00-Poles, Towers, and Fixtures | 2010-10-01 | Non-unitized | 212 SUMMIT ST 40475 | KY | 0 | 0 | 0 | 0
E364.00-Poles, Towers, and Fixtures | 2010-10-01 | Non-unitized | 2885 MCBRAYER ROAD 40313 | KY | 0 | 0 | 0 | 0
E364.00-Poles, Towers, and Fixtures | 2010-10-01 | Non-unitized | US 150 BYPASS | KY | 0 | 0 | 0 | 0
E364.00-Poles, Towers, and Fixtures | 2010-10-01 | Non-unitized | JOSH COX | KY | 0 | 0 | 0 | 0
E364.00-Poles, Towers, and Fixtures | 2010-10-01 | Non-unitized | 2911 PEACOCK RD 40361 | KY | 0 | 0 | 0 | 0
E364.00-Poles, Towers, and Fixtures | 2010-10-01 | Non-unitized | 641 SILVEY RD LOT 5 41044 | KY | 0 | 0 | 0 | 0
E364.00-Poles, Towers, and Fixtures | 2010-10-01 | Non-unitized | CLAY ST 42347 | KY | 0 | 0 | 0 | 0
E364.00-Poles, Towers, and Fixtures | 2010-10-01 | Non-unitized | 40 ASPEN LN 40828 | KY | 0 | 0 | 0 | 0
E364.00-Poles, Towers, and Fixtures | 2010-10-01 | Non-unitized | STATE HWY 72 | KY | 0 | 0 | 0 | 0
E364.00-Poles, Towers, and Fixtures | 2010-10-01 | Non-unitized | 1074 LEGION PARK 42743 | KY | 0 | 0 | 0 | 0
E364.00-Poles, Towers, and Fixtures | 2010-10-01 | Non-unitized | BY PASS | KY | 0 | 0 | 0 | 0
E364.00-Poles, Towers, and Fixtures | 2010-10-01 | Non-unitized | 73 STATE ROUTE 604 42330 | KY | 0 | 0 | 0 | 0
E364.00-Poles, Towers, and Fixtures | 2010-10-01 | Non-unitized | 2600 CORPORATE DR 40391 | KY | 0 | 0 | 0 | 0
E364.00-Poles, Towers, and Fixtures | 2010-10-01 | Non-unitized | ST ROUT 32 41037 | KY | 0 | 0 | 0 | 0
E364.00-Poles, Towers, and Fixtures | 2010-10-01 | Non-unitized | 619 FLORENCE ST 41056 | KY | 0 | 0 | 0 | 0
E364.00-Poles, Towers, and Fixtures | 2010-10-01 | Non-unitized | 50 RENDER RD 42320 | KY | 0 | 0 | 0 | 0
E364.00-Poles, Towers, and Fixtures | 2010-10-01 | Non-unitized | 535 HANDY PI ENT GATE 40330 | KY | 0 | 0 | 0 | 0
E364.00-Poles, Towers, and Fixtures | 2010-10-01 | Non-unitized | 1425 CLARK ST 42330 | KY | 0 | 0 | 0 | 0
E364.00-Poles, Towers, and Fixtures | 2010-10-01 | Non-unitized | PRE PERRYVILLE RD 40069 | KY | 0 | 0 | 0 | 0
E364.00-Poles, Towers, and Fixtures | 2010-10-01 | Non-unitized | 803 HAWKINS DR TEMP GARG 42701 | KY | 0 | 0 | 0 | 0
E364.00-Poles, Towers, and Fixtures | 2010-10-01 | Non-unitized | 129 LONGMEADOW | KY | 0 | 0 | 0 | 0
E364.00-Poles, Towers, and Fixtures | 2010-10-01 | Non-unitized | GRAVEL RD OFF SQUIRES RD | KY | 0 | 0 | 0 | 0
E364.00-Poles, Towers, and Fixtures | 2010-10-01 | Non-unitized | 874 FLOYD DR | KY | 0 | 0 | 0 | 0
E364.00-Poles, Towers, and Fixtures | 2010-10-01 | Non-unitized | 475 OLD RAILROAD BED RD 42445 | KY | 0 | 0 | 0 | 0
E364.00-Poles, Towers, and Fixtures | 2010-10-01 | Non-unitized | BOONESBORO RD 40391 | KY | 0 | 0 | 0 | 0
E364.00-Poles, Towers, and Fixtures | 2010-10-01 | Non-unitized | STATE HWY 283 42452 | KY | 0 | 0 | 0 | 0
E364.00-Poles, Towers, and Fixtures | 2010-11-01 | Non-unitized | GRATZ RD AND CUBBAGE AVE, CLOSEST I 40359 | KY | 0 | 0 | 0 | 0
E364.00-Poles, Towers, and Fixtures | 2010-11-01 | Non-unitized | 68 LAUREL SPRINGS RD 40977 | KY | 0 | 0 | 0 | 0
E364.00-Poles, Towers, and Fixtures | 2010-11-01 | Non-unitized | 110 S MAIN ST | KY | 1 | 0 | 0 | 0
E364.00-Poles, Towers, and Fixtures | 2010-11-01 | Non-unitized | N HWY 1651 | KY | 0 | 0 | 0 | 0
E364.00-Poles, Towers, and Fixtures | 2010-11-01 | Non-unitized | 515 MARYLAND AVE | KY | 0 | 0 | 0 | 0
E364.00-Poles, Towers, and Fixtures | 2010-11-01 | Non-unitized | 1755 US 68 41056 | KY | 0 | 0 | 0 | 0
E364.00-Poles, Towers, and Fixtures | 2010-11-01 | Non-unitized | 3511 MAIN ST 40379 | KY | 0 | 0 | 0 | 0
E364.00-Poles, Towers, and Fixtures | 2010-11-01 | Non-unitized | 39 S MAPLE 40391 | KY | 0 | 0 | 0 | 0
E364.00-Poles, Towers, and Fixtures | 2010-11-01 | Non-unitized | 443 W BROADWAY 40422 | KY | 0 | 0 | 0 | 0
E364.00-Poles, Towers, and Fixtures | 2010-11-22 | Non-unitized | KSH TO DANVILLE EAST UB | KY | 0 | 0 | 0 | 0
E364.00-Poles, Towers, and Fixtures | 2010-11-01 | Non-unitized | 2220 YOUNG DR 40505 | KY | 0 | 0 | 0 | 0
E364.00-Poles, Towers, and Fixtures | 2010-11-01 | Non-unitized | BRIAN WALTERS | KY | 0 | 0 | 0 | 0
E364.00-Poles, Towers, and Fixtures | 2010-11-01 | Non-unitized | 1100 N DIXIE AVE 42701 | KY | 0 | 0 | 0 | 0
E364.00-Poles, Towers, and Fixtures | 2010-11-01 | Non-unitized | 741 CADEN LN TEMP 40509 | KY | 0 | 0 | 0 | 0
E364.00-Poles, Towers, and Fixtures | 2010-11-01 | Non-unitized | 866 BARNHILL RD 42450 | KY | 0 | 0 | 0 | 0
E364.00-Poles, Towers, and Fixtures | 2010-11-01 | Non-unitized | 10189 STATE HWY 416 42452 | KY | 0 | 0 | 0 | 0
E364.00-Poles, Towers, and Fixtures | 2010-11-01 | Non-unitized | 1307 N DIXIE 42701 | KY | 0 | 0 | 0 | 0
E364.00-Poles, Towers, and Fixtures | 2010-11-01 | Non-unitized | 265 STATE ROUTE 818 | KY | 0 | 0 | 0 | 0
E364.00-Poles, Towers, and Fixtures | 2010-12-31 | POLE WOOD 45 FT (DIST) | POLE WOOD 45 FT (00007) | KY | 63 | 127328.08 | 2021.0806 | 0
E364.00-Poles, Towers, and Fixtures | 2010-11-01 | POLE WOOD 50 FT (DIST) | POLE WOOD 50 FT (00008) | KY | 3 | 12250.38 | 4083.46 | 0
E364.00-Poles, Towers, and Fixtures | 2011-01-01 | Non-unitized | 1399 E NEW CIRCLE RD 40505 | KY | 0 | 0 | 0 | 0
E364.00-Poles, Towers, and Fixtures | 2011-01-01 | Non-unitized | LEXINGTON RD 40475 | KY | 0 | 0 | 0 | 0
E364.00-Poles, Towers, and Fixtures | 2011-01-01 | Non-unitized | 400 LOCUST ST | KY | 0 | 0 | 0 | 0
E364.00-Poles, Towers, and Fixtures | 2011-01-01 | Non-unitized | HIGHWAY 522 40806 | KY | 0 | 0 | 0 | 0
E364.00-Poles, Towers, and Fixtures | 2011-01-01 | Non-unitized | 0 HWY 26 TEMP 40771 | KY | 0 | 0 | 0 | 0
E364.00-Poles, Towers, and Fixtures | 2011-01-01 | Non-unitized | MILL CREEK STRAIGHT 40863 | KY | 0 | 0 | 0 | 0
E364.00-Poles, Towers, and Fixtures | 2011-01-01 | Non-unitized | 1307 N DIXIE 42701 | KY | 0 | 0 | 0 | 0
E364.00-Poles, Towers, and Fixtures | 2011-01-01 | Non-unitized | 909 E MAIN ST | KY | 0 | 0 | 0 | 0
E364.00-Poles, Towers, and Fixtures | 2011-01-01 | Non-unitized | RDSTLT426-REP REPL DEF ST LIGHTS 426 | KY | 0 | 0 | 0 | 0
E364.00-Poles, Towers, and Fixtures | 2011-01-01 | Non-unitized | 175 SAMMONS PERRY RD | KY | 0 | 0 | 0 | 0
E364.00-Poles, Towers, and Fixtures | 2011-01-01 | Non-unitized | LOWER HINES CREEK 40475 | KY | 0 | 0 | 0 | 0
E364.00-Poles, Towers, and Fixtures | 2011-01-01 | Non-unitized | 49 RAILROAD ST 41039 | KY | 0 | 0 | 0 | 0
E364.00-Poles, Towers, and Fixtures | 2011-01-01 | Non-unitized | NORTH ST 40475 | KY | 0 | 0 | 0 | 0
E364.00-Poles, Towers, and Fixtures | 2011-01-01 | Non-unitized | 321 S MAIN ST 40359 | KY | 0 | 0 | 0 | 0
E364.00-Poles, Towers, and Fixtures | 2011-01-01 | Non-unitized | BETHLEHEM RD 40361 | KY | 0 | 0 | 0 | 0
E364.00-Poles, Towers, and Fixtures | 2011-01-01 | Non-unitized | 52 LYNNWOOD LN | KY | 0 | 0 | 0 | 0
E364.00-Poles, Towers, and Fixtures | 2011-01-01 | Non-unitized | 308 WAVELAND MUSEUM LN | KY | 0 | 0 | 0 | 0
E364.00-Poles, Towers, and Fixtures | 2011-01-01 | Non-unitized | WALNUT STREET | KY | 0 | 0 | 0 | 0
E364.00-Poles, Towers, and Fixtures | 2011-01-01 | Non-unitized | NEWTOWN PIKE | KY | 0 | 0 | 0 | 0
E364.00-Poles, Towers, and Fixtures | 2011-01-01 | Non-unitized | 1075 US HWY 62 W 41031 | KY | 0 | 0 | 0 | 0
E364.00-Poles, Towers, and Fixtures | 2011-01-01 | Non-unitized | W HISEVILLE MAIN ST 42152 | KY | 0 | 0 | 0 | 0
E364.00-Poles, Towers, and Fixtures | 2011-01-01 | Non-unitized | 2816 STEELE BRANCH RD 40601 | KY | 0 | 0 | 0 | 0
E364.00-Poles, Towers, and Fixtures | 2011-01-01 | Non-unitized | 265 STATE ROUTE 818 | KY | 0 | 0 | 0 | 0
E364.00-Poles, Towers, and Fixtures | 2011-01-01 | Non-unitized | 306 N HARRISON ST 1 APT 40033 | KY | 0 | 0 | 0 | 0
E364.00-Poles, Towers, and Fixtures | 2011-01-01 | Non-unitized | MEANS DR 40356 | KY | 0 | 0 | 0 | 0
E364.00-Poles, Towers, and Fixtures | 2011-01-01 | Non-unitized | OLD CORBIN PIKE | KY | 0 | 0 | 0 | 0
E364.00-Poles, Towers, and Fixtures | 2011-01-01 | Non-unitized | RDSTLT236-REP REPL DEF ST LIGHTS 236 | KY | 3 | 0 | 0 | 0
E364.00-Poles, Towers, and Fixtures | 2011-01-01 | Non-unitized | RDSTLT216-REP REPL DEF ST LIGHTS 216 | KY | 0 | 0 | 0 | 0
E364.00-Poles, Towers, and Fixtures | 2011-01-01 | Non-unitized | 124 W MULBERRY ST 40033 | KY | 0 | 0 | 0 | 0
E364.00-Poles, Towers, and Fixtures | 2011-01-01 | Non-unitized | TBRD256OH-Trouble Orders OH - 012560 | KY | 0 | 0 | 0 | 0
E364.00-Poles, Towers, and Fixtures | 2011-01-01 | Non-unitized | 4665 N JACKSON HWY 42722 | KY | 0 | 0 | 0 | 0
E364.00-Poles, Towers, and Fixtures | 2011-01-01 | Non-unitized | POLD156-OUTDOOR LIGHTING 156 | KY | 0 | 0 | 0 | 0
E364.00-Poles, Towers, and Fixtures | 2011-01-01 | Non-unitized | FARRESTON CELL TOWER | KY | 0 | 0 | 0 | 0
E364.00-Poles, Towers, and Fixtures | 2011-01-01 | Non-unitized | 6179 OLD PROVIDENCE RD 42459 | KY | 0 | 0 | 0 | 0
E364.00-Poles, Towers, and Fixtures | 2011-01-01 | Non-unitized | BEN-ALI-DRIVE | KY | 0 | 0 | 0 | 0
E364.00-Poles, Towers, and Fixtures | 2011-01-01 | Non-unitized | 1953 MERCER RD 40511 | KY | 0 | 0 | 0 | 0
E364.00-Poles, Towers, and Fixtures | 2011-01-01 | Non-unitized | 6165 MARSHALL STATION ROAD 41056 | KY | 0 | 0 | 0 | 0
E364.00-Poles, Towers, and Fixtures | 2011-01-01 | Non-unitized | POLD426-OUTDOOR LIGHTING 426 | KY | 0 | 0 | 0 | 0
E364.00-Poles, Towers, and Fixtures | 2011-01-31 | POLE WOOD 40 FT (DIST) | POLE WOOD 40 FT (00006) | KY | 52 | 158824.54 | 3054.3181 | 0
E364.00-Poles, Towers, and Fixtures | 2011-01-31 | BRACKET - NEUTRAL FASTENING | BRACKET - NEUTRAL FASTENING | KY | 11 | 2483.65 | 225.7864 | 0
E364.00-Poles, Towers, and Fixtures | 2011-01-01 | Non-unitized | 700 PALMORE RD TEMP 42749 | KY | 0 | 0 | 0 | 0
E364.00-Poles, Towers, and Fixtures | 2011-01-01 | Non-unitized | MARBURY TRACE 40160 | KY | 0 | 0 | 0 | 0
E364.00-Poles, Towers, and Fixtures | 2011-01-01 | Non-unitized | 120 CORDELLA DR 40391 | KY | 0 | 0 | 0 | 0
E364.00-Poles, Towers, and Fixtures | 2011-01-01 | Non-unitized | FOXHAVEN 40475 | KY | 0 | 0 | 0 | 0
E364.00-Poles, Towers, and Fixtures | 2010-11-30 | Non-unitized | MT OLIVET RECONDUCTOR | KY | 0 | 0 | 0 | 0
E364.00-Poles, Towers, and Fixtures | 2011-01-01 | Non-unitized | STLT426-STREET LIGHTING 426 | KY | 0 | 0 | 0 | 0
E364.00-Poles, Towers, and Fixtures | 2011-01-01 | Non-unitized | WATER STREET | KY | 0 | 0 | 0 | 0
E364.00-Poles, Towers, and Fixtures | 2011-01-31 | POLE WOOD 50 FT (DIST) | POLE WOOD 50 FT (00008) | KY | 5 | 35882.49 | 7176.498 | 0
E364.00-Poles, Towers, and Fixtures | 2011-01-01 | Non-unitized | 377 E LINCOLN TRAIL 40160 | KY | 0 | 0 | 0 | 0
E364.00-Poles, Towers, and Fixtures | 2011-01-01 | Non-unitized | E LION DR 42078 | KY | 0 | 0 | 0 | 0
E364.00-Poles, Towers, and Fixtures | 2011-01-01 | Non-unitized | 7215 N US 127 40601 | KY | 0 | 0 | 0 | 0
E364.00-Poles, Towers, and Fixtures | 2011-01-01 | Non-unitized | RDPOLE366-Pole repair/replacement 366 | KY | 0 | 0 | 0 | 0
E364.00-Poles, Towers, and Fixtures | 2011-01-01 | Non-unitized | STLT256-STREET LIGHTING 256 | KY | 0 | 0 | 0 | 0
E364.00-Poles, Towers, and Fixtures | 2011-01-01 | Non-unitized | 358 LOCUST FORK RD 40379 | KY | 0 | 0 | 0 | 0
E364.00-Poles, Towers, and Fixtures | 2011-07-01 | CROSS ARMS | CROSS ARMS (07362) | KY | 468 | 426396.83 | 911.1043 | 0
E364.00-Poles, Towers, and Fixtures | 2011-05-31 | POLE WOOD 50 FT (DIST) | POLE WOOD 50 FT (00008) | KY | 43 | 131357.56 | 3054.827 | 0
E364.00-Poles, Towers, and Fixtures | 2011-02-28 | POLE WOOD 40 FT (DIST) | POLE WOOD 40 FT (00006) | KY | 192 | 480302.76 | 2501.5769 | 0
E364.00-Poles, Towers, and Fixtures | 2010-08-19 | CROSS ARMS | CROSS ARMS (07362) | KY | 1 | 266.29 | 266.29 | 0
E364.00-Poles, Towers, and Fixtures | 2011-09-30 | CROSS ARMS | CROSS ARMS (07362) | KY | 568 | 343159.14 | 604.1534 | 0
E364.00-Poles, Towers, and Fixtures | 2011-02-16 | POLE WOOD 50 FT (DIST) | POLE WOOD 50 FT (00008) | KY | 25 | 37001.95 | 1480.078 | 0
E364.00-Poles, Towers, and Fixtures | 2011-02-16 | POLE WOOD 65 FT (DIST) | POLE WOOD 65 FT (00011) | KY | 1 | 4476.61 | 4476.61 | 0
E364.00-Poles, Towers, and Fixtures | 2011-05-31 | POLE WOOD 35 FT (DIST) | POLE WOOD 35 FT (00005) | KY | 16 | 34022.96 | 2126.435 | 0
E364.00-Poles, Towers, and Fixtures | 2011-02-01 | Non-unitized | PEARCE INDUSTRIAL RD | KY | 0 | 0 | 0 | 0
E364.00-Poles, Towers, and Fixtures | 2011-02-01 | Non-unitized | 394 MAIN | KY | 0 | 0 | 0 | 0
E364.00-Poles, Towers, and Fixtures | 2011-04-30 | CROSS ARMS | CROSS ARMS (07362) | KY | 24 | 23970.43 | 998.7679 | 0
E364.00-Poles, Towers, and Fixtures | 2011-02-01 | Non-unitized | 987 | KY | 0 | 0 | 0 | 0
E364.00-Poles, Towers, and Fixtures | 2009-12-18 | CROSS ARMS | CROSS ARMS (07362) | KY | 29 | 1734.13 | 59.7976 | 0
E364.00-Poles, Towers, and Fixtures | 2011-02-01 | Non-unitized | 657 OLD CORBIN PIKE | KY | 0 | 0 | 0 | 0
E364.00-Poles, Towers, and Fixtures | 2011-03-31 | POLE WOOD 35 FT (DIST) | POLE WOOD 35 FT (00005) | KY | 14 | 19998.89 | 1428.4921 | 0
E364.00-Poles, Towers, and Fixtures | 2011-02-01 | Non-unitized | 623 W MAIN ST 42726 | KY | 0 | 0 | 0 | 0
E364.00-Poles, Towers, and Fixtures | 2011-02-01 | Non-unitized | 607 QUARRY RD 42784 | KY | 0 | 0 | 0 | 0
E364.00-Poles, Towers, and Fixtures | 2011-02-01 | Non-unitized | 7842 SR 11 SILO 41055 | KY | 0 | 0 | 0 | 0
E364.00-Poles, Towers, and Fixtures | 2011-02-01 | Non-unitized | 711 BAILEY CREEK RD | KY | 0 | 0 | 0 | 0
E364.00-Poles, Towers, and Fixtures | 2011-02-01 | Non-unitized | 105 WILSON AVE 41031 | KY | 0 | 0 | 0 | 0
E364.00-Poles, Towers, and Fixtures | 2011-09-30 | POLE WOOD 35 FT (DIST) | POLE WOOD 35 FT (00005) | KY | 55 | 120093.7 | 2183.5218 | 0
E364.00-Poles, Towers, and Fixtures | 2011-02-01 | Non-unitized | STATE HWY 52 | KY | 0 | 0 | 0 | 0
E364.00-Poles, Towers, and Fixtures | 2011-04-01 | Non-unitized | STATE HWY 120 42064 | KY | 0 | 0 | 0 | 0
E364.00-Poles, Towers, and Fixtures | 2011-06-30 | POLE WOOD 35 FT (DIST) | POLE WOOD 35 FT (00005) | KY | 105 | 200886.11 | 1913.201 | 0
E364.00-Poles, Towers, and Fixtures | 2011-04-01 | Non-unitized | DOLLAR GENERAL STORE | KY | 0 | 0 | 0 | 0
E364.00-Poles, Towers, and Fixtures | 2011-08-31 | GUY | GUY (00070) | KY | 186 | 33309.67 | 179.0842 | 0
E364.00-Poles, Towers, and Fixtures | 2011-04-01 | Non-unitized | 910 HIGHWAY 215 40828 | KY | 0 | 0 | 0 | 0
E364.00-Poles, Towers, and Fixtures | 2011-04-01 | Non-unitized | 1907 ASBURY RD 41004 | KY | 0 | 0 | 0 | 0
E364.00-Poles, Towers, and Fixtures | 2011-07-31 | POLE WOOD 45 FT (DIST) | POLE WOOD 45 FT (00007) | KY | 48 | 67754.01 | 1411.5419 | 0
E364.00-Poles, Towers, and Fixtures | 2011-04-01 | Non-unitized | NBSV256UG-New Bus Serv-UG-Shelbyville | KY | 0 | 0 | 0 | 0
E364.00-Poles, Towers, and Fixtures | 2011-04-01 | Non-unitized | DELIA WAY TEMP L46 40162 | KY | 0 | 0 | 0 | 0
E364.00-Poles, Towers, and Fixtures | 2011-04-01 | Non-unitized | 301 BUNKER LANE | KY | 0 | 0 | 0 | 0
E364.00-Poles, Towers, and Fixtures | 2011-04-01 | Non-unitized | 1026 S WILSON RD 40160 | KY | 0 | 0 | 0 | 0
E364.00-Poles, Towers, and Fixtures | 2011-04-01 | Non-unitized | SERVICE TO NEW HOUSE SANDY HILLS | KY | 0 | 0 | 0 | 0
E364.00-Poles, Towers, and Fixtures | 2011-04-01 | Non-unitized | 4045 US HIGHWAY 62 GARAGE 41056 | KY | 0 | 0 | 0 | 0
E364.00-Poles, Towers, and Fixtures | 2011-04-01 | Non-unitized | 367 W SHORT ST 40507 | KY | 0 | 0 | 0 | 0
E364.00-Poles, Towers, and Fixtures | 2011-04-01 | Non-unitized | NEW LAIR RD 41031 | KY | 0 | 0 | 0 | 0
E364.00-Poles, Towers, and Fixtures | 2011-04-01 | Non-unitized | RNTPD315-I | KY | 0 | 0 | 0 | 0
E364.00-Poles, Towers, and Fixtures | 2011-04-01 | Non-unitized | BYPASS | KY | 0 | 0 | 0 | 0
E364.00-Poles, Towers, and Fixtures | 2011-04-01 | Non-unitized | 2495 BRYAN STATION RD | KY | 0 | 0 | 0 | 0
E364.00-Poles, Towers, and Fixtures | 2011-04-01 | Non-unitized | 1856 STATE RTE 181 S 42345 | KY | 0 | 0 | 0 | 0
E364.00-Poles, Towers, and Fixtures | 2011-04-01 | Non-unitized | 718 SPARTA-PIKE RD | KY | 0 | 0 | 0 | 0
E364.00-Poles, Towers, and Fixtures | 2011-04-01 | Non-unitized | 325 REYNOLDS DR TEMP 42323 | KY | 0 | 0 | 0 | 0
E364.00-Poles, Towers, and Fixtures | 2011-05-01 | Non-unitized | JACKSON PROPANE BUILDING | KY | 0 | 0 | 0 | 0
E364.00-Poles, Towers, and Fixtures | 2011-05-01 | Non-unitized | 1601 BROOKSV-POWERSV RD 41004 | KY | 0 | 0 | 0 | 0
E364.00-Poles, Towers, and Fixtures | 2011-05-01 | Non-unitized | E US 60 40351 | KY | 0 | 0 | 0 | 0
E364.00-Poles, Towers, and Fixtures | 2011-04-01 | Non-unitized | 935 CHRISTIAN STREET 40351 | KY | 0 | 0 | 0 | 0
E364.00-Poles, Towers, and Fixtures | 2011-05-01 | Non-unitized | 263 TALON TRL | KY | 0 | 0 | 0 | 0
E364.00-Poles, Towers, and Fixtures | 2011-05-01 | Non-unitized | 944 DOUG HILL RD 42350 | KY | 0 | 0 | 0 | 0
E364.00-Poles, Towers, and Fixtures | 2011-05-01 | Non-unitized | 200 GEARY ST LT 6 42754 | KY | 0 | 0 | 0 | 0
E364.00-Poles, Towers, and Fixtures | 2011-05-01 | Non-unitized | 1450 BETHEL RIDGE RD 41098 | KY | 0 | 0 | 0 | 0
E364.00-Poles, Towers, and Fixtures | 2011-05-01 | Non-unitized | 201 LANCASTER | KY | 0 | 0 | 0 | 0
E364.00-Poles, Towers, and Fixtures | 2011-05-01 | Non-unitized | 150 TOP QUALITY DR BLDG #9 42749 | KY | 0 | 0 | 0 | 0
E364.00-Poles, Towers, and Fixtures | 2011-04-01 | Non-unitized | 534 NEW LIBERTY CHURCH RD 42053 | KY | 0 | 0 | 0 | 0
E364.00-Poles, Towers, and Fixtures | 2011-04-01 | Non-unitized | STATE HWY 55 | KY | 0 | 0 | 0 | 0
E364.00-Poles, Towers, and Fixtures | 2011-04-01 | Non-unitized | 58 MAPLE AVE | KY | 0 | 0 | 0 | 0
E364.00-Poles, Towers, and Fixtures | 2011-04-01 | Non-unitized | HUNTER LN 42078 | KY | 0 | 0 | 0 | 0
E364.00-Poles, Towers, and Fixtures | 2011-07-01 | POLE WOOD 35 FT (DIST) | POLE WOOD 35 FT (00005) | KY | 37 | 71253.94 | 1925.7822 | 0
E364.00-Poles, Towers, and Fixtures | 2011-03-31 | Non-unitized | 2121586 | KY | 0 | 0 | 0 | 0
E364.00-Poles, Towers, and Fixtures | 2011-12-31 | POLE WOOD 55 FT (DIST) | POLE WOOD 55 FT (00009) | KY | 2 | 3972.75 | 1986.375 | 0
E364.00-Poles, Towers, and Fixtures | 2011-04-01 | Non-unitized | 60 VILEY LN 40379 | KY | 0 | 0 | 0 | 0
E364.00-Poles, Towers, and Fixtures | 2011-04-01 | Non-unitized | 4696 HANSON RD | KY | 0 | 0 | 0 | 0
E364.00-Poles, Towers, and Fixtures | 2011-12-01 | POLE WOOD 35 FT (DIST) | POLE WOOD 35 FT (00005) | KY | 124 | 106202.79 | 856.4741 | 0
E364.00-Poles, Towers, and Fixtures | 2011-12-01 | POLE WOOD 40 FT (DIST) | POLE WOOD 40 FT (00006) | KY | 24 | 27964.43 | 1165.1846 | 0
E364.00-Poles, Towers, and Fixtures | 2011-08-01 | POLE WOOD 35 FT (DIST) | POLE WOOD 35 FT (00005) | KY | 49 | 91282.8 | 1862.9143 | 0
E364.00-Poles, Towers, and Fixtures | 2011-07-01 | Non-unitized | TALMADGE-MAYO ROAD | KY | 0 | 0 | 0 | 0
E364.00-Poles, Towers, and Fixtures | 2011-07-01 | Non-unitized | LOWES POLE TRANSFER | KY | 0 | 0 | 0 | 0
E364.00-Poles, Towers, and Fixtures | 2011-07-01 | Non-unitized | 8690 WHITE PLAINS RD 42464 | KY | 0 | 0 | 0 | 0
E364.00-Poles, Towers, and Fixtures | 2011-08-01 | STEEL POLES | STEEL POLES (07726) | KY | 1 | 850.04 | 850.04 | 0
E364.00-Poles, Towers, and Fixtures | 2011-07-01 | Non-unitized | CARRICO | KY | 0 | 0 | 0 | 0
E364.00-Poles, Towers, and Fixtures | 2011-08-31 | POLE WOOD 65 FT (DIST) | POLE WOOD 65 FT (00011) | KY | 4 | 18843.05 | 4710.7625 | 0
E364.00-Poles, Towers, and Fixtures | 2011-10-31 | POLE WOOD 30 FT (DIST) | POLE WOOD 30 FT (00004) | KY | 6 | -1528.06 | -254.6767 | 0
E364.00-Poles, Towers, and Fixtures | 2011-10-31 | POLE WOOD 55 FT (DIST) | POLE WOOD 55 FT (00009) | KY | 38 | 21508.36 | 566.0095 | 0
E364.00-Poles, Towers, and Fixtures | 2011-07-01 | Non-unitized | 301 W SECOND ST 42320 | KY | 0 | 0 | 0 | 0
E364.00-Poles, Towers, and Fixtures | 2011-07-01 | Non-unitized | 520 E MAIN ST 40311 | KY | 0 | 0 | 0 | 0
E364.00-Poles, Towers, and Fixtures | 2011-07-01 | Non-unitized | 259 DELAPLAIN RD | KY | 0 | 0 | 0 | 0
E364.00-Poles, Towers, and Fixtures | 2011-11-30 | POLE WOOD 30 FT (DIST) | POLE WOOD 30 FT (00004) | KY | 70 | 17373.54 | 248.1934 | 0
E364.00-Poles, Towers, and Fixtures | 2011-07-01 | Non-unitized | 112 WALNUT ST 42328 | KY | 0 | 0 | 0 | 0
E364.00-Poles, Towers, and Fixtures | 2011-07-01 | Non-unitized | 233 ARCEME AVE GARAGE 40505 | KY | 0 | 0 | 0 | 0
E364.00-Poles, Towers, and Fixtures | 2011-07-01 | Non-unitized | TRBORD366-TROUBLE ORDERS 366 | KY | 0 | 0 | 0 | 0
E364.00-Poles, Towers, and Fixtures | 2011-07-01 | Non-unitized | 302 N TRIM ST 42408 | KY | 0 | 0 | 0 | 0
E364.00-Poles, Towers, and Fixtures | 2011-07-01 | Non-unitized | 4785 US HIGHWAY 62 42345 | KY | 0 | 0 | 0 | 0
E364.00-Poles, Towers, and Fixtures | 2011-07-01 | Non-unitized | 1425 PAWPAW RD 40962 | KY | 0 | 0 | 0 | 0
E364.00-Poles, Towers, and Fixtures | 2011-07-01 | Non-unitized | 117 FRANKLIN ST 42464 | KY | 0 | 0 | 0 | 0
E364.00-Poles, Towers, and Fixtures | 2011-07-01 | Non-unitized | ROSARY HEIGHTS | KY | 0 | 0 | 0 | 0
E364.00-Poles, Towers, and Fixtures | 2011-07-01 | Non-unitized | 3653 RIVER PARK CIR | KY | 0 | 0 | 0 | 0
E364.00-Poles, Towers, and Fixtures | 2011-07-01 | Non-unitized | US 27 NORTH | KY | 0 | 0 | 0 | 0
E364.00-Poles, Towers, and Fixtures | 2011-07-01 | Non-unitized | 445 DIANE DR 42038 | KY | 0 | 0 | 0 | 0
E364.00-Poles, Towers, and Fixtures | 2011-07-01 | Non-unitized | MILTON HEIGHTS | KY | 0 | 0 | 0 | 0
E364.00-Poles, Towers, and Fixtures | 2011-07-01 | Non-unitized | 1442 RAMEY RD HOUSE 40374 | KY | 0 | 0 | 0 | 0
E364.00-Poles, Towers, and Fixtures | 2011-07-01 | Non-unitized | 771 SANDCUT RD 42431 | KY | 0 | 0 | 0 | 0
E364.00-Poles, Towers, and Fixtures | 2011-07-01 | Non-unitized | 863 STATE HWY 58 42031 | KY | 0 | 0 | 0 | 0
E364.00-Poles, Towers, and Fixtures | 2011-07-01 | Non-unitized | 1734 MULBERRY PIKE | KY | 0 | 0 | 0 | 0
E364.00-Poles, Towers, and Fixtures | 2011-07-01 | Non-unitized | LAUREL HILL 40977 | KY | 0 | 0 | 0 | 0
E364.00-Poles, Towers, and Fixtures | 2011-07-01 | Non-unitized | 513 DUDLEY 40324 | KY | 0 | 0 | 0 | 0
E364.00-Poles, Towers, and Fixtures | 2011-07-01 | Non-unitized | CORINTH STRING RD 41010 | KY | 0 | 0 | 0 | 0
E364.00-Poles, Towers, and Fixtures | 2011-07-01 | Non-unitized | PAYNES CREEK RD | KY | 0 | 0 | 0 | 0
E364.00-Poles, Towers, and Fixtures | 2011-07-01 | Non-unitized | 352 CENTER ST GARAGE 40051 | KY | 0 | 0 | 0 | 0
E364.00-Poles, Towers, and Fixtures | 2011-07-01 | Non-unitized | 919 BRADFORD ROAD 41043 | KY | 0 | 0 | 0 | 0
E364.00-Poles, Towers, and Fixtures | 2011-12-31 | POLE WOOD 30 FT (DIST) | POLE WOOD 30 FT (00004) | KY | 17 | 19343.82 | 1137.8718 | 0
E364.00-Poles, Towers, and Fixtures | 2011-08-01 | Non-unitized | New Bus Resid - UG - Project Level Work Order | KY | 0 | 0 | 0 | 0
E364.00-Poles, Towers, and Fixtures | 2011-08-01 | Non-unitized | 4636 COMBS FERRY RD TEMP 40391 | KY | 0 | 0 | 0 | 0
E364.00-Poles, Towers, and Fixtures | 2011-08-01 | Non-unitized | Reloc Cust Pay - Project Level Work Order | KY | 0 | 0 | 0 | 0
E364.00-Poles, Towers, and Fixtures | 2011-08-01 | Non-unitized | Investment | KY | 0 | 0 | 0 | 0
E364.00-Poles, Towers, and Fixtures | 2011-08-01 | Non-unitized | 243 CAMPSIE PL 40508 | KY | 0 | 0 | 0 | 0
E364.00-Poles, Towers, and Fixtures | 2011-08-01 | Non-unitized | STATE HWY 147 42456 | KY | 0 | 0 | 0 | 0
E364.00-Poles, Towers, and Fixtures | 2011-08-01 | Non-unitized | RD 695 AND 615 24224 | KY | 0 | 0 | 0 | 0
E364.00-Poles, Towers, and Fixtures | 2011-08-01 | Non-unitized | MOBILE HOME ON HWY 1223 | KY | 0 | 0 | 0 | 0
E364.00-Poles, Towers, and Fixtures | 2011-08-01 | Non-unitized | 208 RADFORD RD TRLR 3 40935 | KY | 0 | 0 | 0 | 0
E364.00-Poles, Towers, and Fixtures | 2011-08-01 | Non-unitized | 230 N KEENELAND DR 40475 | KY | 0 | 0 | 0 | 0
E364.00-Poles, Towers, and Fixtures | 2011-11-01 | POLE WOOD 55 FT (DIST) | POLE WOOD 55 FT (00009) | KY | 1 | 8283.45 | 8283.45 | 0
E364.00-Poles, Towers, and Fixtures | 2011-11-30 | GUY | GUY (00070) | KY | 1 | 500 | 500 | 0
E364.00-Poles, Towers, and Fixtures | 2012-05-01 | POLE WOOD 50 FT (DIST) | POLE WOOD 50 FT (00008) | KY | 9 | 38368.24 | 4263.1378 | 0
E364.00-Poles, Towers, and Fixtures | 2011-01-01 | Non-unitized | UK HOSPITAL DISTRIBUTION RELOCATION OH REMOVAL ROSE STREET | KY | 0 | 0 | 0 | 0
E364.00-Poles, Towers, and Fixtures | 2012-03-31 | CROSS ARMS | CROSS ARMS (07362) | KY | 606 | 195068.37 | 321.895 | 0
E364.00-Poles, Towers, and Fixtures | 2012-03-31 | POLE WOOD 50 FT (DIST) | POLE WOOD 50 FT (00008) | KY | 44 | 121560.54 | 2762.7395 | 0
E364.00-Poles, Towers, and Fixtures | 2012-02-29 | POLE WOOD 45 FT (DIST) | POLE WOOD 45 FT (00007) | KY | 50 | 122527.39 | 2450.5478 | 0
E364.00-Poles, Towers, and Fixtures | 2011-09-30 | Non-unitized | NBSV416UG-New Bus Serv-UG-Pineville | KY | 1 | 0 | 0 | 0
E364.00-Poles, Towers, and Fixtures | 2012-02-29 | POLE WOOD 55 FT (DIST) | POLE WOOD 55 FT (00009) | KY | 6 | 29656.44 | 4942.74 | 0
E364.00-Poles, Towers, and Fixtures | 2012-11-01 | POLE WOOD 50 FT (DIST) | POLE WOOD 50 FT (00008) | KY | 72 | 199302.6 | 2768.0917 | 0
E364.00-Poles, Towers, and Fixtures | 2012-01-31 | Non-unitized | KU MAJOR STORM 040411 | KY | 0 | 0 | 0 | 0
E364.00-Poles, Towers, and Fixtures | 2012-01-01 | Non-unitized | New Bus Com - UG - Project Level Work Order | KY | 0 | 0 | 0 | 0
E364.00-Poles, Towers, and Fixtures | 2011-11-01 | Non-unitized | Cir Hard Reliab - OH | KY | 0 | 0 | 0 | 0
E364.00-Poles, Towers, and Fixtures | 2011-10-25 | Non-unitized | DSP Joyland 2 Distribution | KY | 0 | 0 | 0 | 0
E364.00-Poles, Towers, and Fixtures | 2011-10-01 | Non-unitized | New Bus Resid - Ovhd - Project Level Work Order | KY | 0 | 0 | 0 | 0
E364.00-Poles, Towers, and Fixtures | 2011-10-01 | Non-unitized | EDWARDS DR | KY | 0 | 0 | 0 | 0
E364.00-Poles, Towers, and Fixtures | 2012-01-31 | POLE WOOD 30 FT (DIST) | POLE WOOD 30 FT (00004) | KY | 2 | -1230.56 | -615.28 | 0
E364.00-Poles, Towers, and Fixtures | 2012-01-31 | STEEL POLES | STEEL POLES (07726) | KY | 1 | -155.07 | -155.07 | 0
E364.00-Poles, Towers, and Fixtures | 2011-10-01 | Non-unitized | System Enhancement | KY | 0 | 0 | 0 | 0
E364.00-Poles, Towers, and Fixtures | 2011-10-01 | Non-unitized | 606 MAPLE AVE 40508 | KY | 0 | 0 | 0 | 0
E364.00-Poles, Towers, and Fixtures | 2011-10-01 | Non-unitized | 174 BLANCHE AVE | KY | 0 | 0 | 0 | 0
E364.00-Poles, Towers, and Fixtures | 2011-10-01 | Non-unitized | Sys Enhan - Exist Cust - Project Level Work Order | KY | 0 | 0 | 0 | 0
E364.00-Poles, Towers, and Fixtures | 2012-02-01 | Non-unitized | GOSHEN | KY | 0 | 0 | 0 | 0
E364.00-Poles, Towers, and Fixtures | 2012-01-01 | Non-unitized | TRBORD156-TROUBLE ORDERS 156 | KY | 0 | 0 | 0 | 0
E364.00-Poles, Towers, and Fixtures | 2012-02-01 | Non-unitized | POLD366-OUTDOOR LIGHTING 366 | KY | 0 | 0 | 0 | 0
E364.00-Poles, Towers, and Fixtures | 2012-01-01 | Non-unitized | New Bus Comm - Project Level Work Order | KY | 0 | 0 | 0 | 0
E364.00-Poles, Towers, and Fixtures | 2012-01-01 | Non-unitized | POLD256-OUTDOOR LIGHTING 256 | KY | 0 | 0 | 0 | 0
E364.00-Poles, Towers, and Fixtures | 2012-01-01 | Non-unitized | RDSTLT246-REP REPL DEF ST LIGHTS 246 | KY | 5 | 0 | 0 | 0
E364.00-Poles, Towers, and Fixtures | 2011-12-31 | Non-unitized | New Grahamville-DOE 161kV Line | KY | 0 | 0 | 0 | 0
E364.00-Poles, Towers, and Fixtures | 2012-01-01 | Non-unitized | TBRD246OH-Trouble Orders OH - 012460 | KY | 0 | 0 | 0 | 0
E364.00-Poles, Towers, and Fixtures | 2011-01-31 | Non-unitized | KU MAJOR STORM 042211 | KY | 0 | 0 | 0 | 0
E364.00-Poles, Towers, and Fixtures | 2012-01-01 | Non-unitized | New Bus Resid - OH - Project Level Work Order | KY | 0 | 0 | 0 | 0
E364.00-Poles, Towers, and Fixtures | 2012-05-31 | POLE WOOD 50 FT (DIST) | POLE WOOD 50 FT (00008) | KY | 4 | 13996.9 | 3499.225 | 0
E364.00-Poles, Towers, and Fixtures | 2012-04-01 | Non-unitized | HIGH BRIDGE RD 40444 | KY | 0 | 0 | 0 | 0
E364.00-Poles, Towers, and Fixtures | 2012-12-30 | POLE WOOD 40 FT (DIST) | POLE WOOD 40 FT (00006) | KY | 6 | 24294.68 | 4049.1133 | 0
E364.00-Poles, Towers, and Fixtures | 2012-01-01 | Non-unitized | 614 MAPLE AVE 40508 | KY | 0 | 0 | 0 | 0
E364.00-Poles, Towers, and Fixtures | 2012-04-01 | Non-unitized | RCST336-RELOCATIONS CUST REQUEST 336 | KY | 0 | 0 | 0 | 0
E364.00-Poles, Towers, and Fixtures | 2012-11-01 | POLE WOOD 60 FT (DIST) | POLE WOOD 60 FT (00010) | KY | 12 | 39700.89 | 3308.4075 | 0
E364.00-Poles, Towers, and Fixtures | 2012-05-01 | POLE WOOD 65 FT (DIST) | POLE WOOD 65 FT (00011) | KY | 7 | 51011.34 | 7287.3343 | 0
E364.00-Poles, Towers, and Fixtures | 2012-04-01 | Non-unitized | HWY 431 STR 30 TO STR 40 | KY | 0 | 0 | 0 | 0
E364.00-Poles, Towers, and Fixtures | 2012-04-01 | Non-unitized | 34.5 KV MOORMAN TO PLANT 42357 | KY | 0 | 0 | 0 | 0
E364.00-Poles, Towers, and Fixtures | 2012-08-31 | CROSS ARMS | CROSS ARMS (07362) | KY | 29 | 8905.5 | 307.0862 | 0
E364.00-Poles, Towers, and Fixtures | 2012-04-01 | Non-unitized | NBRD366-NEW BUSINESS RES 366 | KY | 0 | 0 | 0 | 0
E364.00-Poles, Towers, and Fixtures | 2012-01-01 | Non-unitized | Project Level WorkOrder | KY | 0 | 0 | 0 | 0
E364.00-Poles, Towers, and Fixtures | 2012-09-01 | CROSS ARMS | CROSS ARMS (07362) | KY | 204 | 94713.38 | 464.2813 | 0
E364.00-Poles, Towers, and Fixtures | 2012-09-01 | POLE WOOD 40 FT (DIST) | POLE WOOD 40 FT (00006) | KY | 60 | 140323.98 | 2338.733 | 0
E364.00-Poles, Towers, and Fixtures | 2011-01-31 | Non-unitized | KU Major Storm 08-05-2010 | KY | 1 | 0 | 0 | 0
E364.00-Poles, Towers, and Fixtures | 2011-12-31 | Non-unitized | Morganfield Redundant Ckt | KY | 0 | 0 | 0 | 0
E364.00-Poles, Towers, and Fixtures | 2012-01-01 | Non-unitized | MCAPR426-CAP/REG/RECL - 014260 | KY | 0 | 0 | 0 | 0
E364.00-Poles, Towers, and Fixtures | 2012-01-01 | Non-unitized | 2587 MANNINGTON LOOP | KY | 0 | 0 | 0 | 0
E364.00-Poles, Towers, and Fixtures | 2012-03-01 | POLE WOOD 30 FT (DIST) | POLE WOOD 30 FT (00004) | KY | 1 | -33274.3 | -33274.3 | 0
E364.00-Poles, Towers, and Fixtures | 2012-03-31 | STEEL POLES | STEEL POLES (07726) | KY | 8 | 31120.35 | 3890.0437 | 0
E364.00-Poles, Towers, and Fixtures | 2012-03-31 | POLE WOOD 55 FT (DIST) | POLE WOOD 55 FT (00009) | KY | 7 | 24407.3 | 3486.7571 | 0
E364.00-Poles, Towers, and Fixtures | 2012-03-31 | GUY | GUY (00070) | KY | 5 | 520.17 | 104.034 | 0
E364.00-Poles, Towers, and Fixtures | 2012-04-01 | Non-unitized | MEADOW CREEK TV44 WAGV 40873 | KY | 0 | 0 | 0 | 0
E364.00-Poles, Towers, and Fixtures | 2012-04-01 | Non-unitized | NBSV246UG-New Bus Serv-UG-Etown | KY | 3 | 0 | 0 | 0
E364.00-Poles, Towers, and Fixtures | 2012-04-01 | Non-unitized | WHITE MTN 40977 | KY | 0 | 0 | 0 | 0
E364.00-Poles, Towers, and Fixtures | 2012-05-31 | Non-unitized | KU MAJOR STORM 02292012 | KY | 0 | 0 | 0 | 0
E364.00-Poles, Towers, and Fixtures | 2012-04-01 | Non-unitized | CAMPBELLSVILLE ST 42539 | KY | 0 | 0 | 0 | 0
E364.00-Poles, Towers, and Fixtures | 2012-04-01 | Non-unitized | i | KY | 0 | 0 | 0 | 0
E364.00-Poles, Towers, and Fixtures | 2012-04-01 | Non-unitized | 217 W MAIN ST 40823 | KY | 0 | 0 | 0 | 0
E364.00-Poles, Towers, and Fixtures | 2012-04-01 | Non-unitized | 333 OLD RIVER RD 40371 | KY | 0 | 0 | 0 | 0
E364.00-Poles, Towers, and Fixtures | 2012-04-01 | Non-unitized | FUSE216-Fuse Coord-Danville | KY | 0 | 0 | 0 | 0
E364.00-Poles, Towers, and Fixtures | 2012-04-01 | Non-unitized | TURKEY CIR 40977 | KY | 0 | 0 | 0 | 0
E364.00-Poles, Towers, and Fixtures | 2012-04-01 | Non-unitized | 108 BREAST WORKS HILL RD 40977 | KY | 0 | 0 | 0 | 0
E364.00-Poles, Towers, and Fixtures | 2012-04-01 | Non-unitized | 1409 FONTAINE RD 40502 | KY | 0 | 0 | 0 | 0
E364.00-Poles, Towers, and Fixtures | 2012-04-01 | Non-unitized | RDSTLT156-REP REPL DEF ST LIGHTS 156 | KY | 7 | 0 | 0 | 0
E364.00-Poles, Towers, and Fixtures | 2012-04-01 | Non-unitized | MCAPR315-CAP/REG/RECL - 013150 | KY | 0 | 0 | 0 | 0
E364.00-Poles, Towers, and Fixtures | 2012-10-01 | Non-unitized | DSP CLAYS MILL CKT 0146 | KY | 0 | 0 | 0 | 0
E364.00-Poles, Towers, and Fixtures | 2013-02-28 | CROSS ARMS | CROSS ARMS (07362) | KY | 300 | 114385.55 | 381.2852 | 0
E364.00-Poles, Towers, and Fixtures | 2012-07-01 | Non-unitized | STEARMAN LN 42442 | KY | 0 | 0 | 0 | 0
E364.00-Poles, Towers, and Fixtures | 2012-08-31 | POLE WOOD 40 FT (DIST) | POLE WOOD 40 FT (00006) | KY | 2 | 2956.63 | 1478.315 | 0
E364.00-Poles, Towers, and Fixtures | 2012-07-01 | Non-unitized | ECAPRR416-Inst cap/reg/recl-Pineville | KY | 0 | 0 | 0 | 0
E364.00-Poles, Towers, and Fixtures | 2012-12-31 | Non-unitized | HWY 467 | KY | 0 | 0 | 0 | 0
E364.00-Poles, Towers, and Fixtures | 2012-12-31 | Non-unitized | TRBORD366-TROUBLE ORDERS 366 | KY | 0 | 0 | 0 | 0
E364.00-Poles, Towers, and Fixtures | 2013-02-28 | POLE WOOD 55 FT (DIST) | POLE WOOD 55 FT (00009) | KY | 6 | 14292.21 | 2382.035 | 0
E364.00-Poles, Towers, and Fixtures | 2012-12-31 | POLE WOOD 50 FT (DIST) | POLE WOOD 50 FT (00008) | KY | 70 | 220797.44 | 3154.2491 | 0
E364.00-Poles, Towers, and Fixtures | 2012-07-21 | Non-unitized | DSP BELT LINE DISTRIBUTION | KY | 0 | 0 | 0 | 0
E364.00-Poles, Towers, and Fixtures | 2012-08-31 | Non-unitized | DSP HIGHBRIDGE CKT 453 | KY | 0 | 0 | 0 | 0
E364.00-Poles, Towers, and Fixtures | 2013-01-31 | POLE WOOD 40 FT (DIST) | POLE WOOD 40 FT (00006) | KY | 10 | 43828.61 | 4382.861 | 0
E364.00-Poles, Towers, and Fixtures | 2013-01-31 | POLE WOOD 50 FT (DIST) | POLE WOOD 50 FT (00008) | KY | 3 | 12156.32 | 4052.1067 | 0
E364.00-Poles, Towers, and Fixtures | 2013-02-28 | Non-unitized | Reloc Cust Req - Project Level Work Order | KY | 0 | 0 | 0 | 0
E364.00-Poles, Towers, and Fixtures | 2013-01-01 | Non-unitized | CPOL236-NB Outdoor Lights - 012360 | KY | 0 | 0 | 0 | 0
E364.00-Poles, Towers, and Fixtures | 2013-02-01 | Non-unitized | CRELD216-Capital Reliability - 012160 | KY | 0 | 0 | 0 | 0
E364.00-Poles, Towers, and Fixtures | 2013-02-01 | Non-unitized | CRELD366-Capital Reliability - 013660 | KY | 7 | 0 | 0 | 0
E364.00-Poles, Towers, and Fixtures | 2013-03-31 | Non-unitized | New Bus Com - Project Level Work Order | KY | 0 | 0 | 0 | 0
E364.00-Poles, Towers, and Fixtures | 2013-02-01 | Non-unitized | CRPOL416-Repair Outdoor Lights - 014160 | KY | 0 | 0 | 0 | 0
E364.00-Poles, Towers, and Fixtures | 2013-01-01 | Non-unitized | CRPOLE236-Pole Repair/Replace - 012360 | KY | 0 | 0 | 0 | 0
E364.00-Poles, Towers, and Fixtures | 2013-02-01 | Non-unitized | INVESTMENT | KY | 0 | 0 | 0 | 0
E364.00-Poles, Towers, and Fixtures | 2013-02-01 | Non-unitized | rain wind 6 am | KY | 0 | 0 | 0 | 0
E364.00-Poles, Towers, and Fixtures | 2013-02-01 | Non-unitized | CTBRD156O-Cap Trouble Orders OH - 011560 | KY | 0 | 0 | 0 | 0
E364.00-Poles, Towers, and Fixtures | 2013-01-01 | Non-unitized | CNBRD416U-NB Resid UG - 014160 | KY | 0 | 0 | 0 | 0
E364.00-Poles, Towers, and Fixtures | 2013-01-01 | Non-unitized | CRPOL315-Repair Outdoor Lights - 013150 | KY | 0 | 0 | 0 | 0
E364.00-Poles, Towers, and Fixtures | 2013-04-30 | CROSS ARMS | CROSS ARMS (07362) | KY | 116 | 55343.61 | 477.1001 | 0
E364.00-Poles, Towers, and Fixtures | 2013-04-01 | CROSS ARMS | CROSS ARMS (07362) | KY | 3 | 2329.7 | 776.5667 | 0
E364.00-Poles, Towers, and Fixtures | 2013-04-01 | Non-unitized | CTBRD216O-Cap Trouble Orders OH - 012160 | KY | 0 | 0 | 0 | 0
E364.00-Poles, Towers, and Fixtures | 2013-04-01 | Non-unitized | CCAPR236-Capital CAP/REG/RECL - 012360 | KY | 0 | 0 | 0 | 0
E364.00-Poles, Towers, and Fixtures | 2013-04-30 | Non-unitized | Construction Work in Progress | KY | 0 | 0 | 0 | 0
E364.00-Poles, Towers, and Fixtures | 2013-03-31 | Non-unitized | Project Level Task | KY | 4 | 0 | 0 | 0
E364.00-Poles, Towers, and Fixtures | 2013-04-01 | Non-unitized | CRPOL246-Repair Outdoor Lights - 012460 | KY | 0 | 0 | 0 | 0
E364.00-Poles, Towers, and Fixtures | 2013-07-01 | CROSS ARMS | CROSS ARMS (07362) | KY | 144 | 65978.89 | 458.1867 | 0
E364.00-Poles, Towers, and Fixtures | 2013-07-31 | POLE WOOD 40 FT (DIST) | POLE WOOD 40 FT (00006) | KY | 54 | 112348.66 | 2080.5307 | 0
E364.00-Poles, Towers, and Fixtures | 2013-04-30 | Non-unitized | NBSV416OH-New Elect Serv-Ovhd-Pineville | KY | 1 | 0 | 0 | 0
E364.00-Poles, Towers, and Fixtures | 2013-07-01 | Non-unitized | 350 WARREN CAMP RD 40906 | KY | 0 | 0 | 0 | 0
E364.00-Poles, Towers, and Fixtures | 2013-07-01 | Non-unitized | CNBCD216U-NB Comm UG - 012160 | KY | 0 | 0 | 0 | 0
E364.00-Poles, Towers, and Fixtures | 2012-12-31 | Non-unitized | STATE HWY 66 | KY | 0 | 0 | 0 | 0
E364.00-Poles, Towers, and Fixtures | 2013-07-01 | Non-unitized | JENSON 40977 | KY | 0 | 0 | 0 | 0
E364.00-Poles, Towers, and Fixtures | 2013-07-01 | Non-unitized | DORTON BR | KY | 0 | 0 | 0 | 0
E364.00-Poles, Towers, and Fixtures | 2013-07-01 | Non-unitized | STATE HWY 2012 | KY | 0 | 0 | 0 | 0
E364.00-Poles, Towers, and Fixtures | 2013-07-01 | Non-unitized | 071313-I | KY | 0 | 0 | 0 | 0
E364.00-Poles, Towers, and Fixtures | 2013-12-01 | POLE WOOD 35 FT (DIST) | POLE WOOD 35 FT (00005) | KY | 11 | 14500.51 | 1318.2282 | 0
E364.00-Poles, Towers, and Fixtures | 2013-09-15 | Non-unitized | Laurel Hill Ph Add | KY | 0 | 0 | 0 | 0
E364.00-Poles, Towers, and Fixtures | 2013-09-15 | POLE WOOD 50 FT (DIST) | POLE WOOD 50 FT (00008) | KY | 93 | 55282.27 | 594.433 | 0
E364.00-Poles, Towers, and Fixtures | 2013-08-01 | Non-unitized | 122012-MOL | KY | 0 | 0 | 0 | 0
E364.00-Poles, Towers, and Fixtures | 2013-11-30 | STEEL POLES | STEEL POLES | KY | 1 | 96021.61 | 96021.61 | 0
E364.00-Poles, Towers, and Fixtures | 2013-11-01 | Non-unitized | INVESTMENT CWIP | KY | 0 | 0 | 0 | 0
E364.00-Poles, Towers, and Fixtures | 2013-04-30 | Non-unitized | INVESTMENT | KY | 0 | 0 | 0 | 0
E364.00-Poles, Towers, and Fixtures | 2014-01-01 | POLE WOOD 55 FT (DIST) | POLE WOOD 55 FT (00009) | KY | 4 | 9676.05 | 2419.0125 | 0
E364.00-Poles, Towers, and Fixtures | 2012-12-31 | Non-unitized | TBRD315OH-Trouble Orders OH - 013150 | KY | 0 | 0 | 0 | 0
E364.00-Poles, Towers, and Fixtures | 2014-01-01 | Non-unitized | CTBRD256O-Cap Trouble Orders OH - 012560 | KY | 8 | 0 | 0 | 0
E364.00-Poles, Towers, and Fixtures | 2014-01-01 | Non-unitized | CTPD246-Capital Thrd Party - 012460 | KY | 0 | 0 | 0 | 0
E364.00-Poles, Towers, and Fixtures | 2014-01-01 | Non-unitized | CTPD256-Capital Thrd Party - 012560 | KY | 0 | 0 | 0 | 0
E364.00-Poles, Towers, and Fixtures | 2014-01-01 | Non-unitized | ts | KY | 0 | 0 | 0 | 0
E364.00-Poles, Towers, and Fixtures | 2014-02-28 | POLE WOOD 55 FT (DIST) | POLE WOOD 55 FT (00009) | KY | 1 | 10631.6 | 10631.6 | 0
E364.00-Poles, Towers, and Fixtures | 2013-12-31 | Non-unitized | CIFI 2013 SYLVANIA 0847 | KY | 0 | 0 | 0 | 0
E364.00-Poles, Towers, and Fixtures | 2013-12-31 | Non-unitized | KU MAJOR STORM 062613 | KY | 0 | 0 | 0 | 0
E364.00-Poles, Towers, and Fixtures | 2013-12-31 | Non-unitized | KU MAJOR STORM 071813 | KY | 0 | 0 | 0 | 0
E364.00-Poles, Towers, and Fixtures | 2014-01-01 | Non-unitized | CNBCD236U-NB Comm UG - 012360 | KY | 0 | 0 | 0 | 0
E364.00-Poles, Towers, and Fixtures | 2013-11-30 | CROSS ARMS | CROSS ARMS (07362) | KY | 18 | 8952.25 | 497.3472 | 0
E364.00-Poles, Towers, and Fixtures | 2014-01-01 | Non-unitized | CNBCD315U-NB Comm UG - 013150 | KY | 0 | 0 | 0 | 0
E364.00-Poles, Towers, and Fixtures | 2014-01-01 | Non-unitized | CNBCD416O-NB Comm OH - 014160 | KY | 0 | 0 | 0 | 0
E364.00-Poles, Towers, and Fixtures | 2014-01-01 | Non-unitized | CNBRD156O-NB Resid OH - 011560 | KY | 0 | 0 | 0 | 0
E364.00-Poles, Towers, and Fixtures | 2014-01-01 | Non-unitized | CNBRD216O-NB Resid OH - 012160 | KY | 0 | 0 | 0 | 0
E364.00-Poles, Towers, and Fixtures | 2014-01-01 | Non-unitized | CNBRD315U-NB Resid UG - 013150 | KY | 0 | 0 | 0 | 0
E364.00-Poles, Towers, and Fixtures | 2014-01-01 | Non-unitized | CNBSV426O-NB Elect Serv OH - 014260 | KY | 0 | 0 | 0 | 0
E364.00-Poles, Towers, and Fixtures | 2014-01-01 | Non-unitized | CRCST416-Cust Requested - 014160 | KY | 0 | 0 | 0 | 0
E364.00-Poles, Towers, and Fixtures | 2014-01-01 | Non-unitized | CRDD315O-Capital Rep Def OH - 013150 | KY | 0 | 0 | 0 | 0
E364.00-Poles, Towers, and Fixtures | 2014-01-01 | Non-unitized | CRELD366-Capital Reliability - 013660 | KY | 0 | 0 | 0 | 0
E364.00-Poles, Towers, and Fixtures | 2014-01-01 | Non-unitized | CRPOL416-Repair Outdoor Lights - 014160 | KY | 0 | 0 | 0 | 0
E364.00-Poles, Towers, and Fixtures | 2014-01-01 | Non-unitized | CSTLT246-NB Street Lights - 012460 | KY | 0 | 0 | 0 | 0
E364.00-Poles, Towers, and Fixtures | 2014-02-01 | Non-unitized | CRSTLT246-Taxable-Repair Street Lights - 01246012 | KY | 0 | 0 | 0 | 0
E364.00-Poles, Towers, and Fixtures | 2014-02-01 | Non-unitized | CNBSV766O-NB Elect Serv OH - 017660 | KY | 0 | 0 | 0 | 0
E364.00-Poles, Towers, and Fixtures | 2014-02-01 | Non-unitized | CRPOL315-Taxable-Repair Outdoor Lights - 01315012 | KY | 0 | 0 | 0 | 0
E364.00-Poles, Towers, and Fixtures | 2014-02-01 | Non-unitized | CSTLT366-NB Street Lights - 013660 | KY | 0 | 0 | 0 | 0
E364.00-Poles, Towers, and Fixtures | 2014-04-30 | POLE WOOD 50 FT (DIST) | POLE WOOD 50 FT (00008) | KY | 21 | 54878.24 | 2613.2495 | 0
E364.00-Poles, Towers, and Fixtures | 2014-04-01 | Non-unitized | CSTLT236-NB Street Lights - 012360 | KY | 0 | 0 | 0 | 0
E364.00-Poles, Towers, and Fixtures | 2013-05-31 | Non-unitized | Construction Work in Progress | KY | 0 | 0 | 0 | 0
E364.00-Poles, Towers, and Fixtures | 2014-05-01 | Non-unitized | CSTLT256-NB Street Lights - 012560 | KY | 0 | 0 | 0 | 0
E364.00-Poles, Towers, and Fixtures | 2014-04-30 | Non-unitized | CIFI 2013 London 201 | KY | 0 | 0 | 0 | 0
E364.00-Poles, Towers, and Fixtures | 2014-05-01 | POLE WOOD 45 FT (DIST) | POLE WOOD 45 FT (00007) | KY | 1 | 2145.43 | 2145.43 | 0
E364.00-Poles, Towers, and Fixtures | 2014-06-01 | Non-unitized | CIFI 2013 Wilson Down 0073 | KY | 0 | 0 | 0 | 0
E364.00-Poles, Towers, and Fixtures | 2013-12-31 | Non-unitized | Project Level Work Order | KY | 0 | 0 | 0 | 0
E364.00-Poles, Towers, and Fixtures | 2014-07-01 | POLE WOOD 40 FT (DIST) | POLE WOOD 40 FT (00006) | KY | 4 | 20012.72 | 5003.18 | 0
E364.00-Poles, Towers, and Fixtures | 2014-03-31 | CROSS ARMS | CROSS ARMS (07362) | KY | 163 | 19677.54 | 120.7211 | 0
E364.00-Poles, Towers, and Fixtures | 2014-11-30 | POLE WOOD 50 FT (DIST) | POLE WOOD 50 FT (00008) | KY | 43 | 223848 | 5205.7674 | 0
E364.00-Poles, Towers, and Fixtures | 2014-10-01 | Non-unitized | CSYSEN236-Sys Enh - 012360 | KY | 0 | 0 | 0 | 0
E364.00-Poles, Towers, and Fixtures | 2014-12-31 | POLE WOOD 30 FT (DIST) | POLE WOOD 30 FT (00004) | KY | 238 | 169770.48 | 713.3213 | 0
E364.00-Poles, Towers, and Fixtures | 2015-01-31 | Non-unitized | CNBRD426O-NB Resid OH - 014260 | KY | 0 | 0 | 0 | 0
E364.00-Poles, Towers, and Fixtures | 2015-01-01 | Non-unitized | CTPD216-Taxable-Capital Thrd Party - 01216012 | KY | 0 | 0 | 0 | 0
E364.00-Poles, Towers, and Fixtures | 2015-05-31 | POLE WOOD 30 FT (DIST) | POLE WOOD 30 FT (00004) | KY | 9 | 9642.66 | 1071.4067 | 0
E364.00-Poles, Towers, and Fixtures | 2015-01-01 | Non-unitized | CSYSEN236-Sys Enh - 012360 | KY | 0 | 0 | 0 | 0
E364.00-Poles, Towers, and Fixtures | 2015-02-01 | Non-unitized | CRCST246-Cust Requested - 012460 | KY | 0 | 0 | 0 | 0
E364.00-Poles, Towers, and Fixtures | 2015-01-01 | Non-unitized | CNBCD216U-NB Comm UG - 012160 | KY | 0 | 0 | 0 | 0
E364.00-Poles, Towers, and Fixtures | 2015-01-01 | Non-unitized | CNBCD366O-NB Comm OH - 013660 | KY | 0 | 0 | 0 | 0
E364.00-Poles, Towers, and Fixtures | 2015-02-01 | Non-unitized | CRCST426-Cust Requested - 014260 | KY | 0 | 0 | 0 | 0
E364.00-Poles, Towers, and Fixtures | 2015-04-01 | Non-unitized | CRDD236U-Taxable-Capital Rep Def UG - 01236012 | KY | 0 | 0 | 0 | 0
E364.00-Poles, Towers, and Fixtures | 2015-01-01 | Non-unitized | CNBRD216O-NB Resid OH - 012160 | KY | 0 | 0 | 0 | 0
E364.00-Poles, Towers, and Fixtures | 2015-02-01 | Non-unitized | CRDD246O-Taxable-Capital Rep Def OH - 01246012 | KY | 0 | 0 | 0 | 0
E364.00-Poles, Towers, and Fixtures | 2015-01-31 | Non-unitized | CRELD426-Capital Reliability - 014260 | KY | 0 | 0 | 0 | 0
E364.00-Poles, Towers, and Fixtures | 2015-02-01 | Non-unitized | CRPOL315-Taxable-Repair Outdoor Lights - 01315012 | KY | 0 | 0 | 0 | 0
E364.00-Poles, Towers, and Fixtures | 2015-01-01 | Non-unitized | CRPOLE256-Taxable-Pole Repair/Replace - 01256012 | KY | 0 | 0 | 0 | 0
E364.00-Poles, Towers, and Fixtures | 2014-12-31 | POLES, MODIFIED | POLES, MODIFIED (EACH) (07549) | KY | 15315 | 1487127.41 | 97.1027 | 0
E364.00-Poles, Towers, and Fixtures | 2014-12-31 | Non-unitized | Splinting | KY | 0 | 0 | 0 | 0
E364.00-Poles, Towers, and Fixtures | 2015-01-31 | Non-unitized | RICHMOND 1 - 2329 | KY | 0 | 0 | 0 | 0
E364.00-Poles, Towers, and Fixtures | 2015-01-31 | POLE WOOD 50 FT (DIST) | POLE WOOD 50 FT (00008) | KY | 17 | 54452.17 | 3203.0688 | 0
E364.00-Poles, Towers, and Fixtures | 2015-01-01 | Non-unitized | CSYSEN315-Sys Enh - 013150 | KY | 0 | 0 | 0 | 0
E364.00-Poles, Towers, and Fixtures | 2015-01-01 | Non-unitized | CSYSEN366-Sys Enh - 013660 | KY | 0 | 0 | 0 | 0
E364.00-Poles, Towers, and Fixtures | 2015-02-01 | Non-unitized | CTBRD315O-Taxable-Cap Trouble Orders OH - 01315012 | KY | 0 | 0 | 0 | 0
E364.00-Poles, Towers, and Fixtures | 2014-12-31 | Non-unitized | 142984 Shelbyville Pole Inspection 2014. Project is for replacing 2013 backlog PITP poles. | KY | 0 | 0 | 0 | 0
E364.00-Poles, Towers, and Fixtures | 2015-07-01 | Non-unitized | Investment | KY | 0 | 0 | 0 | 0
E364.00-Poles, Towers, and Fixtures | 2015-02-01 | Non-unitized | CSYSEN256-Sys Enh - 012560 | KY | 0 | 0 | 0 | 0
E364.00-Poles, Towers, and Fixtures | 2014-04-30 | POLE WOOD 65 FT (DIST) | POLE WOOD 65 FT (00011) | KY | 1 | 6681.14 | 6681.14 | 0
E364.00-Poles, Towers, and Fixtures | 2014-12-31 | Non-unitized | KU MAJOR STORM 070714 | KY | 0 | 0 | 0 | 0
E364.00-Poles, Towers, and Fixtures | 2014-09-30 | Non-unitized | KU MAJOR STORM 072614 | KY | 0 | 0 | 0 | 0
E364.00-Poles, Towers, and Fixtures | 2015-02-28 | POLE WOOD 60 FT (DIST) | POLE WOOD 60 FT (00010) | KY | 9 | 17342.39 | 1926.9322 | 0
E364.00-Poles, Towers, and Fixtures | 2015-04-30 | POLE WOOD 35 FT (DIST) | POLE WOOD 35 FT (00005) | KY | 180 | 180955.89 | 1005.3105 | 0
E364.00-Poles, Towers, and Fixtures | 2014-08-31 | POLE WOOD 45 FT (DIST) | POLE WOOD 45 FT (00007) | KY | 68 | 145426.94 | 2138.6315 | 0
E364.00-Poles, Towers, and Fixtures | 2015-03-31 | POLE WOOD 40 FT (DIST) | POLE WOOD 40 FT (00006) | KY | 28 | 80335.81 | 2869.1361 | 0
E364.00-Poles, Towers, and Fixtures | 2015-03-31 | POLE WOOD 50 FT (DIST) | POLE WOOD 50 FT (00008) | KY | 42 | 97468.8 | 2320.6857 | 0
E364.00-Poles, Towers, and Fixtures | 2015-03-31 | GUY | GUY (00070) | KY | 2550 | 449374.23 | 176.2252 | 0
E364.00-Poles, Towers, and Fixtures | 2015-03-31 | POLE WOOD 55 FT (DIST) | POLE WOOD 55 FT (00009) | KY | 5 | 13848.4 | 2769.68 | 0
E364.00-Poles, Towers, and Fixtures | 2014-01-31 | POLE WOOD 45 FT (DIST) | POLE WOOD 45 FT (00007) | KY | 14 | 21942.26 | 1567.3043 | 0
E364.00-Poles, Towers, and Fixtures | 2014-03-31 | POLE WOOD 55 FT (DIST) | POLE WOOD 55 FT (00009) | KY | 12 | 8367.88 | 697.3233 | 0
E364.00-Poles, Towers, and Fixtures | 2014-12-31 | Non-unitized | Dixon Ckt 1427 | KY | 0 | 0 | 0 | 0
E364.00-Poles, Towers, and Fixtures | 2015-08-01 | Non-unitized | BUTLER STATE PARK AV | KY | 0 | 0 | 0 | 0
E364.00-Poles, Towers, and Fixtures | 2015-12-31 | POLE WOOD 35 FT (DIST) | POLE WOOD 35 FT (DIST) | KY | 17 | 30312.36 | 1783.08 | 0
E364.00-Poles, Towers, and Fixtures | 2013-04-30 | POLE WOOD 30 FT (DIST) | POLE WOOD 30 FT (DIST) | KY | 11 | 11775.75 | 1070.5227 | 0
E364.00-Poles, Towers, and Fixtures | 2015-10-01 | POLE WOOD 35 FT (DIST) | POLE WOOD 35 FT (00005) | KY | 14 | 19704.8 | 1407.4857 | 0
E364.00-Poles, Towers, and Fixtures | 2014-12-31 | POLE WOOD 35 FT (DIST) | POLE WOOD 35 FT (DIST) | KY | 315 | 259297.67 | 823.1672 | 0
E364.00-Poles, Towers, and Fixtures | 2016-01-01 | Non-unitized | CCAPR315-Taxable-Capital CAP/REG/RECL - 01315012 | KY | 0 | 0 | 0 | 0
E364.00-Poles, Towers, and Fixtures | 2016-01-01 | Non-unitized | CNBCD366O-NB Comm OH - 013660 | KY | 0 | 0 | 0 | 0
E364.00-Poles, Towers, and Fixtures | 2016-01-01 | Non-unitized | CRSTLT236-Taxable-Repair Street Lights - 01236012 | KY | 6 | 0 | 0 | 0
E364.00-Poles, Towers, and Fixtures | 2016-01-01 | Non-unitized | CRSTLT426-Taxable-Repair Street Lights - 01426012 | KY | 6 | 0 | 0 | 0
E364.00-Poles, Towers, and Fixtures | 2014-12-31 | Non-unitized | CSTLT416-NB Street Lights - 014160 | KY | 0 | 0 | 0 | 0
E364.00-Poles, Towers, and Fixtures | 2014-10-31 | Non-unitized | CNBSV426U-NB Elect Serv UG - 014260 | KY | 0 | 0 | 0 | 0
E364.00-Poles, Towers, and Fixtures | 2016-01-01 | Non-unitized | CRDD315U-Taxable-Capital Rep Def UG - 01315012 | KY | 6 | 0 | 0 | 0
E364.00-Poles, Towers, and Fixtures | 2016-01-01 | Non-unitized | CRCST216-Cust Requested - 012160 | KY | 0 | 0 | 0 | 0
E364.00-Poles, Towers, and Fixtures | 2016-01-01 | Non-unitized | CRELD156-Capital Reliability - 011560 | KY | 0 | 0 | 0 | 0
E364.00-Poles, Towers, and Fixtures | 2016-01-01 | Non-unitized | CRELD416-Capital Reliability - 014160 | KY | 0 | 0 | 0 | 0
E364.00-Poles, Towers, and Fixtures | 2016-01-01 | Non-unitized | CSTLT256-NB Street Lights - 012560 | KY | 0 | 0 | 0 | 0
E364.00-Poles, Towers, and Fixtures | 2016-01-01 | Non-unitized | CSTLT315-NB Street Lights - 013150 | KY | 0 | 0 | 0 | 0
E364.00-Poles, Towers, and Fixtures | 2016-01-01 | Non-unitized | CSYSEN256-Sys Enh - 012560 | KY | 0 | 0 | 0 | 0
E364.00-Poles, Towers, and Fixtures | 2016-01-01 | Non-unitized | CTBRD315O-Taxable-Cap Trouble Orders OH - 01315012 | KY | 0 | 0 | 0 | 0
E364.00-Poles, Towers, and Fixtures | 2016-01-01 | Non-unitized | CTBRD416O-Taxable-Cap Trouble Orders OH - 01416012 | KY | 0 | 0 | 0 | 0
E364.00-Poles, Towers, and Fixtures | 2016-01-01 | Non-unitized | CTBRD426O-Taxable-Cap Trouble Orders OH - 01426012 | KY | 0 | 0 | 0 | 0
E364.00-Poles, Towers, and Fixtures | 2016-01-01 | Non-unitized | CTPD416-Taxable-Capital Thrd Party - 01416012 | KY | 0 | 0 | 0 | 0
E364.00-Poles, Towers, and Fixtures | 2016-01-01 | Non-unitized | CNBCD246O-NB Comm OH - 012460 | KY | 0 | 0 | 0 | 0
E364.00-Poles, Towers, and Fixtures | 2016-01-01 | Non-unitized | CNBCD246U-NB Comm UG - 012460 | KY | 0 | 0 | 0 | 0
E364.00-Poles, Towers, and Fixtures | 2016-01-01 | Non-unitized | CNBCD256U-NB Comm UG - 012560 | KY | 0 | 0 | 0 | 0
E364.00-Poles, Towers, and Fixtures | 2016-01-01 | Non-unitized | CNBCD426U-NB Comm UG - 014260 | KY | 0 | 0 | 0 | 0
E364.00-Poles, Towers, and Fixtures | 2016-01-01 | Non-unitized | CNBRD216U-NB Resid UG - 012160 | KY | 0 | 0 | 0 | 0
E364.00-Poles, Towers, and Fixtures | 2016-01-01 | Non-unitized | CNBSV256U-NB Elect Serv UG - 012560 | KY | 0 | 0 | 0 | 0
E364.00-Poles, Towers, and Fixtures | 2016-01-01 | Non-unitized | CNBSV315U-NB Elect Serv UG - 013150 | KY | 0 | 0 | 0 | 0
E364.00-Poles, Towers, and Fixtures | 2015-04-28 | POLE WOOD 55 FT (DIST) | POLE WOOD 55 FT (DIST) | KY | 1 | 5474.3 | 5474.3 | 0
E364.00-Poles, Towers, and Fixtures | 2015-09-01 | POLE WOOD 55 FT (DIST) | POLE WOOD 55 FT (00009) | KY | 3 | 11610.74 | 3870.2467 | 0
E364.00-Poles, Towers, and Fixtures | 2015-09-01 | POLE WOOD 50 FT (DIST) | POLE WOOD 50 FT (00008) | KY | 4 | 13607.43 | 3401.8575 | 0
E364.00-Poles, Towers, and Fixtures | 2015-01-01 | Non-unitized | 146426-Earlington Pole Inspection and Treatment Program 2015 | KY | 0 | 0 | 0 | 0
E364.00-Poles, Towers, and Fixtures | 2015-02-28 | POLE WOOD 30 FT (DIST) | POLE WOOD 30 FT (DIST) | KY | 16 | 16575.42 | 1035.9637 | 0
E364.00-Poles, Towers, and Fixtures | 2015-02-28 | POLE WOOD 40 FT (DIST) | POLE WOOD 40 FT (DIST) | KY | 198 | 642703.22 | 3245.9759 | 0
E364.00-Poles, Towers, and Fixtures | 2015-01-31 | POLE WOOD 35 FT (DIST) | POLE WOOD 35 FT (DIST) | KY | 660 | 860719.83 | 1304.121 | 0
E364.00-Poles, Towers, and Fixtures | 2015-01-31 | POLE WOOD 55 FT (DIST) | POLE WOOD 55 FT (DIST) | KY | 32 | 133531.03 | 4172.8447 | 0
E364.00-Poles, Towers, and Fixtures | 2015-06-30 | POLE WOOD 60 FT (DIST) | POLE WOOD 60 FT (DIST) | KY | 6 | 41377.59 | 6896.265 | 0
E364.00-Poles, Towers, and Fixtures | 2016-07-31 | POLE WOOD 35 FT (DIST) | POLE WOOD 35 FT (DIST) | KY | 1 | 2039.39 | 2039.39 | 0
E364.00-Poles, Towers, and Fixtures | 2015-07-31 | POLE WOOD 30 FT (DIST) | POLE WOOD 30 FT (DIST) | KY | 30 | 37689.41 | 1256.3137 | 0
E364.00-Poles, Towers, and Fixtures | 2015-07-31 | POLE WOOD 35 FT (DIST) | POLE WOOD 35 FT (DIST) | KY | 306 | 478585.37 | 1564.0045 | 0
E364.00-Poles, Towers, and Fixtures | 2015-07-31 | POLE WOOD 45 FT (DIST) | POLE WOOD 45 FT (DIST) | KY | 565 | 1619609.22 | 2866.565 | 0
E364.00-Poles, Towers, and Fixtures | 2016-04-30 | POLE WOOD 45 FT (DIST) | POLE WOOD 45 FT (DIST) | KY | 35 | 178508.21 | 5100.2346 | 0
E364.00-Poles, Towers, and Fixtures | 2016-06-30 | GUY | GUY (00070) | KY | 58 | 1821.24 | 31.4007 | 0
E364.00-Poles, Towers, and Fixtures | 2015-11-30 | POLE WOOD 30 FT (DIST) | POLE WOOD 30 FT (DIST) | KY | 7 | 12389.88 | 1769.9829 | 0
E364.00-Poles, Towers, and Fixtures | 2014-07-31 | POLE WOOD 30 FT (DIST) | POLE WOOD 30 FT (DIST) | KY | 144 | 77998.12 | 541.6536 | 0
E364.00-Poles, Towers, and Fixtures | 2014-07-31 | POLE WOOD 50 FT (DIST) | POLE WOOD 50 FT (DIST) | KY | 11 | 37341.54 | 3394.6855 | 0
E364.00-Poles, Towers, and Fixtures | 2014-09-30 | POLE WOOD 40 FT (DIST) | POLE WOOD 40 FT (DIST) | KY | 78 | 140019.15 | 1795.1173 | 0
E364.00-Poles, Towers, and Fixtures | 2014-04-30 | POLE WOOD 45 FT (DIST) | POLE WOOD 45 FT (DIST) | KY | 160 | 409920.64 | 2562.004 | 0
E364.00-Poles, Towers, and Fixtures | 2014-07-31 | POLE WOOD 55 FT (DIST) | POLE WOOD 55 FT (DIST) | KY | 2 | 3998.18 | 1999.09 | 0
E364.00-Poles, Towers, and Fixtures | 2015-04-30 | POLE WOOD 40 FT (DIST) | POLE WOOD 40 FT (DIST) | KY | 690 | 1359104.05 | 1969.716 | 0
E364.00-Poles, Towers, and Fixtures | 1946-03-01 | Estimated Retirement | 144737-Lexington Area Major Project - Revised Circuit improvements identified in the Lexington area that are required to serve new load surrounding the University of Kentucky campus and near downtown Lexington, KY. including Central Baptist expansion, | KY | 0 | 0 | 0 | 0
E364.00-Poles, Towers, and Fixtures | 2016-12-31 | Non-unitized | 2015 CEMI Shelbyville | KY | 0 | 0 | 0 | 0
E364.00-Poles, Towers, and Fixtures | 2016-11-30 | Non-unitized | 146899-CIFI for Nortonville 0819 | KY | 0 | 0 | 0 | 0
E364.00-Poles, Towers, and Fixtures | 2016-01-01 | Non-unitized | 150288-Maysville PITP 2016 | KY | 0 | 0 | 0 | 0
E364.00-Poles, Towers, and Fixtures | 2016-12-31 | Non-unitized | Carntown 0947 Sm Wire 2016 | KY | 0 | 0 | 0 | 0
E364.00-Poles, Towers, and Fixtures | 2016-10-31 | POLE WOOD 35 FT (DIST) | POLE WOOD 35 FT (DIST) | KY | 14 | 20365.67 | 1454.6907 | 0
E364.00-Poles, Towers, and Fixtures | 2017-01-01 | Non-unitized | CNBSV236U-NB Elect Serv UG - 012360 | KY | 0 | 0 | 0 | 0
E364.00-Poles, Towers, and Fixtures | 2015-06-30 | Non-unitized | CNBSV246U-NB Elect Serv UG - 012460 | KY | 0 | 0 | 0 | 0
E364.00-Poles, Towers, and Fixtures | 2016-12-31 | Non-unitized | Earlington CEMI | KY | 0 | 0 | 0 | 0
E364.00-Poles, Towers, and Fixtures | 2014-10-31 | GUY | GUY (00070) | KY | 299 | 19810.11 | 66.2545 | 0
E364.00-Poles, Towers, and Fixtures | 2017-06-01 | POLE WOOD 30 FT (DIST) | POLE WOOD 30 FT (DIST) | KY | 19 | 22808.32 | 1200.4379 | 0
E364.00-Poles, Towers, and Fixtures | 2017-06-01 | POLE WOOD 45 FT (DIST) | POLE WOOD 45 FT (DIST) | KY | 16 | 64319.41 | 4019.9631 | 0
E364.00-Poles, Towers, and Fixtures | 2017-06-01 | GUY | GUY (00070) | KY | 124 | 21136.09 | 170.4523 | 0
E364.00-Poles, Towers, and Fixtures | 2015-03-31 | Non-unitized | CTBRD156O-Taxable-Cap Trouble Orders OH - 01156012 | KY | 0 | 0 | 0 | 0
E364.00-Poles, Towers, and Fixtures | 2017-06-01 | Non-unitized | CRPOLE416-Taxable-Pole Repair/Replace - 01416012 | KY | 0 | 0 | 0 | 0
E364.00-Poles, Towers, and Fixtures | 2014-09-30 | POLE WOOD 55 FT (DIST) | POLE WOOD 55 FT (DIST) | KY | 5 | 14234.83 | 2846.966 | 0
E364.00-Poles, Towers, and Fixtures | 2014-09-30 | POLE WOOD 60 FT (DIST) | POLE WOOD 60 FT (DIST) | KY | 3 | 12862.41 | 4287.47 | 0
E364.00-Poles, Towers, and Fixtures | 2017-04-01 | Non-unitized | CNBCD426U-NB Comm UG - 014260 | KY | 0 | 0 | 0 | 0
E364.00-Poles, Towers, and Fixtures | 2017-04-01 | Non-unitized | CNBRD426U-NB Resid UG - 014260 | KY | 0 | 0 | 0 | 0
E364.00-Poles, Towers, and Fixtures | 2017-04-01 | Non-unitized | CNBSV156U-NB Elect Serv UG - 011560 | KY | 0 | 0 | 0 | 0
E364.00-Poles, Towers, and Fixtures | 2017-04-01 | Non-unitized | CNBSV426U-NB Elect Serv UG - 014260 | KY | 0 | 0 | 0 | 0
E364.00-Poles, Towers, and Fixtures | 2017-03-31 | Non-unitized | US HWY 42 WIDENING | KY | 0 | 0 | 0 | 0
E364.00-Poles, Towers, and Fixtures | 2015-07-31 | Non-unitized | CCAPR246-Taxable-Capital CAP/REG/RECL - 01246012 | KY | 0 | 0 | 0 | 0
E364.00-Poles, Towers, and Fixtures | 2017-04-01 | Non-unitized | CRCST246-Cust Requested - 012460 | KY | 0 | 0 | 0 | 0
E364.00-Poles, Towers, and Fixtures | 2017-04-01 | Non-unitized | CRDD246O-Taxable-Capital Rep Def OH - 01246012 | KY | 0 | 0 | 0 | 0
E364.00-Poles, Towers, and Fixtures | 2017-04-01 | Non-unitized | CRPOL416-Taxable-Repair Outdoor Lights - 01416012 | KY | 0 | 0 | 0 | 0
E364.00-Poles, Towers, and Fixtures | 2017-04-01 | Non-unitized | CRPOLE416-Taxable-Pole Repair/Replace - 01416012 | KY | 0 | 0 | 0 | 0
E364.00-Poles, Towers, and Fixtures | 2017-04-01 | Non-unitized | CRPOLE426-Taxable-Pole Repair/Replace - 01426012 | KY | 0 | 0 | 0 | 0
E364.00-Poles, Towers, and Fixtures | 2017-04-01 | Non-unitized | CSTLT426-NB Street Lights - 014260 | KY | 0 | 0 | 0 | 0
E364.00-Poles, Towers, and Fixtures | 2017-03-31 | Non-unitized | NONE | KY | 0 | 0 | 0 | 0
E364.00-Poles, Towers, and Fixtures | 2017-04-01 | Non-unitized | CTPD236-Taxable-Capital Thrd Party - 01236012 | KY | 0 | 0 | 0 | 0
E364.00-Poles, Towers, and Fixtures | 2018-02-01 | Non-unitized | CNBRD236U-NB Resid UG - 012360 | KY | 0 | 0 | 0 | 0
E364.00-Poles, Towers, and Fixtures | 2018-02-01 | Non-unitized | CNBRD246U-NB Resid UG - 012460 | KY | 0 | 0 | 0 | 0
E364.00-Poles, Towers, and Fixtures | 2018-02-01 | Non-unitized | CNBRD426O-NB Resid OH - 014260 | KY | 0 | 0 | 0 | 0
E364.00-Poles, Towers, and Fixtures | 2018-02-01 | Non-unitized | CNBRD426U-NB Resid UG - 014260 | KY | 0 | 0 | 0 | 0
E364.00-Poles, Towers, and Fixtures | 2018-01-01 | Non-unitized | CNBSV156O-NB Elect Serv OH - 011560 | KY | 0 | 0 | 0 | 0
E364.00-Poles, Towers, and Fixtures | 2018-01-01 | Non-unitized | CRCST426-Cust Requested - 014260 | KY | 0 | 0 | 0 | 0
E364.00-Poles, Towers, and Fixtures | 2018-02-01 | Non-unitized | CRDD236U-Taxable-Capital Rep Def UG - 01236012 | KY | 4 | 0 | 0 | 0
E364.00-Poles, Towers, and Fixtures | 2018-01-01 | Non-unitized | CRDD246O-Taxable-Capital Rep Def OH - 01246012 | KY | 0 | 0 | 0 | 0
E364.00-Poles, Towers, and Fixtures | 2018-01-01 | Non-unitized | CRDD315O-Taxable-Capital Rep Def OH - 01315012 | KY | 0 | 0 | 0 | 0
E364.00-Poles, Towers, and Fixtures | 2018-02-01 | Non-unitized | CRELD416-Capital Reliability - 014160 | KY | 0 | 0 | 0 | 0
E364.00-Poles, Towers, and Fixtures | 2018-01-01 | Non-unitized | CRPOLE366-Taxable-Pole Repair/Replace - 01366012 | KY | 7 | 0 | 0 | 0
E364.00-Poles, Towers, and Fixtures | 2018-02-01 | Non-unitized | CRSTLT315-Taxable-Repair Street Lights - 01315012 | KY | 0 | 0 | 0 | 0
E364.00-Poles, Towers, and Fixtures | 2018-02-01 | Non-unitized | CSTLT246-NB Street Lights - 012460 | KY | 0 | 0 | 0 | 0
E364.00-Poles, Towers, and Fixtures | 2014-08-31 | Non-unitized | CCAPR366-Taxable-Capital CAP/REG/RECL - 01366012 | KY | 20 | 0 | 0 | 0
E364.00-Poles, Towers, and Fixtures | 2018-02-01 | Non-unitized | CSYSEN156-Sys Enh - 011560 | KY | 0 | 0 | 0 | 0
E364.00-Poles, Towers, and Fixtures | 2018-01-01 | Non-unitized | CTBRD216O-Taxable-Cap Trouble Orders OH - 01216012 | KY | 6 | 0 | 0 | 0
E364.00-Poles, Towers, and Fixtures | 2018-01-01 | Non-unitized | CTBRD246O-Taxable-Cap Trouble Orders OH - 01246012 | KY | 6 | 0 | 0 | 0
E364.00-Poles, Towers, and Fixtures | 2018-02-01 | Non-unitized | CTPD156-Taxable-Capital Thrd Party - 01156012 | KY | 0 | 0 | 0 | 0
E364.00-Poles, Towers, and Fixtures | 2018-01-01 | Non-unitized | CTPD315-Taxable-Capital Thrd Party - 01315012 | KY | 0 | 0 | 0 | 0
E364.00-Poles, Towers, and Fixtures | 2018-02-01 | Non-unitized | CNBCD246U-NB Comm UG - 012460 | KY | 0 | 0 | 0 | 0
E364.00-Poles, Towers, and Fixtures | 2018-02-01 | Non-unitized | CNBCD416O-NB Comm OH - 014160 | KY | 0 | 0 | 0 | 0
E364.00-Poles, Towers, and Fixtures | 2018-02-01 | Non-unitized | CNBRD236O-NB Resid OH - 012360 | KY | 0 | 0 | 0 | 0
E364.00-Poles, Towers, and Fixtures | 2016-01-01 | POLE WOOD 50 FT (DIST) | POLE WOOD 50 FT (DIST) | KY | 132 | 453322.14 | 3434.2586 | 0
E364.00-Poles, Towers, and Fixtures | 2016-01-01 | 45' FIBERGLASS POLE(COMPOSITE,RS MO | 45' FIBERGLASS POLE | KY | 3 | 55921.74 | 18640.58 | 0
E364.00-Poles, Towers, and Fixtures | 2017-03-31 | Non-unitized | 146907-SHUN PK 0581 KU CIFI 2016 | KY | 0 | 0 | 0 | 0
E364.00-Poles, Towers, and Fixtures | 2016-12-16 | PLATFORMS NEW (05491) | PLATFORMS NEW (05491) | KY | 2 | 44335.18 | 22167.59 | 0
E364.00-Poles, Towers, and Fixtures | 2016-01-01 | POLE WOOD 70 FT (DIST) | POLE WOOD 70 FT (DIST) | KY | 3 | 47139.61 | 15713.2033 | 0
E364.00-Poles, Towers, and Fixtures | 2017-10-31 | Non-unitized | 153816-Beattyville Hwy 52 | KY | 0 | 0 | 0 | 0
E364.00-Poles, Towers, and Fixtures | 2017-08-31 | Non-unitized | CKM030117-KU MAJOR STORM CAPITAL 030117 | KY | 0 | 0 | 0 | 0
E364.00-Poles, Towers, and Fixtures | 2017-10-05 | Non-unitized | NONE | KY | 0 | 0 | 0 | 0
E364.00-Poles, Towers, and Fixtures | 2017-10-23 | Non-unitized | NONE | KY | 0 | 0 | 0 | 0
E364.00-Poles, Towers, and Fixtures | 2017-04-01 | Non-unitized | CNBCD246U-NB Comm UG - 012460 | KY | 0 | 0 | 0 | 0
E364.00-Poles, Towers, and Fixtures | 2018-01-31 | Non-unitized | 155807- Clay 1407 &1408 Reconductor CIFI 2017 | KY | 0 | 0 | 0 | 0
E364.00-Poles, Towers, and Fixtures | 2017-04-01 | Non-unitized | CNBRD216U-NB Resid UG - 012160 | KY | 0 | 0 | 0 | 0
E364.00-Poles, Towers, and Fixtures | 2017-11-01 | Non-unitized | CTBRD366O-Taxable-Cap Trouble Orders OH - 01366012 | KY | 0 | 0 | 0 | 0
E364.00-Poles, Towers, and Fixtures | 2017-01-31 | Non-unitized | 153115-London Transmission Line Clearance | KY | 0 | 0 | 0 | 0
E364.00-Poles, Towers, and Fixtures | 2017-05-31 | POLE WOOD 50 FT (DIST) | POLE WOOD 50 FT (DIST) | KY | 7 | 3461.96 | 494.5657 | 0
E364.00-Poles, Towers, and Fixtures | 2017-01-31 | CROSS ARMS | CROSS ARMS (07362) | KY | 8 | 7093.12 | 886.64 | 0
E364.00-Poles, Towers, and Fixtures | 2017-01-31 | GUY | GUY (00070) | KY | 25 | 4184.09 | 167.3636 | 0
E364.00-Poles, Towers, and Fixtures | 2017-01-31 | POLE WOOD 40 FT (DIST) | POLE WOOD 40 FT (DIST) | KY | 1 | 1086.28 | 1086.28 | 0
E364.00-Poles, Towers, and Fixtures | 2017-05-01 | CROSS ARMS | CROSS ARMS (07362) | KY | 111 | 63610.96 | 573.0717 | 0
E364.00-Poles, Towers, and Fixtures | 2017-05-01 | POLE WOOD 55 FT (DIST) | POLE WOOD 55 FT (DIST) | KY | 2 | 10362.54 | 5181.27 | 0
E364.00-Poles, Towers, and Fixtures | 2015-07-31 | POLE WOOD 55 FT (DIST) | POLE WOOD 55 FT (DIST) | KY | 4 | 4464.55 | 1116.1375 | 0
E364.00-Poles, Towers, and Fixtures | 2018-02-28 | Non-unitized | 1535823- Richmond Pole Inspection 2017 | KY | 0 | 0 | 0 | 0
E364.00-Poles, Towers, and Fixtures | 2018-01-31 | Non-unitized | 154354-Salem 1704 CIFI 2017 | KY | 0 | 0 | 0 | 0
E364.00-Poles, Towers, and Fixtures | 2017-11-30 | Non-unitized | 153779-Shawnee Gas 4402 Ckt Hard 2017 | KY | 0 | 0 | 0 | 0
E364.00-Poles, Towers, and Fixtures | 2016-12-31 | POLE WOOD 45 FT (DIST) | POLE WOOD 45 FT (DIST) | KY | 38 | 57788.46 | 1520.7489 | 0
E364.00-Poles, Towers, and Fixtures | 2017-02-28 | CROSS ARMS | CROSS ARMS (07362) | KY | 5 | 3022.57 | 604.514 | 0
E364.00-Poles, Towers, and Fixtures | 2016-12-31 | CROSS ARMS | CROSS ARMS (07362) | KY | 83 | 30859.12 | 371.7966 | 0
E364.00-Poles, Towers, and Fixtures | 2017-01-31 | POLE WOOD 50 FT (DIST) | POLE WOOD 50 FT (DIST) | KY | 0 | 0 | 0 | 0
E364.00-Poles, Towers, and Fixtures | 2017-11-30 | POLE WOOD 35 FT (DIST) | POLE WOOD 35 FT (DIST) | KY | 15 | 14036.07 | 935.738 | 0
E364.00-Poles, Towers, and Fixtures | 2017-05-31 | CROSS ARMS | CROSS ARMS (07362) | KY | 16 | -570.39 | -35.6494 | 0
E364.00-Poles, Towers, and Fixtures | 2017-05-31 | Non-unitized | 150785-Morehead pole relocation | KY | 0 | 0 | 0 | 0
E364.00-Poles, Towers, and Fixtures | 2017-12-31 | Non-unitized | KY HWY 32 AT KENDALL | KY | 0 | 0 | 0 | 0
E364.00-Poles, Towers, and Fixtures | 2018-03-31 | Non-unitized | 154287-Paris 0806 CEMI 2017 | KY | 0 | 0 | 0 | 0
E364.00-Poles, Towers, and Fixtures | 2018-04-01 | POLE WOOD 35 FT (DIST) | POLE WOOD 35 FT (DIST) | KY | 1 | 1891.83 | 1891.83 | 0
E364.00-Poles, Towers, and Fixtures | 2014-04-30 | GUY | GUY (00070) | KY | 599 | 38741.19 | 64.6764 | 0
E364.00-Poles, Towers, and Fixtures | 2018-05-01 | Non-unitized | CCAPR236-Taxable-Capital CAP/REG/RECL - 01236012 | KY | 1 | 0 | 0 | 0
E364.00-Poles, Towers, and Fixtures | 2018-05-31 | Non-unitized | 153715-Assume ownership of distributon line for Pineville Tower and construct a new section for the Appalachian Wireless Tower.WR5452921 | KY | 0 | 0 | 0 | 0
E364.00-Poles, Towers, and Fixtures | 2018-05-31 | Non-unitized | HIGHWAY 641 WIDENING | KY | 0 | 0 | 0 | 0
E364.00-Poles, Towers, and Fixtures | 2018-07-01 | GUY | GUY (00070) | KY | 105 | 6852.22 | 65.2592 | 0
E364.00-Poles, Towers, and Fixtures | 2016-07-31 | POLE WOOD 30 FT (DIST) | POLE WOOD 30 FT (DIST) | KY | 4 | 6681.94 | 1670.485 | 0
E364.00-Poles, Towers, and Fixtures | 2017-03-31 | POLE,STEEL, 45 FT | POLE,STEEL, 45 FT | KY | 1 | 12329.42 | 12329.42 | 0
E364.00-Poles, Towers, and Fixtures | 2019-01-01 | Non-unitized | CTPD315-Taxable-Capital Thrd Party - 01315012 | KY | 0 | 0 | 0 | 0
E364.00-Poles, Towers, and Fixtures | 2019-01-01 | Non-unitized | CTPD366-Taxable-Capital Thrd Party - 01366012 | KY | 0 | 0 | 0 | 0
E364.00-Poles, Towers, and Fixtures | 2018-12-31 | Non-unitized | 18PITP156-Earlington PITP 2018 | KY | 0 | 0 | 0 | 0
E364.00-Poles, Towers, and Fixtures | 2018-12-31 | Non-unitized | 18PITP216-Danville PITP 2018 | KY | 0 | 0 | 0 | 0
E364.00-Poles, Towers, and Fixtures | 2018-12-31 | Non-unitized | 18XMUB156-2018 XM Underbuild EAROC | KY | 0 | 0 | 0 | 0
E364.00-Poles, Towers, and Fixtures | 2017-12-15 | CROSS ARMS | CROSS ARMS (07362) | KY | 26 | 845.28 | 32.5108 | 0
E364.00-Poles, Towers, and Fixtures | 2017-12-15 | POLE WOOD 40 FT (DIST) | POLE WOOD 40 FT (DIST) | KY | 1 | 149.32 | 149.32 | 0
E364.00-Poles, Towers, and Fixtures | 2019-01-01 | Non-unitized | CCAPR236-Taxable-Capital CAP/REG/RECL - 01236012 | KY | 0 | 0 | 0 | 0
E364.00-Poles, Towers, and Fixtures | 2019-02-01 | Non-unitized | CCAPR416-Taxable-Capital CAP/REG/RECL - 01416012 | KY | 0 | 0 | 0 | 0
E364.00-Poles, Towers, and Fixtures | 2018-11-30 | POLE WOOD 45 FT (DIST) | POLE WOOD 45 FT (DIST) | KY | 42 | 91146.22 | 2170.1481 | 0
E364.00-Poles, Towers, and Fixtures | 2019-01-01 | Non-unitized | CNBCD256O-NB Comm OH - 012560 | KY | 0 | 0 | 0 | 0
E364.00-Poles, Towers, and Fixtures | 2019-01-01 | Non-unitized | CNBCD416O-NB Comm OH - 014160 | KY | 0 | 0 | 0 | 0
E364.00-Poles, Towers, and Fixtures | 2019-01-01 | Non-unitized | CNBCD426U-NB Comm UG - 014260 | KY | 0 | 0 | 0 | 0
E364.00-Poles, Towers, and Fixtures | 2019-01-01 | Non-unitized | CNBSV236O-NB Elect Serv OH - 012360 | KY | 0 | 0 | 0 | 0
E364.00-Poles, Towers, and Fixtures | 2019-02-28 | Non-unitized | LFUCG MNA 5E AND 5F | KY | 0 | 0 | 0 | 0
E364.00-Poles, Towers, and Fixtures | 2019-01-01 | Non-unitized | CRCST236-Cust Requested - 012360 | KY | 0 | 0 | 0 | 0
E364.00-Poles, Towers, and Fixtures | 2019-01-01 | Non-unitized | CRCST366-Cust Requested - 013660 | KY | 0 | 0 | 0 | 0
E364.00-Poles, Towers, and Fixtures | 2018-02-28 | POLE WOOD 45 FT (DIST) | POLE WOOD 45 FT (DIST) | KY | 403 | 1002196.94 | 2486.841 | 0
E364.00-Poles, Towers, and Fixtures | 2019-01-01 | Non-unitized | CRELD216-Capital Reliability - 012160 | KY | 0 | 0 | 0 | 0
E364.00-Poles, Towers, and Fixtures | 2019-01-01 | Non-unitized | CRPOLE216-Taxable-Pole Repair/Replace - 01216012 | KY | 0 | 0 | 0 | 0
E364.00-Poles, Towers, and Fixtures | 2019-01-01 | Non-unitized | CSTLT246-NB Street Lights - 012460 | KY | 0 | 0 | 0 | 0
E364.00-Poles, Towers, and Fixtures | 2019-01-01 | Non-unitized | CSYSEN426-Sys Enh - 014260 | KY | 0 | 0 | 0 | 0
E364.00-Poles, Towers, and Fixtures | 2019-01-31 | Non-unitized | 155273-Lon Manchester Ckt 253 to 254 | KY | 0 | 0 | 0 | 0
E364.00-Poles, Towers, and Fixtures | 2019-01-01 | Non-unitized | CTPD156-Taxable-Capital Thrd Party - 01156012 | KY | 0 | 0 | 0 | 0
E364.00-Poles, Towers, and Fixtures | 2019-03-31 | Non-unitized | 156218 - Hopewell 0286 2018 CIFI | KY | 0 | 0 | 0 | 0
E364.00-Poles, Towers, and Fixtures | 2019-03-31 | Non-unitized | KU Ky Wired Non-reimb | KY | 0 | 0 | 0 | 0
E364.00-Poles, Towers, and Fixtures | 2019-12-01 | POLE WOOD 55 FT (DIST) | POLE WOOD 55 FT (DIST) | KY | 60 | 425565.75 | 7092.7625 | 0
E364.00-Poles, Towers, and Fixtures | 2018-09-30 | POLE WOOD 60 FT (DIST) | POLE WOOD 60 FT (DIST) | KY | 3 | -1217.14 | -405.7133 | 0
E364.00-Poles, Towers, and Fixtures | 2019-03-31 | Non-unitized | 155474-Pride to Sturgis Tie and Conversion | KY | 0 | 0 | 0 | 0
E364.00-Poles, Towers, and Fixtures | 2018-11-01 | POLE WOOD 45 FT (DIST) | POLE WOOD 45 FT (DIST) | KY | 1 | 291.6 | 291.6 | 0
E364.00-Poles, Towers, and Fixtures | 2014-11-30 | Non-unitized | CTBRD416U-Taxable-Cap Trouble Order UG - 01416012 | KY | 1 | 0 | 0 | 0
E364.00-Poles, Towers, and Fixtures | 2018-12-31 | POLE WOOD 60 FT (DIST) | POLE WOOD 60 FT (DIST) | KY | 6 | 40324.85 | 6720.8083 | 0
E364.00-Poles, Towers, and Fixtures | 2017-11-30 | POLE WOOD 45 FT (DIST) | POLE WOOD 45 FT (DIST) | KY | 4 | 10886.88 | 2721.72 | 0
E364.00-Poles, Towers, and Fixtures | 2018-11-30 | Non-unitized | 154278-2017 Tap Line EAROC | KY | 0 | 0 | 0 | 0
E364.00-Poles, Towers, and Fixtures | 2018-09-22 | Non-unitized | NONE | KY | 0 | 0 | 0 | 0
E364.00-Poles, Towers, and Fixtures | 2018-08-31 | Non-unitized | ZANE ALEXANDER, 4-45 | KY | 0 | 0 | 0 | 0
E364.00-Poles, Towers, and Fixtures | 2019-01-01 | Non-unitized | CRSTLT426-Taxable-Repair Street Lights - 01426012 | KY | 0 | 0 | 0 | 0
E364.00-Poles, Towers, and Fixtures | 2018-12-31 | POLE WOOD 100 FT (DIST) | POLE WOOD 100 FT (DIST) | KY | 4 | 3682.94 | 920.735 | 0
E364.00-Poles, Towers, and Fixtures | 2017-11-28 | CROSS ARMS | CROSS ARMS (07362) | KY | 30 | -0.01 | -0.00033333 | 0
E364.00-Poles, Towers, and Fixtures | 2019-01-01 | Non-unitized | CRELD366-Capital Reliability - 013660 | KY | 0 | 0 | 0 | 0
E364.00-Poles, Towers, and Fixtures | 2019-11-30 | Non-unitized | 159175 - Greenville 1621 2019 CIFI | KY | 0 | 0 | 0 | 0
E364.00-Poles, Towers, and Fixtures | 2019-05-31 | Non-unitized | 158977 - Eastview 2406 CIFI 2019 | KY | 0 | 0 | 0 | 0
E364.00-Poles, Towers, and Fixtures | 2019-03-31 | Non-unitized | 156217 - Fariston 0217 2018 CIFI | KY | 0 | 0 | 0 | 0
E364.00-Poles, Towers, and Fixtures | 2019-07-31 | Non-unitized | 149049-Dan Reconductor Cir 154 Stanford to Hustonville | KY | 0 | 0 | 0 | 0
E364.00-Poles, Towers, and Fixtures | 2019-08-31 | Non-unitized | 156221 - Manchester South 0254 2019 CIFI | KY | 0 | 0 | 0 | 0
E364.00-Poles, Towers, and Fixtures | 2019-08-31 | Non-unitized | 156226 - Middlesboro 2 0355 2018 CIFI | KY | 0 | 0 | 0 | 0
E364.00-Poles, Towers, and Fixtures | 2019-08-31 | Non-unitized | 159009 - Wendell H. Ford Training Center 2019 CIFI | KY | 0 | 0 | 0 | 0
E364.00-Poles, Towers, and Fixtures | 2019-08-31 | Non-unitized | 159010 - Shavers Chapel 1609 2019 CIFI | KY | 0 | 0 | 0 | 0
E364.00-Poles, Towers, and Fixtures | 2019-08-31 | Non-unitized | 163029-Whitley City 0576 13.2-12.4kV | KY | 0 | 0 | 0 | 0
E364.00-Poles, Towers, and Fixtures | 2014-07-31 | PLATFORMS NEW (05491) | PLATFORMS NEW (05491) | KY | 4 | 6291.54 | 1572.885 | 0
E364.00-Poles, Towers, and Fixtures | 2019-03-31 | Non-unitized | TOWN BRANCH OH RELOC | KY | 0 | 0 | 0 | 0
E364.00-Poles, Towers, and Fixtures | 2019-04-30 | Non-unitized | 156228 - Evarts 4476 2018 CIFI | KY | 0 | 0 | 0 | 0
E364.00-Poles, Towers, and Fixtures | 2019-07-31 | Non-unitized | 156377 - Install TripSavers 2018 CEMI | KY | 0 | 0 | 0 | 0
E364.00-Poles, Towers, and Fixtures | 2014-06-24 | POLE WOOD 50 FT (DIST) | POLE WOOD 50 FT (DIST) | KY | 0 | 0 | 0 | 0
E364.00-Poles, Towers, and Fixtures | 2019-03-31 | Non-unitized | ST LT REMOVAL FOR TO | KY | 0 | 0 | 0 | 0
E364.00-Poles, Towers, and Fixtures | 2019-08-31 | Non-unitized | KYTC -CRANKS CREEK R | KY | 0 | 0 | 0 | 0
E364.00-Poles, Towers, and Fixtures | 2019-08-31 | CROSS ARMS | CROSS ARMS (07362) | KY | 65 | 86816.75 | 1335.6423 | 0
E364.00-Poles, Towers, and Fixtures | 2019-12-31 | Non-unitized | 19PITP416-PINEVILLE PITP 2019 | KY | 0 | 0 | 0 | 0
E364.00-Poles, Towers, and Fixtures | 2019-12-31 | Non-unitized | 19XMUB236-2019 XM Underbuild RICOC | KY | 0 | 0 | 0 | 0
E364.00-Poles, Towers, and Fixtures | 2019-12-31 | Non-unitized | 19XMUB246-2019 XM Underbuild ELIOC | KY | 0 | 0 | 0 | 0
E364.00-Poles, Towers, and Fixtures | 2019-12-31 | Non-unitized | 19XMUB416-2019 XM Underbuild PINOC | KY | 0 | 0 | 0 | 0
E364.00-Poles, Towers, and Fixtures | 2014-07-31 | Non-unitized | CCAPR216-Taxable-Capital CAP/REG/RECL - 012160 12 | KY | 0 | 0 | 0 | 0
E364.00-Poles, Towers, and Fixtures | 2019-09-30 | POLE WOOD 50 FT (DIST) | POLE WOOD 50 FT (DIST) | KY | 40 | 206999.05 | 5174.9762 | 0
E364.00-Poles, Towers, and Fixtures | 2014-11-30 | Non-unitized | CTBRD315U-Taxable-Cap Trouble Orders UG - 01315012 | KY | 1 | 0 | 0 | 0
E364.00-Poles, Towers, and Fixtures | 2020-01-01 | Non-unitized | CTBRD366O-Taxable-Cap Trouble Orders OH - 01366012 | KY | 1 | 0 | 0 | 0
E364.00-Poles, Towers, and Fixtures | 2020-01-01 | Non-unitized | CSYSEN315-Sys Enh - 013150 | KY | 0 | 0 | 0 | 0
E364.00-Poles, Towers, and Fixtures | 2020-01-01 | Non-unitized | CSYSEN366-Sys Enh - 013660 | KY | 0 | 0 | 0 | 0
E364.00-Poles, Towers, and Fixtures | 2020-01-01 | Non-unitized | CTPD246-Taxable-Capital Thrd Party - 01246012 | KY | 0 | 0 | 0 | 0
E364.00-Poles, Towers, and Fixtures | 2018-08-31 | POLE WOOD 45 FT (DIST) | POLE WOOD 45 FT (DIST) | KY | 4 | 12490.04 | 3122.51 | 0
E364.00-Poles, Towers, and Fixtures | 2020-04-01 | Non-unitized | CTBRD236U-Taxable-Cap Trouble Orders UG - 01236012 | KY | 0 | 0 | 0 | 0
E364.00-Poles, Towers, and Fixtures | 2019-04-30 | CROSS ARMS | CROSS ARMS (07362) | KY | 439 | 1420603.29 | 3235.9984 | 0
E364.00-Poles, Towers, and Fixtures | 2020-01-01 | Non-unitized | CNBCD426U-NB Comm UG - 014260 | KY | 0 | 0 | 0 | 0
E364.00-Poles, Towers, and Fixtures | 2020-02-01 | Non-unitized | CNBCD315U-NB Comm UG - 013150 | KY | 0 | 0 | 0 | 0
E364.00-Poles, Towers, and Fixtures | 2020-04-01 | Non-unitized | CCAPR416-Taxable-Capital CAP/REG/RECL - 01416012 | KY | 0 | 0 | 0 | 0
E364.00-Poles, Towers, and Fixtures | 2020-01-01 | Non-unitized | CRCST315-Cust Requested - 013150 | KY | 0 | 0 | 0 | 0
E364.00-Poles, Towers, and Fixtures | 2020-02-01 | Non-unitized | CNBRD426U-NB Resid UG - 014260 | KY | 0 | 0 | 0 | 0
E364.00-Poles, Towers, and Fixtures | 2020-02-01 | Non-unitized | CNBSV156U-NB Elect Serv UG - 011560 | KY | 0 | 0 | 0 | 0
E364.00-Poles, Towers, and Fixtures | 2020-02-01 | Non-unitized | CNBSV236U-NB Elect Serv UG - 012360 | KY | 0 | 0 | 0 | 0
E364.00-Poles, Towers, and Fixtures | 2020-01-01 | Non-unitized | CRCST426-Cust Requested - 014260 | KY | 0 | 0 | 0 | 0
E364.00-Poles, Towers, and Fixtures | 2020-01-01 | Non-unitized | CRDD156O-Taxable-Capital Rep Def OH - 01156012 | KY | 0 | 0 | 0 | 0
E364.00-Poles, Towers, and Fixtures | 2020-02-29 | Non-unitized | 158894-158891 - Middlesboro 0360 2019 CEMI | KY | 0 | 0 | 0 | 0
E364.00-Poles, Towers, and Fixtures | 2020-02-29 | POLE WOOD 30 FT (DIST) | POLE WOOD 30 FT (DIST) | KY | 8 | 9369.59 | 1171.1988 | 0
E364.00-Poles, Towers, and Fixtures | 2020-01-01 | Non-unitized | CRDD366O-Taxable-Capital Rep Def OH - 01366012 | KY | 0 | 0 | 0 | 0
E364.00-Poles, Towers, and Fixtures | 2020-06-30 | Non-unitized | 060519-I | KY | 0 | 0 | 0 | 0
E364.00-Poles, Towers, and Fixtures | 2020-01-01 | Non-unitized | CRELD236-Capital Reliability - 012360 | KY | 0 | 0 | 0 | 0
E364.00-Poles, Towers, and Fixtures | 2020-06-30 | Non-unitized | 071119-I | KY | 0 | 0 | 0 | 0
E364.00-Poles, Towers, and Fixtures | 2020-06-29 | Non-unitized | Investment | KY | 0 | 0 | 0 | 0
E364.00-Poles, Towers, and Fixtures | 2020-01-01 | Non-unitized | CRPOLE366-Taxable-Pole Repair/Replace - 01366012 | KY | 1 | 0 | 0 | 0
E364.00-Poles, Towers, and Fixtures | 2020-01-01 | Non-unitized | CRPOLE416-Taxable-Pole Repair/Replace - 01416012 | KY | 1 | 0 | 0 | 0
E364.00-Poles, Towers, and Fixtures | 2020-02-29 | Non-unitized | 163039-Middlesboro 1 Ckt 0366 Alt | KY | 0 | 0 | 0 | 0
E364.00-Poles, Towers, and Fixtures | 2020-01-01 | Non-unitized | CSTLT256-NB Street Lights - 012560 | KY | 0 | 0 | 0 | 0
E364.00-Poles, Towers, and Fixtures | 2020-01-01 | Non-unitized | CSYSEN216-Sys Enh - 012160 | KY | 0 | 0 | 0 | 0
E364.00-Poles, Towers, and Fixtures | 2020-04-01 | Non-unitized | WINDY | KY | 0 | 0 | 0 | 0
E364.00-Poles, Towers, and Fixtures | 2020-04-30 | Non-unitized | Investment | KY | 0 | 0 | 0 | 0
E364.00-Poles, Towers, and Fixtures | 2019-06-30 | GUY | GUY (00070) | KY | 19 | 3923.03 | 206.4753 | 0
E364.00-Poles, Towers, and Fixtures | 2015-03-31 | POLE WOOD 60 FT (DIST) | POLE WOOD 60 FT (DIST) | KY | 1 | 1641.1 | 1641.1 | 0
E364.00-Poles, Towers, and Fixtures | 2020-02-01 | POLE WOOD 45 FT (DIST) | POLE WOOD 45 FT (DIST) | KY | 18 | 17596.06 | 977.5589 | 0
E364.00-Poles, Towers, and Fixtures | 2020-02-01 | POLE WOOD 50 FT (DIST) | POLE WOOD 50 FT (DIST) | KY | 4 | 4087.47 | 1021.8675 | 0
E364.00-Poles, Towers, and Fixtures | 2020-05-06 | Non-unitized | Investment | KY | 0 | 0 | 0 | 0
E364.00-Poles, Towers, and Fixtures | 2017-08-31 | POLE WOOD 60 FT (DIST) | POLE WOOD 60 FT (DIST) | KY | 6 | 6501.43 | 1083.5717 | 0
E364.00-Poles, Towers, and Fixtures | 2020-03-01 | POLE WOOD 45 FT (DIST) | POLE WOOD 45 FT (DIST) | KY | 3 | 5533.18 | 1844.3933 | 0
E364.00-Poles, Towers, and Fixtures | 2020-06-01 | CROSS ARMS | CROSS ARMS (07362) | KY | 51 | 13640.51 | 267.461 | 0
E364.00-Poles, Towers, and Fixtures | 2020-06-01 | POLE WOOD 30 FT (DIST) | POLE WOOD 30 FT (DIST) | KY | 2 | 385.92 | 192.96 | 0
E364.00-Poles, Towers, and Fixtures | 2020-06-01 | POLE WOOD 35 FT (DIST) | POLE WOOD 35 FT (DIST) | KY | 5 | 1471.74 | 294.348 | 0
E364.00-Poles, Towers, and Fixtures | 2019-10-31 | POLE WOOD 30 FT (DIST) | POLE WOOD 30 FT (DIST) | KY | 62 | 77154.88 | 1244.4335 | 0
E364.00-Poles, Towers, and Fixtures | 2020-03-31 | Non-unitized | 157839-Earl North - Green River Dist | KY | 0 | 0 | 0 | 0
E364.00-Poles, Towers, and Fixtures | 2020-03-31 | Non-unitized | 159013 - WKY 34.5 Work 2019 CIFI | KY | 0 | 0 | 0 | 0
E364.00-Poles, Towers, and Fixtures | 2020-03-31 | Non-unitized | 163011-SIO Fuse Savings KU | KY | 0 | 0 | 0 | 0
E364.00-Poles, Towers, and Fixtures | 2020-01-01 | Non-unitized | CCAPR366-Taxable-Capital CAP/REG/RECL - 01366012 | KY | 1 | 0 | 0 | 0
E364.00-Poles, Towers, and Fixtures | 2020-08-01 | POLE WOOD 50 FT (DIST) | POLE WOOD 50 FT (DIST) | KY | 3 | 1922.81 | 640.9367 | 0
E364.00-Poles, Towers, and Fixtures | 2020-08-31 | Non-unitized | MOVE XFMR AND NEUTRA | KY | 0 | 0 | 0 | 0
E364.00-Poles, Towers, and Fixtures | 2020-08-31 | Non-unitized | HUNTERTOWN RD SIDEWA | KY | 0 | 0 | 0 | 0
E364.00-Poles, Towers, and Fixtures | 2020-08-31 | Non-unitized | HWY 460 MTS | KY | 0 | 0 | 0 | 0
E364.00-Poles, Towers, and Fixtures | 2020-10-01 | Non-unitized | CKM040820-KU MAJOR STORM-040820 | KY | 0 | 0 | 0 | 0
E364.00-Poles, Towers, and Fixtures | 2020-11-01 | Non-unitized | ANBCD246U-Taxable-NB Comm UG 01246012 | KY | 0 | 0 | 0 | 0
E364.00-Poles, Towers, and Fixtures | 2020-11-01 | Non-unitized | ASTLT315-Taxable-NB Street Lights 01315012 | KY | 0 | 0 | 0 | 0
E364.00-Poles, Towers, and Fixtures | 2020-11-01 | Non-unitized | ARCST236-Taxable-Cust Requested 01236012 | KY | 0 | 0 | 0 | 0
E364.00-Poles, Towers, and Fixtures | 2020-11-01 | Non-unitized | ASYSEN315-Taxable-Sys Enhance 01315012 Any improvements/upgrades to the electric/gas distribution system for the benefit of existing customers, but does not include load growth or expansion of a specific customer, this would be charged to a Connect New | KY | 0 | 0 | 0 | 0
E364.00-Poles, Towers, and Fixtures | 2017-10-31 | POLE WOOD 50 FT (DIST) | POLE WOOD 50 FT (DIST) | KY | 1 | 3661.45 | 3661.45 | 0
E364.00-Poles, Towers, and Fixtures | 2020-11-17 | Non-unitized | MOM DAY WIND | KY | 0 | 0 | 0 | 0
E364.00-Poles, Towers, and Fixtures | 2020-11-01 | Non-unitized | ANBRD366O-Taxable-NB Resid OH 01366012 | KY | 0 | 0 | 0 | 0
E364.00-Poles, Towers, and Fixtures | 2020-11-01 | Non-unitized | ATPD236-Taxable-Cap Third Party 01236012 Replacement cost of complete units of property due to damage from a third party, typically reimbursed. | KY | 0 | 0 | 0 | 0
E364.00-Poles, Towers, and Fixtures | 2020-11-01 | Non-unitized | ARPOLE416-Taxable-Cap Pole Rep/Repl 01416012 | KY | 0 | 0 | 0 | 0
E364.00-Poles, Towers, and Fixtures | 2020-11-17 | Non-unitized | TS 1330 | KY | 0 | 0 | 0 | 0
E364.00-Poles, Towers, and Fixtures | 2021-01-01 | Non-unitized | CNBRD315U-NB Resid UG - 013150 | KY | 0 | 0 | 0 | 0
E364.00-Poles, Towers, and Fixtures | 2021-01-01 | Non-unitized | CNBSV256O-NB Elect Serv OH - 012560 | KY | 0 | 0 | 0 | 0
E364.00-Poles, Towers, and Fixtures | 2021-01-01 | Non-unitized | CNBSV256U-NB Elect Serv UG - 012560 | KY | 0 | 0 | 0 | 0
E364.00-Poles, Towers, and Fixtures | 2021-04-01 | POLE WOOD 50 FT (DIST) | POLE WOOD 50 FT (DIST) | KY | 99 | 525255.28 | 5305.6089 | 0
E364.00-Poles, Towers, and Fixtures | 2021-01-01 | Non-unitized | CRDD246O-Taxable-Capital Rep Def OH - 01246012 | KY | 0 | 0 | 0 | 0
E364.00-Poles, Towers, and Fixtures | 2021-01-01 | Non-unitized | ACAPR366-Taxable-Cap/Reg/Recloser 01366012 | KY | 0 | 0 | 0 | 0
E364.00-Poles, Towers, and Fixtures | 2021-03-01 | Non-unitized | CRDD256O-Taxable-Capital Rep Def OH - 01256012 | KY | 0 | 0 | 0 | 0
E364.00-Poles, Towers, and Fixtures | 2021-01-01 | Non-unitized | ANBCD426U-Taxable-NB Comm UG 01426012 | KY | 0 | 0 | 0 | 0
E364.00-Poles, Towers, and Fixtures | 2021-02-16 | Non-unitized | 102320-I | KY | 0 | 0 | 0 | 0
E364.00-Poles, Towers, and Fixtures | 2020-11-19 | Non-unitized | 163025-DSP American Ave Ckt 0008 -- Replace PME-5 switchgear with PME-9 switchgear and install new primary feed from alternate circuit. | KY | 0 | 0 | 0 | 0
E364.00-Poles, Towers, and Fixtures | 2021-01-01 | Non-unitized | CTBRD366O-Taxable-Cap Trouble Orders OH - 01366012 | KY | 0 | 0 | 0 | 0
E364.00-Poles, Towers, and Fixtures | 2021-01-01 | Non-unitized | ARELD216-Taxable-Capital Reliability 01216012 | KY | 0 | 0 | 0 | 0
E364.00-Poles, Towers, and Fixtures | 2021-01-01 | Non-unitized | ARPOLE156-Taxable-Cap Pole Rep/Repl 01156012 | KY | 0 | 0 | 0 | 0
E364.00-Poles, Towers, and Fixtures | 2021-01-01 | Non-unitized | ARPOLE315-Taxable-Cap Pole Rep/Repl 01315012 | KY | 0 | 0 | 0 | 0
E364.00-Poles, Towers, and Fixtures | 2021-01-01 | Non-unitized | ASYSEN216-Taxable-Sys Enhance 01216012 Any improvements/upgrades to the electric/gas distribution system for the benefit of existing customers, but does not include load growth or expansion of a specific customer, this would be charged to a Connect Ne | KY | 0 | 0 | 0 | 0
E364.00-Poles, Towers, and Fixtures | 2021-01-01 | Non-unitized | ASYSEN416-Taxable-Sys Enhance 01416012 Any improvements/upgrades to the electric/gas distribution system for the benefit of existing customers, but does not include load growth or expansion of a specific customer, this would be charged to a Connect New | KY | 0 | 0 | 0 | 0
E364.00-Poles, Towers, and Fixtures | 2021-03-31 | Non-unitized | 162339-20XMUB Loudon Ave Hume Rd | KY | 0 | 0 | 0 | 0
E364.00-Poles, Towers, and Fixtures | 2021-01-01 | Non-unitized | ASYSEN426-Taxable-Sys Enhance 01426012 Any improvements/upgrades to the electric/gas distribution system for the benefit of existing customers, but does not include load growth or expansion of a specific customer, this would be charged to a Connect New | KY | 0 | 0 | 0 | 0
E364.00-Poles, Towers, and Fixtures | 2021-01-01 | Non-unitized | ATBRD156U-Taxable-Cap Trouble Orders UG 01156012 | KY | 0 | 0 | 0 | 0
E364.00-Poles, Towers, and Fixtures | 2021-01-01 | Non-unitized | ATBRD315U-Taxable-Cap Trouble Orders UG 01315012 | KY | 0 | 0 | 0 | 0
E364.00-Poles, Towers, and Fixtures | 2021-01-01 | Non-unitized | ATPD366-Taxable-Cap Third Party 01366012 Replacement cost of complete units of property due to damage from a third party, typically reimbursed. | KY | 0 | 0 | 0 | 0
E364.00-Poles, Towers, and Fixtures | 2021-01-01 | Non-unitized | CNBCD156O-NB Comm OH - 011560 | KY | 0 | 0 | 0 | 0
E364.00-Poles, Towers, and Fixtures | 2020-10-31 | Non-unitized | REMOVE EXISTING DOWN | KY | 0 | 0 | 0 | 0
E364.00-Poles, Towers, and Fixtures | 2020-10-31 | Non-unitized | POSSIBLE CROSS BORE | KY | 0 | 0 | 0 | 0
E364.00-Poles, Towers, and Fixtures | 2021-01-01 | Non-unitized | CNBCD366U-NB Comm UG - 013660 | KY | 0 | 0 | 0 | 0
E364.00-Poles, Towers, and Fixtures | 2021-01-01 | Non-unitized | CNBCD416O-NB Comm OH - 014160 | KY | 0 | 0 | 0 | 0
E364.00-Poles, Towers, and Fixtures | 2021-01-01 | Non-unitized | CNBRD256O-NB Resid OH - 012560 | KY | 0 | 0 | 0 | 0
E364.00-Poles, Towers, and Fixtures | 2021-01-01 | Non-unitized | CNBRD256U-NB Resid UG - 012560 | KY | 0 | 0 | 0 | 0
E364.00-Poles, Towers, and Fixtures | 2021-01-01 | Non-unitized | CRELD315-Capital Reliability - 013150 | KY | 0 | 0 | 0 | 0
E364.00-Poles, Towers, and Fixtures | 2021-01-31 | Non-unitized | 154504 | KY | 0 | 0 | 0 | 0
E364.00-Poles, Towers, and Fixtures | 2021-02-01 | Non-unitized | ATBRD156O-Taxable-Cap Trouble Orders OH 01156012 | KY | 0 | 0 | 0 | 0
E364.00-Poles, Towers, and Fixtures | 2021-01-14 | Non-unitized | 161017 - Rogers Gap 0451 Circuit Hardening Reconductor to Corinth | KY | 0 | 0 | 0 | 0
E364.00-Poles, Towers, and Fixtures | 2020-12-12 | Non-unitized | INVESTMENT | KY | 0 | 0 | 0 | 0
E364.00-Poles, Towers, and Fixtures | 2021-01-01 | Non-unitized | CSYSEN156-Sys Enh - 011560 | KY | 0 | 0 | 0 | 0
E364.00-Poles, Towers, and Fixtures | 2021-02-01 | Non-unitized | ANBRD216O-Taxable-NB Resid OH 01216012 | KY | 0 | 0 | 0 | 0
E364.00-Poles, Towers, and Fixtures | 2021-02-01 | Non-unitized | ANBSV216O-Taxable-NB Elec Serv OH 01216012 | KY | 0 | 0 | 0 | 0
E364.00-Poles, Towers, and Fixtures | 2019-06-30 | POLE WOOD 35 FT (DIST) | POLE WOOD 35 FT (DIST) | KY | 2 | 881.59 | 440.795 | 0
E364.00-Poles, Towers, and Fixtures | 2021-02-16 | Non-unitized | LFUCG - WINDBURN SEW | KY | 0 | 0 | 0 | 0
E364.00-Poles, Towers, and Fixtures | 2020-12-23 | POLE WOOD 70 FT (DIST) | POLE WOOD 70 FT (DIST) | KY | 4 | 83323.64 | 20830.91 | 0
E364.00-Poles, Towers, and Fixtures | 2021-02-01 | Non-unitized | ARPOLE216-Taxable-Cap Pole Rep/Repl 01216012 | KY | 0 | 0 | 0 | 0
E364.00-Poles, Towers, and Fixtures | 2021-03-31 | Non-unitized | 162741-Taxable- Green River Steel122222 | KY | 0 | 0 | 0 | 0
E364.00-Poles, Towers, and Fixtures | 2019-04-26 | Non-unitized | KY DEPT OF TRANSPORT | KY | 0 | 0 | 0 | 0
E364.00-Poles, Towers, and Fixtures | 2021-01-31 | CROSS ARMS | CROSS ARMS (07362) | KY | 485 | 866232.37 | 1786.0461 | 0
E364.00-Poles, Towers, and Fixtures | 2021-01-31 | POLE WOOD 35 FT (DIST) | POLE WOOD 35 FT (DIST) | KY | 193 | 354381.35 | 1836.1728 | 0
E364.00-Poles, Towers, and Fixtures | 2021-01-31 | POLE WOOD 45 FT (DIST) | POLE WOOD 45 FT (DIST) | KY | 317 | 1155952.71 | 3646.5385 | 0
E364.00-Poles, Towers, and Fixtures | 2021-03-31 | POLE WOOD 75 FT (DIST) | POLE WOOD 75 FT (DIST) | KY | 1 | 19277.11 | 19277.11 | 0
E364.00-Poles, Towers, and Fixtures | 2021-03-01 | POLE WOOD 55 FT (DIST) | POLE WOOD 55 FT (DIST) | KY | 3 | 9355.06 | 3118.3533 | 0
E364.00-Poles, Towers, and Fixtures | 2021-05-30 | Non-unitized | 152813-Transfer Underbuild Shelbyville East Cir 2522 | KY | 0 | 0 | 0 | 0
E364.00-Poles, Towers, and Fixtures | 2021-02-15 | Non-unitized | STORM 11/15/2020 | KY | 0 | 0 | 0 | 0
E364.00-Poles, Towers, and Fixtures | 2021-08-18 | Non-unitized | STORM 03/25/2021 | KY | 0 | 0 | 0 | 0
E364.00-Poles, Towers, and Fixtures | 2021-08-01 | Non-unitized | INVESTMENT | KY | 0 | 0 | 0 | 0
E364.00-Poles, Towers, and Fixtures | 2021-10-31 | Non-unitized | 160212-Corporate Drive Sub CW | KY | 0 | 0 | 0 | 0
E364.00-Poles, Towers, and Fixtures | 2021-10-14 | Non-unitized | 164363- TEP-Etown 034 - Etown #2 sub | KY | 0 | 0 | 0 | 0
E364.00-Poles, Towers, and Fixtures | 2021-09-30 | Non-unitized | 162881-Etown Kubota 2021 | KY | 0 | 0 | 0 | 0
E364.00-Poles, Towers, and Fixtures | 2021-12-01 | Non-unitized | CTBRD366O-Taxable-Cap Trouble Orders OH - 01366012 | KY | 0 | 0 | 0 | 0
E364.00-Poles, Towers, and Fixtures | 2021-04-01 | Non-unitized | ANBSV246O-Taxable-NB Elec Serv OH 01246012 | KY | 0 | 0 | 0 | 0
E364.00-Poles, Towers, and Fixtures | 2021-12-01 | POLE WOOD 50 FT (DIST) | POLE WOOD 50 FT (DIST) | KY | 6 | 47303.11 | 7883.8517 | 0
E364.00-Poles, Towers, and Fixtures | 2021-07-01 | Non-unitized | ANBSV315O-Taxable-NB Elec Serv OH 01315012 | KY | 0 | 0 | 0 | 0
E364.00-Poles, Towers, and Fixtures | 2021-06-30 | Non-unitized | 163603 - Partridge Run Direct Burial Replacement 2020 | KY | 0 | 0 | 0 | 0
E364.00-Poles, Towers, and Fixtures | 2021-05-01 | Non-unitized | ANBSV156U-Taxable-NB Elec Serv UG 01156012 | KY | 0 | 0 | 0 | 0
E364.00-Poles, Towers, and Fixtures | 2021-07-01 | Non-unitized | 063021-I | KY | 0 | 0 | 0 | 0
E364.00-Poles, Towers, and Fixtures | 2021-07-01 | Non-unitized | 071221-I | KY | 0 | 0 | 0 | 0
E364.00-Poles, Towers, and Fixtures | 2021-11-11 | Non-unitized | Investment | KY | 0 | 0 | 0 | 0
E364.00-Poles, Towers, and Fixtures | 2019-09-30 | POLE WOOD 35 FT (DIST) | POLE WOOD 35 FT (DIST) | KY | 1 | 3171.17 | 3171.17 | 0
E364.00-Poles, Towers, and Fixtures | 2021-05-01 | POLE WOOD 50 FT (DIST) | POLE WOOD 50 FT (DIST) | KY | 8 | -2795.58 | -349.4475 | 0
E364.00-Poles, Towers, and Fixtures | 2021-05-31 | Non-unitized | 159705-Clay Village Tap SHE E 69kv | KY | 0 | 0 | 0 | 0
E364.00-Poles, Towers, and Fixtures | 2021-05-31 | Non-unitized | 161747 - CEMI 2020 Earlington Ops | KY | 0 | 0 | 0 | 0
E364.00-Poles, Towers, and Fixtures | 2022-01-01 | POLE WOOD 50 FT (DIST) | POLE WOOD 50 FT (DIST) | KY | 39 | 219405.18 | 5625.7738 | 0
E364.00-Poles, Towers, and Fixtures | 2022-01-01 | Non-unitized | ANBCD156O-Taxable-NB Comm OH 01156012 Any work that is performed to install primary (>600V) overhead equipment to serve a new commercial, industrial, or mine power customer, includes any work needed to connect new facilities to existing system. Does no | KY | 0 | 0 | 0 | 0
E364.00-Poles, Towers, and Fixtures | 2022-01-01 | Non-unitized | ANBRD366O-Taxable-NB Resid OH 01366012 | KY | 0 | 0 | 0 | 0
E364.00-Poles, Towers, and Fixtures | 2022-01-01 | Non-unitized | ANBRD366U-Taxable-NB Resid UG 01366012 Includes all primary work or extensions to serve this customer or group of customers. Transformer installation charged to AXFRMXXX Does not include residential multi-family buildings exceeding three stories, thes | KY | 0 | 0 | 0 | 0
E364.00-Poles, Towers, and Fixtures | 2022-01-01 | Non-unitized | ARELD426-Taxable-Capital Reliability 01426012 | KY | 0 | 0 | 0 | 0
E364.00-Poles, Towers, and Fixtures | 2022-01-01 | Non-unitized | ARPOLE246-Taxable-Cap Pole Rep/Repl 01246012 | KY | 0 | 0 | 0 | 0
E364.00-Poles, Towers, and Fixtures | 2022-01-01 | Non-unitized | ASTLT246-Taxable-NB Street Lights 01246012 | KY | 0 | 0 | 0 | 0
E364.00-Poles, Towers, and Fixtures | 2022-01-01 | Non-unitized | ASTLT416-Taxable-NB Street Lights 01416012 | KY | 0 | 0 | 0 | 0
E364.00-Poles, Towers, and Fixtures | 2022-01-01 | Non-unitized | WIND/RAIN STORM | KY | 0 | 0 | 0 | 0
E364.00-Poles, Towers, and Fixtures | 2022-01-01 | Non-unitized | ASYSEN315-Taxable-Sys Enhance 01315012 Any improvements/upgrades to the electric/gas distribution system for the benefit of existing customers, but does not include load growth or expansion of a specific customer, this would be charged to a Connect New | KY | 0 | 0 | 0 | 0
E364.00-Poles, Towers, and Fixtures | 2022-01-01 | Non-unitized | ATBRD256O-Taxable-Cap Trouble Orders OH 01256012 | KY | 0 | 0 | 0 | 0
E364.00-Poles, Towers, and Fixtures | 2022-01-01 | Non-unitized | ATBRD426O-Taxable-Cap Trouble Orders OH 01426012 | KY | 0 | 0 | 0 | 0
E364.00-Poles, Towers, and Fixtures | 2022-01-01 | Non-unitized | ATPD156-Taxable-Cap Third Party 01156012 Replacement cost of complete units of property due to damage from a third party, typically reimbursed. | KY | 0 | 0 | 0 | 0
E364.00-Poles, Towers, and Fixtures | 2022-01-01 | Non-unitized | ATPD256-Taxable-Cap Third Party 01256012 Replacement cost of complete units of property due to damage from a third party, typically reimbursed. | KY | 0 | 0 | 0 | 0
E364.00-Poles, Towers, and Fixtures | 2022-01-01 | Non-unitized | CNBSV156U-NB Elect Serv UG - 011560 | KY | 0 | 0 | 0 | 0
E364.00-Poles, Towers, and Fixtures | 2022-01-01 | Non-unitized | CNBSV256O-NB Elect Serv OH - 012560 | KY | 0 | 0 | 0 | 0
E364.00-Poles, Towers, and Fixtures | 2022-01-01 | Non-unitized | CTBRD366O-Taxable-Cap Trouble Orders OH - 01366012 | KY | 0 | 0 | 0 | 0
E364.00-Poles, Towers, and Fixtures | 2021-12-31 | Non-unitized | 163028-Taxable-DSP White Sulphur 138-12kV12 | KY | 0 | 0 | 0 | 0
E364.00-Poles, Towers, and Fixtures | 2021-12-31 | Non-unitized | 21PITP256-2021 PITP Shelbyville | KY | 0 | 0 | 0 | 0
E364.00-Poles, Towers, and Fixtures | 2022-01-01 | Non-unitized | ANBCD246O-Taxable-NB Comm OH 01246012 Any work that is performed related to extending or adding primary (or secondary to a common splice or pull off point) to serve overhead a new residential customer or group of residential customers (includes all subd | KY | 0 | 0 | 0 | 0
E364.00-Poles, Towers, and Fixtures | 2022-01-01 | Non-unitized | ANBSV156O-Taxable-NB Elec Serv OH 01156012 | KY | 0 | 0 | 0 | 0
E364.00-Poles, Towers, and Fixtures | 2022-01-01 | Non-unitized | ANBSV315O-Taxable-NB Elec Serv OH 01315012 | KY | 0 | 0 | 0 | 0
E364.00-Poles, Towers, and Fixtures | 2022-01-01 | Non-unitized | ARDD366U-Taxable-Cap Rep Def UG 01366012: Typically used for planned or scheduled jobs. | KY | 0 | 0 | 0 | 0
E364.00-Poles, Towers, and Fixtures | 2022-01-01 | Non-unitized | ARPOLE426-Taxable-Cap Pole Rep/Repl 01426012 | KY | 0 | 0 | 0 | 0
E364.00-Poles, Towers, and Fixtures | 2022-01-01 | Non-unitized | ARSTLT246-Taxable-Rep Street Lights 01246012 | KY | 0 | 0 | 0 | 0
E364.00-Poles, Towers, and Fixtures | 2021-10-22 | Non-unitized | SHORTEN ANCHOR AT PO | KY | 0 | 0 | 0 | 0
E364.00-Poles, Towers, and Fixtures | 2022-01-01 | Non-unitized | 154093-Taxable-KU Distribution Automation KU Distribution Automation Project - 2017 | KY | 0 | 0 | 0 | 0
E364.00-Poles, Towers, and Fixtures | 2022-01-01 | Non-unitized | ANBSV256U-Taxable-NB Elec Serv UG 01256012 | KY | 0 | 0 | 0 | 0
E364.00-Poles, Towers, and Fixtures | 2022-01-01 | Non-unitized | ANBSV426U-Taxable-NB Elec Serv UG 01426012 | KY | 0 | 0 | 0 | 0
E364.00-Poles, Towers, and Fixtures | 2022-04-01 | Non-unitized | MAR30-31 HIGH WINDS | KY | 0 | 0 | 0 | 0
E364.00-Poles, Towers, and Fixtures | 2022-04-01 | Non-unitized | INVESTMENT | KY | 0 | 0 | 0 | 0
E364.00-Poles, Towers, and Fixtures | 2022-03-31 | Non-unitized | 163596-TEP-Elizabethtown-Elizabethtown 5 69kV MOT (LI-159248) 2021 UB | KY | 0 | 0 | 0 | 0
E364.00-Poles, Towers, and Fixtures | 2022-03-31 | Non-unitized | 164470-Bardstown-Hodgensville Transmission Project number LI-160901 | KY | 0 | 0 | 0 | 0
E364.00-Poles, Towers, and Fixtures | 2022-01-01 | Non-unitized | ATBRD236O-Taxable-Cap Trouble Orders OH 01236012 | KY | 0 | 0 | 0 | 0
E364.00-Poles, Towers, and Fixtures | 2022-01-01 | Non-unitized | ANBCD236U-Taxable-NB Comm UG 01236012 | KY | 0 | 0 | 0 | 0
E364.00-Poles, Towers, and Fixtures | 2022-04-15 | Non-unitized | CUT TOP OF POLE OFF | KY | 0 | 0 | 0 | 0
E364.00-Poles, Towers, and Fixtures | 2022-04-01 | Non-unitized | WIND/RAIN STORM | KY | 0 | 0 | 0 | 0
E364.00-Poles, Towers, and Fixtures | 2022-04-01 | Non-unitized | CRDD315U-Taxable-Capital Rep Def UG - 01315012 | KY | 0 | 0 | 0 | 0
E364.00-Poles, Towers, and Fixtures | 2022-04-01 | Non-unitized | CRSTLT366-Taxable-Repair Street Lights - 01366012 | KY | 0 | 0 | 0 | 0
E364.00-Poles, Towers, and Fixtures | 2022-01-01 | Non-unitized | ARELD236-Taxable-Capital Reliability 01236012 | KY | 0 | 0 | 0 | 0
E364.00-Poles, Towers, and Fixtures | 2022-02-01 | Non-unitized | CTPD315-Taxable-Capital Thrd Party - 01315012 | KY | 0 | 0 | 0 | 0
E364.00-Poles, Towers, and Fixtures | 2022-05-31 | Non-unitized | 160773-Rogers Gap Dist Ckt Exits -- Install two new underground Distribution circuit exits from a new 138/12kV substation transformer and relocated a Distribution pole to accommodate new Transmission construction. | KY | 0 | 0 | 0 | 0
E364.00-Poles, Towers, and Fixtures | 2022-02-01 | Non-unitized | ATBRD416U-Taxable-Cap Trouble Orders UG 01416012 | KY | 0 | 0 | 0 | 0
E364.00-Poles, Towers, and Fixtures | 2022-02-28 | Non-unitized | 160329-NOROC Pulling Rig | KY | 0 | 0 | 0 | 0
E364.00-Poles, Towers, and Fixtures | 2022-02-01 | Non-unitized | ACAPR256-Taxable-Cap/Reg/Recloser 01256012 | KY | 0 | 0 | 0 | 0
E364.00-Poles, Towers, and Fixtures | 2021-10-09 | Non-unitized | HAYCRAFT STREET | KY | 0 | 0 | 0 | 0
E364.00-Poles, Towers, and Fixtures | 2022-02-01 | Non-unitized | FEB ICE | KY | 0 | 0 | 0 | 0
E364.00-Poles, Towers, and Fixtures | 2020-12-31 | GUY | GUY (00070) | KY | 30 | 5186.29 | 172.8763 | 0
E364.00-Poles, Towers, and Fixtures | 2021-11-11 | POLE WOOD 35 FT (DIST) | POLE WOOD 35 FT (DIST) | KY | 102 | 178773.92 | 1752.6855 | 0
E364.00-Poles, Towers, and Fixtures | 2021-02-28 | CROSS ARMS | CROSS ARMS (07362) | KY | 5 | 12987.5 | 2597.5 | 0
E364.00-Poles, Towers, and Fixtures | 2022-07-01 | Non-unitized | ARDD315U-Taxable-Cap Rep Def UG 01315012 Typically used for planned or scheduled jobs. | KY | 0 | 0 | 0 | 0
E364.00-Poles, Towers, and Fixtures | 2022-07-01 | Non-unitized | 070622-I | KY | 0 | 0 | 0 | 0
E364.00-Poles, Towers, and Fixtures | 2022-07-01 | Non-unitized | 070722-I | KY | 0 | 0 | 0 | 0
E364.00-Poles, Towers, and Fixtures | 2022-07-01 | Non-unitized | JUNE 6th STORM | KY | 0 | 0 | 0 | 0
E364.00-Poles, Towers, and Fixtures | 2022-06-30 | Non-unitized | 164150 - Waynesburg 0547 CIFI 2021 | KY | 0 | 0 | 0 | 0
E364.00-Poles, Towers, and Fixtures | 2022-06-30 | Non-unitized | 165758 - 22Excavator236 | KY | 0 | 0 | 0 | 0
E364.00-Poles, Towers, and Fixtures | 2022-06-30 | Non-unitized | 166935 - Dawson Springs XMUB | KY | 0 | 0 | 0 | 0
E364.00-Poles, Towers, and Fixtures | 2022-07-12 | Non-unitized | 25E CORBIN PULL POLE | KY | 1 | 1159.14 | 1159.14 | 0
E364.00-Poles, Towers, and Fixtures | 2022-07-01 | Non-unitized | WIND/RAIN STORM | KY | 0 | 0 | 0 | 0
E364.00-Poles, Towers, and Fixtures | 2022-09-30 | Non-unitized | AKM020821-KU MAJOR STORM-020821 | KY | 0 | 0 | 0 | 0
E364.00-Poles, Towers, and Fixtures | 2022-11-01 | Non-unitized | 110522-I | KY | 0 | 0 | 0 | 0
E364.00-Poles, Towers, and Fixtures | 2022-11-01 | Non-unitized | NOV HIGH WINDS | KY | 0 | 0 | 0 | 0
E364.00-Poles, Towers, and Fixtures | 2022-10-31 | Non-unitized | CNBRD246O-NB Resid OH - 012460 | KY | 0 | 0 | 0 | 0
E364.00-Poles, Towers, and Fixtures | 2022-10-01 | Non-unitized | CNBSV246O-NB Elect Serv OH - 012460 | KY | 0 | 0 | 0 | 0
E364.00-Poles, Towers, and Fixtures | 2022-10-01 | Non-unitized | 080622 THDR STRM | KY | 0 | 0 | 0 | 0
E364.00-Poles, Towers, and Fixtures | 2023-01-01 | Non-unitized | ANBRD426U-Taxable-NB Resid UG 01426012: Includes all primary work or extensions to serve this customer or group of customers. Transformer installation charged to AXFRMXXX Does not include residential multi-family buildings exceeding three stories, the | KY | 0 | 0 | 0 | 0
E364.00-Poles, Towers, and Fixtures | 2023-01-01 | Non-unitized | ANBSV216O-Taxable-NB Elec Serv OH 01216012 | KY | 0 | 0 | 0 | 0
E364.00-Poles, Towers, and Fixtures | 2021-04-30 | POLE WOOD 50 FT (DIST) | POLE WOOD 50 FT (DIST) | KY | 32 | 59855.9 | 1870.4969 | 0
E364.00-Poles, Towers, and Fixtures | 2021-04-30 | POLE WOOD 55 FT (DIST) | POLE WOOD 55 FT (DIST) | KY | 16 | 125485.74 | 7842.8588 | 0
E364.00-Poles, Towers, and Fixtures | 2021-04-30 | GUY | GUY (00070) | KY | 130 | 3739.47 | 28.7652 | 0
E364.00-Poles, Towers, and Fixtures | 2023-01-01 | Non-unitized | ATPD236-Taxable-Cap Third Party 01236012 Replacement cost of complete units of property due to damage from a third party, typically reimbursed. | KY | 0 | 0 | 0 | 0
E364.00-Poles, Towers, and Fixtures | 2023-01-01 | Non-unitized | ATPD256-Taxable-Cap Third Party 01256012 Replacement cost of complete units of property due to damage from a third party, typically reimbursed. | KY | 0 | 0 | 0 | 0
E364.00-Poles, Towers, and Fixtures | 2023-01-01 | Non-unitized | ASYSEN426-Taxable-Sys Enhance 01426012 Any improvements/upgrades to the electric/gas distribution system for the benefit of existing customers, but does not include load growth or expansion of a specific customer, this would be charged to a Connect New | KY | 0 | 0 | 0 | 0
E364.00-Poles, Towers, and Fixtures | 2023-01-01 | Non-unitized | ACAPR156-Taxable-Cap/Reg/Recloser 01156012 | KY | 0 | 0 | 0 | 0
E364.00-Poles, Towers, and Fixtures | 2023-01-01 | Non-unitized | ATBRD426O-Taxable-Cap Trouble Orders OH 01426012 | KY | 0 | 0 | 0 | 0
E364.00-Poles, Towers, and Fixtures | 2023-01-01 | Non-unitized | 154093-Taxable-KU Distribution Automation KU Distribution Automation Project - 2017 | KY | 0 | 0 | 0 | 0
E364.00-Poles, Towers, and Fixtures | 2023-02-16 | Non-unitized | NEW ATT POLE | KY | 0 | 0 | 0 | 0
E364.00-Poles, Towers, and Fixtures | 2023-01-01 | Non-unitized | ANBCD156O-Taxable-NB Comm OH 01156012 Any work that is performed to install primary (>600V) overhead equipment to serve a new commercial, industrial, or mine power customer, includes any work needed to connect new facilities to existing system. Does no | KY | 0 | 0 | 0 | 0
E364.00-Poles, Towers, and Fixtures | 2023-01-01 | Non-unitized | ANBCD236U-Taxable-NB Comm UG 01236012 | KY | 0 | 0 | 0 | 0
E364.00-Poles, Towers, and Fixtures | 2023-01-01 | Non-unitized | ANBCD246U-Taxable-NB Comm UG 01246012 | KY | 0 | 0 | 0 | 0
E364.00-Poles, Towers, and Fixtures | 2023-01-01 | Non-unitized | ANBCD366U-Taxable-NB Comm UG 01366012 | KY | 0 | 0 | 0 | 0
E364.00-Poles, Towers, and Fixtures | 2023-02-28 | Non-unitized | 167238 - Whitley City 0576 CIFI 2022 | KY | 0 | 0 | 0 | 0
E364.00-Poles, Towers, and Fixtures | 2023-01-01 | Non-unitized | ANBRD416U-Taxable-NB Resid UG 01416012 Includes all primary work or extensions to serve this customer or group of customers. Transformer installation charged to AXFRMXXX Does not include residential multi-family buildings exceeding three stories, thes | KY | 0 | 0 | 0 | 0
E364.00-Poles, Towers, and Fixtures | 2023-05-01 | Non-unitized | ANBRD315U-Taxable-NB Resid UG 01315012 Includes all primary work or extensions to serve this customer or group of customers. Transformer installation charged to CXFRMXXX Does not include residential multi-family buildings exceeding three stories, thes | KY | 0 | 0 | 0 | 0
E364.00-Poles, Towers, and Fixtures | 2023-01-01 | Non-unitized | ARCST416-Taxable-Cust Requested 01416012 | KY | 0 | 0 | 0 | 0
E364.00-Poles, Towers, and Fixtures | 2023-01-01 | Non-unitized | ARDD216U-Taxable-Cap Rep Def UG 01216012 Typically used for planned or scheduled jobs. | KY | 0 | 0 | 0 | 0
E364.00-Poles, Towers, and Fixtures | 2023-01-01 | Non-unitized | ARDD366U-Taxable-Cap Rep Def UG 01366012: Typically used for planned or scheduled jobs. | KY | 0 | 0 | 0 | 0
E364.00-Poles, Towers, and Fixtures | 2023-03-01 | Non-unitized | ANBRD236U-Taxable-NB Resid UG 01236012 Includes all primary work or extensions to serve this customer or group of customers. Transformer installation charged to CXFRMXXX Does not include residential multi-family buildings exceeding three stories, thes | KY | 0 | 0 | 0 | 0
E364.00-Poles, Towers, and Fixtures | 2023-01-01 | Non-unitized | ARELD256-Taxable-Capital Reliability 01256012 | KY | 0 | 0 | 0 | 0
E364.00-Poles, Towers, and Fixtures | 2023-01-01 | Non-unitized | ARELD416-Taxable-Capital Reliability 01416012 | KY | 0 | 0 | 0 | 0
E364.00-Poles, Towers, and Fixtures | 2023-01-01 | Non-unitized | ARPOLE246-Taxable-Cap Pole Rep/Repl 01246012 | KY | 0 | 0 | 0 | 0
E364.00-Poles, Towers, and Fixtures | 2023-01-01 | Non-unitized | ASTLT416-Taxable-NB Street Lights 01416012 | KY | 0 | 0 | 0 | 0
E364.00-Poles, Towers, and Fixtures | 2023-07-01 | Non-unitized | 032423-I | KY | 1 | 305.24 | 305.24 | 0
E364.00-Poles, Towers, and Fixtures | 2023-05-28 | Non-unitized | HWY US25 RELOCATION | KY | 0 | 0 | 0 | 0
E364.00-Poles, Towers, and Fixtures | 2023-07-01 | Non-unitized | 070123-I | KY | 0 | 0 | 0 | 0
E364.00-Poles, Towers, and Fixtures | 2021-09-01 | Non-unitized | Investment | KY | 7 | 10749.33 | 1535.6186 | 0
E364.00-Poles, Towers, and Fixtures | 2023-07-01 | Non-unitized | 022723-I | KY | 0 | 0 | 0 | 0
E364.00-Poles, Towers, and Fixtures | 2023-02-01 | Non-unitized | ATBRD246U-Taxable-Cap Trouble Orders UG 01246012 | KY | 0 | 0 | 0 | 0
E364.00-Poles, Towers, and Fixtures | 2023-04-01 | Non-unitized | 032523-I | KY | 0 | 0 | 0 | 0
E364.00-Poles, Towers, and Fixtures | 2023-04-01 | Non-unitized | STORM/WINDS 3/31-4/1 | KY | 0 | 0 | 0 | 0
E364.00-Poles, Towers, and Fixtures | 2021-11-11 | CROSS ARMS | CROSS ARMS (07362) | KY | 12 | 10203.08 | 850.2567 | 0
E364.00-Poles, Towers, and Fixtures | 2021-04-30 | POLE WOOD 35 FT (DIST) | POLE WOOD 35 FT (DIST) | KY | 6 | 31951.06 | 5325.1767 | 0
E364.00-Poles, Towers, and Fixtures | 2023-03-28 | Non-unitized | 168893 - Moore's Ferry Rd OH | KY | 0 | 0 | 0 | 0
E364.00-Poles, Towers, and Fixtures | 2023-04-25 | Non-unitized | 166728- XMUB Somerset-Russell Co | KY | 0 | 0 | 0 | 0
E364.00-Poles, Towers, and Fixtures | 2023-06-01 | POLES, MODIFIED | POLES, MODIFIED (EACH) | KY | 73 | 198038.93 | 2712.8621 | 0
E364.00-Poles, Towers, and Fixtures | 2023-06-30 | Non-unitized | 169315-167503 - Liberty Road 0091 Samll Wire 2022 | KY | 0 | 0 | 0 | 0
E364.00-Poles, Towers, and Fixtures | 2023-06-30 | Non-unitized | 162763-Taxable- Paris Bypass to Centerville1222 | KY | 0 | 0 | 0 | 0
E364.00-Poles, Towers, and Fixtures | 2022-11-16 | Non-unitized | KYTC DISTRICT 4 | KY | 0 | 0 | 0 | 0
E364.00-Poles, Towers, and Fixtures | 2023-10-31 | Non-unitized | 164235 - Baptist Health Line Reloc Lexington | KY | 0 | 0 | 0 | 0
E364.00-Poles, Towers, and Fixtures | 2023-10-01 | Non-unitized | ARSTLT426-Taxable-Rep Street Lights 01426012 | KY | 0 | 0 | 0 | 0
E364.00-Poles, Towers, and Fixtures | 2023-10-01 | Non-unitized | 092723-I | KY | 0 | 0 | 0 | 0
E364.00-Poles, Towers, and Fixtures | 2023-08-01 | Non-unitized | ASYSEN236-Taxable-Sys Enhance 01236012 Any improvements/upgrades to the electric/gas distribution system for the benefit of existing customers, but does not include load growth or expansion of a specific customer, this would be charged to a Connect New | KY | 1 | 1112.61 | 1112.61 | 0
E364.00-Poles, Towers, and Fixtures | 2023-08-29 | Non-unitized | WILMORE WYE HIGHWAY | KY | 1 | -35.73 | -35.73 | 0
E364.00-Poles, Towers, and Fixtures | 2023-08-29 | Non-unitized | LFUCG - FURLONG SEWE | KY | 1 | -1002.8 | -1002.8 | 0
E364.00-Poles, Towers, and Fixtures | 2024-06-25 | Non-unitized | 23PIT426-23PITP426-2023 PITP London | KY | 0 | 0 | 0 | 0
E364.00-Poles, Towers, and Fixtures | 2024-01-01 | Non-unitized | ACAPR246-Taxable-Cap/Reg/Recloser 01246012 | KY | 3 | 1212.13 | 404.0433 | 0
E364.00-Poles, Towers, and Fixtures | 2024-01-01 | Non-unitized | ARCST156-Taxable-Cust Requested 01156012 | KY | 6 | 122505.53 | 20417.5883 | 0
E364.00-Poles, Towers, and Fixtures | 2024-01-01 | Non-unitized | ACAPR156-Taxable-Cap/Reg/Recloser 01156012 | KY | 1 | 7895.84 | 7895.84 | 0
E364.00-Poles, Towers, and Fixtures | 2024-01-01 | Non-unitized | ANBCD216U-Taxable-NB Comm UG 01216012 | KY | 4 | 25325.7 | 6331.425 | 0
E364.00-Poles, Towers, and Fixtures | 2024-02-28 | Non-unitized | 169952 - Middlesboro 0371 Small Wire 2023 | KY | 0 | 0 | 0 | 0
E364.00-Poles, Towers, and Fixtures | 2024-03-15 | Non-unitized | 170188 - Direct Burial Project London 205 | KY | 0 | 0 | 0 | 0
E364.00-Poles, Towers, and Fixtures | 2024-01-01 | Non-unitized | ANBRD156U-Taxable-NB Resid UG 01156012 Any work that is performed related to extending or adding primary (or secondary to a common splice or pull off point) to serve underground a new residential customer or group of residential customers (includes all | KY | 7 | 86227.25 | 12318.1786 | 0
E364.00-Poles, Towers, and Fixtures | 2024-02-28 | Non-unitized | AKM051623 - KU | KY | 2 | 216710.74 | 108355.37 | 0
E364.00-Poles, Towers, and Fixtures | 2024-03-01 | CROSS ARMS | CROSS ARMS (07362) | KY | 3307 | 5861753.48 | 1772.529 | 0
E364.00-Poles, Towers, and Fixtures | 2024-01-01 | Non-unitized | ANBRD216U-Taxable-NB Resid UG 01216012 Includes all primary work or extensions to serve this customer or group of customers. Transformer installation charged to CXFRMXXX Does not include residential multi-family buildings exceeding three stories, thes | KY | 2 | 19722.61 | 9861.305 | 0
E364.00-Poles, Towers, and Fixtures | 2024-01-01 | Non-unitized | ANBSV246O-Taxable-NB Elec Serv OH 01246012 | KY | 8 | 144832.13 | 18104.0163 | 0
E364.00-Poles, Towers, and Fixtures | 2024-01-01 | Non-unitized | ARCST256-Taxable-Cust Requested 01256012 | KY | 3 | -3953.1 | -1317.7 | 0
E364.00-Poles, Towers, and Fixtures | 2024-01-01 | Non-unitized | ARELD216-Taxable-Capital Reliability 01216012 | KY | 4 | 5201.69 | 1300.4225 | 0
E364.00-Poles, Towers, and Fixtures | 2024-01-01 | Non-unitized | ARELD236-Taxable-Capital Reliability 01236012 | KY | 3 | 3916.9 | 1305.6333 | 0
E364.00-Poles, Towers, and Fixtures | 2024-01-01 | Non-unitized | ARPSC156 - Cap PSC Inspections 011560 | KY | 1 | 43206.64 | 43206.64 | 0
E364.00-Poles, Towers, and Fixtures | 2024-01-01 | Non-unitized | ASTLT236-Taxable-NB Street Lights 01236012 | KY | 1 | 7900.18 | 7900.18 | 0
E364.00-Poles, Towers, and Fixtures | 2024-01-01 | Non-unitized | 010924-I | KY | 0 | 0 | 0 | 0
E364.00-Poles, Towers, and Fixtures | 2024-01-01 | Non-unitized | ASTLT426-Taxable-NB Street Lights 01426012 | KY | 1 | 2113.32 | 2113.32 | 0
E364.00-Poles, Towers, and Fixtures | 2024-01-01 | Non-unitized | ASYSEN156-Taxable-Sys Enhance 01156012 Any improvements/upgrades to the electric/gas distribution system for the benefit of existing customers, but does not include load growth or expansion of a specific customer, this would be charged to a Connect New | KY | 3 | 4991.98 | 1663.9933 | 0
E364.00-Poles, Towers, and Fixtures | 2024-01-01 | Non-unitized | ASYSEN216-Taxable-Sys Enhance 01216012 Any improvements/upgrades to the electric/gas distribution system for the benefit of existing customers, but does not include load growth or expansion of a specific customer, this would be charged to a Connect Ne | KY | 4 | 7968.14 | 1992.035 | 0
E364.00-Poles, Towers, and Fixtures | 2024-01-01 | Non-unitized | ASYSEN236-Taxable-Sys Enhance 01236012 Any improvements/upgrades to the electric/gas distribution system for the benefit of existing customers, but does not include load growth or expansion of a specific customer, this would be charged to a Connect New | KY | 10 | 23543.43 | 2354.343 | 0
E364.00-Poles, Towers, and Fixtures | 2024-01-01 | Non-unitized | ASYSEN315-Taxable-Sys Enhance 01315012 Any improvements/upgrades to the electric/gas distribution system for the benefit of existing customers, but does not include load growth or expansion of a specific customer, this would be charged to a Connect New | KY | 0 | 0 | 0 | 0
E364.00-Poles, Towers, and Fixtures | 2024-01-01 | Non-unitized | ASYSEN366-Taxable-Sys Enhance 01366012 Any improvements/upgrades to the electric/gas distribution system for the benefit of existing customers, but does not include load growth or expansion of a specific customer, this would be charged to a Connect New | KY | 1 | 4055.78 | 4055.78 | 0
E364.00-Poles, Towers, and Fixtures | 2024-01-01 | Non-unitized | ATBRD216U-Taxable-Cap Trouble Orders UG 01216012 | KY | 3 | 1316.06 | 438.6867 | 0
E364.00-Poles, Towers, and Fixtures | 2024-01-01 | Non-unitized | ATBRD236O-Taxable-Cap Trouble Orders OH 01236012 | KY | 3 | 65487.93 | 21829.31 | 0
E364.00-Poles, Towers, and Fixtures | 2024-01-01 | Non-unitized | ATBRD236U-Taxable-Cap Trouble Orders UG 01236012 | KY | 4 | 5966.08 | 1491.52 | 0
E364.00-Poles, Towers, and Fixtures | 2024-01-01 | Non-unitized | ATPD246-Taxable-Cap Third Party 0124601222 Replacement cost of complete units of property due to damage from a third party, typically reimbursed. | KY | 2 | 18602.2 | 9301.1 | 0
E364.00-Poles, Towers, and Fixtures | 2024-01-04 | POLE WOOD 55 FT (DIST) | POLE WOOD 55 FT (DIST) | KY | 16 | 60204.21 | 3762.7631 | 0
E364.00-Poles, Towers, and Fixtures | 2023-12-01 | POLE WOOD 35 FT (DIST) | POLE WOOD 35 FT (DIST) | KY | 1 | 908.03 | 908.03 | 0
E364.00-Poles, Towers, and Fixtures | 2023-12-01 | POLE WOOD 40 FT (DIST) | POLE WOOD 40 FT (DIST) | KY | 6 | 8644.67 | 1440.7783 | 0
E364.00-Poles, Towers, and Fixtures | 2024-03-01 | POLE WOOD 30 FT (DIST) | POLE WOOD 30 FT (DIST) | KY | 333 | 293620.65 | 881.7437 | 0
E364.00-Poles, Towers, and Fixtures | 2024-05-16 | Non-unitized | 170008 - Somerset 1 0521 Circuit Hardening 2023 | KY | 0 | 0 | 0 | 0
E364.00-Poles, Towers, and Fixtures | 2023-02-28 | POLE WOOD 35 FT (DIST) | POLE WOOD 35 FT (DIST) | KY | 29 | 88238.34 | 3042.7014 | 0
E364.00-Poles, Towers, and Fixtures | 2024-06-27 | Non-unitized | 169897 CH 2023 Oak Hill 3418 | KY | 0 | 0 | 0 | 0
E364.00-Poles, Towers, and Fixtures | 2022-11-30 | POLE WOOD 50 FT (DIST) | POLE WOOD 50 FT (DIST) | KY | 16 | -13350.11 | -834.3819 | 0
E364.00-Poles, Towers, and Fixtures | 2022-11-30 | POLE WOOD 55 FT (DIST) | POLE WOOD 55 FT (DIST) | KY | 2 | -15331.88 | -7665.94 | 0
E364.00-Poles, Towers, and Fixtures | 2024-09-01 | POLE WOOD 70 FT (DIST) | POLE WOOD 70 FT (DIST) | KY | 1 | -7987.6 | -7987.6 | 0
E364.00-Poles, Towers, and Fixtures | 2024-09-17 | Non-unitized | 171836 Etown4-Hodegenville MOT XMUB | KY | 2 | 56570.78 | 28285.39 | 0
E364.00-Poles, Towers, and Fixtures | 2024-10-01 | Non-unitized | Investment | KY | 2 | 35388.87 | 17694.435 | 0
E364.00-Poles, Towers, and Fixtures | 2024-12-31 | Non-unitized | 24PITP366-24PITP366-2024 PITP Maysville | KY | 2 | 267504.35 | 133752.175 | 0
E364.00-Poles, Towers, and Fixtures | 2024-09-05 | Non-unitized | CVNB - 192 STREETLIG | KY | 1 | 3894.9 | 3894.9 | 0
E364.00-Poles, Towers, and Fixtures | 2004-01-01 | CROSS ARMS | CROSS ARMS (07362) | KY | 8270 | 842587.98 | 101.8849 | 0
E364.00-Poles, Towers, and Fixtures | 2007-01-01 | POLE WOOD 50 FT (DIST) | POLE WOOD 50 FT (DIST) | KY | 1562 | 843629.59 | 540.0958 | 0
E364.00-Poles, Towers, and Fixtures | 2005-01-01 | POLE WOOD 30 FT (DIST) | POLE WOOD 30 FT (DIST) | KY | 34 | 21150.53 | 622.0744
E364.00-Poles, Towers, and Fixtures | 1984-01-01 | POLE WOOD 40 FT (DIST) | POLE WOOD 40 FT | KY | 2033 | 1009433.8 | 496.5242 | 0
E364.00-Poles, Towers, and Fixtures | 2002-01-01 | PAD / MAT | MP2002 Poles, Towers, and Fixtures | KY | 0 | 0 | 0
E364.00-Poles, Towers, and Fixtures | 1959-01-01 | POLE WOOD 70 FT (DIST) | POLE WOOD 70 FT | KY | 0 | 0 | 0 | 0
E364.00-Poles, Towers, and Fixtures | 1985-01-01 | POLE WOOD 50 FT (DIST) | POLE WOOD 50 FT | KY | 77 | 39693.09 | 515.4947 | 0
E364.00-Poles, Towers, and Fixtures | 1985-01-01 | GUY | GUY | KY | 5334 | 441122.43 | 82.7001 | 0
E364.00-Poles, Towers, and Fixtures | 1972-01-01 | POLE WOOD 60 FT (DIST) | POLE WOOD 60 FT | KY | 2 | 475.03 | 237.515
E364.00-Poles, Towers, and Fixtures | 1964-01-01 | POLE WOOD 65 FT (DIST) | POLE WOOD 65 FT | KY | 1 | 256.53 | 256.53 | 0
E364.00-Poles, Towers, and Fixtures | 1955-01-01 | CROSS ARMS | MP1955 Poles, Towers, and Fixtures | KY | 8 | 0 | 0
E364.00-Poles, Towers, and Fixtures | 2001-01-01 | POLE WOOD 45 FT (DIST) | POLE WOOD 45 FT (DIST) | KY | 1180 | 1078499.93 | 913.983 | 0
E364.00-Poles, Towers, and Fixtures | 2001-01-01 | POLE WOOD 30 FT (DIST) | POLE WOOD 30 FT (DIST) | KY | 636 | 110401.28 | 173.5869 | 0
E364.00-Poles, Towers, and Fixtures | 1999-01-01 | GUY | GUY (00070) | KY | 1577 | 235229.65 | 149.1627 | 0
E364.00-Poles, Towers, and Fixtures | 1966-01-01 | FENCE | FENCE (FEET) (01012) | KY | 148 | 785.1 | 5.3047
E364.00-Poles, Towers, and Fixtures | 1971-01-01 | FENCE | FENCE (FEET) (01012) | KY | 415 | 2106.32 | 5.0755
E364.00-Poles, Towers, and Fixtures | 2000-01-01 | POLE WOOD 60 FT (DIST) | POLE WOOD 60 FT (DIST) | KY | 23 | 54716.96 | 2378.9983
E364.00-Poles, Towers, and Fixtures | 1999-01-01 | POLE WOOD 55 FT (DIST) | POLE WOOD 55 FT (DIST) | KY | 31 | 44216.51 | 1426.339 | 0
E364.00-Poles, Towers, and Fixtures | 2003-01-01 | POLE WOOD 55 FT (DIST) | POLE WOOD 55 FT (DIST) | KY | 70 | 260827.11 | 3726.1016 | 0
E364.00-Poles, Towers, and Fixtures | 1963-01-01 | PAD / MAT | MP1963 Poles, Towers, and Fixtures | KY | 0 | 0 | 0
E364.00-Poles, Towers, and Fixtures | 2002-01-01 | POLE WOOD 60 FT (DIST) | MP2002 Poles, Towers, and Fixtures | KY | 0 | 0 | 0 | 0
E364.00-Poles, Towers, and Fixtures | 1957-01-01 | PAD / MAT | MP1957 Poles, Towers, and Fixtures | KY | 0 | 0 | 0
E364.00-Poles, Towers, and Fixtures | 1997-01-01 | POLE WOOD 70 FT (DIST) | POLE WOOD 70 FT (DIST) | KY | 6 | 14745.11 | 2457.5183 | 0
E364.00-Poles, Towers, and Fixtures | 1995-01-01 | PLATFORM | MP1995 Poles, Towers, and Fixtures | KY | 0 | 0 | 0
E364.00-Poles, Towers, and Fixtures | 1961-01-01 | TO BE SPREAD OVER ASSETS IN ACCOUNT | MP1961 Poles, Towers, and Fixtures | KY | 0 | 0 | 0
E364.00-Poles, Towers, and Fixtures | 1966-01-01 | POLE WOOD 65 FT (DIST) | POLE WOOD 65 FT | KY | 5 | 1306.03 | 261.206 | 0
E364.00-Poles, Towers, and Fixtures | 1981-01-01 | POLE WOOD 40 FT (DIST) | POLE WOOD 40 FT | KY | 2274 | 868266.76 | 381.8236 | 0
E364.00-Poles, Towers, and Fixtures | 1962-01-01 | POLE WOOD 35 FT (DIST) | POLE WOOD 35 FT | KY | 1365 | 80968.96 | 59.3179 | 0
E364.00-Poles, Towers, and Fixtures | 1946-01-01 | TO BE SPREAD OVER ASSETS IN ACCOUNT | MP1946 Poles, Towers, and Fixtures | KY | 0 | 0 | 0 | 0
E364.00-Poles, Towers, and Fixtures | 2004-01-01 | GUY | MP2004 Poles, Towers, and Fixtures | KY | 0 | 0 | 0 | 0
E364.00-Poles, Towers, and Fixtures | 1944-01-01 | CROSS ARMS | CROSS ARMS | KY | 0 | 0 | 0 | 0
E364.00-Poles, Towers, and Fixtures | 1949-01-01 | POLE WOOD 70 FT (DIST) | MP1949 Poles, Towers, and Fixtures | KY | 0 | 0 | 0 | 0
E364.00-Poles, Towers, and Fixtures | 1959-01-01 | POLE WOOD 60 FT (DIST) | POLE WOOD 60 FT | KY | 6 | 1078.91 | 179.8183
E364.00-Poles, Towers, and Fixtures | 1998-01-01 | CROSS ARMS | MP1998 Poles, Towers, and Fixtures | KY | 4 | 0 | 0
E364.00-Poles, Towers, and Fixtures | 1980-01-01 | STEEL POLES | STEEL POLES | KY | 1 | 655.39 | 655.39
E364.00-Poles, Towers, and Fixtures | 1959-01-01 | FENCE | FENCE (FEET) (01012) | KY | 494 | 2903.44 | 5.8774
E364.00-Poles, Towers, and Fixtures | 2005-01-01 | GROUND | MP2005 Poles, Towers, and Fixtures | KY | 0 | 0 | 0
E364.00-Poles, Towers, and Fixtures | 1979-01-01 | PAD / MAT | MP1979 Poles, Towers, and Fixtures | KY | 0 | 0 | 0
E364.00-Poles, Towers, and Fixtures | 1995-01-01 | TO BE SPREAD OVER ASSETS IN ACCOUNT | MP1995 Poles, Towers, and Fixtures | KY | 0 | 0 | 0
E364.00-Poles, Towers, and Fixtures | 1964-01-01 | POLE WOOD 55 FT (DIST) | POLE WOOD 55 FT | KY | 15 | 2356.87 | 157.1247 | 0
E364.00-Poles, Towers, and Fixtures | 2003-01-01 | POLE WOOD 95 FT (DIST) | POLE WOOD 95 FT (DIST) | KY | 2 | 95305.03 | 47652.515
E364.00-Poles, Towers, and Fixtures | 1993-01-01 | POLE WOOD 30 FT (DIST) | POLE WOOD 30 FT (DIST) | KY | 1269 | 357441.5 | 281.6718 | 0
E364.00-Poles, Towers, and Fixtures | 1952-01-01 | PAD / MAT | MP1952 Poles, Towers, and Fixtures | KY | 0 | 0 | 0
E364.00-Poles, Towers, and Fixtures | 1983-01-01 | POLE WOOD 25 FT (DIST) | POLE WOOD 25 FT (DIST) | KY | 1 | 141.43 | 141.43
E364.00-Poles, Towers, and Fixtures | 1984-01-01 | GUY | GUY | KY | 4818 | 367328.67 | 76.2409 | 0
E364.00-Poles, Towers, and Fixtures | 1989-01-01 | POLE WOOD 70 FT (DIST) | POLE WOOD 70 FT (DIST) | KY | 4 | 6090.38 | 1522.595 | 0
E364.00-Poles, Towers, and Fixtures | 2002-01-01 | POLE WOOD 75 FT (DIST) | POLE WOOD 75 FT (DIST) | KY | 2 | 7012.67 | 3506.335
E364.00-Poles, Towers, and Fixtures | 1978-01-01 | POLE WOOD 40 FT (DIST) | POLE WOOD 40 FT | KY | 2196 | 631894.51 | 287.748 | 0
E364.00-Poles, Towers, and Fixtures | 2002-01-01 | POLE WOOD 65 FT (DIST) | MP2002 Poles, Towers, and Fixtures | KY | 0 | 0 | 0 | 0
E364.00-Poles, Towers, and Fixtures | 1992-01-01 | POLE WOOD 45 FT (DIST) | POLE WOOD 45 FT (DIST) | KY | 1163 | 579152.51 | 497.9815 | 0
E364.00-Poles, Towers, and Fixtures | 1987-01-01 | POLE WOOD 70 FT (DIST) | POLE WOOD 70 FT (DIST) | KY | 1 | 1870.28 | 1870.28
E364.00-Poles, Towers, and Fixtures | 1969-01-01 | POLE WOOD 75 FT (DIST) | POLE WOOD 75 FT | KY | 1 | 488.09 | 488.09 | 0
E364.00-Poles, Towers, and Fixtures | 1952-01-01 | POLE WOOD 20 FT (DIST) | POLE WOOD 20 FT (DIST) | KY | 3 | 60.53 | 20.1767
E364.00-Poles, Towers, and Fixtures | 1984-01-01 | POLE WOOD 60 FT (DIST) | POLE WOOD 60 FT | KY | 11 | 9079.6 | 825.4182 | 0
E364.00-Poles, Towers, and Fixtures | 1982-01-01 | PAD / MAT | MP1982 Poles, Towers, and Fixtures | KY | 0 | 0 | 0
E364.00-Poles, Towers, and Fixtures | 1984-01-01 | TO BE SPREAD OVER ASSETS IN ACCOUNT | MP1984 Poles, Towers, and Fixtures | KY | 0 | 0 | 0
E364.00-Poles, Towers, and Fixtures | 1963-01-01 | GUY | GUY | KY | 3968 | 79299.19 | 19.9847 | 0
E364.00-Poles, Towers, and Fixtures | 1963-01-01 | POLE WOOD 55 FT (DIST) | POLE WOOD 55 FT | KY | 0 | 0 | 0 | 0
E364.00-Poles, Towers, and Fixtures | 2003-01-01 | POLE WOOD 35 FT (DIST) | MP2003 Poles, Towers, and Fixtures | KY | 0 | 0 | 0 | 0
E364.00-Poles, Towers, and Fixtures | 1982-01-01 | POLE WOOD 95 FT (DIST) | POLE WOOD 95 FT | KY | 1 | 2163.87 | 2163.87
E364.00-Poles, Towers, and Fixtures | 1971-01-01 | GUY | GUY | KY | 6884 | 173951.28 | 25.2689 | 0
E364.00-Poles, Towers, and Fixtures | 1974-01-01 | POLE WOOD 55 FT (DIST) | POLE WOOD 55 FT | KY | 13 | 3456.31 | 265.87 | 0
E364.00-Poles, Towers, and Fixtures | 1994-01-01 | POLE WOOD 55 FT (DIST) | POLE WOOD 55 FT (DIST) | KY | 62 | 53067.35 | 855.925 | 0
E364.00-Poles, Towers, and Fixtures | 1997-01-01 | POLE WOOD 30 FT (DIST) | POLE WOOD 30 FT (DIST) | KY | 1100 | 403611.79 | 366.9198 | 0
E364.00-Poles, Towers, and Fixtures | 1949-01-01 | TO BE SPREAD OVER ASSETS IN ACCOUNT | MP1949 Poles, Towers, and Fixtures | KY | 0 | 0 | 0
E364.00-Poles, Towers, and Fixtures | 1985-01-01 | POLE WOOD 60 FT (DIST) | POLE WOOD 60 FT | KY | 4 | 3459.64 | 864.91
E364.00-Poles, Towers, and Fixtures | 2002-01-01 | PLATFORM | MP2002 Poles, Towers, and Fixtures | KY | 0 | 0 | 0
E364.00-Poles, Towers, and Fixtures | 1994-01-01 | POLE WOOD 70 FT (DIST) | POLE WOOD 70 FT (DIST) | KY | 3 | 6284.87 | 2094.9567 | 0
E364.00-Poles, Towers, and Fixtures | 2001-01-01 | POLE WOOD 70 FT (DIST) | MP2001 Poles, Towers, and Fixtures | KY | 1 | 0 | 0
E364.00-Poles, Towers, and Fixtures | 1969-01-01 | PAD / MAT | MP1969 Poles, Towers, and Fixtures | KY | 0 | 0 | 0
E364.00-Poles, Towers, and Fixtures | 1996-01-01 | PAD / MAT | MP1996 Poles, Towers, and Fixtures | KY | 0 | 0 | 0
E364.00-Poles, Towers, and Fixtures | 1954-01-01 | POLE WOOD 45 FT (DIST) | MP1954 Poles, Towers, and Fixtures | KY | 0 | 0 | 0 | 0
E364.00-Poles, Towers, and Fixtures | 1968-01-01 | POLE WOOD 55 FT (DIST) | POLE WOOD 55 FT | KY | 0 | 0 | 0 | 0
E364.00-Poles, Towers, and Fixtures | 2003-01-01 | POLE WOOD 70 FT (DIST) | POLE WOOD 70 FT (DIST) | KY | 4 | 101225.47 | 25306.3675 | 0
E364.00-Poles, Towers, and Fixtures | 1946-01-01 | POLE WOOD 30 FT (DIST) | POLE WOOD 30 FT | KY | 0 | 0 | 0 | 0
E364.00-Poles, Towers, and Fixtures | 1982-01-01 | POLE WOOD 50 FT (DIST) | POLE WOOD 50 FT | KY | 72 | 30861.43 | 428.631 | 0
E364.00-Poles, Towers, and Fixtures | 2008-01-01 | CROSS ARMS | CROSS ARMS | KY | 1959 | 488466.66 | 249.3449 | 0
E364.00-Poles, Towers, and Fixtures | 2004-01-01 | POLE WOOD 40 FT (DIST) | MP2004 Poles, Towers, and Fixtures | KY | 0 | 0 | 0 | 0
E364.00-Poles, Towers, and Fixtures | 1975-01-01 | POLE WOOD 40 FT (DIST) | POLE WOOD 40 FT | KY | 2066 | 503689.54 | 243.7994 | 0
E364.00-Poles, Towers, and Fixtures | 2005-01-01 | POLE WOOD 60 FT (DIST) | POLE WOOD 60 FT (DIST) | KY | 5 | 15610.74 | 3122.148
E364.00-Poles, Towers, and Fixtures | 1950-01-01 | POLE WOOD 35 FT (DIST) | POLE WOOD 35 FT | KY | 4009 | 227046.02 | 56.6341 | 0
E364.00-Poles, Towers, and Fixtures | 1945-01-01 | POLE WOOD 50 FT (DIST) | MP1945 Poles, Towers, and Fixtures | KY | 0 | 0 | 0 | 0
E364.00-Poles, Towers, and Fixtures | 1950-01-01 | POLE WOOD 40 FT (DIST) | MP1950 Poles, Towers, and Fixtures | KY | 0 | 0 | 0 | 0
E364.00-Poles, Towers, and Fixtures | 2008-07-01 | Non-unitized | RDDD426OH-Rep Def Equip-OH-London | KY | 0 | 0 | 0
E364.00-Poles, Towers, and Fixtures | 2008-07-01 | Non-unitized | STLT156-STREET LIGHTING 156 | KY | 0 | 0 | 0 | 0
E364.00-Poles, Towers, and Fixtures | 2008-07-01 | Non-unitized | STLT216-STREET LIGHTING 216 | KY | 0 | 0 | 0 | 0
E364.00-Poles, Towers, and Fixtures | 2008-07-01 | Non-unitized | NBSV256OH-New Elect Serv-Ovhd-Shelbyvl | KY | 0 | 0 | 0
E364.00-Poles, Towers, and Fixtures | 2008-07-01 | Non-unitized | RDDD216OH-Rep Def Equip-OH-Danville | KY | 0 | 0 | 0
E364.00-Poles, Towers, and Fixtures | 2008-07-01 | Non-unitized | NBSV246OH-New Elect Services-Overhead | KY | 0 | 0 | 0
E364.00-Poles, Towers, and Fixtures | 2008-07-01 | Non-unitized | RDDD315UG-Rep Def Equip-UG-Lexington | KY | 0 | 0 | 0
E364.00-Poles, Towers, and Fixtures | 2008-07-01 | Non-unitized | NBSV426UG-New Bus Serv-UG-London | KY | 0 | 0 | 0
E364.00-Poles, Towers, and Fixtures | 2008-07-01 | Non-unitized | POLD246-OUTDOOR LIGHTING 246 | KY | 0 | 0 | 0
E364.00-Poles, Towers, and Fixtures | 2008-05-01 | Non-unitized | 2564 SHARON DEPOY RD 42345 | KY | 0 | 0 | 0
E364.00-Poles, Towers, and Fixtures | 2008-05-01 | Non-unitized | 1500715 | KY | 0 | 0 | 0
E364.00-Poles, Towers, and Fixtures | 2008-05-01 | Non-unitized | 442 W LEXINGTON AVE T DWNS 40422 | KY | 0 | 0 | 0 | 0
E364.00-Poles, Towers, and Fixtures | 2008-05-01 | Non-unitized | 1157952 | KY | 0 | 0 | 0
E364.00-Poles, Towers, and Fixtures | 2008-05-01 | Non-unitized | SCOTTSVILLE | KY | 0 | 0 | 0
E364.00-Poles, Towers, and Fixtures | 2008-05-01 | Non-unitized | 630 LEBANON AVE | KY | 0 | 0 | 0 | 0
E364.00-Poles, Towers, and Fixtures | 2008-05-01 | Non-unitized | 1751 ATOMA DR 40511 | KY | 0 | 0 | 0 | 0
E364.00-Poles, Towers, and Fixtures | 2008-05-01 | Non-unitized | 1459614 | KY | 0 | 0 | 0
E364.00-Poles, Towers, and Fixtures | 2008-05-01 | Non-unitized | 137 W MAIN 40409 | KY | 0 | 0 | 0
E364.00-Poles, Towers, and Fixtures | 2008-05-01 | Non-unitized | MAPLEWOOD | KY | 0 | 0 | 0 | 0
E364.00-Poles, Towers, and Fixtures | 2008-05-01 | Non-unitized | 1263514 | KY | 0 | 0 | 0
E364.00-Poles, Towers, and Fixtures | 2008-05-01 | Non-unitized | 1294215 | KY | 0 | 0 | 0
E364.00-Poles, Towers, and Fixtures | 2008-05-01 | Non-unitized | 750 BUSTER PK BARN 40330 | KY | 0 | 0 | 0 | 0
E364.00-Poles, Towers, and Fixtures | 2008-05-01 | Non-unitized | BRADFORDSVILLE RD 40009 | KY | 0 | 0 | 0 | 0
E364.00-Poles, Towers, and Fixtures | 2008-05-01 | Non-unitized | 1301096 | KY | 0 | 0 | 0
E364.00-Poles, Towers, and Fixtures | 2008-05-01 | Non-unitized | 1389 LEIGHS CHAPEL RD TRL 42345 | KY | 0 | 0 | 0
E364.00-Poles, Towers, and Fixtures | 2008-05-01 | Non-unitized | 1820 FAIRVIEW RD 42330 | KY | 0 | 0 | 0
E364.00-Poles, Towers, and Fixtures | 2008-05-01 | Non-unitized | 1351777 | KY | 0 | 0 | 0
E364.00-Poles, Towers, and Fixtures | 2008-05-01 | Non-unitized | S HWY 130 - HARVEY ROBINSON LEASE (SO | KY | 0 | 0 | 0
E364.00-Poles, Towers, and Fixtures | 2008-05-01 | Non-unitized | 3802 NEW LAIR RD 41031 | KY | 0 | 0 | 0
E364.00-Poles, Towers, and Fixtures | 2008-05-01 | Non-unitized | 628 OLD MIDLAND TRAIL 40371 | KY | 0 | 0 | 0 | 0
E364.00-Poles, Towers, and Fixtures | 2008-05-01 | Non-unitized | 3040 RICHMOND RD 40509 | KY | 0 | 0 | 0
E364.00-Poles, Towers, and Fixtures | 2008-05-01 | Non-unitized | 2307 WOODLAKE 40379 | KY | 0 | 0 | 0 | 0
E364.00-Poles, Towers, and Fixtures | 2008-05-01 | Non-unitized | 200 SOUTHLAND DR 40503 | KY | 0 | 0 | 0 | 0
E364.00-Poles, Towers, and Fixtures | 2008-05-01 | Non-unitized | 932 GREEN STREET 40351 | KY | 0 | 0 | 0 | 0
E364.00-Poles, Towers, and Fixtures | 2008-05-01 | Non-unitized | SAINT JOSEPH DR 40504 | KY | 0 | 0 | 0 | 0
E364.00-Poles, Towers, and Fixtures | 2008-05-01 | Non-unitized | CONTRACT ST | KY | 0 | 0 | 0 | 0
E364.00-Poles, Towers, and Fixtures | 2008-05-01 | Non-unitized | 870 S BROADWAY ST 1 40504 | KY | 0 | 0 | 0 | 0
E364.00-Poles, Towers, and Fixtures | 2008-05-01 | Non-unitized | 2452 SIR BARTON WAY 40509 | KY | 0 | 0 | 0 | 0
E364.00-Poles, Towers, and Fixtures | 2008-05-01 | Non-unitized | OWINGSVILLE RD | KY | 0 | 0 | 0 | 0
E364.00-Poles, Towers, and Fixtures | 2008-05-01 | Non-unitized | 4804 IRONWORKS RD 40324 | KY | 0 | 0 | 0 | 0
E364.00-Poles, Towers, and Fixtures | 2008-05-01 | Non-unitized | 358 FOREMAN AVE | KY | 0 | 0 | 0 | 0
E364.00-Poles, Towers, and Fixtures | 2008-05-01 | Non-unitized | 1661 WINCHESTER RD E 1 HOUS 40361 | KY | 0 | 0 | 0 | 0
E364.00-Poles, Towers, and Fixtures | 2008-05-01 | Non-unitized | LOWE'S | KY | 0 | 0 | 0 | 0
E364.00-Poles, Towers, and Fixtures | 2008-05-01 | Non-unitized | CLAY COUNTY HEALTH DEPARTMENT | KY | 0 | 0 | 0 | 0
E364.00-Poles, Towers, and Fixtures | 2008-05-01 | Non-unitized | 3330 VERSAILLES RD 40513 | KY | 0 | 0 | 0 | 0
E364.00-Poles, Towers, and Fixtures | 2008-05-01 | Non-unitized | 405 SYCAMORE ST 42408 | KY | 0 | 0 | 0 | 0
E364.00-Poles, Towers, and Fixtures | 2008-05-01 | Non-unitized | 1555 ST. RTE. 2835 | KY | 0 | 0 | 0 | 0
E364.00-Poles, Towers, and Fixtures | 2008-05-01 | Non-unitized | 105 E MAIN ST | KY | 0 | 0 | 0
E364.00-Poles, Towers, and Fixtures | 2008-05-01 | Non-unitized | 1426606 | KY | 0 | 0 | 0
E364.00-Poles, Towers, and Fixtures | 2008-05-01 | Non-unitized | 47 GOSSETT LN 42344 | KY | 0 | 0 | 0 | 0
E364.00-Poles, Towers, and Fixtures | 2008-05-01 | Non-unitized | 5400 REVILO RD | KY | 0 | 0 | 0 | 0
E364.00-Poles, Towers, and Fixtures | 2008-05-01 | Non-unitized | 2714 ELKCHESTER RD | KY | 0 | 0 | 0
E364.00-Poles, Towers, and Fixtures | 2008-05-01 | Non-unitized | 85 LAMB LN 40828 | KY | 0 | 0 | 0 | 0
E364.00-Poles, Towers, and Fixtures | 2008-05-01 | Non-unitized | 2045 ROBIN LN TRLR 40353 | KY | 0 | 0 | 0 | 0
E364.00-Poles, Towers, and Fixtures | 2008-05-01 | Non-unitized | WALLENS TERRYS FORK | KY | 0 | 0 | 0 | 0
E364.00-Poles, Towers, and Fixtures | 2008-05-01 | Non-unitized | RR 4 BOX 190 40962 | KY | 0 | 0 | 0 | 0
E364.00-Poles, Towers, and Fixtures | 2008-05-01 | Non-unitized | 932384 | KY | 0 | 0 | 0
E364.00-Poles, Towers, and Fixtures | 2008-05-01 | Non-unitized | 1133985 | KY | 0 | 0 | 0 | 0
E364.00-Poles, Towers, and Fixtures | 2008-05-01 | Non-unitized | 1212 OSBORNE RD GAR 40353 | KY | 0 | 0 | 0 | 0
E364.00-Poles, Towers, and Fixtures | 2008-05-01 | Non-unitized | 1134114 | KY | 0 | 0 | 0 | 0
E364.00-Poles, Towers, and Fixtures | 2008-05-01 | Non-unitized | 107 MEANS DR 40356 | KY | 0 | 0 | 0 | 0
E364.00-Poles, Towers, and Fixtures | 2008-05-01 | Non-unitized | 3200 NICHOLASVILLE RD | KY | 0 | 0 | 0 | 0
E364.00-Poles, Towers, and Fixtures | 2008-05-01 | Non-unitized | 169 FOLEY RD TSE 40701 | KY | 0 | 0 | 0 | 0
E364.00-Poles, Towers, and Fixtures | 2008-05-01 | Non-unitized | CITY OF LONDON ST. LTS | KY | 0 | 0 | 0 | 0
E364.00-Poles, Towers, and Fixtures | 2008-05-01 | Non-unitized | 972 BEASLEY ST 40509 | KY | 0 | 0 | 0 | 0
E364.00-Poles, Towers, and Fixtures | 2008-05-01 | Non-unitized | 2224 BOND PIKE 40379 | KY | 0 | 0 | 0 | 0
E364.00-Poles, Towers, and Fixtures | 2008-05-01 | Non-unitized | 2300 FORTUNE DR 40509 | KY | 0 | 0 | 0 | 0
E364.00-Poles, Towers, and Fixtures | 2008-05-01 | Non-unitized | 1361718 | KY | 0 | 0 | 0 | 0
E364.00-Poles, Towers, and Fixtures | 2008-05-01 | Non-unitized | BERKSHIRE LN 40324 | KY | 0 | 0 | 0
E364.00-Poles, Towers, and Fixtures | 2008-05-01 | Non-unitized | 1618 NORTHGATE DR 40475 | KY | 0 | 0 | 0
E364.00-Poles, Towers, and Fixtures | 2008-05-01 | Non-unitized | 1837 PLAUDIT PL 40509 | KY | 0 | 0 | 0 | 0
E364.00-Poles, Towers, and Fixtures | 2008-05-01 | Non-unitized | FALLS FORD | KY | 0 | 0 | 0 | 0
E364.00-Poles, Towers, and Fixtures | 2008-05-01 | Non-unitized | 4415 GEORGETOWN RD FG 72 BN 40511 | KY | 0 | 0 | 0 | 0
E364.00-Poles, Towers, and Fixtures | 2008-05-01 | Non-unitized | ROBCO DEVELOPMENT | KY | 0 | 0 | 0 | 0
E364.00-Poles, Towers, and Fixtures | 2008-05-01 | Non-unitized | 671 SAWMILL PIKE 41056 | KY | 0 | 0 | 0 | 0
E364.00-Poles, Towers, and Fixtures | 2008-05-01 | Non-unitized | NORTHGATE DR 40475 | KY | 0 | 0 | 0 | 0
E364.00-Poles, Towers, and Fixtures | 2008-05-01 | Non-unitized | LEESTOWN RD | KY | 0 | 0 | 0
E364.00-Poles, Towers, and Fixtures | 2008-05-01 | Non-unitized | 251 EIGHT MILE RD 42345 | KY | 0 | 0 | 0 | 0
E364.00-Poles, Towers, and Fixtures | 2008-05-01 | Non-unitized | 102 LAURA LN 42726 | KY | 0 | 0 | 0 | 0
E364.00-Poles, Towers, and Fixtures | 2008-05-01 | Non-unitized | 5291 MT EDEN RD BARN 40065 | KY | 0 | 0 | 0 | 0
E364.00-Poles, Towers, and Fixtures | 2008-05-01 | Non-unitized | 107 WOODRUM RIDGE RD | KY | 0 | 0 | 0 | 0
E364.00-Poles, Towers, and Fixtures | 2008-05-01 | Non-unitized | 211 MAIN ST 42642 | KY | 0 | 0 | 0 | 0
E364.00-Poles, Towers, and Fixtures | 2008-05-01 | Non-unitized | HAYS BLVD | KY | 0 | 0 | 0 | 0
E364.00-Poles, Towers, and Fixtures | 2008-05-01 | Non-unitized | 2624 WAGEL RD BARN 41004 | KY | 0 | 0 | 0 | 0
E364.00-Poles, Towers, and Fixtures | 2008-05-01 | Non-unitized | AIRPORT RD 40831 | KY | 0 | 0 | 0 | 0
E364.00-Poles, Towers, and Fixtures | 2008-05-01 | Non-unitized | BLAIR ST | KY | 0 | 0 | 0 | 0
E364.00-Poles, Towers, and Fixtures | 2008-05-01 | Non-unitized | OVERLOOK DRIVE 40371 | KY | 0 | 0 | 0 | 0
E364.00-Poles, Towers, and Fixtures | 2008-05-01 | Non-unitized | 2520 PREWITT PK 40353 | KY | 0 | 0 | 0
E364.00-Poles, Towers, and Fixtures | 2008-05-01 | Non-unitized | 1097204 | KY | 0 | 0 | 0 | 0
E364.00-Poles, Towers, and Fixtures | 2008-05-01 | Non-unitized | RED LA | KY | 0 | 0 | 0 | 0
E364.00-Poles, Towers, and Fixtures | 2008-05-01 | Non-unitized | TEXAS RD 40069 | KY | 0 | 0 | 0 | 0
E364.00-Poles, Towers, and Fixtures | 2008-05-01 | Non-unitized | 730 OLD WH PL NORT RD | KY | 0 | 0 | 0 | 0
E364.00-Poles, Towers, and Fixtures | 2008-05-01 | Non-unitized | 30 KY 2408 40734 | KY | 0 | 0 | 0 | 0
E364.00-Poles, Towers, and Fixtures | 2008-05-01 | Non-unitized | 150 KENNA LANE 40351 | KY | 0 | 0 | 0 | 0
E364.00-Poles, Towers, and Fixtures | 2008-05-01 | Non-unitized | Y TOWN 40965 | KY | 0 | 0 | 0 | 0
E364.00-Poles, Towers, and Fixtures | 2008-05-01 | Non-unitized | 1268425 | KY | 0 | 0 | 0 | 0
E364.00-Poles, Towers, and Fixtures | 2008-05-01 | Non-unitized | 1160126 | KY | 0 | 0 | 0 | 0
E364.00-Poles, Towers, and Fixtures | 2008-05-01 | Non-unitized | 237 FIELDS RD 40370 | KY | 0 | 0 | 0 | 0
E364.00-Poles, Towers, and Fixtures | 2008-05-01 | Non-unitized | ROSE LN | KY | 0 | 0 | 0 | 0
E364.00-Poles, Towers, and Fixtures | 2008-05-01 | Non-unitized | COURT ST. | KY | 0 | 0 | 0 | 0
E364.00-Poles, Towers, and Fixtures | 2008-05-01 | Non-unitized | 1070198 | KY | 0 | 0 | 0 | 0
E364.00-Poles, Towers, and Fixtures | 2008-05-01 | Non-unitized | STEDMANTOWN LN @ LYONS WAY | KY | 0 | 0 | 0
E364.00-Poles, Towers, and Fixtures | 2008-05-01 | Non-unitized | SIR BARTON WAY 40509 | KY | 0 | 0 | 0 | 0
E364.00-Poles, Towers, and Fixtures | 2008-05-01 | Non-unitized | BOSTON RD 40514 | KY | 0 | 0 | 0 | 0
E364.00-Poles, Towers, and Fixtures | 2008-05-01 | Non-unitized | 115 1/2 E LOCUST ST 40475 | KY | 0 | 0 | 0 | 0
E364.00-Poles, Towers, and Fixtures | 2008-05-01 | Non-unitized | BUNKER HILL LANE | KY | 0 | 0 | 0
E364.00-Poles, Towers, and Fixtures | 2008-05-01 | Non-unitized | 703 S LIMESTONE 40508 | KY | 0 | 0 | 0 | 0
E364.00-Poles, Towers, and Fixtures | 2008-05-01 | Non-unitized | 101 CARLEY CT 40324 | KY | 0 | 0 | 0 | 0
E364.00-Poles, Towers, and Fixtures | 2008-05-01 | Non-unitized | FOXLEY 40601 | KY | 0 | 0 | 0 | 0
E364.00-Poles, Towers, and Fixtures | 2008-05-01 | Non-unitized | CLAYS MILL RD 40503 | KY | 0 | 0 | 0 | 0
E364.00-Poles, Towers, and Fixtures | 2008-05-01 | Non-unitized | CHRISTIAN HOMELESS SHELTER | KY | 0 | 0 | 0 | 0
E364.00-Poles, Towers, and Fixtures | 2008-05-01 | Non-unitized | 114 SENA WAY LOT 15 40475 | KY | 0 | 0 | 0 | 0
E364.00-Poles, Towers, and Fixtures | 2008-05-01 | Non-unitized | 902 US 68 41056 | KY | 0 | 0 | 0 | 0
E364.00-Poles, Towers, and Fixtures | 2008-05-01 | Non-unitized | 775 S MAIN ST TSE 42629 | KY | 0 | 0 | 0 | 0
E364.00-Poles, Towers, and Fixtures | 2008-05-01 | Non-unitized | 302 N MAIN ST | KY | 0 | 0 | 0 | 0
E364.00-Poles, Towers, and Fixtures | 2008-05-01 | Non-unitized | RINEYVILLE BIG SPRINGS RD LOT3 | KY | 0 | 0 | 0 | 0
E364.00-Poles, Towers, and Fixtures | 2008-05-01 | Non-unitized | GREEN ST 40383 | KY | 0 | 0 | 0 | 0
E364.00-Poles, Towers, and Fixtures | 2008-05-01 | Non-unitized | 835206 | KY | 0 | 0 | 0
E364.00-Poles, Towers, and Fixtures | 2008-05-01 | Non-unitized | 1129820 | KY | 0 | 0 | 0 | 0
E364.00-Poles, Towers, and Fixtures | 2008-05-01 | Non-unitized | 1063510 | KY | 0 | 0 | 0 | 0
E364.00-Poles, Towers, and Fixtures | 2008-05-01 | Non-unitized | 1090075 | KY | 0 | 0 | 0
E364.00-Poles, Towers, and Fixtures | 2008-05-01 | Non-unitized | 2190 S HWY 27 | KY | 0 | 0 | 0 | 0
E364.00-Poles, Towers, and Fixtures | 2008-05-01 | Non-unitized | WRIGHT LN 40324 | KY | 0 | 0 | 0 | 0
E364.00-Poles, Towers, and Fixtures | 2008-05-01 | Non-unitized | 980 CORINTH RD TSE 41010 | KY | 0 | 0 | 0 | 0
E364.00-Poles, Towers, and Fixtures | 2008-05-01 | Non-unitized | 94 WILLOW CREEK RD TRL NEW 41043 | KY | 0 | 0 | 0 | 0
E364.00-Poles, Towers, and Fixtures | 2008-05-01 | Non-unitized | 3354 N CLEVELAND RD | KY | 0 | 0 | 0
E364.00-Poles, Towers, and Fixtures | 2008-05-01 | Non-unitized | CINCINNATI 40324 | KY | 0 | 0 | 0 | 0
E364.00-Poles, Towers, and Fixtures | 2008-05-01 | Non-unitized | FLOOD RD LOT 1 40065 | KY | 0 | 0 | 0 | 0
E364.00-Poles, Towers, and Fixtures | 2008-05-01 | Non-unitized | W CHESTER AVE | KY | 0 | 0 | 0 | 0
E364.00-Poles, Towers, and Fixtures | 2008-05-01 | Non-unitized | 598 MT WASHINGTON RD NEW HSE 40071 | KY | 0 | 0 | 0 | 0
E364.00-Poles, Towers, and Fixtures | 2008-05-01 | Non-unitized | 3301 OLD LEMONS MILL RD 40511 | KY | 0 | 0 | 0 | 0
E364.00-Poles, Towers, and Fixtures | 2008-05-01 | Non-unitized | 541 N KY 233 40734 | KY | 0 | 0 | 0 | 0
E364.00-Poles, Towers, and Fixtures | 2008-05-01 | Non-unitized | POLLY HOLLOW RD | KY | 0 | 0 | 0 | 0
E364.00-Poles, Towers, and Fixtures | 2008-05-01 | Non-unitized | 610 RUDDLES MILL RD 40361 | KY | 0 | 0 | 0 | 0
E364.00-Poles, Towers, and Fixtures | 2008-05-01 | Non-unitized | 2639 WEISENBERGER MILL RD 40347 | KY | 0 | 0 | 0 | 0
E364.00-Poles, Towers, and Fixtures | 2008-05-01 | Non-unitized | 9408 HWY # 10 NORTH 41043 | KY | 0 | 0 | 0 | 0
E364.00-Poles, Towers, and Fixtures | 2008-05-01 | Non-unitized | 4621 SWITZER RD 40601 | KY | 0 | 0 | 0 | 0
E364.00-Poles, Towers, and Fixtures | 2008-05-01 | Non-unitized | 3000 BEAUMONT CENTRE CIR 40513 | KY | 0 | 0 | 0 | 0
E364.00-Poles, Towers, and Fixtures | 2008-05-01 | Non-unitized | ILSEY SPUR | KY | 0 | 0 | 0 | 0
E364.00-Poles, Towers, and Fixtures | 2008-05-01 | Non-unitized | 1875 STATE ROUTE 2835 | KY | 0 | 0 | 0 | 0
E364.00-Poles, Towers, and Fixtures | 2008-05-01 | Non-unitized | N JACKSON HWY 42757 | KY | 0 | 0 | 0 | 0
E364.00-Poles, Towers, and Fixtures | 2008-05-01 | Non-unitized | 479 LOCUST FORK RD | KY | 0 | 0 | 0 | 0
E364.00-Poles, Towers, and Fixtures | 2008-05-01 | Non-unitized | 112 BROADWAY | KY | 0 | 0 | 0 | 0
E364.00-Poles, Towers, and Fixtures | 2008-05-01 | Non-unitized | MT SALEM RD 40448 | KY | 0 | 0 | 0 | 0
E364.00-Poles, Towers, and Fixtures | 2008-05-01 | Non-unitized | 720 PHILLIPS LN | KY | 0 | 0 | 0 | 0
E364.00-Poles, Towers, and Fixtures | 2008-05-01 | Non-unitized | 1106686 | KY | 0 | 0 | 0 | 0
E364.00-Poles, Towers, and Fixtures | 2008-05-01 | Non-unitized | HWY 266 | KY | 0 | 0 | 0 | 0
E364.00-Poles, Towers, and Fixtures | 2008-05-01 | Non-unitized | AROUND THE WORLD 40873 | KY | 0 | 0 | 0 | 0
E364.00-Poles, Towers, and Fixtures | 2008-05-01 | Non-unitized | 3965 S WILSON RD 42701 | KY | 0 | 0 | 0 | 0
E364.00-Poles, Towers, and Fixtures | 2008-05-01 | Non-unitized | WILDFLOWER | KY | 0 | 0 | 0
E364.00-Poles, Towers, and Fixtures | 2008-05-01 | Non-unitized | 1244006 | KY | 0 | 0 | 0 | 0
E364.00-Poles, Towers, and Fixtures | 2008-05-01 | Non-unitized | 104 ROBERTSON LN 40422 | KY | 0 | 0 | 0 | 0
E364.00-Poles, Towers, and Fixtures | 2008-05-01 | Non-unitized | 2112 LEXINGTON RD 40356 | KY | 0 | 0 | 0 | 0
E364.00-Poles, Towers, and Fixtures | 2008-05-01 | Non-unitized | CAMP CREEK 40873 | KY | 0 | 0 | 0 | 0
E364.00-Poles, Towers, and Fixtures | 2008-05-01 | Non-unitized | CAMARGO LEVEE RD | KY | 0 | 0 | 0
E364.00-Poles, Towers, and Fixtures | 2008-05-01 | Non-unitized | 1226654 | KY | 0 | 0 | 0 | 0
E364.00-Poles, Towers, and Fixtures | 2008-05-01 | Non-unitized | 2335 NICHOLASVILLE RD 40503 | KY | 0 | 0 | 0 | 0
E364.00-Poles, Towers, and Fixtures | 2008-05-01 | Non-unitized | CUMBERLAND COLLEGE PRI. MET. | KY | 0 | 0 | 0 | 0
E364.00-Poles, Towers, and Fixtures | 2008-05-01 | Non-unitized | LANCASTER RD 40475 | KY | 0 | 0 | 0 | 0
E364.00-Poles, Towers, and Fixtures | 2008-05-01 | Non-unitized | 4541 CLAYS MILL RD 40514 | KY | 0 | 0 | 0 | 0
E364.00-Poles, Towers, and Fixtures | 2008-05-01 | Non-unitized | DOGWALK RD 40475 | KY | 0 | 0 | 0 | 0
E364.00-Poles, Towers, and Fixtures | 2008-05-01 | Non-unitized | HWY 119 | KY | 0 | 0 | 0 | 0
E364.00-Poles, Towers, and Fixtures | 2008-05-01 | Non-unitized | SUNSET | KY | 0 | 0 | 0 | 0
E364.00-Poles, Towers, and Fixtures | 2008-05-01 | Non-unitized | 409 ASPEN DR | KY | 0 | 0 | 0 | 0
E364.00-Poles, Towers, and Fixtures | 2008-05-01 | Non-unitized | 1158 MANCHESTER ST 40508 | KY | 0 | 0 | 0
E364.00-Poles, Towers, and Fixtures | 2008-05-01 | Non-unitized | 1014 SLASHES RD 40502 | KY | 0 | 0 | 0 | 0
E364.00-Poles, Towers, and Fixtures | 2008-05-01 | Non-unitized | COMMUNITY CENTER FOR INDEPENDENT OP | KY | 0 | 0 | 0 | 0
E364.00-Poles, Towers, and Fixtures | 2008-05-01 | Non-unitized | 12225 LEITCHFIELD RD | KY | 0 | 0 | 0 | 0
E364.00-Poles, Towers, and Fixtures | 2008-05-01 | Non-unitized | KENWOOD LN 42345 | KY | 0 | 0 | 0 | 0
E364.00-Poles, Towers, and Fixtures | 2008-05-01 | Non-unitized | 1069514 | KY | 0 | 0 | 0 | 0
E364.00-Poles, Towers, and Fixtures | 2008-05-01 | Non-unitized | 1142259 | KY | 0 | 0 | 0 | 0
E364.00-Poles, Towers, and Fixtures | 2008-05-01 | Non-unitized | 1141024 | KY | 0 | 0 | 0 | 0
E364.00-Poles, Towers, and Fixtures | 2008-05-01 | Non-unitized | 1115028 | KY | 0 | 0 | 0
E364.00-Poles, Towers, and Fixtures | 2008-05-01 | Non-unitized | 1143165 | KY | 0 | 0 | 0 | 0
E364.00-Poles, Towers, and Fixtures | 2008-05-01 | Non-unitized | LAUREL HILL 40977 | KY | 0 | 0 | 0 | 0
E364.00-Poles, Towers, and Fixtures | 2008-05-01 | Non-unitized | 1216685 | KY | 0 | 0 | 0 | 0
E364.00-Poles, Towers, and Fixtures | 2008-05-01 | Non-unitized | 1090756 | KY | 0 | 0 | 0 | 0
E364.00-Poles, Towers, and Fixtures | 2008-05-01 | Non-unitized | 2603 WEISENBERGER MILL RD. | KY | 0 | 0 | 0 | 0
E364.00-Poles, Towers, and Fixtures | 2008-05-01 | Non-unitized | 25 COMMERCIAL DR 40744 | KY | 0 | 0 | 0 | 0
E364.00-Poles, Towers, and Fixtures | 2008-05-01 | Non-unitized | 2171 TALMAGE-MAYO RD 40330 | KY | 0 | 0 | 0 | 0
E364.00-Poles, Towers, and Fixtures | 2008-05-01 | Non-unitized | 1076245 | KY | 0 | 0 | 0 | 0
E364.00-Poles, Towers, and Fixtures | 2008-05-01 | Non-unitized | 4878 SHELBYVILLE RD NEW 40067 | KY | 0 | 0 | 0 | 0
E364.00-Poles, Towers, and Fixtures | 2008-05-01 | Non-unitized | 4610 HAMILTON LN | KY | 0 | 0 | 0 | 0
E364.00-Poles, Towers, and Fixtures | 2008-05-01 | Non-unitized | 1696 STAMPING GROUND RD | KY | 0 | 0 | 0 | 0
E364.00-Poles, Towers, and Fixtures | 2008-05-01 | Non-unitized | 3625 NICHOLASVILLE RD 40503 | KY | 0 | 0 | 0 | 0
E364.00-Poles, Towers, and Fixtures | 2008-05-01 | Non-unitized | FOREST PRODUCTS - GRAY, KY | KY | 0 | 0 | 0 | 0
E364.00-Poles, Towers, and Fixtures | 2008-05-01 | Non-unitized | FRANKFORT RD LOT 4 40065 | KY | 0 | 0 | 0 | 0
E364.00-Poles, Towers, and Fixtures | 2008-05-01 | Non-unitized | ASH ROAD | KY | 0 | 0 | 0 | 0
E364.00-Poles, Towers, and Fixtures | 2008-05-01 | Non-unitized | 400 LISLETOWN LN 40391 | KY | 0 | 0 | 0 | 0
E364.00-Poles, Towers, and Fixtures | 2008-05-01 | Non-unitized | 210 CHENAULT RD | KY | 0 | 0 | 0 | 0
E364.00-Poles, Towers, and Fixtures | 2008-05-01 | Non-unitized | 1017 4TH ST | KY | 0 | 0 | 0
E364.00-Poles, Towers, and Fixtures | 2008-05-01 | Non-unitized | 120 FIDDLEBOW RD 42408 | KY | 0 | 0 | 0
E364.00-Poles, Towers, and Fixtures | 2008-05-01 | Non-unitized | RODEO DR LOT 47 | KY | 0 | 0 | 0 | 0
E364.00-Poles, Towers, and Fixtures | 2008-05-01 | Non-unitized | NEW CYPRESS RD 42345 | KY | 0 | 0 | 0 | 0
E364.00-Poles, Towers, and Fixtures | 2008-05-01 | Non-unitized | 242 NEPTON ROAD 41041 | KY | 0 | 0 | 0 | 0
E364.00-Poles, Towers, and Fixtures | 2008-05-01 | Non-unitized | 306 ROBINSON RD TRL 40330 | KY | 0 | 0 | 0 | 0
E364.00-Poles, Towers, and Fixtures | 2008-05-01 | Non-unitized | JOHNSON ST 41034 | KY | 0 | 0 | 0 | 0
E364.00-Poles, Towers, and Fixtures | 2008-05-01 | Non-unitized | 4163 LUCAS LN | KY | 0 | 0 | 0 | 0
E364.00-Poles, Towers, and Fixtures | 2008-05-01 | Non-unitized | 1244515 | KY | 0 | 0 | 0
E364.00-Poles, Towers, and Fixtures | 2008-05-01 | Non-unitized | 224 CLIFTON PK | KY | 0 | 0 | 0
E364.00-Poles, Towers, and Fixtures | 2008-05-01 | Non-unitized | 6410 US 68 41056 | KY | 0 | 0 | 0 | 0
E364.00-Poles, Towers, and Fixtures | 2008-05-01 | Non-unitized | 4635 US 62 41056 | KY | 0 | 0 | 0 | 0
E364.00-Poles, Towers, and Fixtures | 2008-05-01 | Non-unitized | 1227234 | KY | 0 | 0 | 0 | 0
E364.00-Poles, Towers, and Fixtures | 2008-05-01 | Non-unitized | 1560 S HWY 27 | KY | 0 | 0 | 0 | 0
E364.00-Poles, Towers, and Fixtures | 2008-05-01 | Non-unitized | 1004 1/2 N 19TH ST 40965 | KY | 0 | 0 | 0 | 0
E364.00-Poles, Towers, and Fixtures | 2008-05-01 | Non-unitized | PHILLIPS LANE APARTMENTS | KY | 0 | 0 | 0 | 0
E364.00-Poles, Towers, and Fixtures | 2008-05-01 | Non-unitized | 1973 BRYANT RD 40509 | KY | 0 | 0 | 0 | 0
E364.00-Poles, Towers, and Fixtures | 2008-05-01 | Non-unitized | 111 S HIGH VIEW DR 40009 | KY | 0 | 0 | 0 | 0
E364.00-Poles, Towers, and Fixtures | 2008-05-01 | Non-unitized | 109 PARRISH RD 40337 | KY | 0 | 0 | 0 | 0
E364.00-Poles, Towers, and Fixtures | 2008-05-01 | Non-unitized | LOCUST FORK 40379 | KY | 0 | 0 | 0 | 0
E364.00-Poles, Towers, and Fixtures | 2008-05-01 | Non-unitized | 11781 LEXINGTON RD A 40444 | KY | 0 | 0 | 0 | 0
E364.00-Poles, Towers, and Fixtures | 2008-05-01 | Non-unitized | 3000 KY HWY 39 N 40419 | KY | 0 | 0 | 0 | 0
E364.00-Poles, Towers, and Fixtures | 2008-05-01 | Non-unitized | OLD COLUMBIA | KY | 0 | 0 | 0 | 0
E364.00-Poles, Towers, and Fixtures | 2008-05-01 | Non-unitized | 9080 25E | KY | 0 | 0 | 0 | 0
E364.00-Poles, Towers, and Fixtures | 2008-05-01 | Non-unitized | ROWLAND AVE | KY | 0 | 0 | 0
E364.00-Poles, Towers, and Fixtures | 2008-05-01 | Non-unitized | 990 S DIXIE HWY 40160 | KY | 0 | 0 | 0
E364.00-Poles, Towers, and Fixtures | 2008-05-01 | Non-unitized | GREENTREE RD | KY | 0 | 0 | 0
E364.00-Poles, Towers, and Fixtures | 2008-05-01 | Non-unitized | WALNUT ROAD | KY | 0 | 0 | 0
E364.00-Poles, Towers, and Fixtures | 2008-05-01 | Non-unitized | 788727 | KY | 0 | 0 | 0
E364.00-Poles, Towers, and Fixtures | 2008-05-01 | Non-unitized | 145 CITIZENS BLVD | KY | 0 | 0 | 0
E364.00-Poles, Towers, and Fixtures | 2008-05-01 | Non-unitized | 1317296 | KY | 0 | 0 | 0
E364.00-Poles, Towers, and Fixtures | 2008-05-01 | Non-unitized | TURKEYFOOT LANE | KY | 0 | 0 | 0
E364.00-Poles, Towers, and Fixtures | 2008-05-01 | Non-unitized | 6843 STATE HIGHWAY 11 | KY | 0 | 0 | 0
E364.00-Poles, Towers, and Fixtures | 2008-05-01 | Non-unitized | HWY# 60 W. @ PLEASANT VALLEY RD 40351 | KY | 0 | 0 | 0
E364.00-Poles, Towers, and Fixtures | 2008-05-01 | Non-unitized | 1427294 | KY | 0 | 0 | 0
E364.00-Poles, Towers, and Fixtures | 2008-05-01 | Non-unitized | VIOLET CITY ROAD 42259 | KY | 0 | 0 | 0
E364.00-Poles, Towers, and Fixtures | 2008-05-01 | Non-unitized | 1326586 | KY | 0 | 0 | 0
E364.00-Poles, Towers, and Fixtures | 2008-05-01 | Non-unitized | 6200 RIVERPORT RD | KY | 0 | 0 | 0
E364.00-Poles, Towers, and Fixtures | 2008-05-01 | Non-unitized | 1274666 | KY | 0 | 0 | 0
E364.00-Poles, Towers, and Fixtures | 2008-05-01 | Non-unitized | 417 CROSSFIELD DR | KY | 0 | 0 | 0
E364.00-Poles, Towers, and Fixtures | 2008-05-01 | Non-unitized | 1205714 | KY | 0 | 0 | 0
E364.00-Poles, Towers, and Fixtures | 2008-05-01 | Non-unitized | 1132355 | KY | 0 | 0 | 0
E364.00-Poles, Towers, and Fixtures | 2008-05-01 | Non-unitized | 9075 LORETTO RD 40037 | KY | 0 | 0 | 0
E364.00-Poles, Towers, and Fixtures | 2008-05-01 | Non-unitized | 1406 N DIXIE AVE 42701 | KY | 0 | 0 | 0
E364.00-Poles, Towers, and Fixtures | 2008-05-01 | Non-unitized | SOMERSET LIBRARY | KY | 0 | 0 | 0
E364.00-Poles, Towers, and Fixtures | 2008-05-01 | Non-unitized | 1289635 | KY | 0 | 0 | 0
E364.00-Poles, Towers, and Fixtures | 2008-05-01 | Non-unitized | PEARL RD | KY | 0 | 0 | 0
E364.00-Poles, Towers, and Fixtures | 2008-05-01 | Non-unitized | 194 MAGNET DR 42701 | KY | 0 | 0 | 0
E364.00-Poles, Towers, and Fixtures | 2008-05-01 | Non-unitized | 1146124 | KY | 0 | 0 | 0
E364.00-Poles, Towers, and Fixtures | 2008-05-01 | Non-unitized | KY HIGHWAY 78 | KY | 0 | 0 | 0 | 0
E364.00-Poles, Towers, and Fixtures | 2008-05-01 | Non-unitized | 1690 COLUMBIA SCHOOLHOUSE RD | KY | 0 | 0 | 0
E364.00-Poles, Towers, and Fixtures | 2008-05-01 | Non-unitized | 102 INDUSTRIAL PARK DRIVE | KY | 0 | 0 | 0
E364.00-Poles, Towers, and Fixtures | 2008-05-01 | Non-unitized | MANCHESTER ST 40508 | KY | 0 | 0 | 0
E364.00-Poles, Towers, and Fixtures | 2008-05-01 | Non-unitized | 1381891 | KY | 0 | 0 | 0
E364.00-Poles, Towers, and Fixtures | 2008-05-01 | Non-unitized | 1260036 | KY | 0 | 0 | 0
E364.00-Poles, Towers, and Fixtures | 2008-05-01 | Non-unitized | 1070777 | KY | 0 | 0 | 0
E364.00-Poles, Towers, and Fixtures | 2008-05-01 | Non-unitized | ELK CREEK RD | KY | 0 | 0 | 0
E364.00-Poles, Towers, and Fixtures | 2008-05-01 | Non-unitized | ARJAY 40902 | KY | 0 | 0 | 0 | 0
E364.00-Poles, Towers, and Fixtures | 2008-05-01 | Non-unitized | LAKEWAY | KY | 0 | 0 | 0
E364.00-Poles, Towers, and Fixtures | 2008-05-01 | Non-unitized | HIGHWAY 991 | KY | 0 | 0 | 0
E364.00-Poles, Towers, and Fixtures | 2008-05-01 | Non-unitized | 1196638 | KY | 0 | 0 | 0
E364.00-Poles, Towers, and Fixtures | 2008-05-01 | Non-unitized | 1327194 | KY | 0 | 0 | 0
E364.00-Poles, Towers, and Fixtures | 2008-05-01 | Non-unitized | 1168075 | KY | 0 | 0 | 0
E364.00-Poles, Towers, and Fixtures | 2008-05-01 | Non-unitized | 1466959 | KY | 0 | 0 | 0
E364.00-Poles, Towers, and Fixtures | 2008-05-01 | Non-unitized | W CUMBERLAND | KY | 0 | 0 | 0
E364.00-Poles, Towers, and Fixtures | 2008-05-01 | Non-unitized | 1481174 | KY | 0 | 0 | 0
E364.00-Poles, Towers, and Fixtures | 2008-05-01 | Non-unitized | BARNES MILL RD | KY | 0 | 0 | 0 | 0
E364.00-Poles, Towers, and Fixtures | 2008-05-01 | Non-unitized | 1715 HWY 62 42754 | KY | 0 | 0 | 0
E364.00-Poles, Towers, and Fixtures | 2008-05-01 | Non-unitized | HWY 327 | KY | 0 | 0 | 0
E364.00-Poles, Towers, and Fixtures | 2008-05-01 | Non-unitized | 216 BOTLAND LN CELTWR 40004 | KY | 0 | 0 | 0
E364.00-Poles, Towers, and Fixtures | 2008-05-01 | Non-unitized | US HWY 68 40356 | KY | 0 | 0 | 0
E364.00-Poles, Towers, and Fixtures | 2008-05-01 | Non-unitized | 8158 HWY 351 | KY | 0 | 0 | 0
E364.00-Poles, Towers, and Fixtures | 2008-05-01 | Non-unitized | 1399795 | KY | 0 | 0 | 0
E364.00-Poles, Towers, and Fixtures | 2008-05-01 | Non-unitized | SHAKERTOWN RD | KY | 0 | 0 | 0
E364.00-Poles, Towers, and Fixtures | 2008-05-01 | Non-unitized | 1090195 | KY | 0 | 0 | 0
E364.00-Poles, Towers, and Fixtures | 2008-05-01 | Non-unitized | NEW BETHEL CHURCH RD 42038 | KY | 0 | 0 | 0 | 0
E364.00-Poles, Towers, and Fixtures | 2008-05-01 | Non-unitized | 100 CADEN RAY LN 42374 | KY | 0 | 0 | 0
E364.00-Poles, Towers, and Fixtures | 2008-05-01 | Non-unitized | 1494676 | KY | 0 | 0 | 0
E364.00-Poles, Towers, and Fixtures | 2008-05-01 | Non-unitized | 201 CHAPLIN RD 40008 | KY | 0 | 0 | 0 | 0
E364.00-Poles, Towers, and Fixtures | 2008-05-01 | Non-unitized | 415 THOMAS LN 42757 | KY | 0 | 0 | 0
E364.00-Poles, Towers, and Fixtures | 2008-05-01 | Non-unitized | 1380430 | KY | 0 | 0 | 0
E364.00-Poles, Towers, and Fixtures | 2008-05-01 | Non-unitized | 627 N FIRST ST | KY | 0 | 0 | 0
E364.00-Poles, Towers, and Fixtures | 2008-05-01 | Non-unitized | 1122394 | KY | 0 | 0 | 0
E364.00-Poles, Towers, and Fixtures | 2008-05-01 | Non-unitized | NEW PARADISE LN | KY | 0 | 0 | 0
E364.00-Poles, Towers, and Fixtures | 2008-05-01 | Non-unitized | 4620 LA GRANGE RD 40065 | KY | 0 | 0 | 0 | 0
E364.00-Poles, Towers, and Fixtures | 2008-05-01 | Non-unitized | 15002 MARION RD 42445 | KY | 0 | 0 | 0
E364.00-Poles, Towers, and Fixtures | 2008-05-01 | Non-unitized | CAMPBELLSVILLE | KY | 0 | 0 | 0
E364.00-Poles, Towers, and Fixtures | 2008-05-01 | Non-unitized | 1347400 | KY | 0 | 0 | 0
E364.00-Poles, Towers, and Fixtures | 2008-05-01 | Non-unitized | 1395648 | KY | 0 | 0 | 0
E364.00-Poles, Towers, and Fixtures | 2008-05-01 | Non-unitized | 986325 | KY | 0 | 0 | 0
E364.00-Poles, Towers, and Fixtures | 2008-05-01 | Non-unitized | 1361924 | KY | 0 | 0 | 0
E364.00-Poles, Towers, and Fixtures | 2008-05-01 | Non-unitized | 570 LAKEWAY DR 42642 | KY | 0 | 0 | 0
E364.00-Poles, Towers, and Fixtures | 2008-05-01 | Non-unitized | FIRST | KY | 0 | 0 | 0
E364.00-Poles, Towers, and Fixtures | 2008-05-01 | Non-unitized | 1503052 | KY | 0 | 0 | 0
E364.00-Poles, Towers, and Fixtures | 2008-05-01 | Non-unitized | 1417836 | KY | 0 | 0 | 0
E364.00-Poles, Towers, and Fixtures | 2008-05-01 | Non-unitized | 4081 OWENTON RD 40379 | KY | 0 | 0 | 0
E364.00-Poles, Towers, and Fixtures | 2008-05-01 | Non-unitized | 1191594 | KY | 0 | 0 | 0 | 0
E364.00-Poles, Towers, and Fixtures | 2008-05-01 | Non-unitized | KY 55 | KY | 0 | 0 | 0 | 0
E364.00-Poles, Towers, and Fixtures | 2008-05-01 | Non-unitized | IRONWORKS RD | KY | 0 | 0 | 0 | 0
E364.00-Poles, Towers, and Fixtures | 2008-05-01 | Non-unitized | 9235 STATE RTE 181 N 42325 | KY | 0 | 0 | 0
E364.00-Poles, Towers, and Fixtures | 2008-05-01 | Non-unitized | 1340 OLD SONORA ROAD | KY | 0 | 0 | 0
E364.00-Poles, Towers, and Fixtures | 2008-05-01 | Non-unitized | 6235 TAYLORSVILLE RD | KY | 0 | 0 | 0
E364.00-Poles, Towers, and Fixtures | 2008-05-01 | Non-unitized | LINDEN AVE | KY | 0 | 0 | 0 | 0
E364.00-Poles, Towers, and Fixtures | 2008-05-01 | Non-unitized | 1062586 | KY | 0 | 0 | 0
E364.00-Poles, Towers, and Fixtures | 2008-05-01 | Non-unitized | CRANE RD. | KY | 0 | 0 | 0
E364.00-Poles, Towers, and Fixtures | 2008-05-01 | Non-unitized | RR 1 42372 | KY | 0 | 0 | 0
E364.00-Poles, Towers, and Fixtures | 2008-05-01 | Non-unitized | N PINE ST | KY | 0 | 0 | 0
E364.00-Poles, Towers, and Fixtures | 2008-05-01 | Non-unitized | 358 SHARON DEPOY RD | KY | 0 | 0 | 0
E364.00-Poles, Towers, and Fixtures | 2008-05-01 | Non-unitized | 4675 ST RT 181 HWY | KY | 0 | 0 | 0
E364.00-Poles, Towers, and Fixtures | 2008-05-01 | Non-unitized | 1148075 | KY | 0 | 0 | 0
E364.00-Poles, Towers, and Fixtures | 2008-05-01 | Non-unitized | VIMONT NEAR 12TH 40348 | KY | 0 | 0 | 0
E364.00-Poles, Towers, and Fixtures | 2008-05-01 | Non-unitized | 1800 LEBANON RD 42718 | KY | 0 | 0 | 0
E364.00-Poles, Towers, and Fixtures | 2008-05-01 | Non-unitized | HWY 41 A | KY | 0 | 0 | 0
E364.00-Poles, Towers, and Fixtures | 2008-05-01 | Non-unitized | MCFALLS ROAD | KY | 0 | 0 | 0
E364.00-Poles, Towers, and Fixtures | 2008-05-01 | Non-unitized | HIGHLAND AVE 42330 | KY | 0 | 0 | 0
E364.00-Poles, Towers, and Fixtures | 2008-05-01 | Non-unitized | 181 RANDELL DRIVE | KY | 0 | 0 | 0
E364.00-Poles, Towers, and Fixtures | 2008-05-01 | Non-unitized | 1324865 | KY | 0 | 0 | 0
E364.00-Poles, Towers, and Fixtures | 2008-05-01 | Non-unitized | STATE HWY 718 | KY | 0 | 0 | 0 | 0
E364.00-Poles, Towers, and Fixtures | 2008-05-01 | Non-unitized | 385 MOSBY CREEK | KY | 0 | 0 | 0
E364.00-Poles, Towers, and Fixtures | 2008-05-01 | Non-unitized | W MAIN ST ATOR ELEV 40360 | KY | 0 | 0 | 0
E364.00-Poles, Towers, and Fixtures | 2008-05-01 | Non-unitized | 1308317 | KY | 0 | 0 | 0
E364.00-Poles, Towers, and Fixtures | 2008-05-01 | Non-unitized | 1290 STATE RT 2590 42330 | KY | 0 | 0 | 0
E364.00-Poles, Towers, and Fixtures | 2008-05-01 | Non-unitized | 125 JACKSON ST 42064 | KY | 0 | 0 | 0
E364.00-Poles, Towers, and Fixtures | 2008-05-01 | Non-unitized | CORBIN BYPASS RD | KY | 0 | 0 | 0
E364.00-Poles, Towers, and Fixtures | 2008-05-01 | Non-unitized | 70 HERITAGE HILL DR 40360 | KY | 0 | 0 | 0
E364.00-Poles, Towers, and Fixtures | 2008-05-01 | Non-unitized | 13000 NORTONVILLE RD 42408 | KY | 0 | 0 | 0
E364.00-Poles, Towers, and Fixtures | 2008-05-01 | Non-unitized | HWY. 38 EVARTS BAPT. CHURCH | KY | 0 | 0 | 0
E364.00-Poles, Towers, and Fixtures | 2008-05-01 | Non-unitized | 1033 CHRISTIAN STREET 40351 | KY | 0 | 0 | 0
E364.00-Poles, Towers, and Fixtures | 2008-05-01 | Non-unitized | 1044535 | KY | 0 | 0 | 0 | 0
E364.00-Poles, Towers, and Fixtures | 2008-05-01 | Non-unitized | STATE HWY 327 | KY | 0 | 0 | 0
E364.00-Poles, Towers, and Fixtures | 2008-05-01 | Non-unitized | 1096594 | KY | 0 | 0 | 0
E364.00-Poles, Towers, and Fixtures | 2008-05-01 | Non-unitized | IRA MCDONALD LN | KY | 0 | 0 | 0
E364.00-Poles, Towers, and Fixtures | 2008-05-01 | Non-unitized | 1397274 | KY | 0 | 0 | 0
E364.00-Poles, Towers, and Fixtures | 2008-05-01 | Non-unitized | 1470850 | KY | 0 | 0 | 0
E364.00-Poles, Towers, and Fixtures | 2008-05-01 | Non-unitized | 3083 FREEDOM CHURCH RD 42728 | KY | 0 | 0 | 0
E364.00-Poles, Towers, and Fixtures | 2008-05-01 | Non-unitized | W ELECTRIC AVE OFF W.WATER ST. 41041 | KY | 0 | 0 | 0
E364.00-Poles, Towers, and Fixtures | 2008-05-01 | Non-unitized | 313 INDIAN HILLS TRL 42038 | KY | 0 | 0 | 0
E364.00-Poles, Towers, and Fixtures | 2008-05-01 | Non-unitized | 1416827 | KY | 0 | 0 | 0
E364.00-Poles, Towers, and Fixtures | 2008-05-01 | Non-unitized | 1235 LEBANON RD | KY | 0 | 0 | 0 | 0
E364.00-Poles, Towers, and Fixtures | 2008-05-01 | Non-unitized | 106 GEOGHEGAN RD TSIREN 40065 | KY | 0 | 0 | 0
E364.00-Poles, Towers, and Fixtures | 2008-05-01 | Non-unitized | 301 VANOVER WAY | KY | 0 | 0 | 0
E364.00-Poles, Towers, and Fixtures | 2008-05-01 | Non-unitized | 4991 GROOMS LN 42445 | KY | 0 | 0 | 0
E364.00-Poles, Towers, and Fixtures | 2008-05-01 | Non-unitized | 1373565 | KY | 0 | 0 | 0
E364.00-Poles, Towers, and Fixtures | 2008-05-01 | Non-unitized | 230 PISGAH RD 40383 | KY | 0 | 0 | 0
E364.00-Poles, Towers, and Fixtures | 2008-05-01 | Non-unitized | 1301 STATE ROUTE 1473 | KY | 0 | 0 | 0
E364.00-Poles, Towers, and Fixtures | 2008-05-01 | Non-unitized | 507 CLEATON RD 42367 | KY | 0 | 0 | 0
E364.00-Poles, Towers, and Fixtures | 2008-05-01 | Non-unitized | 1198654 | KY | 0 | 0 | 0 | 0
E364.00-Poles, Towers, and Fixtures | 2008-05-01 | Non-unitized | 1213564 | KY | 0 | 0 | 0
E364.00-Poles, Towers, and Fixtures | 2008-05-01 | Non-unitized | WILBURN ROSS 42 | KY | 0 | 0 | 0
E364.00-Poles, Towers, and Fixtures | 2008-05-01 | Non-unitized | 1143205 | KY | 0 | 0 | 0
E364.00-Poles, Towers, and Fixtures | 2008-05-01 | Non-unitized | 1138214 | KY | 0 | 0 | 0
E364.00-Poles, Towers, and Fixtures | 2008-05-01 | Non-unitized | 5635 BRADFORD RD 42086 | KY | 0 | 0 | 0
E364.00-Poles, Towers, and Fixtures | 2008-05-01 | Non-unitized | US HWY 60 - UCHS BASEBALL FIELD L | KY | 0 | 0 | 0
E364.00-Poles, Towers, and Fixtures | 2008-05-01 | Non-unitized | 310 BEVIER RD 42332 | KY | 0 | 0 | 0
E364.00-Poles, Towers, and Fixtures | 2008-05-01 | Non-unitized | LILY POLE TRANSFER | KY | 0 | 0 | 0
E364.00-Poles, Towers, and Fixtures | 2008-05-01 | Non-unitized | 1233 HIWAY 33 | KY | 0 | 0 | 0 | 0
E364.00-Poles, Towers, and Fixtures | 2008-05-01 | Non-unitized | 8780 LORETTO RD | KY | 0 | 0 | 0 | 0
E364.00-Poles, Towers, and Fixtures | 2008-05-01 | Non-unitized | 1510 STATE RTE 1163 42345 | KY | 0 | 0 | 0
E364.00-Poles, Towers, and Fixtures | 2008-05-01 | Non-unitized | 710 NORTHVIEW DRIVE | KY | 0 | 0 | 0 | 0
E364.00-Poles, Towers, and Fixtures | 2008-05-01 | Non-unitized | 215 W PLEASANT ST TSE 41031 | KY | 0 | 0 | 0 | 0
E364.00-Poles, Towers, and Fixtures | 2008-05-01 | Non-unitized | CAMPBELL CEM RD | KY | 0 | 0 | 0
E364.00-Poles, Towers, and Fixtures | 2008-05-01 | Non-unitized | HY 49, 9115 BLOCK OF 40037 | KY | 0 | 0 | 0 | 0
E364.00-Poles, Towers, and Fixtures | 2008-05-01 | Non-unitized | BIRD BRANCH RD | KY | 0 | 0 | 0 | 0
E364.00-Poles, Towers, and Fixtures | 2008-05-01 | Non-unitized | 141 S KILLARNEY LN 40475 | KY | 0 | 0 | 0 | 0
E364.00-Poles, Towers, and Fixtures | 2008-05-01 | Non-unitized | 5176 STATE HWY 93 42038 | KY | 0 | 0 | 0
E364.00-Poles, Towers, and Fixtures | 2008-05-01 | Non-unitized | 2925 S LAUREL RD 17 LOT 40744 | KY | 0 | 0 | 0
E364.00-Poles, Towers, and Fixtures | 2008-05-01 | Non-unitized | 88 CEDAR ST | KY | 0 | 0 | 0
E364.00-Poles, Towers, and Fixtures | 2008-05-01 | Non-unitized | 1439525 | KY | 0 | 0 | 0
E364.00-Poles, Towers, and Fixtures | 2008-05-01 | Non-unitized | 1373226 | KY | 0 | 0 | 0
E364.00-Poles, Towers, and Fixtures | 2008-05-01 | Non-unitized | 347527 | KY | 0 | 0 | 0 | 0
E364.00-Poles, Towers, and Fixtures | 2008-05-01 | Non-unitized | 210 W DEPOT ST | KY | 0 | 0 | 0
E364.00-Poles, Towers, and Fixtures | 2008-05-01 | Non-unitized | 180 NEW CIRCLE RD NE 40505 | KY | 0 | 0 | 0
E364.00-Poles, Towers, and Fixtures | 2008-05-01 | Non-unitized | COMMERCE ST 42038 | KY | 0 | 0 | 0
E364.00-Poles, Towers, and Fixtures | 2008-05-01 | Non-unitized | HWY 62 MILLWOOD | KY | 0 | 0 | 0
E364.00-Poles, Towers, and Fixtures | 2008-05-01 | Non-unitized | 2245 US 62 W HWY | KY | 0 | 0 | 0
E364.00-Poles, Towers, and Fixtures | 2008-05-01 | Non-unitized | 1501 GREGORY RD 42038 | KY | 0 | 0 | 0
E364.00-Poles, Towers, and Fixtures | 2008-05-01 | Non-unitized | ROCK QUARRY ROAD 42754 | KY | 0 | 0 | 0
E364.00-Poles, Towers, and Fixtures | 2008-05-01 | Non-unitized | 1276918 | KY | 0 | 0 | 0
E364.00-Poles, Towers, and Fixtures | 2008-05-01 | Non-unitized | NEBO RD 42345 | KY | 0 | 0 | 0
E364.00-Poles, Towers, and Fixtures | 2008-05-01 | Non-unitized | 1751 MERCER RD 40511 | KY | 0 | 0 | 0 | 0
E364.00-Poles, Towers, and Fixtures | 2008-05-01 | Non-unitized | HEDGER LN | KY | 0 | 0 | 0 | 0
E364.00-Poles, Towers, and Fixtures | 2008-05-01 | Non-unitized | 1137336 | KY | 0 | 0 | 0
E364.00-Poles, Towers, and Fixtures | 2008-05-01 | Non-unitized | 142 CHESTNUT | KY | 0 | 0 | 0
E364.00-Poles, Towers, and Fixtures | 2008-05-01 | Non-unitized | WIESER BRANCH RD | KY | 0 | 0 | 0 | 0
E364.00-Poles, Towers, and Fixtures | 2008-05-01 | Non-unitized | 1877 STATE HWY 69 | KY | 0 | 0 | 0
E364.00-Poles, Towers, and Fixtures | 2008-05-01 | Non-unitized | 1177604 | KY | 0 | 0 | 0
E364.00-Poles, Towers, and Fixtures | 2008-05-01 | Non-unitized | 1486894 | KY | 0 | 0 | 0
E364.00-Poles, Towers, and Fixtures | 2008-05-01 | Non-unitized | 1080876 | KY | 0 | 0 | 0
E364.00-Poles, Towers, and Fixtures | 2008-07-01 | Non-unitized | 1485735 | KY | 0 | 0 | 0
E364.00-Poles, Towers, and Fixtures | 2008-07-01 | Non-unitized | 1346524 | KY | 0 | 0 | 0
E364.00-Poles, Towers, and Fixtures | 2008-05-01 | Non-unitized | 1496537 | KY | 0 | 0 | 0
E364.00-Poles, Towers, and Fixtures | 2008-05-01 | Non-unitized | 660 STANFORD RD POL 40444 | KY | 0 | 0 | 0 | 0
E364.00-Poles, Towers, and Fixtures | 2008-05-01 | Non-unitized | 4211 US 62 BLDG FRM 41056 | KY | 0 | 0 | 0 | 0
E364.00-Poles, Towers, and Fixtures | 2008-05-01 | Non-unitized | 2148 BETHLEHEM RD TRL 40361 | KY | 0 | 0 | 0 | 0
E364.00-Poles, Towers, and Fixtures | 2008-05-01 | Non-unitized | 4205 FRANKFORT RD 40324 | KY | 0 | 0 | 0 | 0
E364.00-Poles, Towers, and Fixtures | 2008-05-01 | Non-unitized | RT 1 BX 357DD 40965 | KY | 0 | 0 | 0 | 0
E364.00-Poles, Towers, and Fixtures | 2008-05-01 | Non-unitized | 1093754 | KY | 0 | 0 | 0 | 0
E364.00-Poles, Towers, and Fixtures | 2008-05-01 | Non-unitized | 1060 ELIZABETH DR 40356 | KY | 0 | 0 | 0 | 0
E364.00-Poles, Towers, and Fixtures | 2008-07-01 | Non-unitized | 208 SHERMAN AVE 40502 | KY | 0 | 0 | 0 | 0
E364.00-Poles, Towers, and Fixtures | 2008-05-01 | Non-unitized | 1056529 | KY | 0 | 0 | 0
E364.00-Poles, Towers, and Fixtures | 2008-05-01 | Non-unitized | SPURR RD | KY | 0 | 0 | 0 | 0
E364.00-Poles, Towers, and Fixtures | 2008-07-01 | Non-unitized | 1432345 | KY | 0 | 0 | 0
E364.00-Poles, Towers, and Fixtures | 2008-05-01 | Non-unitized | 1360206 | KY | 0 | 0 | 0 | 0
E364.00-Poles, Towers, and Fixtures | 2008-05-01 | Non-unitized | 2352 CYNTHIANA RD 40324 | KY | 0 | 0 | 0 | 0
E364.00-Poles, Towers, and Fixtures | 2008-05-01 | Non-unitized | 1226374 | KY | 0 | 0 | 0 | 0
E364.00-Poles, Towers, and Fixtures | 2008-05-01 | Non-unitized | 309 WESLYN WAY 40356 | KY | 0 | 0 | 0 | 0
E364.00-Poles, Towers, and Fixtures | 2008-05-01 | Non-unitized | 1722 LEMONS MILL RD 40324 | KY | 0 | 0 | 0 | 0
E364.00-Poles, Towers, and Fixtures | 2008-05-01 | Non-unitized | 4628 POWERSVILLE / HARRISON RD. 41004 | KY | 0 | 0 | 0 | 0
E364.00-Poles, Towers, and Fixtures | 2008-05-01 | Non-unitized | ECTON RD 40391 | KY | 0 | 0 | 0 | 0
E364.00-Poles, Towers, and Fixtures | 2008-05-01 | Non-unitized | HC 69 BOX 242 40902 | KY | 0 | 0 | 0 | 0
E364.00-Poles, Towers, and Fixtures | 2008-05-01 | Non-unitized | 11489 ELIZABETHTOWN RD 42712 | KY | 0 | 0 | 0 | 0
E364.00-Poles, Towers, and Fixtures | 2008-05-01 | Non-unitized | 199 MCGILL | KY | 0 | 0 | 0 | 0
E364.00-Poles, Towers, and Fixtures | 2008-05-01 | Non-unitized | 211 S HWY # 211 40371 | KY | 0 | 0 | 0
E364.00-Poles, Towers, and Fixtures | 2008-05-01 | Non-unitized | 4848 LEXINGTON ROAD 40361 | KY | 0 | 0 | 0 | 0
E364.00-Poles, Towers, and Fixtures | 2008-05-01 | Non-unitized | 1054914 | KY | 0 | 0 | 0 | 0
E364.00-Poles, Towers, and Fixtures | 2008-05-01 | Non-unitized | 1076 BETHEL RIDGE RD 40374 | KY | 0 | 0 | 0 | 0
E364.00-Poles, Towers, and Fixtures | 2008-05-01 | Non-unitized | 1484 HICKORY GROVE ROAD 41043 | KY | 0 | 0 | 0 | 0
E364.00-Poles, Towers, and Fixtures | 2008-07-01 | Non-unitized | POLD366-OUTDOOR LIGHTING 366 | KY | 0 | 0 | 0
E364.00-Poles, Towers, and Fixtures | 2008-05-01 | Non-unitized | 105 BUNCH ST 40863 | KY | 0 | 0 | 0 | 0
E364.00-Poles, Towers, and Fixtures | 2008-05-01 | Non-unitized | 1034 CEDAR BROOK RD | KY | 0 | 0 | 0 | 0
E364.00-Poles, Towers, and Fixtures | 2008-05-01 | Non-unitized | 303 W HIGH ST 40353 | KY | 0 | 0 | 0 | 0
E364.00-Poles, Towers, and Fixtures | 2008-05-01 | Non-unitized | 1318964 | KY | 0 | 0 | 0
E364.00-Poles, Towers, and Fixtures | 2008-05-01 | Non-unitized | POPLAR SPRINGS RD | KY | 0 | 0 | 0 | 0
E364.00-Poles, Towers, and Fixtures | 2008-05-01 | Non-unitized | WILDCAT DR | KY | 0 | 0 | 0 | 0
E364.00-Poles, Towers, and Fixtures | 2008-05-01 | Non-unitized | STILLMEADOW LN | KY | 0 | 0 | 0
E364.00-Poles, Towers, and Fixtures | 2008-05-01 | Non-unitized | 939 BYPASS RD | KY | 0 | 0 | 0 | 0
E364.00-Poles, Towers, and Fixtures | 2008-05-01 | Non-unitized | 12800 MARION RD 42445 | KY | 0 | 0 | 0 | 0
E364.00-Poles, Towers, and Fixtures | 2008-05-01 | Non-unitized | SPEEDWAY AND NOBLE STS | KY | 0 | 0 | 0 | 0
E364.00-Poles, Towers, and Fixtures | 2008-07-01 | Non-unitized | NEW MOODY LN | KY | 0 | 0 | 0
E364.00-Poles, Towers, and Fixtures | 2008-05-01 | Non-unitized | 1140316 | KY | 0 | 0 | 0 | 0
E364.00-Poles, Towers, and Fixtures | 2008-05-01 | Non-unitized | CENTRAL AVE | KY | 0 | 0 | 0 | 0
E364.00-Poles, Towers, and Fixtures | 2008-05-01 | Non-unitized | 1131517 | KY | 0 | 0 | 0 | 0
E364.00-Poles, Towers, and Fixtures | 2008-05-01 | Non-unitized | FROGTOWN RD 40370 | KY | 0 | 0 | 0 | 0
E364.00-Poles, Towers, and Fixtures | 2008-05-01 | Non-unitized | 4201 VERSAILLES RD 40510 | KY | 0 | 0 | 0
E364.00-Poles, Towers, and Fixtures | 2008-05-01 | Non-unitized | 100 GEORGETOWN RD TES 40601 | KY | 0 | 0 | 0 | 0
E364.00-Poles, Towers, and Fixtures | 2008-05-01 | Non-unitized | 2711 S HWY 55 | KY | 0 | 0 | 0 | 0
E364.00-Poles, Towers, and Fixtures | 2008-05-01 | Non-unitized | GOGGIN LANE | KY | 0 | 0 | 0 | 0
E364.00-Poles, Towers, and Fixtures | 2008-05-01 | Non-unitized | 3337 KENNEDY BRIDGE RD TEMP SER 40444 | KY | 0 | 0 | 0 | 0
E364.00-Poles, Towers, and Fixtures | 2008-05-01 | Non-unitized | 1057 BLUEGRASS PI 40422 | KY | 0 | 0 | 0 | 0
E364.00-Poles, Towers, and Fixtures | 2008-07-01 | Non-unitized | 1428285 | KY | 0 | 0 | 0
E364.00-Poles, Towers, and Fixtures | 2008-07-01 | Non-unitized | 1495145 | KY | 0 | 0 | 0
E364.00-Poles, Towers, and Fixtures | 2008-07-01 | Non-unitized | CAUDILL ST CUMBERLAND KY. | KY | 0 | 0 | 0
E364.00-Poles, Towers, and Fixtures | 2008-05-01 | Non-unitized | 9540 STATE ROUTE 132, W | KY | 0 | 0 | 0
E364.00-Poles, Towers, and Fixtures | 2008-05-01 | Non-unitized | 1187236 | KY | 0 | 0 | 0
E364.00-Poles, Towers, and Fixtures | 2008-05-01 | Non-unitized | 1200025 | KY | 0 | 0 | 0
E364.00-Poles, Towers, and Fixtures | 2008-05-01 | Non-unitized | 4615 EARLINGTON ROAD | KY | 0 | 0 | 0
E364.00-Poles, Towers, and Fixtures | 2008-05-01 | Non-unitized | LEGION DRIVE | KY | 0 | 0 | 0
E364.00-Poles, Towers, and Fixtures | 2008-05-01 | Non-unitized | 1241224 | KY | 0 | 0 | 0
E364.00-Poles, Towers, and Fixtures | 2008-05-01 | Non-unitized | 1130626 | KY | 0 | 0 | 0
E364.00-Poles, Towers, and Fixtures | 2008-05-01 | Non-unitized | 4925 HWY 52 40037 | KY | 0 | 0 | 0
E364.00-Poles, Towers, and Fixtures | 2008-05-01 | Non-unitized | BETWEEN SEQUOYAH AND CHEROKEE DR | KY | 0 | 0 | 0
E364.00-Poles, Towers, and Fixtures | 2008-05-01 | Non-unitized | STATE HWY 473 42056 | KY | 0 | 0 | 0
E364.00-Poles, Towers, and Fixtures | 2008-05-01 | Non-unitized | HIGH GLORY RD | KY | 0 | 0 | 0
E364.00-Poles, Towers, and Fixtures | 2008-05-01 | Non-unitized | 1081074 | KY | 0 | 0 | 0 | 0
E364.00-Poles, Towers, and Fixtures | 2008-05-01 | Non-unitized | 1120555 | KY | 0 | 0 | 0
E364.00-Poles, Towers, and Fixtures | 2008-05-01 | Non-unitized | SHOPPERS DR | KY | 0 | 0 | 0
E364.00-Poles, Towers, and Fixtures | 2008-05-01 | Non-unitized | GEN DEL 42326 | KY | 0 | 0 | 0
E364.00-Poles, Towers, and Fixtures | 2008-05-01 | Non-unitized | CIMMERRON COAL MINES | KY | 0 | 0 | 0
E364.00-Poles, Towers, and Fixtures | 2008-05-01 | Non-unitized | 1271615 | KY | 0 | 0 | 0
E364.00-Poles, Towers, and Fixtures | 2008-05-01 | Non-unitized | 1263910 | KY | 0 | 0 | 0 | 0
E364.00-Poles, Towers, and Fixtures | 2008-05-01 | Non-unitized | HWY 60 | KY | 0 | 0 | 0
E364.00-Poles, Towers, and Fixtures | 2008-05-01 | Non-unitized | 1015608 | KY | 0 | 0 | 0
E364.00-Poles, Towers, and Fixtures | 2008-05-01 | Non-unitized | PARIS BYPASS | KY | 0 | 0 | 0
E364.00-Poles, Towers, and Fixtures | 2008-05-01 | Non-unitized | 356 WELLS ROAD | KY | 0 | 0 | 0
E364.00-Poles, Towers, and Fixtures | 2008-05-01 | Non-unitized | 1113425 | KY | 0 | 0 | 0
E364.00-Poles, Towers, and Fixtures | 2008-05-01 | Non-unitized | 1075154 | KY | 0 | 0 | 0 | 0
E364.00-Poles, Towers, and Fixtures | 2008-05-01 | Non-unitized | 720 W FAIRVIEW AVE 42038 | KY | 0 | 0 | 0
E364.00-Poles, Towers, and Fixtures | 2008-05-01 | Non-unitized | 1325626 | KY | 0 | 0 | 0
E364.00-Poles, Towers, and Fixtures | 2008-05-01 | Non-unitized | 1370324 | KY | 0 | 0 | 0
E364.00-Poles, Towers, and Fixtures | 2008-05-01 | Non-unitized | 1417928 | KY | 0 | 0 | 0
E364.00-Poles, Towers, and Fixtures | 2008-05-01 | Non-unitized | 1594 E MAIN ST 42749 | KY | 0 | 0 | 0
E364.00-Poles, Towers, and Fixtures | 2008-05-01 | Non-unitized | 710 HENDRICKSON DR #6 TS 40033 | KY | 0 | 0 | 0
E364.00-Poles, Towers, and Fixtures | 2008-05-01 | Non-unitized | 1301204 | KY | 0 | 0 | 0
E364.00-Poles, Towers, and Fixtures | 2008-05-01 | Non-unitized | 117 LETTON | KY | 0 | 0 | 0
E364.00-Poles, Towers, and Fixtures | 2008-05-01 | Non-unitized | 1294164 | KY | 0 | 0 | 0
E364.00-Poles, Towers, and Fixtures | 2008-05-01 | Non-unitized | 2780 LOUISVILLE ROAD | KY | 0 | 0 | 0
E364.00-Poles, Towers, and Fixtures | 2008-05-01 | Non-unitized | 18043 DAWSON ROAD | KY | 0 | 0 | 0
E364.00-Poles, Towers, and Fixtures | 2008-05-01 | Non-unitized | 1361468 | KY | 0 | 0 | 0
E364.00-Poles, Towers, and Fixtures | 2008-05-01 | Non-unitized | 214 W MAIN ST 40324 | KY | 0 | 0 | 0
E364.00-Poles, Towers, and Fixtures | 2008-05-01 | Non-unitized | 1438940 | KY | 0 | 0 | 0
E364.00-Poles, Towers, and Fixtures | 2008-05-01 | Non-unitized | RT1 BRIERLY RIDGE RD 41064 | KY | 0 | 0 | 0 | 0
E364.00-Poles, Towers, and Fixtures | 2008-05-01 | Non-unitized | 604 HIGHLAND AVE | KY | 0 | 0 | 0
E364.00-Poles, Towers, and Fixtures | 2008-05-01 | Non-unitized | 1257434 | KY | 0 | 0 | 0
E364.00-Poles, Towers, and Fixtures | 2008-10-31 | POLE WOOD 50 FT (DIST) | POLE WOOD 50 FT (00008) | KY | 24 | 66310.23 | 2762.9262 | 0
E364.00-Poles, Towers, and Fixtures | 2008-08-31 | GUY | GUY (00070) | KY | 205 | 18128.81 | 88.4332 | 0
E364.00-Poles, Towers, and Fixtures | 1953-12-31 | POLE WOOD 25 FT (DIST) | PLATFORM STEEL 1 POLE | KY | 0 | 0 | 0
E364.00-Poles, Towers, and Fixtures | 1983-12-31 | CROSS ARMS | CROSS ARMS (07362) | KY | 93 | 11306.79 | 121.5784 | 0
E364.00-Poles, Towers, and Fixtures | 1963-12-31 | POLE WOOD 60 FT (DIST) | POLE WOOD 40 FT | KY | 8 | 671.86 | 83.9825
E364.00-Poles, Towers, and Fixtures | 2008-09-30 | POLE WOOD 35 FT (DIST) | POLE WOOD 35 FT (00005) | KY | 22 | 18632.95 | 846.9523 | 0
E364.00-Poles, Towers, and Fixtures | 1972-01-01 | PLATFORMS NEW (05491) | PLATFORMS NEW (05491) | KY | 15 | 5327.52 | 355.168 | 0
E364.00-Poles, Towers, and Fixtures | 1976-01-01 | PLATFORM | MP1976 Poles, Towers, and Fixtures | KY | 0 | 0 | 0
E364.00-Poles, Towers, and Fixtures | 1978-12-31 | POLE WOOD 20 FT (DIST) | POLE WOOD 20 FT (DIST) | KY | 2 | 365.74 | 182.87
E364.00-Poles, Towers, and Fixtures | 1957-12-31 | POLE WOOD 20 FT (DIST) | POLE WOOD 20 FT (DIST) | KY | 28 | 4447.56 | 158.8414
E364.00-Poles, Towers, and Fixtures | 1987-12-31 | CROSS ARMS | GUY | KY | 0 | 0 | 0
E364.00-Poles, Towers, and Fixtures | 2000-09-30 | CROSS ARMS | CROSS ARMS (07362) | KY | 8 | 27629.9 | 3453.7375 | 0
E364.00-Poles, Towers, and Fixtures | 2008-05-01 | Non-unitized | 745 CANE RUN ST | KY | 0 | 0 | 0
E364.00-Poles, Towers, and Fixtures | 2008-09-30 | POLE WOOD 55 FT (DIST) | POLE WOOD 55 FT (00009) | KY | 10 | 6314.56 | 631.456
E364.00-Poles, Towers, and Fixtures | 2008-05-01 | Non-unitized | 5833 LEITCHFIELD RD | KY | 0 | 0 | 0
E364.00-Poles, Towers, and Fixtures | 1960-12-31 | POLE WOOD 60 FT (DIST) | POLE WOOD 45 FT | KY | 6 | 566.25 | 94.375 | 0
E364.00-Poles, Towers, and Fixtures | 1945-12-31 | CROSS ARMS | GUY | KY | 0 | 0 | 0
E364.00-Poles, Towers, and Fixtures | 1989-01-01 | PLATFORMS NEW (05491) | PLATFORMS NEW (05491) | KY | 9 | 10865.05 | 1207.2278
E364.00-Poles, Towers, and Fixtures | 1992-01-01 | PLATFORMS NEW (05491) | PLATFORMS NEW (05491) | KY | 13 | 19994.58 | 1538.0446
E364.00-Poles, Towers, and Fixtures | 2008-05-01 | Non-unitized | 10031 US 431 HWY | KY | 0 | 0 | 0
E364.00-Poles, Towers, and Fixtures | 1955-12-31 | POLE WOOD 60 FT (DIST) | POLE WOOD 45 FT | KY | 7 | 692.75 | 98.9643 | 0
E364.00-Poles, Towers, and Fixtures | 1948-12-31 | CROSS ARMS | CROSS ARMS | KY | 0 | 0 | 0 | 0
E364.00-Poles, Towers, and Fixtures | 1961-12-31 | POLE WOOD 20 FT (DIST) | POLE WOOD 20 FT (DIST) | KY | 64 | 10677.62 | 166.8378 | 0
E364.00-Poles, Towers, and Fixtures | 1944-12-31 | CROSS ARMS | POLE WOOD 30 FT | KY | 0 | 0 | 0 | 0
E364.00-Poles, Towers, and Fixtures | 1953-12-31 | CROSS ARMS | CROSS ARMS (07362) | KY | 47 | 688.44 | 14.6477 | 0
E364.00-Poles, Towers, and Fixtures | 1954-12-31 | POLE WOOD 60 FT (DIST) | POLE WOOD 50 FT | KY | 23 | 2091.05 | 90.9152 | 0
E364.00-Poles, Towers, and Fixtures | 1985-12-31 | POLE WOOD 25 FT (DIST) | GUY | KY | 0 | 0 | 0
E364.00-Poles, Towers, and Fixtures | 1950-12-31 | POLE WOOD 20 FT (DIST) | POLE WOOD 65 FT | KY | 0 | 0 | 0 | 0
E364.00-Poles, Towers, and Fixtures | 1963-12-31 | POLE WOOD 60 FT (DIST) | POLE WOOD 55 FT | KY | 7 | 863.78 | 123.3971
E364.00-Poles, Towers, and Fixtures | 1944-12-31 | POLE WOOD 25 FT (DIST) | POLE WOOD 35 FT | KY | 0 | 0 | 0 | 0
E364.00-Poles, Towers, and Fixtures | 1987-12-31 | CROSS ARMS | CROSS ARMS (07362) | KY | 114 | 43351.87 | 380.2796 | 0
E364.00-Poles, Towers, and Fixtures | 2008-10-31 | STEEL POLES | STEEL POLES (07726) | KY | 1 | 2101.12 | 2101.12
E364.00-Poles, Towers, and Fixtures | 1966-12-31 | POLE WOOD 60 FT (DIST) | POLE WOOD 60 FT | KY | 26 | 5053.37 | 194.3604 | 0
E364.00-Poles, Towers, and Fixtures | 2008-05-01 | Non-unitized | 1220368 | KY | 0 | 0 | 0
E364.00-Poles, Towers, and Fixtures | 2008-05-01 | Non-unitized | 1470 N MAIN ST 42320 | KY | 0 | 0 | 0
E364.00-Poles, Towers, and Fixtures | 1973-12-31 | POLE WOOD 60 FT (DIST) | POLE WOOD 65 FT | KY | 51 | 26876.01 | 526.9806 | 0
E364.00-Poles, Towers, and Fixtures | 1972-12-31 | POLE WOOD 60 FT (DIST) | POLE WOOD 65 FT | KY | 2 | 819.68 | 409.84
E364.00-Poles, Towers, and Fixtures | 1997-12-31 | CROSS ARMS | CROSS ARMS (07362) | KY | 18 | 15938.66 | 885.4811
E364.00-Poles, Towers, and Fixtures | 1999-04-30 | CROSS ARMS | CROSS ARMS (07362) | KY | 5 | 17192.61 | 3438.522
E364.00-Poles, Towers, and Fixtures | 1949-12-31 | POLE WOOD 25 FT (DIST) | ARM WOOD 10 FT AND UNDER (TRANS) | KY | 0 | 0 | 0
E364.00-Poles, Towers, and Fixtures | 1950-01-01 | PLATFORMS NEW (05491) | PLATFORMS NEW (05491) | KY | 1 | 27.44 | 27.44
E364.00-Poles, Towers, and Fixtures | 2008-10-01 | Non-unitized | 1704928 | KY | 0 | 0 | 0
E364.00-Poles, Towers, and Fixtures | 1941-12-31 | POLE WOOD 25 FT (DIST) | POLE WOOD UNDER 20 FT | KY | 0 | 0 | 0 | 0
E364.00-Poles, Towers, and Fixtures | 2008-05-01 | Non-unitized | 24686 LAKE WOOD SUB 42408 | KY | 0 | 0 | 0
E364.00-Poles, Towers, and Fixtures | 2008-10-01 | Non-unitized | 1660015 | KY | 0 | 0 | 0
E364.00-Poles, Towers, and Fixtures | 2008-05-01 | Non-unitized | 1063744 | KY | 0 | 0 | 0
E364.00-Poles, Towers, and Fixtures | 2008-10-01 | Non-unitized | 1672236 | KY | 0 | 0 | 0 | 0
E364.00-Poles, Towers, and Fixtures | 2008-05-01 | Non-unitized | 1485129 | KY | 0 | 0 | 0
E364.00-Poles, Towers, and Fixtures | 2008-05-01 | Non-unitized | 1228276 | KY | 0 | 0 | 0
E364.00-Poles, Towers, and Fixtures | 2008-10-01 | Non-unitized | 1677877 | KY | 0 | 0 | 0
E364.00-Poles, Towers, and Fixtures | 2008-11-01 | Non-unitized | 1825 ROCHESTER RD 42320 | KY | 0 | 0 | 0
E364.00-Poles, Towers, and Fixtures | 2008-10-01 | Non-unitized | 732 HWY 421 N 40006 | KY | 0 | 0 | 0
E364.00-Poles, Towers, and Fixtures | 2008-11-01 | Non-unitized | 5226 LEESTOWN RD 40511 | KY | 0 | 0 | 0
E364.00-Poles, Towers, and Fixtures | 2008-05-01 | Non-unitized | 1451395 | KY | 0 | 0 | 0
E364.00-Poles, Towers, and Fixtures | 2008-10-01 | Non-unitized | 1549195 | KY | 0 | 0 | 0
E364.00-Poles, Towers, and Fixtures | 2008-10-01 | Non-unitized | 1585867 | KY | 0 | 0 | 0
E364.00-Poles, Towers, and Fixtures | 2008-10-01 | Non-unitized | 1530753 | KY | 0 | 0 | 0
E364.00-Poles, Towers, and Fixtures | 2008-10-01 | Non-unitized | 325 NEW SALEM RD | KY | 0 | 0 | 0
E364.00-Poles, Towers, and Fixtures | 1951-12-31 | POLE WOOD 60 FT (DIST) | POLE WOOD 35 FT | KY | 10 | 561.25 | 56.125 | 0
E364.00-Poles, Towers, and Fixtures | 1944-12-31 | POLE WOOD 60 FT (DIST) | POLE WOOD 35 FT | KY | 17 | 455.28 | 26.7812 | 0
E364.00-Poles, Towers, and Fixtures | 1992-12-31 | POLE WOOD 60 FT (DIST) | POLE WOOD 40 FT | KY | 5 | 2716.51 | 543.302
E364.00-Poles, Towers, and Fixtures | 2008-10-01 | Non-unitized | 1555944 | KY | 0 | 0 | 0
E364.00-Poles, Towers, and Fixtures | 2008-10-01 | Non-unitized | 1417021 | KY | 0 | 0 | 0
E364.00-Poles, Towers, and Fixtures | 2008-10-01 | Non-unitized | 1425814 | KY | 0 | 0 | 0
E364.00-Poles, Towers, and Fixtures | 1943-01-01 | CROSS ARMS | CROSS ARMS | KY | 0 | 0 | 0 | 0
E364.00-Poles, Towers, and Fixtures | 2008-10-01 | Non-unitized | U S 25 E 40965 | KY | 0 | 0 | 0
E364.00-Poles, Towers, and Fixtures | 2008-10-01 | Non-unitized | 1500214 | KY | 0 | 0 | 0
E364.00-Poles, Towers, and Fixtures | 2008-10-01 | Non-unitized | 1445374 | KY | 0 | 0 | 0
E364.00-Poles, Towers, and Fixtures | 2004-01-01 | TOWERS | TOWERS | KY | 1 | 115.85 | 115.85
E364.00-Poles, Towers, and Fixtures | 2008-10-01 | Non-unitized | 1602815 | KY | 0 | 0 | 0
E364.00-Poles, Towers, and Fixtures | 2008-10-01 | Non-unitized | 1538399 | KY | 0 | 0 | 0
E364.00-Poles, Towers, and Fixtures | 2008-10-01 | Non-unitized | 1382644 | KY | 0 | 0 | 0
E364.00-Poles, Towers, and Fixtures | 2008-10-01 | Non-unitized | 1426589 | KY | 0 | 0 | 0
E364.00-Poles, Towers, and Fixtures | 2008-10-01 | Non-unitized | 1443424 | KY | 0 | 0 | 0
E364.00-Poles, Towers, and Fixtures | 1953-01-01 | PAD / MAT | MP1953 Poles, Towers, and Fixtures | KY | 0 | 0 | 0
E364.00-Poles, Towers, and Fixtures | 1990-01-01 | PAD / MAT | MP1990 Poles, Towers, and Fixtures | KY | 0 | 0 | 0
E364.00-Poles, Towers, and Fixtures | 2008-10-01 | Non-unitized | 1277645 | KY | 0 | 0 | 0
E364.00-Poles, Towers, and Fixtures | 2008-10-01 | Non-unitized | 1548419 | KY | 0 | 0 | 0
E364.00-Poles, Towers, and Fixtures | 2008-10-01 | Non-unitized | BRANDON WAY | KY | 0 | 0 | 0
E364.00-Poles, Towers, and Fixtures | 1971-12-31 | POLE WOOD 60 FT (DIST) | POLE WOOD 80 FT | KY | 1 | 523.92 | 523.92
E364.00-Poles, Towers, and Fixtures | 2008-10-01 | Non-unitized | 1676896 | KY | 0 | 0 | 0
E364.00-Poles, Towers, and Fixtures | 2008-10-01 | Non-unitized | 1521635 | KY | 0 | 0 | 0 | 0
E364.00-Poles, Towers, and Fixtures | 1974-01-01 | PAD / MAT | MP1974 Poles, Towers, and Fixtures | KY | 0 | 0 | 0
E364.00-Poles, Towers, and Fixtures | 2002-05-31 | POLE WOOD 60 FT (DIST) | POLE WOOD 60 FT (DIST) | KY | 4 | 9374.79 | 2343.6975
E364.00-Poles, Towers, and Fixtures | 2008-10-01 | Non-unitized | 1291694 | KY | 0 | 0 | 0
E364.00-Poles, Towers, and Fixtures | 2008-10-01 | Non-unitized | 1638524 | KY | 0 | 0 | 0
E364.00-Poles, Towers, and Fixtures | 2008-10-01 | Non-unitized | DANA CT 40514 | KY | 0 | 0 | 0
E364.00-Poles, Towers, and Fixtures | 2008-10-01 | Non-unitized | WILLIS | KY | 0 | 0 | 0
E364.00-Poles, Towers, and Fixtures | 2008-10-01 | Non-unitized | 1630385 | KY | 0 | 0 | 0 | 0
E364.00-Poles, Towers, and Fixtures | 2008-10-01 | Non-unitized | 1291826 | KY | 0 | 0 | 0
E364.00-Poles, Towers, and Fixtures | 2008-10-01 | Non-unitized | PAGE | KY | 0 | 0 | 0
E364.00-Poles, Towers, and Fixtures | 2008-10-01 | Non-unitized | RUSSELL CAVE RD | KY | 0 | 0 | 0
E364.00-Poles, Towers, and Fixtures | 1998-05-31 | POLE WOOD 60 FT (DIST) | POLE WOOD 60 FT (DIST) | KY | 1 | 1081.22 | 1081.22
E364.00-Poles, Towers, and Fixtures | 1995-12-31 | POLE WOOD 60 FT (DIST) | X BRACE WOOD PR. | KY | 0 | 0 | 0
E364.00-Poles, Towers, and Fixtures | 2008-10-01 | Non-unitized | 1642584 | KY | 0 | 0 | 0
E364.00-Poles, Towers, and Fixtures | 2008-10-01 | Non-unitized | 1503604 | KY | 0 | 0 | 0
E364.00-Poles, Towers, and Fixtures | 2008-10-01 | Non-unitized | 960174 | KY | 0 | 0 | 0
E364.00-Poles, Towers, and Fixtures | 2008-10-01 | Non-unitized | GREENSBURG | KY | 0 | 0 | 0
E364.00-Poles, Towers, and Fixtures | 2008-10-01 | Non-unitized | INGERSOL RAND DRIVE | KY | 0 | 0 | 0
E364.00-Poles, Towers, and Fixtures | 2008-10-01 | Non-unitized | GASTON | KY | 0 | 0 | 0
E364.00-Poles, Towers, and Fixtures | 1989-12-31 | POLE WOOD 60 FT (DIST) | ARM WOOD 10 FT AND UNDER (TRANS) | KY | 0 | 0 | 0
E364.00-Poles, Towers, and Fixtures | 1971-12-31 | POLE WOOD 60 FT (DIST) | ARM WOOD 10 FT AND UNDER (TRANS) | KY | 0 | 0 | 0
E364.00-Poles, Towers, and Fixtures | 1949-12-31 | POLE WOOD 60 FT (DIST) | X BRACE WOOD PR. | KY | 0 | 0 | 0
E364.00-Poles, Towers, and Fixtures | 2008-10-01 | Non-unitized | 1564841 | KY | 0 | 0 | 0
E364.00-Poles, Towers, and Fixtures | 2008-10-01 | Non-unitized | 1573346 | KY | 0 | 0 | 0
E364.00-Poles, Towers, and Fixtures | 2008-10-01 | Non-unitized | 1648365 | KY | 0 | 0 | 0
E364.00-Poles, Towers, and Fixtures | 1958-12-31 | POLE WOOD 60 FT (DIST) | ARM WOOD 10 FT AND UNDER (TRANS) | KY | 0 | 0 | 0
E364.00-Poles, Towers, and Fixtures | 2008-10-01 | Non-unitized | 1515395 | KY | 0 | 0 | 0
E364.00-Poles, Towers, and Fixtures | 2008-10-01 | Non-unitized | 1634554 | KY | 0 | 0 | 0
E364.00-Poles, Towers, and Fixtures | 2008-10-01 | Non-unitized | 1572268 | KY | 0 | 0 | 0
E364.00-Poles, Towers, and Fixtures | 1993-12-31 | POLE WOOD 60 FT (DIST) | ARM WOOD OVER 10 FT (TRANS) | KY | 0 | 0 | 0
E364.00-Poles, Towers, and Fixtures | 1985-12-31 | POLE WOOD 60 FT (DIST) | ARM WOOD OVER 10 FT (TRANS) | KY | 0 | 0 | 0
E364.00-Poles, Towers, and Fixtures | 2008-10-01 | Non-unitized | 1306598 | KY | 0 | 0 | 0
E364.00-Poles, Towers, and Fixtures | 2008-10-01 | Non-unitized | 1562314 | KY | 0 | 0 | 0 | 0
E364.00-Poles, Towers, and Fixtures | 2008-10-01 | Non-unitized | 1603176 | KY | 0 | 0 | 0
E364.00-Poles, Towers, and Fixtures | 2008-10-01 | Non-unitized | 1579886 | KY | 0 | 0 | 0
E364.00-Poles, Towers, and Fixtures | 1989-12-31 | POLE WOOD 60 FT (DIST) | GUY | KY | 0 | 0 | 0
E364.00-Poles, Towers, and Fixtures | 1987-12-31 | POLE WOOD 60 FT (DIST) | GUY | KY | 0 | 0 | 0
E364.00-Poles, Towers, and Fixtures | 2008-10-01 | Non-unitized | 1555969 | KY | 0 | 0 | 0
E364.00-Poles, Towers, and Fixtures | 2008-10-01 | Non-unitized | 1560337 | KY | 0 | 0 | 0
E364.00-Poles, Towers, and Fixtures | 1998-03-31 | POLE WOOD 60 FT (DIST) | GUY,DOWN,TRANSMISSION,FOR CHECKOUT AND RETURN | KY | 0 | 0 | 0
E364.00-Poles, Towers, and Fixtures | 2008-10-01 | Non-unitized | 1605284 | KY | 0 | 0 | 0
E364.00-Poles, Towers, and Fixtures | 2008-10-01 | Non-unitized | 1601656 | KY | 0 | 0 | 0
E364.00-Poles, Towers, and Fixtures | 2008-10-01 | Non-unitized | 1297034 | KY | 0 | 0 | 0
E364.00-Poles, Towers, and Fixtures | 1991-12-31 | POLE WOOD 20 FT (DIST) | ARM WOOD 10 FT AND UNDER (TRANS) | KY | 0 | 0 | 0
E364.00-Poles, Towers, and Fixtures | 1987-12-31 | POLE WOOD 20 FT (DIST) | ARM WOOD 10 FT AND UNDER (TRANS) | KY | 0 | 0 | 0
E364.00-Poles, Towers, and Fixtures | 2008-10-01 | Non-unitized | 1553988 | KY | 0 | 0 | 0
E364.00-Poles, Towers, and Fixtures | 2008-10-01 | Non-unitized | S HARRISON | KY | 0 | 0 | 0
E364.00-Poles, Towers, and Fixtures | 2008-10-01 | Non-unitized | 1574646 | KY | 0 | 0 | 0
E364.00-Poles, Towers, and Fixtures | 2008-10-01 | Non-unitized | 1376206 | KY | 0 | 0 | 0
E364.00-Poles, Towers, and Fixtures | 2008-10-01 | Non-unitized | 1309726 | KY | 0 | 0 | 0 | 0
E364.00-Poles, Towers, and Fixtures | 2008-08-01 | Non-unitized | STATE HWY 66 | KY | 0 | 0 | 0
E364.00-Poles, Towers, and Fixtures | 2008-10-01 | Non-unitized | 109 CRAIGMOOR ES | KY | 0 | 0 | 0 | 0
E364.00-Poles, Towers, and Fixtures | 1982-12-31 | POLE WOOD 60 FT (DIST) | POLE WOOD 35 FT | KY | 6 | 1437.17 | 239.5283
E364.00-Poles, Towers, and Fixtures | 2008-10-01 | Non-unitized | 1636324 | KY | 0 | 0 | 0
E364.00-Poles, Towers, and Fixtures | 1994-12-31 | POLE WOOD 20 FT (DIST) | GUY | KY | 0 | 0 | 0
E364.00-Poles, Towers, and Fixtures | 1989-12-31 | POLE WOOD 20 FT (DIST) | GUY | KY | 0 | 0 | 0
E364.00-Poles, Towers, and Fixtures | 2008-05-01 | Non-unitized | 3484 STATE ROUTE 293 42445 | KY | 0 | 0 | 0
E364.00-Poles, Towers, and Fixtures | 2008-05-01 | Non-unitized | 500 HOLTON VALLEY RD 40051 | KY | 0 | 0 | 0
E364.00-Poles, Towers, and Fixtures | 2008-05-01 | Non-unitized | 500 BOURNE AVE. | KY | 0 | 0 | 0
E364.00-Poles, Towers, and Fixtures | 2008-05-01 | Non-unitized | 107 WASHBURN LN 40071 | KY | 0 | 0 | 0
E364.00-Poles, Towers, and Fixtures | 2008-05-01 | Non-unitized | COLLEGE ST 42031 | KY | 0 | 0 | 0
E364.00-Poles, Towers, and Fixtures | 2008-05-01 | Non-unitized | 858 RUDDLES MILL | KY | 0 | 0 | 0 | 0
E364.00-Poles, Towers, and Fixtures | 2008-05-01 | Non-unitized | 137 KEN SPAR RD 42064 | KY | 0 | 0 | 0
E364.00-Poles, Towers, and Fixtures | 2008-05-01 | Non-unitized | 2588 US HIGHWAY 62 W | KY | 0 | 0 | 0
E364.00-Poles, Towers, and Fixtures | 2008-05-01 | Non-unitized | ADAMS ST | KY | 0 | 0 | 0
E364.00-Poles, Towers, and Fixtures | 2008-05-01 | Non-unitized | BLOOMFIELD RD 40069 | KY | 0 | 0 | 0
E364.00-Poles, Towers, and Fixtures | 2008-05-01 | Non-unitized | 245 CREEKSIDE DR 42325 | KY | 0 | 0 | 0
E364.00-Poles, Towers, and Fixtures | 2008-05-01 | Non-unitized | 1223471 | KY | 0 | 0 | 0
E364.00-Poles, Towers, and Fixtures | 2008-05-01 | Non-unitized | 1217404 | KY | 0 | 0 | 0 | 0
E364.00-Poles, Towers, and Fixtures | 2008-05-01 | Non-unitized | RINGGOLD RD | KY | 0 | 0 | 0
E364.00-Poles, Towers, and Fixtures | 2008-05-01 | Non-unitized | 1205405 | KY | 0 | 0 | 0
E364.00-Poles, Towers, and Fixtures | 2008-05-01 | Non-unitized | 2030 OSPREY COVE LOT 1 | KY | 0 | 0 | 0 | 0
E364.00-Poles, Towers, and Fixtures | 2008-05-01 | Non-unitized | 1300256 | KY | 0 | 0 | 0
E364.00-Poles, Towers, and Fixtures | 2008-05-01 | Non-unitized | 180 STATE ROUTE 136 W | KY | 0 | 0 | 0
E364.00-Poles, Towers, and Fixtures | 2008-05-01 | Non-unitized | HENRY OATES AND ELI RD | KY | 0 | 0 | 0
E364.00-Poles, Towers, and Fixtures | 2008-05-01 | Non-unitized | 1246726 | KY | 0 | 0 | 0
E364.00-Poles, Towers, and Fixtures | 2008-05-01 | Non-unitized | 333 E EVERLY BROTHERS BLVD | KY | 0 | 0 | 0
E364.00-Poles, Towers, and Fixtures | 2008-05-01 | Non-unitized | 319 PETERSON DRIVE 42701 | KY | 0 | 0 | 0
E364.00-Poles, Towers, and Fixtures | 2008-05-01 | Non-unitized | 112 W DEPOT ST | KY | 0 | 0 | 0
E364.00-Poles, Towers, and Fixtures | 2008-05-01 | Non-unitized | 350 KENWOOD LN 42345 | KY | 0 | 0 | 0
E364.00-Poles, Towers, and Fixtures | 2008-05-01 | Non-unitized | 11 RAILROAD LN | KY | 0 | 0 | 0
E364.00-Poles, Towers, and Fixtures | 2008-05-01 | Non-unitized | BELLWOOD RD | KY | 0 | 0 | 0
E364.00-Poles, Towers, and Fixtures | 2008-05-01 | Non-unitized | 1173017 | KY | 0 | 0 | 0
E364.00-Poles, Towers, and Fixtures | 2008-05-01 | Non-unitized | 1311488 | KY | 0 | 0 | 0
E364.00-Poles, Towers, and Fixtures | 2008-05-01 | Non-unitized | 212 CHIMNEY ROCK RD 40330 | KY | 0 | 0 | 0
E364.00-Poles, Towers, and Fixtures | 2008-05-01 | Non-unitized | LEVI BR 40939 | KY | 0 | 0 | 0
E364.00-Poles, Towers, and Fixtures | 2008-05-01 | Non-unitized | 1051 TAYLORSVILLE RD 40065 | KY | 0 | 0 | 0
E364.00-Poles, Towers, and Fixtures | 2008-07-01 | Non-unitized | 1501675 | KY | 0 | 0 | 0
E364.00-Poles, Towers, and Fixtures | 2008-05-01 | Non-unitized | SEAHAWK 40324 | KY | 0 | 0 | 0
E364.00-Poles, Towers, and Fixtures | 2008-05-01 | Non-unitized | 1253 KASTLE RD 40502 | KY | 0 | 0 | 0
E364.00-Poles, Towers, and Fixtures | 2008-05-01 | Non-unitized | 2400 STATE ROUTE 81 | KY | 0 | 0 | 0
E364.00-Poles, Towers, and Fixtures | 2008-05-01 | Non-unitized | NEXT TO 9389 US HWY 60 W | KY | 0 | 0 | 0
E364.00-Poles, Towers, and Fixtures | 2008-05-01 | Non-unitized | 1290376 | KY | 0 | 0 | 0
E364.00-Poles, Towers, and Fixtures | 2008-05-01 | Non-unitized | PLEASANT VIEW RD | KY | 0 | 0 | 0
E364.00-Poles, Towers, and Fixtures | 2008-05-01 | Non-unitized | 1004 BURGESS ST | KY | 0 | 0 | 0
E364.00-Poles, Towers, and Fixtures | 2009-04-01 | Non-unitized | VOSS RD 42459 | KY | 0 | 0 | 0
E364.00-Poles, Towers, and Fixtures | 2009-07-31 | POLE WOOD 55 FT (DIST) | POLE WOOD 55 FT (00009) | KY | 1 | 3703.79 | 3703.79
E364.00-Poles, Towers, and Fixtures | 2009-11-30 | CROSS ARMS | CROSS ARMS (07362) | KY | 1874 | 674395.12 | 359.8693 | 0
E364.00-Poles, Towers, and Fixtures | 2008-05-01 | Non-unitized | 3740 HWY 52 | KY | 0 | 0 | 0
E364.00-Poles, Towers, and Fixtures | 2009-07-31 | POLE WOOD 35 FT (DIST) | POLE WOOD 35 FT (00005) | KY | 5 | 3828.45 | 765.69
E364.00-Poles, Towers, and Fixtures | 2009-12-07 | GUY | GUY (00070) | KY | 357 | 16539.91 | 46.3303 | 0
E364.00-Poles, Towers, and Fixtures | 2009-12-19 | POLE WOOD 40 FT (DIST) | POLE WOOD 40 FT (00006) | KY | 10 | 115693.8 | 11569.38
E364.00-Poles, Towers, and Fixtures | 1965-01-01 | GUY | GUY | KY | 5455 | 108504.44 | 19.8908 | 0
E364.00-Poles, Towers, and Fixtures | 2009-04-01 | Non-unitized | 13677 HWY 431 N 42330 | KY | 0 | 0 | 0
E364.00-Poles, Towers, and Fixtures | 2009-04-01 | Non-unitized | 2186 HWY 431 S 42323 | KY | 0 | 0 | 0
E364.00-Poles, Towers, and Fixtures | 2009-10-05 | GUY | GUY (00070) | KY | 79 | 7313.57 | 92.5768 | 0
E364.00-Poles, Towers, and Fixtures | 2009-02-01 | Non-unitized | BROADWAY | KY | 0 | 0 | 0
E364.00-Poles, Towers, and Fixtures | 2009-04-01 | Non-unitized | 100 E MAIN ST 42462 | KY | 0 | 0 | 0
E364.00-Poles, Towers, and Fixtures | 2009-04-01 | Non-unitized | 2247 Lantern Ridge 40475 | KY | 0 | 0 | 0
E364.00-Poles, Towers, and Fixtures | 2009-12-08 | POLE WOOD 40 FT (DIST) | POLE WOOD 40 FT (00006) | KY | 526 | 462160.73 | 878.6326 | 0
E364.00-Poles, Towers, and Fixtures | 2008-10-01 | Non-unitized | DOUBLE CULVERT | KY | 0 | 0 | 0
E364.00-Poles, Towers, and Fixtures | 2009-12-19 | CROSS ARMS | CROSS ARMS (07362) | KY | 20 | 15214.48 | 760.724
E364.00-Poles, Towers, and Fixtures | 2009-07-22 | POLE WOOD 45 FT (DIST) | POLE WOOD 45 FT (00007) | KY | 3 | 0 | 0
E364.00-Poles, Towers, and Fixtures | 2009-04-01 | Non-unitized | 90 FINLEY LN | KY | 0 | 0 | 0
E364.00-Poles, Towers, and Fixtures | 2008-05-01 | Non-unitized | 1472247 | KY | 0 | 0 | 0
E364.00-Poles, Towers, and Fixtures | 2008-10-01 | Non-unitized | 1616965 | KY | 0 | 0 | 0
E364.00-Poles, Towers, and Fixtures | 2008-05-01 | Non-unitized | 110 CHURCH ST. 40052 | KY | 0 | 0 | 0
E364.00-Poles, Towers, and Fixtures | 2009-01-01 | Non-unitized | POLD156-OUTDOOR LIGHTING 156 | KY | 0 | 0 | 0
E364.00-Poles, Towers, and Fixtures | 2009-01-01 | Non-unitized | 1597856 | KY | 0 | 0 | 0
E364.00-Poles, Towers, and Fixtures | 2009-01-01 | Non-unitized | ECAPRR156-Inst cap/reg/recl-Earlington | KY | 0 | 0 | 0
E364.00-Poles, Towers, and Fixtures | 2009-07-31 | POLE WOOD 60 FT (DIST) | POLE WOOD 60 FT (00010) | KY | 2 | 12329.18 | 6164.59
E364.00-Poles, Towers, and Fixtures | 2009-11-04 | GUY | GUY (00070) | KY | 828 | 20972.32 | 25.3289 | 0
E364.00-Poles, Towers, and Fixtures | 2009-04-01 | Non-unitized | 104 SAND LAKE RD 40515 | KY | 0 | 0 | 0
E364.00-Poles, Towers, and Fixtures | 2009-11-19 | GUY | GUY (00070) | KY | 91 | 11662.03 | 128.1542 | 0
E364.00-Poles, Towers, and Fixtures | 2009-01-01 | Non-unitized | NBSV366UG-New Bus Serv-UG-Maysville | KY | 0 | 0 | 0 | 0
E364.00-Poles, Towers, and Fixtures | 2009-04-01 | Non-unitized | 2700 HWY 519 40351 | KY | 0 | 0 | 0
E364.00-Poles, Towers, and Fixtures | 2009-04-01 | Non-unitized | 522 FRALEY RD 40371 | KY | 0 | 0 | 0
E364.00-Poles, Towers, and Fixtures | 1968-01-01 | POLE WOOD 45 FT (DIST) | POLE WOOD 45 FT | KY | 419 | 47164.38 | 112.5642 | 0
E364.00-Poles, Towers, and Fixtures | 2009-04-01 | Non-unitized | 330 PISGAH RD | KY | 0 | 0 | 0
E364.00-Poles, Towers, and Fixtures | 2009-04-01 | Non-unitized | 160 LEVY RD 40361 | KY | 0 | 0 | 0
E364.00-Poles, Towers, and Fixtures | 2009-01-01 | Non-unitized | RDDD256OH-Rep Def Equip-OH-Shelbyvl | KY | 0 | 0 | 0 | 0
E364.00-Poles, Towers, and Fixtures | 2009-01-01 | Non-unitized | 1343685 | KY | 0 | 0 | 0
E364.00-Poles, Towers, and Fixtures | 2009-04-01 | Non-unitized | 3110 HOWARDS MILL RD TRL 40353 | KY | 0 | 0 | 0
E364.00-Poles, Towers, and Fixtures | 2009-04-01 | Non-unitized | 102 W PEARL ST 41095 | KY | 0 | 0 | 0
E364.00-Poles, Towers, and Fixtures | 2009-04-01 | Non-unitized | CLAY CO SHOPPING CTR 40962 | KY | 0 | 0 | 0
E364.00-Poles, Towers, and Fixtures | 2009-11-16 | POLE WOOD 40 FT (DIST) | POLE WOOD 40 FT (00006) | KY | 18 | 20025.76 | 1112.5422
E364.00-Poles, Towers, and Fixtures | 2008-05-01 | Non-unitized | CAMPBELLSVILLE BYPASS | KY | 0 | 0 | 0
E364.00-Poles, Towers, and Fixtures | 1953-01-01 | GUY | GUY | KY | 1391 | 17204.17 | 12.3682 | 0
E364.00-Poles, Towers, and Fixtures | 2008-05-01 | Non-unitized | CARNATION | KY | 0 | 0 | 0
E364.00-Poles, Towers, and Fixtures | 2008-05-01 | Non-unitized | 1830 N DIXIE HWY 42701 | KY | 0 | 0 | 0
E364.00-Poles, Towers, and Fixtures | 2009-08-04 | POLE WOOD 30 FT (DIST) | POLE WOOD 30 FT (00004) | KY | 14 | 9805.49 | 700.3921
E364.00-Poles, Towers, and Fixtures | 2009-01-01 | Non-unitized | ABBEY RD | KY | 0 | 0 | 0
E364.00-Poles, Towers, and Fixtures | 2009-04-01 | Non-unitized | 491 SPRING ST 40353 | KY | 0 | 0 | 0
E364.00-Poles, Towers, and Fixtures | 2009-06-16 | POLE WOOD 30 FT (DIST) | POLE WOOD 30 FT (00004) | KY | 24 | 11888.22 | 495.3425
E364.00-Poles, Towers, and Fixtures | 2009-04-01 | Non-unitized | RUSSELL CAVE RD | KY | 0 | 0 | 0
E364.00-Poles, Towers, and Fixtures | 2009-01-01 | Non-unitized | 107 S 1ST ST | KY | 0 | 0 | 0
E364.00-Poles, Towers, and Fixtures | 2008-05-01 | Non-unitized | 1232364 | KY | 0 | 0 | 0
E364.00-Poles, Towers, and Fixtures | 2009-10-30 | CROSS ARMS | CROSS ARMS (07362) | KY | 9 | 659.96 | 73.3289
E364.00-Poles, Towers, and Fixtures | 2009-01-01 | Non-unitized | NBSV156OH-New Elect Serv-Ovhd-Earlington | KY | 0 | 0 | 0 | 0
E364.00-Poles, Towers, and Fixtures | 2009-12-07 | POLE WOOD 50 FT (DIST) | POLE WOOD 50 FT (00008) | KY | 15 | 34971.51 | 2331.434 | 0
E364.00-Poles, Towers, and Fixtures | 2008-05-01 | Non-unitized | N DIXIE HWY 42713 | KY | 0 | 0 | 0
E364.00-Poles, Towers, and Fixtures | 2008-10-01 | Non-unitized | 1703781 | KY | 0 | 0 | 0
E364.00-Poles, Towers, and Fixtures | 2009-12-31 | GUY | GUY (00070) | KY | 233 | 11255.68 | 48.3076 | 0
E364.00-Poles, Towers, and Fixtures | 2008-05-01 | Non-unitized | 1350054 | KY | 0 | 0 | 0
E364.00-Poles, Towers, and Fixtures | 2009-01-01 | Non-unitized | NBSV416UG-New Bus Serv-UG-Pineville | KY | 0 | 0 | 0 | 0
E364.00-Poles, Towers, and Fixtures | 2009-04-01 | Non-unitized | 107 DEER ST | KY | 0 | 0 | 0
E364.00-Poles, Towers, and Fixtures | 2009-01-01 | Non-unitized | 3865 MIDWAY RD | KY | 0 | 0 | 0
E364.00-Poles, Towers, and Fixtures | 2009-01-01 | Non-unitized | 101 MARRS | KY | 0 | 0 | 0
E364.00-Poles, Towers, and Fixtures | 2009-01-01 | Non-unitized | 1707050 | KY | 0 | 0 | 0
E364.00-Poles, Towers, and Fixtures | 2009-01-01 | Non-unitized | 1122 MAIN ST | KY | 0 | 0 | 0
E364.00-Poles, Towers, and Fixtures | 2009-01-01 | Non-unitized | 1798 OLD FRANKFORT PK 40504 | KY | 0 | 0 | 0
E364.00-Poles, Towers, and Fixtures | 2009-01-01 | Non-unitized | 1615884 | KY | 0 | 0 | 0
E364.00-Poles, Towers, and Fixtures | 2009-01-01 | Non-unitized | 5945 ELMBURG RD 40003 | KY | 0 | 0 | 0
E364.00-Poles, Towers, and Fixtures | 2009-01-01 | Non-unitized | 1676375 | KY | 0 | 0 | 0
E364.00-Poles, Towers, and Fixtures | 2009-01-01 | Non-unitized | 111 CHAUDOIN ST | KY | 0 | 0 | 0
E364.00-Poles, Towers, and Fixtures | 2009-01-01 | Non-unitized | 110 NICHOLAS ST 42701 | KY | 0 | 0 | 0
E364.00-Poles, Towers, and Fixtures | 2009-01-01 | Non-unitized | DANA CT 40514 | KY | 0 | 0 | 0
E364.00-Poles, Towers, and Fixtures | 2009-01-01 | Non-unitized | 3785 GEORGETOWN 40601 | KY | 0 | 0 | 0
E364.00-Poles, Towers, and Fixtures | 2009-01-01 | Non-unitized | TERRY DR | KY | 0 | 0 | 0
E364.00-Poles, Towers, and Fixtures | 2009-01-01 | Non-unitized | 4201 VERSAILLES RD 40510 | KY | 0 | 0 | 0
E364.00-Poles, Towers, and Fixtures | 2009-01-01 | Non-unitized | 438 PITTS RD 40472 | KY | 0 | 0 | 0
E364.00-Poles, Towers, and Fixtures | 2009-01-01 | Non-unitized | BOONESBORO RD 40475 | KY | 0 | 0 | 0
E364.00-Poles, Towers, and Fixtures | 2009-01-01 | Non-unitized | 308 NORTH ST 40475 | KY | 0 | 0 | 0
E364.00-Poles, Towers, and Fixtures | 2009-01-01 | Non-unitized | 231 COTTONGIM LN 40065 | KY | 0 | 0 | 0
E364.00-Poles, Towers, and Fixtures | 2009-01-01 | Non-unitized | 209 CORPORATE DR 42701 | KY | 0 | 0 | 0
E364.00-Poles, Towers, and Fixtures | 2009-01-01 | Non-unitized | 7755 MAIN STREET | KY | 0 | 0 | 0
E364.00-Poles, Towers, and Fixtures | 2009-01-01 | Non-unitized | 1595730 | KY | 0 | 0 | 0
E364.00-Poles, Towers, and Fixtures | 2009-01-01 | Non-unitized | STATE HWY 473 42053 | KY | 0 | 0 | 0
E364.00-Poles, Towers, and Fixtures | 2009-01-01 | Non-unitized | 2968 RR U.S. HWY 42 WEST 40006 | KY | 0 | 0 | 0
E364.00-Poles, Towers, and Fixtures | 1959-01-01 | POLE WOOD 45 FT (DIST) | POLE WOOD 45 FT | KY | 0 | 0 | 0 | 0
E364.00-Poles, Towers, and Fixtures | 2009-01-01 | Non-unitized | WASHINGTON ST | KY | 0 | 0 | 0
E364.00-Poles, Towers, and Fixtures | 2009-01-01 | Non-unitized | 210 WHITAKER RD 42503 | KY | 0 | 0 | 0
E364.00-Poles, Towers, and Fixtures | 2009-01-01 | Non-unitized | ENTRANCE RD 42259 | KY | 0 | 0 | 0
E364.00-Poles, Towers, and Fixtures | 2009-01-01 | Non-unitized | HIMYAR RD TRL 6 40935 | KY | 0 | 0 | 0
E364.00-Poles, Towers, and Fixtures | 2009-01-01 | Non-unitized | 1362246 | KY | 0 | 0 | 0
E364.00-Poles, Towers, and Fixtures | 2009-01-01 | Non-unitized | 110 BROOK LN. | KY | 0 | 0 | 0
E364.00-Poles, Towers, and Fixtures | 2008-10-01 | Non-unitized | 1588484 | KY | 0 | 0 | 0
E364.00-Poles, Towers, and Fixtures | 2008-10-01 | Non-unitized | 1427426 | KY | 0 | 0 | 0
E364.00-Poles, Towers, and Fixtures | 2009-05-01 | Non-unitized | SHANNON RUN RD FG-96 | KY | 0 | 0 | 0
E364.00-Poles, Towers, and Fixtures | 2008-11-01 | Non-unitized | STURGIS RD 42064 | KY | 0 | 0 | 0
E364.00-Poles, Towers, and Fixtures | 2008-05-01 | Non-unitized | 1471086 | KY | 0 | 0 | 0
E364.00-Poles, Towers, and Fixtures | 2008-10-01 | Non-unitized | 1701784 | KY | 0 | 0 | 0 | 0
E364.00-Poles, Towers, and Fixtures | 2008-11-01 | Non-unitized | 1477254 | KY | 0 | 0 | 0
E364.00-Poles, Towers, and Fixtures | 2009-05-01 | Non-unitized | 998 LEVI JACKSON MI | KY | 0 | 0 | 0
E364.00-Poles, Towers, and Fixtures | 2009-05-01 | Non-unitized | HURLEY SHORTLINE 40475 | KY | 0 | 0 | 0
E364.00-Poles, Towers, and Fixtures | 2008-11-01 | Non-unitized | 103 W MAIN ST 42367 | KY | 0 | 0 | 0
E364.00-Poles, Towers, and Fixtures | 2008-10-01 | Non-unitized | 1693564 | KY | 0 | 0 | 0
E364.00-Poles, Towers, and Fixtures | 2008-10-01 | Non-unitized | 1675130 | KY | 0 | 0 | 0
E364.00-Poles, Towers, and Fixtures | 2008-10-01 | Non-unitized | 1659628 | KY | 0 | 0 | 0
E364.00-Poles, Towers, and Fixtures | 2008-11-01 | Non-unitized | 122 CAMPGROUND RD | KY | 0 | 0 | 0
E364.00-Poles, Towers, and Fixtures | 2008-12-31 | POLE WOOD 55 FT (DIST) | POLE WOOD 55 FT (00009) | KY | 13 | 26736.65 | 2056.6654 | 0
E364.00-Poles, Towers, and Fixtures | 2009-05-01 | Non-unitized | 12180 CROPPER 40057 | KY | 0 | 0 | 0
E364.00-Poles, Towers, and Fixtures | 2009-05-01 | Non-unitized | 6048 KY 419 41056 | KY | 0 | 0 | 0
E364.00-Poles, Towers, and Fixtures | 2008-07-01 | Non-unitized | MCAPR236-CAP/REG/RECL - 012360 | KY | 0 | 0 | 0
E364.00-Poles, Towers, and Fixtures | 2008-11-01 | Non-unitized | 5664 ELIZAVILLE RD 41039 | KY | 0 | 0 | 0 | 0
E364.00-Poles, Towers, and Fixtures | 2008-11-01 | Non-unitized | EAST SECOND STREET | KY | 0 | 0 | 0
E364.00-Poles, Towers, and Fixtures | 2009-05-01 | Non-unitized | 416 MAIN ST. 42749 | KY | 0 | 0 | 0
E364.00-Poles, Towers, and Fixtures | 2008-06-09 | CROSS ARMS | CROSS ARMS (07362) | KY | 292 | 106763.46 | 365.6283
E364.00-Poles, Towers, and Fixtures | 2009-01-01 | Non-unitized | 1579566 | KY | 0 | 0 | 0
E364.00-Poles, Towers, and Fixtures | 2009-05-01 | Non-unitized | 1647287 | KY | 0 | 0 | 0
E364.00-Poles, Towers, and Fixtures | 2009-05-01 | Non-unitized | 5780 HWY 52 | KY | 0 | 0 | 0 | 0
E364.00-Poles, Towers, and Fixtures | 2009-06-16 | Non-unitized | STRATTON PIKE REBUILD | KY | 0 | 0 | 0
E364.00-Poles, Towers, and Fixtures | 2008-10-01 | Non-unitized | 1510494 | KY | 0 | 0 | 0
E364.00-Poles, Towers, and Fixtures | 2009-02-01 | BRACKET - NEUTRAL FASTENING | Reset In Service Date | KY | 0 | 0 | 0
E364.00-Poles, Towers, and Fixtures | 2008-05-01 | Non-unitized | 1341854 | KY | 0 | 0 | 0
E364.00-Poles, Towers, and Fixtures | 2008-10-01 | Non-unitized | 1672194 | KY | 0 | 0 | 0
E364.00-Poles, Towers, and Fixtures | 2008-10-01 | Non-unitized | 2201 JAGGIE FOX WAY 40511 | KY | 0 | 0 | 0
E364.00-Poles, Towers, and Fixtures | 2008-10-01 | Non-unitized | 1527188 | KY | 0 | 0 | 0
E364.00-Poles, Towers, and Fixtures | 2008-10-01 | Non-unitized | 1653476 | KY | 0 | 0 | 0
E364.00-Poles, Towers, and Fixtures | 2008-10-01 | Non-unitized | 1637875 | KY | 0 | 0 | 0
E364.00-Poles, Towers, and Fixtures | 2008-11-01 | Non-unitized | 1136 THOMAS ST. 40160 | KY | 0 | 0 | 0
E364.00-Poles, Towers, and Fixtures | 2008-11-01 | Non-unitized | 280 CLINTONVILLE RD 40361 | KY | 0 | 0 | 0 | 0
E364.00-Poles, Towers, and Fixtures | 2008-02-22 | POLE WOOD 40 FT (DIST) | POLE WOOD 40 FT (00006) | KY | 102 | 307413.91 | 3013.8619 | 0
E364.00-Poles, Towers, and Fixtures | 2008-07-31 | POLE WOOD 50 FT (DIST) | POLE WOOD 50 FT (00008) | KY | 14 | 44064.58 | 3147.47 | 0
E364.00-Poles, Towers, and Fixtures | 2008-11-01 | Non-unitized | WOODLAND DR 42701 | KY | 0 | 0 | 0
E364.00-Poles, Towers, and Fixtures | 2009-04-01 | Non-unitized | BELL ST | KY | 0 | 0 | 0 | 0
E364.00-Poles, Towers, and Fixtures | 2008-10-01 | Non-unitized | 705 MAPLE LN 42330 | KY | 0 | 0 | 0
E364.00-Poles, Towers, and Fixtures | 2008-10-01 | Non-unitized | 7023 OWENS PK | KY | 0 | 0 | 0
E364.00-Poles, Towers, and Fixtures | 2008-10-01 | Non-unitized | 1531735 | KY | 0 | 0 | 0
E364.00-Poles, Towers, and Fixtures | 2008-10-01 | Non-unitized | 1596756 | KY | 0 | 0 | 0
E364.00-Poles, Towers, and Fixtures | 2008-05-01 | Non-unitized | STATE ROUTE 365 | KY | 0 | 0 | 0
E364.00-Poles, Towers, and Fixtures | 2009-01-01 | Non-unitized | 2639 FRANKFORT RD | KY | 0 | 0 | 0 | 0
E364.00-Poles, Towers, and Fixtures | 2009-01-01 | Non-unitized | GASTON | KY | 0 | 0 | 0
E364.00-Poles, Towers, and Fixtures | 2009-01-01 | Non-unitized | 4845 CLIFTON RD | KY | 0 | 0 | 0 | 0
E364.00-Poles, Towers, and Fixtures | 2009-07-29 | POLE WOOD 35 FT (DIST) | POLE WOOD 35 FT (00005) | KY | 3 | 1678.7 | 559.5667
E364.00-Poles, Towers, and Fixtures | 2008-05-01 | Non-unitized | 190 MAMIE PUGH RD 42038 | KY | 0 | 0 | 0
E364.00-Poles, Towers, and Fixtures | 2008-05-01 | Non-unitized | 222 STATE HWY 723 42078 | KY | 0 | 0 | 0
E364.00-Poles, Towers, and Fixtures | 1999-01-01 | GROUND | MP1999 Poles, Towers, and Fixtures | KY | 0 | 0 | 0
E364.00-Poles, Towers, and Fixtures | 2009-01-01 | Non-unitized | 3390 BARDS HILL RD TSE 42345 | KY | 0 | 0 | 0
E364.00-Poles, Towers, and Fixtures | 2009-01-01 | Non-unitized | MARION RD 42411 | KY | 0 | 0 | 0
E364.00-Poles, Towers, and Fixtures | 2009-01-01 | Non-unitized | HWY 119 | KY | 0 | 0 | 0
E364.00-Poles, Towers, and Fixtures | 2009-01-01 | Non-unitized | 5375 TROY PIKE FG-58 | KY | 0 | 0 | 0
E364.00-Poles, Towers, and Fixtures | 2009-01-01 | Non-unitized | 316 BRAKE ST 42367 | KY | 0 | 0 | 0
E364.00-Poles, Towers, and Fixtures | 2009-01-01 | Non-unitized | 1116796 | KY | 0 | 0 | 0
E364.00-Poles, Towers, and Fixtures | 2009-01-01 | Non-unitized | 1682425 | KY | 0 | 0 | 0
E364.00-Poles, Towers, and Fixtures | 2009-01-01 | Non-unitized | 706 NICHOLAS ST 42701 | KY | 0 | 0 | 0
E364.00-Poles, Towers, and Fixtures | 2009-01-01 | Non-unitized | N 20 TH ST. | KY | 0 | 0 | 0
E364.00-Poles, Towers, and Fixtures | 2009-01-01 | Non-unitized | 1466578 | KY | 0 | 0 | 0
E364.00-Poles, Towers, and Fixtures | 2009-10-16 | POLE WOOD 30 FT (DIST) | POLE WOOD 30 FT (00004) | KY | 5 | 1872.12 | 374.424
E364.00-Poles, Towers, and Fixtures | 2009-12-31 | POLE WOOD 40 FT (DIST) | POLE WOOD 40 FT (00006) | KY | 27 | 143107.05 | 5300.2611
E364.00-Poles, Towers, and Fixtures | 2009-01-01 | Non-unitized | W BROADWAY | KY | 0 | 0 | 0
E364.00-Poles, Towers, and Fixtures | 2009-01-01 | Non-unitized | 1318054 | KY | 0 | 0 | 0
E364.00-Poles, Towers, and Fixtures | 2009-01-01 | Non-unitized | TWAY 40831 | KY | 0 | 0 | 0
E364.00-Poles, Towers, and Fixtures | 2009-01-01 | Non-unitized | HWY. 62 40008 | KY | 0 | 0 | 0
E364.00-Poles, Towers, and Fixtures | 2008-05-01 | Non-unitized | 131 MURPHY HOLLOW RD 40819 | KY | 0 | 0 | 0
E364.00-Poles, Towers, and Fixtures | 2009-01-01 | Non-unitized | 159 FAIRWAY DR | KY | 0 | 0 | 0
E364.00-Poles, Towers, and Fixtures | 2009-10-21 | CROSS ARMS | CROSS ARMS (07362) | KY | 417 | 155745.53 | 373.4905
E364.00-Poles, Towers, and Fixtures | 2009-07-01 | Non-unitized | 326 BACK ST 40771 | KY | 0 | 0 | 0
E364.00-Poles, Towers, and Fixtures | 2009-07-01 | Non-unitized | 641 W MAIN ST | KY | 0 | 0 | 0
E364.00-Poles, Towers, and Fixtures | 2009-07-01 | Non-unitized | FOURMILE 40939 | KY | 0 | 0 | 0
E364.00-Poles, Towers, and Fixtures | 2009-07-01 | Non-unitized | 3252 MERLE TRAVIS HWY | KY | 0 | 0 | 0
E364.00-Poles, Towers, and Fixtures | 2009-11-01 | BRACKET - NEUTRAL FASTENING | BRACKET - NEUTRAL FASTENING | KY | 9733 | 762882.38 | 78.381 | 0
E364.00-Poles, Towers, and Fixtures | 2009-11-11 | POLE WOOD 50 FT (DIST) | POLE WOOD 50 FT (00008) | KY | 62 | 107807.7 | 1738.8339 | 0
E364.00-Poles, Towers, and Fixtures | 2009-07-01 | Non-unitized | ST CREEK RD 40958 | KY | 0 | 0 | 0
E364.00-Poles, Towers, and Fixtures | 2009-07-01 | Non-unitized | 140 ORIOLE ST 40311 | KY | 0 | 0 | 0 | 0
E364.00-Poles, Towers, and Fixtures | 2009-07-01 | Non-unitized | LACHEY | KY | 0 | 0 | 0
E364.00-Poles, Towers, and Fixtures | 2009-09-23 | CROSS ARMS | CROSS ARMS (07362) | KY | 285 | 108892.92 | 382.0804 | 0
E364.00-Poles, Towers, and Fixtures | 2009-07-01 | Non-unitized | 1574414 | KY | 0 | 0 | 0
E364.00-Poles, Towers, and Fixtures | 2009-07-01 | Non-unitized | 3731 S LAUREL RD 40741 | KY | 0 | 0 | 0
E364.00-Poles, Towers, and Fixtures | 2009-07-01 | Non-unitized | 1157 STONECROP DR 40509 | KY | 0 | 0 | 0 | 0
E364.00-Poles, Towers, and Fixtures | 2009-08-01 | Non-unitized | 2359 VINCE RD 40356 | KY | 0 | 0 | 0
E364.00-Poles, Towers, and Fixtures | 2009-07-01 | Non-unitized | BRECKENRIDGE ST | KY | 0 | 0 | 0
E364.00-Poles, Towers, and Fixtures | 2009-07-01 | Non-unitized | COLMAR 40965 | KY | 0 | 0 | 0
E364.00-Poles, Towers, and Fixtures | 2009-09-01 | STEEL POLES | STEEL POLES (07726) | KY | 13 | 22518.15 | 1732.1654
E364.00-Poles, Towers, and Fixtures | 2009-07-01 | Non-unitized | US 58 24243 | KY | 0 | 0 | 0
E364.00-Poles, Towers, and Fixtures | 2009-07-01 | Non-unitized | 725 WELCH RD TRL 40337 | KY | 0 | 0 | 0
E364.00-Poles, Towers, and Fixtures | 2009-07-01 | Non-unitized | 73 ELIZABETH AVE 40484 | KY | 0 | 0 | 0
E364.00-Poles, Towers, and Fixtures | 2009-07-01 | Non-unitized | 4545 LARGO LN 40515 | KY | 0 | 0 | 0 | 0
E364.00-Poles, Towers, and Fixtures | 2009-07-01 | Non-unitized | 409 CLEATON RD | KY | 0 | 0 | 0
E364.00-Poles, Towers, and Fixtures | 2009-07-01 | Non-unitized | COURT | KY | 0 | 0 | 0
E364.00-Poles, Towers, and Fixtures | 2009-07-01 | Non-unitized | 151 MERCER RD | KY | 0 | 0 | 0
E364.00-Poles, Towers, and Fixtures | 1994-12-31 | CROSS ARMS | CROSS ARMS (07362) | KY | 71 | 15892.98 | 223.8448 | 0
E364.00-Poles, Towers, and Fixtures | 2009-07-01 | Non-unitized | 405 W MAIN STREET 40360 | KY | 0 | 0 | 0 | 0
E364.00-Poles, Towers, and Fixtures | 2009-07-01 | Non-unitized | 101 S LEXINGTON AVE 40390 | KY | 0 | 0 | 0
E364.00-Poles, Towers, and Fixtures | 2009-07-01 | Non-unitized | 3017 TODDS RD 3/10 mi EAST OF PALUMBO DR RD 40502 | KY | 0 | 0 | 0
E364.00-Poles, Towers, and Fixtures | 1956-12-31 | POLE WOOD 60 FT (DIST) | X BRACE WOOD PR. | KY | 0 | 0 | 0
E364.00-Poles, Towers, and Fixtures | 2009-07-01 | Non-unitized | 12196 HIGHWAY 10 N 41043 | KY | 0 | 0 | 0
E364.00-Poles, Towers, and Fixtures | 2009-07-01 | Non-unitized | S HWY 53 40031 | KY | 0 | 0 | 0
E364.00-Poles, Towers, and Fixtures | 2009-07-01 | Non-unitized | ELKHORN TAVERN RD 42038 | KY | 0 | 0 | 0
E364.00-Poles, Towers, and Fixtures | 2009-07-01 | Non-unitized | 3612 LEXINGTON RD 40475 40475 | KY | 0 | 0 | 0
E364.00-Poles, Towers, and Fixtures | 2009-08-01 | Non-unitized | 1175 ENTERPRISE 40391 | KY | 0 | 0 | 0
E364.00-Poles, Towers, and Fixtures | 2009-08-01 | Non-unitized | 271 ARNETT LN 42344 | KY | 0 | 0 | 0
E364.00-Poles, Towers, and Fixtures | 2009-08-01 | Non-unitized | N CLAYBROOK | KY | 0 | 0 | 0 | 0
E364.00-Poles, Towers, and Fixtures | 2009-08-01 | Non-unitized | STATE HWY 130 42461 | KY | 0 | 0 | 0
E364.00-Poles, Towers, and Fixtures | 2009-07-01 | Non-unitized | 142 NEW ST 42749 | KY | 0 | 0 | 0 | 0
E364.00-Poles, Towers, and Fixtures | 2009-05-01 | Non-unitized | 385 SPEARS LANE | KY | 0 | 0 | 0
E364.00-Poles, Towers, and Fixtures | 2009-07-01 | Non-unitized | 20 AMBULANCE DR 42765 | KY | 0 | 0 | 0
E364.00-Poles, Towers, and Fixtures | 2009-07-01 | Non-unitized | 106 RITCHIE DR 40311 | KY | 0 | 0 | 0 | 0
E364.00-Poles, Towers, and Fixtures | 2009-01-01 | Non-unitized | RDDD256UG-Rep Def Equip-UG-Shelbyville | KY | 0 | 0 | 0 | 0
E364.00-Poles, Towers, and Fixtures | 2009-08-01 | Non-unitized | 115 W. SECOND | KY | 0 | 0 | 0
E364.00-Poles, Towers, and Fixtures | 2009-07-01 | Non-unitized | OLD FLEMINGSBURG RD TO W. 2ND. ST. 40351 | KY | 0 | 0 | 0
E364.00-Poles, Towers, and Fixtures | 2009-07-01 | Non-unitized | FERCO WAY | KY | 0 | 0 | 0
E364.00-Poles, Towers, and Fixtures | 2009-08-01 | Non-unitized | STATE HWY 130 42461 | KY | 0 | 0 | 0
E364.00-Poles, Towers, and Fixtures | 2009-08-01 | Non-unitized | 1301 DIXIANA DOMINO RD. | KY | 0 | 0 | 0
E364.00-Poles, Towers, and Fixtures | 2009-11-21 | POLE WOOD 30 FT (DIST) | POLE WOOD 30 FT (00004) | KY | 89 | 56238.76 | 631.8962 | 0
E364.00-Poles, Towers, and Fixtures | 2009-07-01 | Non-unitized | 56 REITERS VIEW RD 42033 | KY | 0 | 0 | 0
E364.00-Poles, Towers, and Fixtures | 2009-07-01 | Non-unitized | S ROBINSON RD 40475 | KY | 0 | 0 | 0 | 0
E364.00-Poles, Towers, and Fixtures | 2009-07-01 | Non-unitized | CONNORS WAY LOT 3 42503 | KY | 0 | 0 | 0
E364.00-Poles, Towers, and Fixtures | 2008-11-01 | Non-unitized | HAPPY TOP GARAGE 2 41311 | KY | 0 | 0 | 0
E364.00-Poles, Towers, and Fixtures | 2009-08-04 | POLE WOOD 45 FT (DIST) | POLE WOOD 45 FT (00007) | KY | 4 | 18722.21 | 4680.5525
E364.00-Poles, Towers, and Fixtures | 2008-05-01 | Non-unitized | 805 US 27-LADISH ROAD | KY | 0 | 0 | 0
E364.00-Poles, Towers, and Fixtures | 2009-08-06 | Non-unitized | LEXINGTON NW DISTRIBUTION CKT SPURR ROAD TIE | KY | 0 | 0 | 0
E364.00-Poles, Towers, and Fixtures | 2009-12-08 | POLE WOOD 55 FT (DIST) | POLE WOOD 55 FT (00009) | KY | 19 | -31021.2 | -1632.6947 | 0
E364.00-Poles, Towers, and Fixtures | 2009-06-16 | Non-unitized | Upgrade Shun Pike Sub 2006 | KY | 0 | 0 | 0
E364.00-Poles, Towers, and Fixtures | 2007-10-01 | POLE WOOD 50 FT (DIST) | POLE WOOD 50 FT (00008) | KY | 11 | -154.21 | -14.0191 | 0
E364.00-Poles, Towers, and Fixtures | 2009-11-13 | POLE WOOD 40 FT (DIST) | POLE WOOD 40 FT (00006) | KY | 18 | 46493.88 | 2582.9933
E364.00-Poles, Towers, and Fixtures | 2008-11-01 | Non-unitized | 363 THOROUGHFARE RD 42330 | KY | 0 | 0 | 0
E364.00-Poles, Towers, and Fixtures | 2009-04-01 | Non-unitized | 1187 EARLY DR SIGN BLD 40391 | KY | 0 | 0 | 0
E364.00-Poles, Towers, and Fixtures | 2008-11-01 | Non-unitized | 328 S MAIN ST GARAGE 42345 | KY | 0 | 0 | 0
E364.00-Poles, Towers, and Fixtures | 2003-08-31 | POLE WOOD 45 FT (DIST) | POLE WOOD 45 FT (DIST) | KY | 1 | 12777.43 | 12777.43
E364.00-Poles, Towers, and Fixtures | 1975-01-01 | POLE WOOD 30 FT (DIST) | POLE WOOD 30 FT | KY | 1523 | 136759.68 | 89.7962 | 0
E364.00-Poles, Towers, and Fixtures | 1950-01-01 | POLE WOOD 25 FT (DIST) | POLE WOOD 25 FT (DIST) | KY | 143 | 3498.81 | 24.4672 | 0
E364.00-Poles, Towers, and Fixtures | 2009-10-16 | POLE WOOD 40 FT (DIST) | POLE WOOD 40 FT (00006) | KY | 4 | 4239.81 | 1059.9525
E364.00-Poles, Towers, and Fixtures | 2009-10-29 | POLE WOOD 30 FT (DIST) | POLE WOOD 30 FT (00004) | KY | 3 | 4607.3 | 1535.7667
E364.00-Poles, Towers, and Fixtures | 2008-05-01 | Non-unitized | RICHMOND RD | KY | 0 | 0 | 0 | 0
E364.00-Poles, Towers, and Fixtures | 2009-10-31 | STEEL POLES | STEEL POLES (07726) | KY | 2 | 5548 | 2774
E364.00-Poles, Towers, and Fixtures | 2009-05-01 | Non-unitized | 631 N MILES STREET 42701 | KY | 0 | 0 | 0
E364.00-Poles, Towers, and Fixtures | 2009-05-01 | Non-unitized | RICHMOND RD OPPOSITE SHRINERS HOSP RD 40502 | KY | 0 | 0 | 0
E364.00-Poles, Towers, and Fixtures | 2008-05-01 | Non-unitized | 1318098 | KY | 0 | 0 | 0
E364.00-Poles, Towers, and Fixtures | 2009-01-01 | Non-unitized | 1575261 | KY | 0 | 0 | 0
E364.00-Poles, Towers, and Fixtures | 2009-05-01 | Non-unitized | MORGAN-SOPER ROAD | KY | 0 | 0 | 0
E364.00-Poles, Towers, and Fixtures | 2009-01-01 | Non-unitized | 510 PENNSYLVANIA AV | KY | 0 | 0 | 0
E364.00-Poles, Towers, and Fixtures | 2008-05-01 | Non-unitized | PARKLAND HTS 41031 | KY | 0 | 0 | 0
E364.00-Poles, Towers, and Fixtures | 2008-05-01 | Non-unitized | 107 W HIGH ST 40353 | KY | 0 | 0 | 0
E364.00-Poles, Towers, and Fixtures | 2009-11-10 | CROSS ARMS | CROSS ARMS (07362) | KY | 6 | 5520.17 | 920.0283
E364.00-Poles, Towers, and Fixtures | 2008-05-01 | Non-unitized | 1166087 | KY | 0 | 0 | 0
E364.00-Poles, Towers, and Fixtures | 2009-01-01 | Non-unitized | 1660015 | KY | 0 | 0 | 0
E364.00-Poles, Towers, and Fixtures | 2009-10-23 | CROSS ARMS | CROSS ARMS (07362) | KY | 21 | -132.42 | -6.3057
E364.00-Poles, Towers, and Fixtures | 2008-10-01 | Non-unitized | STATE HWY 208 | KY | 0 | 0 | 0
E364.00-Poles, Towers, and Fixtures | 2008-05-01 | Non-unitized | 1407834 | KY | 0 | 0 | 0
E364.00-Poles, Towers, and Fixtures | 2008-05-01 | Non-unitized | 3350 DANVILLE RD 40356 | KY | 0 | 0 | 0
E364.00-Poles, Towers, and Fixtures | 1946-12-31 | GUY | GUY | KY | 0 | 0 | 0 | 0
E364.00-Poles, Towers, and Fixtures | 1970-12-31 | POLE WOOD 20 FT (DIST) | GUY | KY | 0 | 0 | 0
E364.00-Poles, Towers, and Fixtures | 1964-12-31 | GUY | GUY | KY | 30 | 318.75 | 10.625 | 0
E364.00-Poles, Towers, and Fixtures | 1955-12-31 | POLE WOOD 60 FT (DIST) | GUY | KY | 0 | 0 | 0
E364.00-Poles, Towers, and Fixtures | 2009-11-06 | POLE WOOD 40 FT (DIST) | POLE WOOD 40 FT (00006) | KY | 61 | 135007.54 | 2213.2384
E364.00-Poles, Towers, and Fixtures | 1955-12-31 | POLE WOOD 25 FT (DIST) | GUY | KY | 0 | 0 | 0
E364.00-Poles, Towers, and Fixtures | 1953-12-31 | GUY | GUY | KY | 0 | 0 | 0 | 0
E364.00-Poles, Towers, and Fixtures | 1941-12-31 | CROSS ARMS | ARM STEEL 10 FT AND OVER | KY | 0 | 0 | 0 | 0
E364.00-Poles, Towers, and Fixtures | 1958-12-31 | GUY | GUY | KY | 81 | 3334.18 | 41.1627 | 0
E364.00-Poles, Towers, and Fixtures | 1947-12-31 | POLE WOOD 60 FT (DIST) | GUY | KY | 0 | 0 | 0
E364.00-Poles, Towers, and Fixtures | 1998-03-31 | CROSS ARMS | CROSS ARMS (07362) | KY | 104 | 19251.25 | 185.1082
E364.00-Poles, Towers, and Fixtures | 1995-12-31 | GUY | GUY | KY | 29 | 6147.91 | 211.9969 | 0
E364.00-Poles, Towers, and Fixtures | 1985-12-31 | POLE WOOD 20 FT (DIST) | GUY | KY | 0 | 0 | 0
E364.00-Poles, Towers, and Fixtures | 1985-12-31 | GUY | GUY | KY | 56 | 8328.78 | 148.7282 | 0
E364.00-Poles, Towers, and Fixtures | 1981-12-31 | POLE WOOD 60 FT (DIST) | GUY | KY | 0 | 0 | 0
E364.00-Poles, Towers, and Fixtures | 1962-12-31 | POLE WOOD 20 FT (DIST) | ARM WOOD 10 FT AND UNDER (TRANS) | KY | 0 | 0 | 0
E364.00-Poles, Towers, and Fixtures | 1970-12-31 | POLE WOOD 20 FT (DIST) | ARM WOOD 10 FT AND UNDER (TRANS) | KY | 0 | 0 | 0
E364.00-Poles, Towers, and Fixtures | 2008-10-01 | Non-unitized | 1611764 | KY | 0 | 0 | 0
E364.00-Poles, Towers, and Fixtures | 2002-05-31 | CROSS ARMS | ARM WOOD 10 FT AND UNDER (TRANS) | KY | 0 | 0 | 0 | 0
E364.00-Poles, Towers, and Fixtures | 2009-11-11 | GUY | GUY (00070) | KY | 87 | 5184.51 | 59.5921 | 0
E364.00-Poles, Towers, and Fixtures | 2009-10-30 | POLE WOOD 50 FT (DIST) | POLE WOOD 50 FT (00008) | KY | 1 | 213.37 | 213.37
E364.00-Poles, Towers, and Fixtures | 2003-03-31 | CROSS ARMS | CROSS ARMS (07362) | KY | 4 | 4821.89 | 1205.4725
E364.00-Poles, Towers, and Fixtures | 2008-05-01 | Non-unitized | SANTA BARBARA BLVD 40324 | KY | 0 | 0 | 0
E364.00-Poles, Towers, and Fixtures | 2008-05-01 | Non-unitized | 1308704 | KY | 0 | 0 | 0
E364.00-Poles, Towers, and Fixtures | 2008-05-01 | Non-unitized | 303 YOUNG ST 40324 | KY | 0 | 0 | 0
E364.00-Poles, Towers, and Fixtures | 2008-05-01 | Non-unitized | 110 NEWCOMB AVE 40456 | KY | 0 | 0 | 0
E364.00-Poles, Towers, and Fixtures | 2009-12-16 | CROSS ARMS | CROSS ARMS (07362) | KY | 26 | 15179.64 | 583.8323
E364.00-Poles, Towers, and Fixtures | 2009-09-23 | Non-unitized | Reconductor Lancaster Avenue 2009-06094 | KY | 0 | 0 | 0 | 0
E364.00-Poles, Towers, and Fixtures | 1959-01-01 | POLE WOOD 50 FT (DIST) | MP1959 Poles, Towers, and Fixtures | KY | 0 | 0 | 0 | 0
E364.00-Poles, Towers, and Fixtures | 1948-01-01 | POLE WOOD 55 FT (DIST) | POLE WOOD 55 FT | KY | 0 | 0 | 0 | 0
E364.00-Poles, Towers, and Fixtures | 1962-01-01 | POLE WOOD 55 FT (DIST) | POLE WOOD 55 FT | KY | 0 | 0 | 0 | 0
E364.00-Poles, Towers, and Fixtures | 1944-01-01 | POLE WOOD 60 FT (DIST) | POLE WOOD 60 FT | KY | 0 | 0 | 0 | 0
E364.00-Poles, Towers, and Fixtures | 1963-01-01 | POLE WOOD 60 FT (DIST) | POLE WOOD 60 FT | KY | 19 | 7283.53 | 383.3437 | 0
E364.00-Poles, Towers, and Fixtures | 1982-01-01 | POLE WOOD 60 FT (DIST) | POLE WOOD 60 FT | KY | 17 | 14364.06 | 844.9447
E364.00-Poles, Towers, and Fixtures | 2003-01-01 | POLE WOOD 65 FT (DIST) | POLE WOOD 65 FT (DIST) | KY | 8 | 46011.07 | 5751.3837
E364.00-Poles, Towers, and Fixtures | 2008-10-01 | Non-unitized | HARRODSBURG RD 40504 | KY | 0 | 0 | 0
E364.00-Poles, Towers, and Fixtures | 1943-01-01 | POLE WOOD 60 FT (DIST) | POLE WOOD 60 FT | KY | 0 | 0 | 0 | 0
E364.00-Poles, Towers, and Fixtures | 1951-01-01 | POLE WOOD 25 FT (DIST) | POLE WOOD 25 FT (DIST) | KY | 102 | 2646.39 | 25.945 | 0
E364.00-Poles, Towers, and Fixtures | 2009-07-01 | Non-unitized | CENTRAL GROVE RD 42328 | KY | 0 | 0 | 0
E364.00-Poles, Towers, and Fixtures | 2008-10-01 | Non-unitized | 3715 FICKLIN RD 40353 | KY | 0 | 0 | 0
E364.00-Poles, Towers, and Fixtures | 2009-10-01 | Non-unitized | 1003 CONNER STATION RD 40067 | KY | 0 | 0 | 0
E364.00-Poles, Towers, and Fixtures | 2009-10-01 | Non-unitized | 40 4TH STREET | KY | 0 | 0 | 0 | 0
E364.00-Poles, Towers, and Fixtures | 2009-10-01 | Non-unitized | 3440 ZARING MILL RD LE2 TUTT 40065 | KY | 0 | 0 | 0 | 0
E364.00-Poles, Towers, and Fixtures | 2009-10-01 | Non-unitized | 1615844 | KY | 0 | 0 | 0 | 0
E364.00-Poles, Towers, and Fixtures | 2008-10-01 | Non-unitized | 1668367 | KY | 0 | 0 | 0
E364.00-Poles, Towers, and Fixtures | 2009-08-01 | Non-unitized | 12602 State Route 175 S 42345 | KY | 0 | 0 | 0 | 0
E364.00-Poles, Towers, and Fixtures | 2009-10-01 | Non-unitized | 2591 BOONESBORO RD 40475 | KY | 0 | 0 | 0 | 0
E364.00-Poles, Towers, and Fixtures | 2009-08-01 | Non-unitized | MOCKINGBIRD LN 4.336 | KY | 0 | 0 | 0 | 0
E364.00-Poles, Towers, and Fixtures | 2009-10-01 | Non-unitized | 225 S LIMESTONE 40508 | KY | 0 | 0 | 0 | 0
E364.00-Poles, Towers, and Fixtures | 2008-10-01 | Non-unitized | 1613369 | KY | 0 | 0 | 0
E364.00-Poles, Towers, and Fixtures | 2009-10-01 | Non-unitized | US 119 MTC #1 40977 | KY | 0 | 0 | 0 | 0
E364.00-Poles, Towers, and Fixtures | 2009-08-01 | Non-unitized | 6409 POLO CLUB LN 40509 | KY | 0 | 0 | 0 | 0
E364.00-Poles, Towers, and Fixtures | 2008-05-01 | Non-unitized | 1194024 | KY | 0 | 0 | 0
E364.00-Poles, Towers, and Fixtures | 2008-10-01 | Non-unitized | 1560412 | KY | 0 | 0 | 0
E364.00-Poles, Towers, and Fixtures | 2008-10-01 | Non-unitized | 1533374 | KY | 0 | 0 | 0
E364.00-Poles, Towers, and Fixtures | 2009-04-01 | Non-unitized | 1718124 | KY | 0 | 0 | 0
E364.00-Poles, Towers, and Fixtures | 2009-10-01 | Non-unitized | 372 PIONEER ORCHARD DR 40351 | KY | 0 | 0 | 0 | 0
E364.00-Poles, Towers, and Fixtures | 2009-10-01 | Non-unitized | 29 STILLHOUSE RD. | KY | 0 | 0 | 0
E364.00-Poles, Towers, and Fixtures | 2008-10-01 | Non-unitized | 1612579 | KY | 0 | 0 | 0
E364.00-Poles, Towers, and Fixtures | 2009-08-01 | Non-unitized | 129 bush ave | KY | 0 | 0 | 0
E364.00-Poles, Towers, and Fixtures | 2008-05-01 | Non-unitized | 2279 RED HILL RD | KY | 0 | 0 | 0
E364.00-Poles, Towers, and Fixtures | 2009-10-01 | Non-unitized | 5145 CROPPER RD 40065 | KY | 0 | 0 | 0 | 0
E364.00-Poles, Towers, and Fixtures | 2008-10-01 | Non-unitized | 1525924 | KY | 0 | 0 | 0
E364.00-Poles, Towers, and Fixtures | 2009-10-01 | Non-unitized | 1975 BEREA RD 40475 | KY | 0 | 0 | 0 | 0
E364.00-Poles, Towers, and Fixtures | 2009-08-01 | Non-unitized | 458 HICKORY LN 42442 | KY | 0 | 0 | 0 | 0
E364.00-Poles, Towers, and Fixtures | 2009-10-01 | Non-unitized | 717 N LINCOLN BLVD 42748 | KY | 0 | 0 | 0 | 0
E364.00-Poles, Towers, and Fixtures | 2009-10-01 | Non-unitized | DAIRY QUEEN | KY | 0 | 0 | 0 | 0
E364.00-Poles, Towers, and Fixtures | 2009-01-01 | Non-unitized | 1622608 | KY | 0 | 0 | 0
E364.00-Poles, Towers, and Fixtures | 2009-08-01 | Non-unitized | 1805 ST.RT. 181 N. 42345 | KY | 0 | 0 | 0
E364.00-Poles, Towers, and Fixtures | 2009-11-05 | POLE WOOD 30 FT (DIST) | POLE WOOD 30 FT (00004) | KY | 14 | 5578.44 | 398.46
E364.00-Poles, Towers, and Fixtures | 2008-05-01 | Non-unitized | 1133094 | KY | 0 | 0 | 0
E364.00-Poles, Towers, and Fixtures | 2009-11-16 | POLE WOOD 55 FT (DIST) | POLE WOOD 55 FT (00009) | KY | 14 | 34458.92 | 2461.3514 | 0
E364.00-Poles, Towers, and Fixtures | 2009-10-01 | Non-unitized | 898 GEORGETOWN ST 40508 | KY | 0 | 0 | 0
E364.00-Poles, Towers, and Fixtures | 2009-08-01 | Non-unitized | CORNER OF WATER & S FIRST 40475 | KY | 0 | 0 | 0 | 0
E364.00-Poles, Towers, and Fixtures | 2008-05-01 | Non-unitized | WHITE LICK RD 40461 | KY | 0 | 0 | 0 | 0
E364.00-Poles, Towers, and Fixtures | 2009-01-01 | Non-unitized | 1609 HWY 138 42350 | KY | 0 | 0 | 0
E364.00-Poles, Towers, and Fixtures | 2008-05-01 | Non-unitized | 550 CONCORD RD 40475 | KY | 0 | 0 | 0
E364.00-Poles, Towers, and Fixtures | 2008-10-01 | Non-unitized | 1569409 | KY | 0 | 0 | 0
E364.00-Poles, Towers, and Fixtures | 2009-01-01 | Non-unitized | 46TH ST | KY | 0 | 0 | 0
E364.00-Poles, Towers, and Fixtures | 2009-11-02 | POLE WOOD 65 FT (DIST) | POLE WOOD 65 FT (00011) | KY | 2 | 4267.44 | 2133.72 | 0
E364.00-Poles, Towers, and Fixtures | 2008-05-01 | Non-unitized | 1289798 | KY | 0 | 0 | 0
E364.00-Poles, Towers, and Fixtures | 2008-10-01 | Non-unitized | 106 WALNUT ST 4 | KY | 0 | 0 | 0
E364.00-Poles, Towers, and Fixtures | 2009-04-01 | Non-unitized | 323 S COLLEGE ST 42064 | KY | 0 | 0 | 0
E364.00-Poles, Towers, and Fixtures | 2009-02-01 | Non-unitized | 4175 STATE HWY 270 42404 | KY | 0 | 0 | 0
E364.00-Poles, Towers, and Fixtures | 2009-04-01 | Non-unitized | RR2 KIRKWOOD LAKE 42345 | KY | 0 | 0 | 0
E364.00-Poles, Towers, and Fixtures | 2008-05-01 | Non-unitized | 361 HIGHLAND AVE | KY | 0 | 0 | 0
E364.00-Poles, Towers, and Fixtures | 2008-05-01 | Non-unitized | 3004 MAYSVILLE RD 40353 | KY | 0 | 0 | 0
E364.00-Poles, Towers, and Fixtures | 2008-05-01 | Non-unitized | 105 BRADLEY DR 40356 | KY | 0 | 0 | 0
E364.00-Poles, Towers, and Fixtures | 2008-10-01 | Non-unitized | 325 FOGG PK 40 | KY | 0 | 0 | 0
E364.00-Poles, Towers, and Fixtures | 2009-05-01 | Non-unitized | 29 DELSUEMAR DR 1 NO 40769 | KY | 0 | 0 | 0
E364.00-Poles, Towers, and Fixtures | 2009-12-01 | POLE WOOD 30 FT (DIST) | POLE WOOD 30 FT (00004) | KY | 6 | 1791.95 | 298.6583 | 0
E364.00-Poles, Towers, and Fixtures | 2008-05-01 | Non-unitized | 721 STATE ROUTE 365 | KY | 0 | 0 | 0
E364.00-Poles, Towers, and Fixtures | 2008-05-01 | Non-unitized | 1334407 | KY | 0 | 0 | 0
E364.00-Poles, Towers, and Fixtures | 2008-05-01 | Non-unitized | 1273570 | KY | 0 | 0 | 0
E364.00-Poles, Towers, and Fixtures | 2008-05-01 | Non-unitized | 1282357 | KY | 0 | 0 | 0
E364.00-Poles, Towers, and Fixtures | 2009-04-01 | Non-unitized | 3425 US HWY 641 42064 | KY | 0 | 0 | 0
E364.00-Poles, Towers, and Fixtures | 2008-05-01 | Non-unitized | 139 W MAIN ST 40353 | KY | 0 | 0 | 0
E364.00-Poles, Towers, and Fixtures | 2009-12-02 | BRACKET - NEUTRAL FASTENING | BRACKET - NEUTRAL FASTENING | KY | 1 | 54.68 | 54.68 | 0
E364.00-Poles, Towers, and Fixtures | 2008-10-01 | Non-unitized | 1602876 | KY | 0 | 0 | 0
E364.00-Poles, Towers, and Fixtures | 2008-07-01 | Non-unitized | 1165 NORTH MIDDLETOWN ROAD | KY | 0 | 0 | 0
E364.00-Poles, Towers, and Fixtures | 2008-10-01 | Non-unitized | 1669664 | KY | 0 | 0 | 0
E364.00-Poles, Towers, and Fixtures | 2009-05-01 | Non-unitized | 4395 STATE RT 70 W 42330 | KY | 0 | 0 | 0
E364.00-Poles, Towers, and Fixtures | 1956-12-31 | GUY | GUY | KY | 143 | 9973.65 | 69.7458 | 0
E364.00-Poles, Towers, and Fixtures | 2009-12-30 | POLE WOOD 35 FT (DIST) | POLE WOOD 35 FT (00005) | KY | 1 | 312.19 | 312.19
E364.00-Poles, Towers, and Fixtures | 2008-05-01 | Non-unitized | RUSSELL CAVE AT HUGHES 40511 | KY | 0 | 0 | 0
E364.00-Poles, Towers, and Fixtures | 2008-05-01 | Non-unitized | US HIGHWAY 231 S | KY | 0 | 0 | 0
E364.00-Poles, Towers, and Fixtures | 2009-10-01 | Non-unitized | 1200 LARKWOOD AVE 40353 | KY | 0 | 0 | 0 | 0
E364.00-Poles, Towers, and Fixtures | 2009-11-01 | Non-unitized | 154 BAKERS ACRE RD 40311 | KY | 0 | 0 | 0 | 0
E364.00-Poles, Towers, and Fixtures | 2009-10-01 | Non-unitized | 1229 DRANE LN | KY | 0 | 0 | 0 | 0
E364.00-Poles, Towers, and Fixtures | 2008-05-01 | Non-unitized | MOSS DR 42031 | KY | 0 | 0 | 0
E364.00-Poles, Towers, and Fixtures | 2009-01-01 | Non-unitized | TWIN DRIVE LN | KY | 0 | 0 | 0
E364.00-Poles, Towers, and Fixtures | 2008-10-01 | Non-unitized | 1541844 | KY | 0 | 0 | 0
E364.00-Poles, Towers, and Fixtures | 2009-11-01 | Non-unitized | 520 LIMA DR 40511 | KY | 0 | 0 | 0 | 0
E364.00-Poles, Towers, and Fixtures | 2009-11-01 | Non-unitized | 5788 US HIGHWAY 60 42064 | KY | 0 | 0 | 0 | 0
E364.00-Poles, Towers, and Fixtures | 2009-11-01 | Non-unitized | 397 HEDGEWOOD DR | KY | 0 | 0 | 0 | 0
E364.00-Poles, Towers, and Fixtures | 2009-10-01 | Non-unitized | 406 WINCHESTER AVE AVE GARAGE 40965 | KY | 0 | 0 | 0 | 0
E364.00-Poles, Towers, and Fixtures | 2009-11-01 | Non-unitized | 2152 PAYNES DEPOT RD 40324 | KY | 0 | 0 | 0 | 0
E364.00-Poles, Towers, and Fixtures | 2008-10-01 | Non-unitized | 1389086 | KY | 0 | 0 | 0
E364.00-Poles, Towers, and Fixtures | 2008-11-01 | Non-unitized | 280 OLD LIBERTY RD 42345 | KY | 0 | 0 | 0
E364.00-Poles, Towers, and Fixtures | 2009-01-01 | Non-unitized | 2281 WATSON RD 42445 | KY | 0 | 0 | 0
E364.00-Poles, Towers, and Fixtures | 2009-11-01 | Non-unitized | 319 GISH RD | KY | 0 | 0 | 0 | 0
E364.00-Poles, Towers, and Fixtures | 2008-05-01 | Non-unitized | 500 W EVERLY BROTHERS BLVD | KY | 0 | 0 | 0
E364.00-Poles, Towers, and Fixtures | 2008-05-01 | Non-unitized | 400 MUDDY FORK LN | KY | 0 | 0 | 0
E364.00-Poles, Towers, and Fixtures | 2009-02-01 | Non-unitized | 3710 DELANEY FERRY RD FG-93 | KY | 0 | 0 | 0
E364.00-Poles, Towers, and Fixtures | 2009-10-01 | Non-unitized | LAMB RD 42459 | KY | 0 | 0 | 0
E364.00-Poles, Towers, and Fixtures | 2009-08-01 | Non-unitized | 4200 IRON WORKS | KY | 0 | 0 | 0 | 0
E364.00-Poles, Towers, and Fixtures | 2009-11-01 | Non-unitized | RADIO PARK 40475 | KY | 0 | 0 | 0 | 0
E364.00-Poles, Towers, and Fixtures | 2008-11-01 | Non-unitized | 945 LEWIS RD | KY | 0 | 0 | 0
E364.00-Poles, Towers, and Fixtures | 2009-11-01 | Non-unitized | 229 CLIFTON RD | KY | 0 | 0 | 0 | 0
E364.00-Poles, Towers, and Fixtures | 2009-11-01 | Non-unitized | 8023 OLD RICHMOND RD 40515 | KY | 0 | 0 | 0 | 0
E364.00-Poles, Towers, and Fixtures | 2009-01-01 | Non-unitized | WOODY | KY | 0 | 0 | 0
E364.00-Poles, Towers, and Fixtures | 2009-11-01 | Non-unitized | 104 HIGH STREET 41006 | KY | 0 | 0 | 0 | 0
E364.00-Poles, Towers, and Fixtures | 2009-01-01 | Non-unitized | JERICHO RD 40031 | KY | 0 | 0 | 0
E364.00-Poles, Towers, and Fixtures | 2008-07-01 | Non-unitized | W 6TH ST | KY | 0 | 0 | 0
E364.00-Poles, Towers, and Fixtures | 2008-05-01 | Non-unitized | 1144508 | KY | 0 | 0 | 0
E364.00-Poles, Towers, and Fixtures | 2008-05-01 | Non-unitized | 101 PENDLETON ST | KY | 0 | 0 | 0
E364.00-Poles, Towers, and Fixtures | 2009-10-01 | Non-unitized | 2555 NICHOLASVILLE RD 40503 | KY | 0 | 0 | 0 | 0
E364.00-Poles, Towers, and Fixtures | 2009-11-01 | Non-unitized | 513 MAYFIELD RD 42031 | KY | 0 | 0 | 0
E364.00-Poles, Towers, and Fixtures | 2009-01-01 | Non-unitized | 415 LUZERNE DR 42345 | KY | 0 | 0 | 0
E364.00-Poles, Towers, and Fixtures | 2009-11-01 | Non-unitized | 1264 E NEW CIRCLE RD 40505 | KY | 0 | 0 | 0 | 0
E364.00-Poles, Towers, and Fixtures | 2010-01-01 | Non-unitized | 1125 TATES CREEK RD 40502 | KY | 0 | 0 | 0 | 0
E364.00-Poles, Towers, and Fixtures | 2010-01-01 | Non-unitized | 102 N MAIN ST 41031 | KY | 0 | 0 | 0 | 0
E364.00-Poles, Towers, and Fixtures | 2010-01-01 | Non-unitized | PREACHERSVILLE | KY | 0 | 0 | 0 | 0
E364.00-Poles, Towers, and Fixtures | 2010-01-01 | Non-unitized | CENTRAL CT 40475 | KY | 0 | 0 | 0 | 0
E364.00-Poles, Towers, and Fixtures | 2010-01-01 | Non-unitized | 649 E NEW CIRCLE RD 40505 | KY | 0 | 0 | 0 | 0
E364.00-Poles, Towers, and Fixtures | 2010-02-01 | Non-unitized | 2351 GEORGETOWN RD | KY | 0 | 0 | 0 | 0
E364.00-Poles, Towers, and Fixtures | 2010-01-01 | Non-unitized | COURT | KY | 0 | 0 | 0
E364.00-Poles, Towers, and Fixtures | 2010-01-01 | Non-unitized | FIRST | KY | 0 | 0 | 0 | 0
E364.00-Poles, Towers, and Fixtures | 2010-01-01 | Non-unitized | RDSTLT236-REP REPL DEF ST LIGHTS 236 | KY | 7 | 0 | 0 | 0
E364.00-Poles, Towers, and Fixtures | 2010-02-01 | Non-unitized | 301 ELMARCH AVE 41031 | KY | 3 | 0 | 0 | 0
E364.00-Poles, Towers, and Fixtures | 2010-01-01 | Non-unitized | 1375 HARRODSBURG RD 40504 | KY | 0 | 0 | 0 | 0
E364.00-Poles, Towers, and Fixtures | 2010-01-01 | Non-unitized | 10TH AND CLAY | KY | 0 | 0 | 0 | 0
E364.00-Poles, Towers, and Fixtures | 2010-01-01 | Non-unitized | NEW ST 40391 | KY | 0 | 0 | 0 | 0
E364.00-Poles, Towers, and Fixtures | 2010-01-01 | Non-unitized | CHANDLER | KY | 0 | 0 | 0 | 0
E364.00-Poles, Towers, and Fixtures | 2010-01-01 | Non-unitized | 900 S COLLEGE ST | KY | 0 | 0 | 0 | 0
E364.00-Poles, Towers, and Fixtures | 2010-01-01 | Non-unitized | 1615844 | KY | 0 | 0 | 0 | 0
E364.00-Poles, Towers, and Fixtures | 2010-01-01 | Non-unitized | 131 RR 2 24248 | KY | 0 | 0 | 0 | 0
E364.00-Poles, Towers, and Fixtures | 2010-01-01 | Non-unitized | 378 PARK AVE 40502 | KY | 0 | 0 | 0 | 0
E364.00-Poles, Towers, and Fixtures | 2010-01-01 | Non-unitized | 118 E NEW CIRCLE RD | KY | 0 | 0 | 0 | 0
E364.00-Poles, Towers, and Fixtures | 2010-01-01 | Non-unitized | MCAPR426-CAP/REG/RECL - 014260 | KY | 0 | 0 | 0 | 0
E364.00-Poles, Towers, and Fixtures | 2010-02-26 | Non-unitized | Somerset Kings Mt Circuit Rebuild | KY | 0 | 0 | 0
E364.00-Poles, Towers, and Fixtures | 2010-01-25 | CROSS ARMS | CROSS ARMS (07362) | KY | 20 | 2519.89 | 125.9945 | 0
E364.00-Poles, Towers, and Fixtures | 2010-02-01 | Non-unitized | 426 SKIDMORE DR 40831 | KY | 0 | 0 | 0 | 0
E364.00-Poles, Towers, and Fixtures | 2010-01-01 | Non-unitized | 1544996 | KY | 0 | 0 | 0 | 0
E364.00-Poles, Towers, and Fixtures | 2010-01-01 | Non-unitized | 9410 LORETTO | KY | 0 | 0 | 0 | 0
E364.00-Poles, Towers, and Fixtures | 2010-01-01 | Non-unitized | Catalpa Loop RD 40475 | KY | 0 | 0 | 0 | 0
E364.00-Poles, Towers, and Fixtures | 2010-01-01 | Non-unitized | 535 N SCHOOL ST 42320 | KY | 0 | 0 | 0 | 0
E364.00-Poles, Towers, and Fixtures | 2010-01-01 | Non-unitized | POLD315-OUTDOOR LIGHTING 315 | KY | 0 | 0 | 0 | 0
E364.00-Poles, Towers, and Fixtures | 2010-10-31 | POLE WOOD 45 FT (DIST) | POLE WOOD 45 FT (00007) | KY | 104 | 137369.03 | 1320.8561 | 0
E364.00-Poles, Towers, and Fixtures | 2010-03-31 | POLE WOOD 35 FT (DIST) | POLE WOOD 35 FT (00005) | KY | 7 | 14488.88 | 2069.84
E364.00-Poles, Towers, and Fixtures | 2010-01-01 | Non-unitized | RT1 BOX 529 (LEFT POOR VALLEY) 24277 | KY | 0 | 0 | 0 | 0
E364.00-Poles, Towers, and Fixtures | 2010-01-01 | Non-unitized | 328 OLIVE RD 40489 | KY | 0 | 0 | 0 | 0
E364.00-Poles, Towers, and Fixtures | 2010-01-31 | POLE WOOD 50 FT (DIST) | POLE WOOD 50 FT (00008) | KY | 5 | 14161.29 | 2832.258 | 0
E364.00-Poles, Towers, and Fixtures | 2010-03-31 | GUY | GUY (00070) | KY | 216 | 105722.06 | 489.454 | 0
E364.00-Poles, Towers, and Fixtures | 2010-01-01 | Non-unitized | 6446 Union Hall Road 24273 | KY | 0 | 0 | 0 | 0
E364.00-Poles, Towers, and Fixtures | 2010-01-01 | Non-unitized | 150 JOHNSON RD 40160 | KY | 0 | 0 | 0 | 0
E364.00-Poles, Towers, and Fixtures | 2010-03-01 | POLE WOOD 40 FT (DIST) | POLE WOOD 40 FT (00006) | KY | 8 | 28692.97 | 3586.6213
E364.00-Poles, Towers, and Fixtures | 2010-01-01 | Non-unitized | HIGH | KY | 0 | 0 | 0 | 0
E364.00-Poles, Towers, and Fixtures | 2010-01-01 | Non-unitized | 1409316 | KY | 0 | 0 | 0 | 0
E364.00-Poles, Towers, and Fixtures | 2010-01-01 | Non-unitized | 5830 GUEST RIVER RD 24273 | KY | 0 | 0 | 0 | 0
E364.00-Poles, Towers, and Fixtures | 2010-01-01 | Non-unitized | 416 CLAY DR 40475 | KY | 0 | 0 | 0 | 0
E364.00-Poles, Towers, and Fixtures | 2010-01-01 | Non-unitized | LINCOLN DRIVE 42748 | KY | 0 | 0 | 0 | 0
E364.00-Poles, Towers, and Fixtures | 2010-01-01 | Non-unitized | 6915 HARRODSBURG RD | KY | 0 | 0 | 0 | 0
E364.00-Poles, Towers, and Fixtures | 2010-01-01 | Non-unitized | 1276 N 12TH ST TEMP 40965 | KY | 0 | 0 | 0 | 0
E364.00-Poles, Towers, and Fixtures | 2010-01-01 | Non-unitized | MULBERRY | KY | 0 | 0 | 0 | 0
E364.00-Poles, Towers, and Fixtures | 2010-04-30 | POLE WOOD 35 FT (DIST) | POLE WOOD 35 FT (00005) | KY | 12 | -5809.92 | -484.16
E364.00-Poles, Towers, and Fixtures | 2010-01-01 | Non-unitized | 608 ELM ST | KY | 0 | 0 | 0 | 0
E364.00-Poles, Towers, and Fixtures | 2010-02-26 | POLE WOOD 45 FT (DIST) | POLE WOOD 45 FT (00007) | KY | 6 | 6479.17 | 1079.8617
E364.00-Poles, Towers, and Fixtures | 2009-10-01 | Non-unitized | MIDWAY ROAD AT SUBDIVISON BY US 60 RD | KY | 0 | 0 | 0
E364.00-Poles, Towers, and Fixtures | 2010-01-01 | Non-unitized | 2299 CONCRETE RD 40311 | KY | 0 | 0 | 0 | 0
E364.00-Poles, Towers, and Fixtures | 2010-01-01 | Non-unitized | 3C 40820 | KY | 0 | 0 | 0 | 0
E364.00-Poles, Towers, and Fixtures | 2010-02-01 | Non-unitized | 256 STONETOWN RD 40379 | KY | 0 | 0 | 0 | 0
E364.00-Poles, Towers, and Fixtures | 2010-01-01 | Non-unitized | 4664 FRANKFORT RD 40324 | KY | 0 | 0 | 0 | 0
E364.00-Poles, Towers, and Fixtures | 2010-01-01 | Non-unitized | 4365 OXFORD VILLAGE 40324 | KY | 0 | 0 | 0 | 0
E364.00-Poles, Towers, and Fixtures | 2010-02-26 | Non-unitized | 116469-Ballardsville Regulators | KY | 0 | 0 | 0
E364.00-Poles, Towers, and Fixtures | 2008-05-01 | Non-unitized | 300 FOREMAN AVE 40508 | KY | 0 | 0 | 0
E364.00-Poles, Towers, and Fixtures | 1941-12-31 | POLE WOOD 60 FT (DIST) | POLE STEEL 40 FEET | KY | 0 | 0 | 0 | 0
E364.00-Poles, Towers, and Fixtures | 1947-12-31 | POLE WOOD 60 FT (DIST) | POLE WOOD 60 FT (DIST) | KY | 4 | 158.23 | 39.5575 | 0
E364.00-Poles, Towers, and Fixtures | 1953-12-31 | POLE WOOD 60 FT (DIST) | POLE WOOD 45 FT | KY | 17 | 2244.26 | 132.0153 | 0
E364.00-Poles, Towers, and Fixtures | 1971-12-31 | POLE WOOD 60 FT (DIST) | POLE WOOD 65 FT | KY | 9 | 4849.05 | 538.7833
E364.00-Poles, Towers, and Fixtures | 1956-01-01 | POLE WOOD 35 FT (DIST) | POLE WOOD 35 FT | KY | 677 | 34943.35 | 51.615 | 0
E364.00-Poles, Towers, and Fixtures | 2010-02-01 | Non-unitized | 14528 FAIRVIEW RD 24283 | KY | 0 | 0 | 0 | 0
E364.00-Poles, Towers, and Fixtures | 2010-04-01 | Non-unitized | 104 CLEATON RD 42367 | KY | 0 | 0 | 0 | 0
E364.00-Poles, Towers, and Fixtures | 2010-04-01 | Non-unitized | 8915 LEXINGTON RD | KY | 0 | 0 | 0 | 0
E364.00-Poles, Towers, and Fixtures | 2010-02-01 | Non-unitized | MIKE TURNER HOUSE 47 CONNER ST. | KY | 0 | 0 | 0 | 0
E364.00-Poles, Towers, and Fixtures | 2010-04-01 | Non-unitized | 103 WINDSOR PATH 0410 | KY | 0 | 0 | 0 | 0
E364.00-Poles, Towers, and Fixtures | 2010-04-01 | Non-unitized | KY 1323 RD | KY | 0 | 0 | 0 | 0
E364.00-Poles, Towers, and Fixtures | 2010-04-01 | Non-unitized | 223 N SPALDING AVE 40033 | KY | 0 | 0 | 0 | 0
E364.00-Poles, Towers, and Fixtures | 2010-04-01 | Non-unitized | S US HWY 68 | KY | 0 | 0 | 0 | 0
E364.00-Poles, Towers, and Fixtures | 2010-04-01 | Non-unitized | PRE/ BURNS RD TEMP 40162 | KY | 0 | 0 | 0 | 0
E364.00-Poles, Towers, and Fixtures | 2010-04-01 | Non-unitized | 125 CODELL DR | KY | 0 | 0 | 0 | 0
E364.00-Poles, Towers, and Fixtures | 2010-04-01 | Non-unitized | 4239 FRANKFORT FORD | KY | 0 | 0 | 0 | 0
E364.00-Poles, Towers, and Fixtures | 2010-04-01 | Non-unitized | 4496 NORTONVILLE RD 42442 | KY | 0 | 0 | 0 | 0
E364.00-Poles, Towers, and Fixtures | 1965-12-31 | POLE WOOD 60 FT (DIST) | POLE WOOD 50 FT | KY | 2 | 227.42 | 113.71 | 0
E364.00-Poles, Towers, and Fixtures | 2010-01-01 | Non-unitized | 154 E SECOND STREET 40351 | KY | 0 | 0 | 0 | 0
E364.00-Poles, Towers, and Fixtures | 2010-02-01 | Non-unitized | 111 SCOTTOWN RD 42369 | KY | 0 | 0 | 0 | 0
E364.00-Poles, Towers, and Fixtures | 2010-01-01 | Non-unitized | POLD216-OUTDOOR LIGHTING 216 | KY | 0 | 0 | 0 | 0
E364.00-Poles, Towers, and Fixtures | 2010-04-01 | Non-unitized | 49 LISA LANE 40828 | KY | 0 | 0 | 0 | 0
E364.00-Poles, Towers, and Fixtures | 2010-04-01 | Non-unitized | 1105 INDUSTRY RD | KY | 0 | 0 | 0 | 0
E364.00-Poles, Towers, and Fixtures | 2010-04-01 | Non-unitized | NORTH MILL ST FARM BRUEAU | KY | 0 | 0 | 0 | 0
E364.00-Poles, Towers, and Fixtures | 2010-02-01 | Non-unitized | 3687 NEW RICHMOND RD 41007 | KY | 0 | 0 | 0 | 0
E364.00-Poles, Towers, and Fixtures | 2010-04-01 | Non-unitized | SARAH LN 42038 | KY | 0 | 0 | 0 | 0
E364.00-Poles, Towers, and Fixtures | 2010-04-01 | Non-unitized | 3110 WALL ST 40513 | KY | 0 | 0 | 0 | 0
E364.00-Poles, Towers, and Fixtures | 2010-04-01 | Non-unitized | LORETTO RD | KY | 0 | 0 | 0 | 0
E364.00-Poles, Towers, and Fixtures | 2010-04-01 | Non-unitized | 116 E MEMORIAL DR 42701 | KY | 0 | 0 | 0 | 0
E364.00-Poles, Towers, and Fixtures | 2010-02-01 | Non-unitized | 600 BAUGHMAN AVE | KY | 0 | 0 | 0 | 0
E364.00-Poles, Towers, and Fixtures | 2010-04-01 | Non-unitized | 1344974 | KY | 0 | 0 | 0 | 0
E364.00-Poles, Towers, and Fixtures | 2010-04-01 | Non-unitized | DR WEST RD | KY | 0 | 0 | 0 | 0
E364.00-Poles, Towers, and Fixtures | 1987-01-01 | POLE WOOD 55 FT (DIST) | POLE WOOD 55 FT (DIST) | KY | 0 | 0 | 0 | 0
E364.00-Poles, Towers, and Fixtures | 2010-02-01 | Non-unitized | HWY 150 40409 | KY | 0 | 0 | 0 | 0
E364.00-Poles, Towers, and Fixtures | 2010-04-01 | Non-unitized | 281 WINKLER RD 40977 | KY | 0 | 0 | 0 | 0
E364.00-Poles, Towers, and Fixtures | 2010-01-01 | Non-unitized | NBSV246UG-New Bus Serv-UG-Etown | KY | 0 | 0 | 0 | 0
E364.00-Poles, Towers, and Fixtures | 2010-07-01 | POLE WOOD 30 FT (DIST) | POLE WOOD 30 FT (00004) | KY | 42 | 18471.97 | 439.8088 | 0
E364.00-Poles, Towers, and Fixtures | 2010-01-01 | Non-unitized | NBSV216OH-New Elect Serv-Ovhd-Danville | KY | 0 | 0 | 0 | 0
E364.00-Poles, Towers, and Fixtures | 2010-01-01 | Non-unitized | GOVERNORS SQUARE 40065 | KY | 0 | 0 | 0
E364.00-Poles, Towers, and Fixtures | 2010-06-30 | POLE WOOD 35 FT (DIST) | POLE WOOD 35 FT (00005) | KY | 31 | 119358.8 | 3850.2839 | 0
E364.00-Poles, Towers, and Fixtures | 1954-01-01 | POLE WOOD UNDER 20 FT (DIST) | POLE WOOD UNDER 20 FT (DIST) | KY | 4 | 99.62 | 24.905
E364.00-Poles, Towers, and Fixtures | 1981-01-01 | POLE WOOD 20 FT (DIST) | POLE WOOD 20 FT (DIST) | KY | 1 | 70.46 | 70.46
E364.00-Poles, Towers, and Fixtures | 1989-01-01 | POLE WOOD 60 FT (DIST) | POLE WOOD 60 FT (DIST) | KY | 17 | 15906.5 | 935.6765
E364.00-Poles, Towers, and Fixtures | 1951-01-01 | POLE WOOD 65 FT (DIST) | POLE WOOD 65 FT | KY | 2 | 401.17 | 200.585 | 0
E364.00-Poles, Towers, and Fixtures | 2000-01-01 | POLE WOOD 35 FT (DIST) | MP2000 Poles, Towers, and Fixtures | KY | 0 | 0 | 0 | 0
E364.00-Poles, Towers, and Fixtures | 1957-01-01 | POLE WOOD 60 FT (DIST) | MP1957 Poles, Towers, and Fixtures | KY | 0 | 0 | 0 | 0
E364.00-Poles, Towers, and Fixtures | 1978-01-01 | POLE WOOD 60 FT (DIST) | POLE WOOD 60 FT | KY | 1 | 582.32 | 582.32
E364.00-Poles, Towers, and Fixtures | 1971-01-01 | GUY | MP1971 Poles, Towers, and Fixtures | KY | 0 | 0 | 0 | 0
E364.00-Poles, Towers, and Fixtures | 1944-01-01 | POLE WOOD UNDER 20 FT (DIST) | POLE WOOD UNDER 20 FT (DIST) | KY | 80 | 999.65 | 12.4956 | 0
E364.00-Poles, Towers, and Fixtures | 1980-01-01 | POLE WOOD 55 FT (DIST) | POLE WOOD 55 FT | KY | 24 | 13399.56 | 558.315 | 0
E364.00-Poles, Towers, and Fixtures | 1978-01-01 | POLE WOOD 55 FT (DIST) | POLE WOOD 55 FT | KY | 0 | 0 | 0 | 0
E364.00-Poles, Towers, and Fixtures | 1996-01-01 | PLATFORM | MP1996 Poles, Towers, and Fixtures | KY | 0 | 0 | 0
E364.00-Poles, Towers, and Fixtures | 1958-01-01 | FENCE | FENCE (FEET) (01012) | KY | 1 | 421.62 | 421.62
E364.00-Poles, Towers, and Fixtures | 1971-01-01 | POLE WOOD 75 FT (DIST) | POLE WOOD 75 FT | KY | 1 | 426.99 | 426.99 | 0
E364.00-Poles, Towers, and Fixtures | 1976-01-01 | POLE WOOD 55 FT (DIST) | POLE WOOD 55 FT | KY | 11 | 3845 | 349.5455 | 0
E364.00-Poles, Towers, and Fixtures | 1955-01-01 | POLE WOOD 70 FT (DIST) | MP1955 Poles, Towers, and Fixtures | KY | 0 | 0 | 0 | 0
E364.00-Poles, Towers, and Fixtures | 1977-01-01 | POLE WOOD 50 FT (DIST) | POLE WOOD 50 FT | KY | 48 | 12369.36 | 257.695 | 0
E364.00-Poles, Towers, and Fixtures | 1970-01-01 | POLE WOOD 60 FT (DIST) | POLE WOOD 60 FT | KY | 10 | 2458.05 | 245.805
E364.00-Poles, Towers, and Fixtures | 1955-01-01 | FENCE | FENCE (FEET) (01012) | KY | 56 | 270.6 | 4.8321
E364.00-Poles, Towers, and Fixtures | 1952-01-01 | POLE WOOD 70 FT (DIST) | MP1952 Poles, Towers, and Fixtures | KY | 0 | 0 | 0 | 0
E364.00-Poles, Towers, and Fixtures | 1989-01-01 | FENCE | FENCE (FEET) (01012) | KY | 240 | 4115.09 | 17.1462
E364.00-Poles, Towers, and Fixtures | 2008-05-01 | Non-unitized | 1238195 | KY | 0 | 0 | 0
E364.00-Poles, Towers, and Fixtures | 2008-05-01 | Non-unitized | 620 WEST KENTUCKY ROAD | KY | 0 | 0 | 0
E364.00-Poles, Towers, and Fixtures | 2008-05-01 | Non-unitized | LITTLE CREEK 40831 | KY | 0 | 0 | 0 | 0
E364.00-Poles, Towers, and Fixtures | 2008-05-01 | Non-unitized | 712 KENNEDY RD | KY | 0 | 0 | 0
E364.00-Poles, Towers, and Fixtures | 2008-05-01 | Non-unitized | 1244584 | KY | 0 | 0 | 0
E364.00-Poles, Towers, and Fixtures | 2008-05-01 | Non-unitized | DELMAS GILLUM RD | KY | 0 | 0 | 0 | 0
E364.00-Poles, Towers, and Fixtures | 2008-05-01 | Non-unitized | 1299064 | KY | 0 | 0 | 0 | 0
E364.00-Poles, Towers, and Fixtures | 2008-05-01 | Non-unitized | 1020994 | KY | 0 | 0 | 0
E364.00-Poles, Towers, and Fixtures | 2008-05-01 | Non-unitized | 1453594 | KY | 0 | 0 | 0
E364.00-Poles, Towers, and Fixtures | 2008-05-01 | Non-unitized | 371 BRIAR HILL 40935 | KY | 0 | 0 | 0 | 0
E364.00-Poles, Towers, and Fixtures | 2008-05-01 | Non-unitized | 270 CUTTERS HILL CT 40509 | KY | 0 | 0 | 0 | 0
E364.00-Poles, Towers, and Fixtures | 2008-05-01 | Non-unitized | 1347 GREENBRAIR RD. 40489 | KY | 0 | 0 | 0 | 0
E364.00-Poles, Towers, and Fixtures | 2008-05-01 | Non-unitized | BROOKSIDE | KY | 0 | 0 | 0
E364.00-Poles, Towers, and Fixtures | 2008-05-01 | Non-unitized | 1181348 | KY | 0 | 0 | 0
E364.00-Poles, Towers, and Fixtures | 2008-05-01 | Non-unitized | CLARK ST | KY | 0 | 0 | 0
E364.00-Poles, Towers, and Fixtures | 2008-05-01 | Non-unitized | 1225524 | KY | 0 | 0 | 0 | 0
E364.00-Poles, Towers, and Fixtures | 2008-05-01 | Non-unitized | 1240046 | KY | 0 | 0 | 0 | 0
E364.00-Poles, Towers, and Fixtures | 2008-05-01 | Non-unitized | GREASY RD TRLR 40962 | KY | 0 | 0 | 0 | 0
E364.00-Poles, Towers, and Fixtures | 2008-05-01 | Non-unitized | 1448 OAK RIDGE RD 40701 | KY | 0 | 0 | 0 | 0
E364.00-Poles, Towers, and Fixtures | 2008-05-01 | Non-unitized | 1376848 | KY | 0 | 0 | 0
E364.00-Poles, Towers, and Fixtures | 2008-05-01 | Non-unitized | 1301166 | KY | 0 | 0 | 0
E364.00-Poles, Towers, and Fixtures | 2008-05-01 | Non-unitized | SHELBYVILLE RD 40067 | KY | 0 | 0 | 0 | 0
E364.00-Poles, Towers, and Fixtures | 2008-05-01 | Non-unitized | 1439485 | KY | 0 | 0 | 0
E364.00-Poles, Towers, and Fixtures | 2008-05-01 | Non-unitized | 111 CHUMLEY LN 42321 | KY | 0 | 0 | 0 | 0
E364.00-Poles, Towers, and Fixtures | 2008-05-01 | Non-unitized | 1072617 | KY | 0 | 0 | 0 | 0
E364.00-Poles, Towers, and Fixtures | 2008-05-01 | Non-unitized | MELODY LN | KY | 0 | 0 | 0 | 0
E364.00-Poles, Towers, and Fixtures | 2008-05-01 | Non-unitized | 1865 REDD RD FG 13 | KY | 0 | 0 | 0 | 0
E364.00-Poles, Towers, and Fixtures | 2008-05-01 | Non-unitized | BLAZIER HEIGHTS SUBD.- PHASE VII 40008 | KY | 0 | 0 | 0 | 0
E364.00-Poles, Towers, and Fixtures | 2008-05-01 | Non-unitized | 995 E UNION RD 40311 - $1212.28 Customer Contribution posted CC107001 pd 7/11/05 CIS a/c 397466.010 | KY | 0 | 0 | 0
E364.00-Poles, Towers, and Fixtures | 2008-05-01 | Non-unitized | 1440534 | KY | 0 | 0 | 0
E364.00-Poles, Towers, and Fixtures | 2008-05-01 | Non-unitized | BOURNE AND CHANDLER | KY | 0 | 0 | 0 | 0
E364.00-Poles, Towers, and Fixtures | 2008-05-01 | Non-unitized | 309 N MAIN ST 42743 | KY | 0 | 0 | 0
E364.00-Poles, Towers, and Fixtures | 2008-05-01 | Non-unitized | 327 KAY STREET ST BARN 41041 | KY | 0 | 0 | 0 | 0
E364.00-Poles, Towers, and Fixtures | 2008-05-01 | Non-unitized | TOWN CENTRE DR 40511 | KY | 0 | 0 | 0
E364.00-Poles, Towers, and Fixtures | 2008-05-01 | Non-unitized | 720 W MAIN | KY | 0 | 0 | 0
E364.00-Poles, Towers, and Fixtures | 2008-05-01 | Non-unitized | 2923 BARDS HILL RD | KY | 0 | 0 | 0
E364.00-Poles, Towers, and Fixtures | 2008-05-01 | Non-unitized | ROYSTER RD 40516 | KY | 0 | 0 | 0
E364.00-Poles, Towers, and Fixtures | 2008-05-01 | Non-unitized | S POPLAR 40150 | KY | 0 | 0 | 0
E364.00-Poles, Towers, and Fixtures | 2008-05-01 | Non-unitized | 1418956 | KY | 0 | 0 | 0
E364.00-Poles, Towers, and Fixtures | 2008-05-01 | Non-unitized | HIGHWAY 1601 | KY | 0 | 0 | 0
E364.00-Poles, Towers, and Fixtures | 2008-05-01 | Non-unitized | 59 CUSTOM FOOD DRIVE 40360 | KY | 0 | 0 | 0 | 0
E364.00-Poles, Towers, and Fixtures | 2008-05-01 | Non-unitized | W 4TH ST | KY | 0 | 0 | 0
E364.00-Poles, Towers, and Fixtures | 2008-05-01 | Non-unitized | 1115670 | KY | 0 | 0 | 0 | 0
E364.00-Poles, Towers, and Fixtures | 2008-05-01 | Non-unitized | 1194216 | KY | 0 | 0 | 0 | 0
E364.00-Poles, Towers, and Fixtures | 2008-05-01 | Non-unitized | 650 HWY 55 S BARN 41008 | KY | 0 | 0 | 0 | 0
E364.00-Poles, Towers, and Fixtures | 2008-05-01 | Non-unitized | 1178985 | KY | 0 | 0 | 0
E364.00-Poles, Towers, and Fixtures | 2008-05-01 | Non-unitized | 1291525 | KY | 0 | 0 | 0
E364.00-Poles, Towers, and Fixtures | 2008-05-01 | Non-unitized | 1100 BLUELICK ST | KY | 0 | 0 | 0 | 0
E364.00-Poles, Towers, and Fixtures | 2008-05-01 | Non-unitized | GRANT | KY | 0 | 0 | 0
E364.00-Poles, Towers, and Fixtures | 2008-05-01 | Non-unitized | 1016505 | KY | 0 | 0 | 0
E364.00-Poles, Towers, and Fixtures | 2008-05-01 | Non-unitized | 716 E BROADWAY | KY | 0 | 0 | 0
E364.00-Poles, Towers, and Fixtures | 2008-05-01 | Non-unitized | UPPER BRIAR CK. TRANSFERS | KY | 0 | 0 | 0
E364.00-Poles, Towers, and Fixtures | 2008-05-01 | Non-unitized | 120 W MAIN ST | KY | 0 | 0 | 0
E364.00-Poles, Towers, and Fixtures | 2008-05-01 | Non-unitized | 1126234 | KY | 0 | 0 | 0 | 0
E364.00-Poles, Towers, and Fixtures | 2008-05-01 | Non-unitized | RITA WAY 42701 | KY | 0 | 0 | 0 | 0
E364.00-Poles, Towers, and Fixtures | 2008-05-01 | Non-unitized | 2597 RVILLE BIG SPRGS RD 40162 | KY | 0 | 0 | 0 | 0
E364.00-Poles, Towers, and Fixtures | 2008-05-01 | Non-unitized | 100 FRANKFORT RD | KY | 0 | 0 | 0 | 0
E364.00-Poles, Towers, and Fixtures | 2008-05-01 | Non-unitized | 815 HINTON DRIVE 41056 | KY | 0 | 0 | 0 | 0
E364.00-Poles, Towers, and Fixtures | 2008-05-01 | Non-unitized | AIRPORT RD 40324 | KY | 0 | 0 | 0 | 0
E364.00-Poles, Towers, and Fixtures | 2008-05-01 | Non-unitized | PARKWAY MEDICAL ASSOCIATES | KY | 0 | 0 | 0
E364.00-Poles, Towers, and Fixtures | 2008-05-01 | Non-unitized | 991 TODDS RD 40509 | KY | 0 | 0 | 0 | 0
E364.00-Poles, Towers, and Fixtures | 2008-05-01 | Non-unitized | 2605 PAYNES MILL RD | KY | 0 | 0 | 0 | 0
E364.00-Poles, Towers, and Fixtures | 2008-05-01 | Non-unitized | 1668 OWINGSVILLE RD | KY | 0 | 0 | 0 | 0
E364.00-Poles, Towers, and Fixtures | 2008-05-01 | Non-unitized | 662 N SPALDING AVE 40033 | KY | 0 | 0 | 0 | 0
E364.00-Poles, Towers, and Fixtures | 2008-05-01 | Non-unitized | SPORTSMAN LAKE | KY | 0 | 0 | 0 | 0
E364.00-Poles, Towers, and Fixtures | 2008-05-01 | Non-unitized | 2593 CARTWRIGHT RD 40353 | KY | 0 | 0 | 0
E364.00-Poles, Towers, and Fixtures | 2008-05-01 | Non-unitized | HELTON SUBD 40813 | KY | 0 | 0 | 0 | 0
E364.00-Poles, Towers, and Fixtures | 2008-05-01 | Non-unitized | LEESTOWN RD 40511 | KY | 0 | 0 | 0 | 0
E364.00-Poles, Towers, and Fixtures | 2008-05-01 | Non-unitized | 185 OLD OXFORD RD. | KY | 0 | 0 | 0 | 0
E364.00-Poles, Towers, and Fixtures | 2008-05-01 | Non-unitized | 1182907 | KY | 0 | 0 | 0 | 0
E364.00-Poles, Towers, and Fixtures | 2008-05-01 | Non-unitized | 1077454 | KY | 0 | 0 | 0 | 0
E364.00-Poles, Towers, and Fixtures | 2008-05-01 | Non-unitized | 276 WRIGHT 40324 | KY | 0 | 0 | 0 | 0
E364.00-Poles, Towers, and Fixtures | 2008-05-01 | Non-unitized | 2830 OLD OWINGSVILLE RD 29 TRL 40353 | KY | 0 | 0 | 0 | 0
E364.00-Poles, Towers, and Fixtures | 2008-05-01 | Non-unitized | CAWOOD HILL 40815 | KY | 0 | 0 | 0 | 0
E364.00-Poles, Towers, and Fixtures | 2008-05-01 | Non-unitized | LITTLE CREEK 40815 | KY | 0 | 0 | 0 | 0
E364.00-Poles, Towers, and Fixtures | 2008-05-01 | Non-unitized | 45 HARRIS CREEK RD HSE/GAR 40484 | KY | 0 | 0 | 0 | 0
E364.00-Poles, Towers, and Fixtures | 2008-05-01 | Non-unitized | LOT 62 HAMPTON WAY 40475 | KY | 0 | 0 | 0 | 0
E364.00-Poles, Towers, and Fixtures | 2008-05-01 | Non-unitized | GREENS BOTTOM RD 41008 | KY | 0 | 0 | 0 | 0
E364.00-Poles, Towers, and Fixtures | 2008-05-01 | Non-unitized | 1 SAINT JOSEPH DR 40504 | KY | 0 | 0 | 0 | 0
E364.00-Poles, Towers, and Fixtures | 2008-05-01 | Non-unitized | W REYNOLDS RD 40503 | KY | 0 | 0 | 0
E364.00-Poles, Towers, and Fixtures | 2008-07-01 | Non-unitized | 1507545 | KY | 0 | 0 | 0
E364.00-Poles, Towers, and Fixtures | 2008-05-01 | Non-unitized | 1712 WINCHESTER AVE 40965 | KY | 0 | 0 | 0 | 0
E364.00-Poles, Towers, and Fixtures | 2008-05-01 | Non-unitized | 828 S 28TH ST 40965 | KY | 0 | 0 | 0 | 0
E364.00-Poles, Towers, and Fixtures | 2008-05-01 | Non-unitized | 4835 PARKERS MILL RD BARN 40513 | KY | 0 | 0 | 0 | 0
E364.00-Poles, Towers, and Fixtures | 2008-05-01 | Non-unitized | 2007 OLD SORREL LN LOT 29 40031 | KY | 0 | 0 | 0 | 0
E364.00-Poles, Towers, and Fixtures | 2008-05-01 | Non-unitized | 808 NETHERY RD TRL 40046 | KY | 0 | 0 | 0 | 0
E364.00-Poles, Towers, and Fixtures | 2008-05-01 | Non-unitized | FARRIS HENSLEY | KY | 0 | 0 | 0 | 0
E364.00-Poles, Towers, and Fixtures | 2008-05-01 | Non-unitized | 1270705 | KY | 0 | 0 | 0 | 0
E364.00-Poles, Towers, and Fixtures | 2008-05-01 | Non-unitized | 408 INDIAN GAP RD, | KY | 0 | 0 | 0 | 0
E364.00-Poles, Towers, and Fixtures | 2008-05-01 | Non-unitized | 1883 INDIAN GAP RD. | KY | 0 | 0 | 0 | 0
E364.00-Poles, Towers, and Fixtures | 2008-05-01 | Non-unitized | 1029695 | KY | 0 | 0 | 0 | 0
E364.00-Poles, Towers, and Fixtures | 2008-05-01 | Non-unitized | 3410 N CLEVELAND RD | KY | 0 | 0 | 0 | 0
E364.00-Poles, Towers, and Fixtures | 2008-05-01 | Non-unitized | I 75 - North Bound MP 92.891 N | KY | 0 | 0 | 0 | 0
E364.00-Poles, Towers, and Fixtures | 2008-05-01 | Non-unitized | 290 SUNSET CEMETARY RD PUMP 40701 | KY | 0 | 0 | 0 | 0
E364.00-Poles, Towers, and Fixtures | 2008-05-01 | Non-unitized | NORTH ST 40383 | KY | 0 | 0 | 0 | 0
E364.00-Poles, Towers, and Fixtures | 2008-05-01 | Non-unitized | 230 HICKORY RIDGE LN 40337 | KY | 0 | 0 | 0
E364.00-Poles, Towers, and Fixtures | 2008-05-01 | Non-unitized | 1265375 | KY | 0 | 0 | 0
E364.00-Poles, Towers, and Fixtures | 2008-05-01 | Non-unitized | 100 E MAIN ST | KY | 0 | 0 | 0 | 0
E364.00-Poles, Towers, and Fixtures | 2008-05-01 | Non-unitized | PEAKS MILL RD 40601 | KY | 0 | 0 | 0 | 0
E364.00-Poles, Towers, and Fixtures | 2008-05-01 | Non-unitized | 1295034 | KY | 0 | 0 | 0 | 0
E364.00-Poles, Towers, and Fixtures | 2008-05-01 | Non-unitized | HWY 70 42325 | KY | 0 | 0 | 0 | 0
E364.00-Poles, Towers, and Fixtures | 2008-05-01 | Non-unitized | 4714 ATHENS WALNUT HL PK 40515 | KY | 0 | 0 | 0 | 0
E364.00-Poles, Towers, and Fixtures | 2008-05-01 | Non-unitized | 121 EISENHOUR CT 40356 | KY | 0 | 0 | 0 | 0
E364.00-Poles, Towers, and Fixtures | 2008-05-01 | Non-unitized | CEDAR RD 40379 | KY | 0 | 0 | 0 | 0
E364.00-Poles, Towers, and Fixtures | 2008-05-01 | Non-unitized | London Elementary Removal | KY | 0 | 0 | 0 | 0
E364.00-Poles, Towers, and Fixtures | 2008-05-01 | Non-unitized | 176 POPPLEWELL ST 42629 | KY | 0 | 0 | 0 | 0
E364.00-Poles, Towers, and Fixtures | 2008-05-01 | Non-unitized | W HIGHWAY 92 CAR SHOW 40769 | KY | 0 | 0 | 0 | 0
E364.00-Poles, Towers, and Fixtures | 2008-05-01 | Non-unitized | 25 MARY KING RD GARAGE 42647 | KY | 0 | 0 | 0 | 0
E364.00-Poles, Towers, and Fixtures | 2008-05-01 | Non-unitized | 1178267 | KY | 0 | 0 | 0 | 0
E364.00-Poles, Towers, and Fixtures | 2008-05-01 | Non-unitized | 206 LITTLE CREEK GARAGE 40831 | KY | 0 | 0 | 0 | 0
E364.00-Poles, Towers, and Fixtures | 2008-05-01 | Non-unitized | 633 PREACHER KING RD 42330 | KY | 0 | 0 | 0
E364.00-Poles, Towers, and Fixtures | 2008-05-01 | Non-unitized | 160 OLD FAULKNER STA RD 40422 | KY | 0 | 0 | 0 | 0
E364.00-Poles, Towers, and Fixtures | 2008-05-01 | Non-unitized | 119 HIGHVIEW DR. LOT 4 | KY | 0 | 0 | 0 | 0
E364.00-Poles, Towers, and Fixtures | 2008-05-01 | Non-unitized | 310 KENTUCKY AVE 40383 | KY | 0 | 0 | 0 | 0
E364.00-Poles, Towers, and Fixtures | 2008-05-01 | Non-unitized | 8684 US 60 E 40371 | KY | 0 | 0 | 0 | 0
E364.00-Poles, Towers, and Fixtures | 2008-05-01 | Non-unitized | 470 HANGING ROCK RD 40769 | KY | 0 | 0 | 0 | 0
E364.00-Poles, Towers, and Fixtures | 2008-05-01 | Non-unitized | S PROCTOR KNOTT | KY | 0 | 0 | 0 | 0
E364.00-Poles, Towers, and Fixtures | 2008-05-01 | Non-unitized | 1090430 | KY | 0 | 0 | 0 | 0
E364.00-Poles, Towers, and Fixtures | 2008-05-01 | Non-unitized | 1159054 | KY | 0 | 0 | 0 | 0
E364.00-Poles, Towers, and Fixtures | 2008-05-01 | Non-unitized | JESSAMINE STATION RD | KY | 0 | 0 | 0
E364.00-Poles, Towers, and Fixtures | 2008-05-01 | Non-unitized | 1135194 | KY | 0 | 0 | 0 | 0
E364.00-Poles, Towers, and Fixtures | 2008-05-01 | Non-unitized | 1103457 | KY | 0 | 0 | 0 | 0
E364.00-Poles, Towers, and Fixtures | 2008-05-01 | Non-unitized | 900 TRAM ROAD | KY | 0 | 0 | 0 | 0
E364.00-Poles, Towers, and Fixtures | 2008-05-01 | Non-unitized | 1315 ENTERPRISE DR 40391 | KY | 0 | 0 | 0 | 0
E364.00-Poles, Towers, and Fixtures | 2008-05-01 | Non-unitized | 1115 W LEXINGTON AVE 40422 | KY | 0 | 0 | 0 | 0
E364.00-Poles, Towers, and Fixtures | 2008-05-01 | Non-unitized | DIECK'S DRIVE 42701 | KY | 0 | 0 | 0 | 0
E364.00-Poles, Towers, and Fixtures | 2008-05-01 | Non-unitized | 116 N WINTER ST 40347 | KY | 0 | 0 | 0 | 0
E364.00-Poles, Towers, and Fixtures | 2008-05-01 | Non-unitized | 2622 PAYNES DEPOT RD 40324 | KY | 0 | 0 | 0 | 0
E364.00-Poles, Towers, and Fixtures | 2008-05-01 | Non-unitized | 1071225 | KY | 0 | 0 | 0 | 0
E364.00-Poles, Towers, and Fixtures | 2008-05-01 | Non-unitized | COLDIRON | KY | 0 | 0 | 0 | 0
E364.00-Poles, Towers, and Fixtures | 2008-05-01 | Non-unitized | 140 BROOKS LN 40324 | KY | 0 | 0 | 0 | 0
E364.00-Poles, Towers, and Fixtures | 2008-05-01 | Non-unitized | OLD LAIR RD 41031 | KY | 0 | 0 | 0 | 0
E364.00-Poles, Towers, and Fixtures | 2008-05-01 | Non-unitized | 545 W SECOND ST 41056 | KY | 0 | 0 | 0 | 0
E364.00-Poles, Towers, and Fixtures | 2008-05-01 | Non-unitized | 1205856 | KY | 0 | 0 | 0 | 0
E364.00-Poles, Towers, and Fixtures | 2008-05-01 | Non-unitized | CINCINNATI RD 40370 | KY | 0 | 0 | 0 | 0
E364.00-Poles, Towers, and Fixtures | 2008-05-01 | Non-unitized | SHERMAN AVE | KY | 0 | 0 | 0 | 0
E364.00-Poles, Towers, and Fixtures | 2008-05-01 | Non-unitized | COLLEGE ST PUMP 40437 | KY | 0 | 0 | 0 | 0
E364.00-Poles, Towers, and Fixtures | 2008-05-01 | Non-unitized | TATEVILLE QUARRY | KY | 0 | 0 | 0 | 0
E364.00-Poles, Towers, and Fixtures | 2008-05-01 | Non-unitized | 103 OVERPATH VIEW | KY | 0 | 0 | 0 | 0
E364.00-Poles, Towers, and Fixtures | 2008-05-01 | Non-unitized | 1181718 | KY | 0 | 0 | 0 | 0
E364.00-Poles, Towers, and Fixtures | 2008-05-01 | Non-unitized | W LAKESHORE DR | KY | 0 | 0 | 0 | 0
E364.00-Poles, Towers, and Fixtures | 2008-05-01 | Non-unitized | LANGDON ST/SCIENCE HILL | KY | 0 | 0 | 0 | 0
E364.00-Poles, Towers, and Fixtures | 2008-05-01 | Non-unitized | WOFFORD CEMETARY RD DBLEWIDE 40769 | KY | 0 | 0 | 0 | 0
E364.00-Poles, Towers, and Fixtures | 2008-05-01 | Non-unitized | S BLACK BRANCH RD LOT 7 42724 | KY | 0 | 0 | 0 | 0
E364.00-Poles, Towers, and Fixtures | 2008-05-01 | Non-unitized | 175 OLD GEORGETOWN ST | KY | 0 | 0 | 0 | 0
E364.00-Poles, Towers, and Fixtures | 2008-05-01 | Non-unitized | MOOREFIELD RD | KY | 0 | 0 | 0 | 0
E364.00-Poles, Towers, and Fixtures | 2008-05-01 | Non-unitized | LAWRENCEBURG RD LOT 24 40008 | KY | 0 | 0 | 0 | 0
E364.00-Poles, Towers, and Fixtures | 2008-05-01 | Non-unitized | 2609 ELK CREEK RD. | KY | 0 | 0 | 0 | 0
E364.00-Poles, Towers, and Fixtures | 2008-05-01 | Non-unitized | 847 ANGLIANA AVE 40508 | KY | 0 | 0 | 0
E364.00-Poles, Towers, and Fixtures | 2008-05-01 | Non-unitized | 1259787 | KY | 0 | 0 | 0
E364.00-Poles, Towers, and Fixtures | 2008-05-01 | Non-unitized | 3960 GEORGETOWN RD 40511 | KY | 0 | 0 | 0 | 0
E364.00-Poles, Towers, and Fixtures | 2008-05-01 | Non-unitized | 190 ROCKY TOP PATH | KY | 0 | 0 | 0 | 0
E364.00-Poles, Towers, and Fixtures | 2008-05-01 | Non-unitized | 1081908 | KY | 0 | 0 | 0 | 0
E364.00-Poles, Towers, and Fixtures | 2008-05-01 | Non-unitized | 1185704 | KY | 0 | 0 | 0 | 0
E364.00-Poles, Towers, and Fixtures | 2008-05-01 | Non-unitized | 571 CAUDILL GAP RD GARAGE 40962 | KY | 0 | 0 | 0 | 0
E364.00-Poles, Towers, and Fixtures | 2008-05-01 | Non-unitized | 325 E MAIN ST 40033 | KY | 0 | 0 | 0 | 0
E364.00-Poles, Towers, and Fixtures | 2008-05-01 | Non-unitized | 321 HERNDON AVE 40484 | KY | 0 | 0 | 0 | 0
E364.00-Poles, Towers, and Fixtures | 2008-05-01 | Non-unitized | CANNON DR 40475 | KY | 0 | 0 | 0 | 0
E364.00-Poles, Towers, and Fixtures | 2008-05-01 | Non-unitized | TOWN HILL | KY | 0 | 0 | 0 | 0
E364.00-Poles, Towers, and Fixtures | 2008-05-01 | Non-unitized | 1637 FISHERS MILL RD 40347 | KY | 0 | 0 | 0 | 0
E364.00-Poles, Towers, and Fixtures | 2008-05-01 | Non-unitized | 1136895 | KY | 0 | 0 | 0
E364.00-Poles, Towers, and Fixtures | 2008-05-01 | Non-unitized | 364 ODVILLE AVENUE | KY | 0 | 0 | 0 | 0
E364.00-Poles, Towers, and Fixtures | 2008-05-01 | Non-unitized | 839 S HWY 1651 | KY | 0 | 0 | 0 | 0
E364.00-Poles, Towers, and Fixtures | 2008-05-01 | Non-unitized | 528 SCENIC DR 40330 | KY | 0 | 0 | 0 | 0
E364.00-Poles, Towers, and Fixtures | 2008-05-01 | Non-unitized | 1290545 | KY | 0 | 0 | 0 | 0
E364.00-Poles, Towers, and Fixtures | 2008-05-01 | Non-unitized | 1164294 | KY | 0 | 0 | 0 | 0
E364.00-Poles, Towers, and Fixtures | 2008-05-01 | Non-unitized | 309 E MAIN ST | KY | 0 | 0 | 0 | 0
E364.00-Poles, Towers, and Fixtures | 2008-05-01 | Non-unitized | STATE RTE 601 42345 | KY | 0 | 0 | 0 | 0
E364.00-Poles, Towers, and Fixtures | 2008-05-01 | Non-unitized | 560 COLLEGE HILL RD 40475 | KY | 0 | 0 | 0 | 0
E364.00-Poles, Towers, and Fixtures | 2008-05-01 | Non-unitized | HWY #8 41007 | KY | 0 | 0 | 0 | 0
E364.00-Poles, Towers, and Fixtures | 2008-05-01 | Non-unitized | 4976 OLD VERSAILLES RD 40510 | KY | 0 | 0 | 0 | 0
E364.00-Poles, Towers, and Fixtures | 2008-05-01 | Non-unitized | MAGNOLIA ST | KY | 0 | 0 | 0 | 0
E364.00-Poles, Towers, and Fixtures | 2008-05-01 | Non-unitized | 514 W MAIN ST 40507 | KY | 0 | 0 | 0 | 0
E364.00-Poles, Towers, and Fixtures | 2008-05-01 | Non-unitized | MAY ST 40831 | KY | 0 | 0 | 0 | 0
E364.00-Poles, Towers, and Fixtures | 2008-05-01 | Non-unitized | 1178406 | KY | 0 | 0 | 0 | 0
E364.00-Poles, Towers, and Fixtures | 2008-05-01 | Non-unitized | FIRST STREET AND WILSON AVE | KY | 0 | 0 | 0 | 0
E364.00-Poles, Towers, and Fixtures | 2008-05-01 | Non-unitized | 1210126 | KY | 0 | 0 | 0 | 0
E364.00-Poles, Towers, and Fixtures | 2008-05-01 | Non-unitized | 427 SOUTHLAND DR 40503 | KY | 0 | 0 | 0
E364.00-Poles, Towers, and Fixtures | 2008-05-01 | Non-unitized | BEAMS DR LOT 27 40330 | KY | 0 | 0 | 0 | 0
E364.00-Poles, Towers, and Fixtures | 2008-05-01 | Non-unitized | 351 MADISON DR 42345 | KY | 0 | 0 | 0 | 0
E364.00-Poles, Towers, and Fixtures | 2008-05-01 | Non-unitized | 256 HINCKLEVILLE RD 42056 | KY | 0 | 0 | 0 | 0
E364.00-Poles, Towers, and Fixtures | 2008-05-01 | Non-unitized | 2945 GLENDALE HODG RD 42740 | KY | 0 | 0 | 0 | 0
E364.00-Poles, Towers, and Fixtures | 2008-05-01 | Non-unitized | 220 HIGH BANKS FERRY RD | KY | 0 | 0 | 0 | 0
E364.00-Poles, Towers, and Fixtures | 2008-05-01 | Non-unitized | 1067374 | KY | 0 | 0 | 0 | 0
E364.00-Poles, Towers, and Fixtures | 2008-05-01 | Non-unitized | 1240074 | KY | 0 | 0 | 0 | 0
E364.00-Poles, Towers, and Fixtures | 2008-05-01 | Non-unitized | N MAIN ST | KY | 0 | 0 | 0 | 0
E364.00-Poles, Towers, and Fixtures | 2008-05-01 | Non-unitized | MORRIS RD | KY | 0 | 0 | 0 | 0
E364.00-Poles, Towers, and Fixtures | 2008-05-01 | Non-unitized | SQUIRES ALLEY 40475 | KY | 0 | 0 | 0 | 0
E364.00-Poles, Towers, and Fixtures | 2008-05-01 | Non-unitized | 2021 PARIS BYPASS | KY | 0 | 0 | 0
E364.00-Poles, Towers, and Fixtures | 2008-05-01 | Non-unitized | 61 ROSE ROAD 40313 | KY | 0 | 0 | 0 | 0
E364.00-Poles, Towers, and Fixtures | 2008-05-01 | Non-unitized | 6109 RED HILL ROAD | KY | 0 | 0 | 0 | 0
E364.00-Poles, Towers, and Fixtures | 2008-05-01 | Non-unitized | 117 FOX HARBOR DR LOT 20 40422 | KY | 0 | 0 | 0 | 0
E364.00-Poles, Towers, and Fixtures | 2008-05-01 | Non-unitized | 1090 E PITTSBURG CHURCH RD 40741 | KY | 0 | 0 | 0 | 0
E364.00-Poles, Towers, and Fixtures | 2008-05-01 | Non-unitized | 224 hidden acres 40701 | KY | 0 | 0 | 0 | 0
E364.00-Poles, Towers, and Fixtures | 2008-05-01 | Non-unitized | 5760 HWY 52 40037 | KY | 0 | 0 | 0 | 0
E364.00-Poles, Towers, and Fixtures | 2008-05-01 | Non-unitized | 110 E SHOWALTER DR | KY | 0 | 0 | 0 | 0
E364.00-Poles, Towers, and Fixtures | 2008-05-01 | Non-unitized | 4604 S HWY 53 40014 | KY | 0 | 0 | 0
E364.00-Poles, Towers, and Fixtures | 2008-05-01 | Non-unitized | 227 W. MAIN STREET 40351 | KY | 0 | 0 | 0 | 0
E364.00-Poles, Towers, and Fixtures | 2008-05-01 | Non-unitized | 104 MALONEY WAY | KY | 0 | 0 | 0 | 0
E364.00-Poles, Towers, and Fixtures | 2008-05-01 | Non-unitized | 2910 PEACOCK RD 40361 | KY | 0 | 0 | 0 | 0
E364.00-Poles, Towers, and Fixtures | 2008-05-01 | Non-unitized | CARTER RIDGE PUMP 40456 | KY | 0 | 0 | 0 | 0
E364.00-Poles, Towers, and Fixtures | 2008-05-01 | Non-unitized | 1072 ROY RD 42728 | KY | 0 | 0 | 0 | 0
E364.00-Poles, Towers, and Fixtures | 2008-05-01 | Non-unitized | RAILROAD ST | KY | 0 | 0 | 0
E364.00-Poles, Towers, and Fixtures | 2008-05-01 | Non-unitized | 2075 CEDAR 40379 | KY | 0 | 0 | 0 | 0
E364.00-Poles, Towers, and Fixtures | 2008-05-01 | Non-unitized | RT2 COLMAR BOX 69E 40965 | KY | 0 | 0 | 0 | 0
E364.00-Poles, Towers, and Fixtures | 2008-05-01 | Non-unitized | GRATZ RD LOT 12 40359 | KY | 0 | 0 | 0 | 0
E364.00-Poles, Towers, and Fixtures | 2008-05-01 | Non-unitized | E UNIVERSITY DR | KY | 0 | 0 | 0 | 0
E364.00-Poles, Towers, and Fixtures | 2008-05-01 | Non-unitized | 105 APRIL WAY DR TSE 40391 | KY | 0 | 0 | 0 | 0
E364.00-Poles, Towers, and Fixtures | 2008-05-01 | Non-unitized | 1833 STATE ROUTE 2551 | KY | 0 | 0 | 0 | 0
E364.00-Poles, Towers, and Fixtures | 2008-05-01 | Non-unitized | RIVER RIDGE 40828 | KY | 0 | 0 | 0 | 0
E364.00-Poles, Towers, and Fixtures | 2008-05-01 | Non-unitized | 196 OVERBY LN | KY | 0 | 0 | 0 | 0
E364.00-Poles, Towers, and Fixtures | 2008-05-01 | Non-unitized | 3486 DOVER RD BARN 41002 | KY | 0 | 0 | 0 | 0
E364.00-Poles, Towers, and Fixtures | 2008-05-01 | Non-unitized | 1145033 | KY | 0 | 0 | 0 | 0
E364.00-Poles, Towers, and Fixtures | 2008-05-01 | Non-unitized | 1067254 | KY | 0 | 0 | 0 | 0
E364.00-Poles, Towers, and Fixtures | 2008-05-01 | Non-unitized | 1047515 | KY | 0 | 0 | 0 | 0
E364.00-Poles, Towers, and Fixtures | 2008-05-01 | Non-unitized | 1287757 | KY | 0 | 0 | 0 | 0
E364.00-Poles, Towers, and Fixtures | 2008-05-01 | Non-unitized | N MARTIN LUTHER KING BLVD | KY | 0 | 0 | 0 | 0
E364.00-Poles, Towers, and Fixtures | 2008-05-01 | Non-unitized | 1880 S BLUEGRASS ROAD 41004 | KY | 0 | 0 | 0 | 0
E364.00-Poles, Towers, and Fixtures | 2008-05-01 | Non-unitized | 904 KENNEDY CT TS 40361 | KY | 0 | 0 | 0 | 0
E364.00-Poles, Towers, and Fixtures | 2008-05-01 | Non-unitized | 1309 BUTTERMILK RD 42453 | KY | 0 | 0 | 0 | 0
E364.00-Poles, Towers, and Fixtures | 2008-05-01 | Non-unitized | 40 CLEAR FORK RD | KY | 0 | 0 | 0 | 0
E364.00-Poles, Towers, and Fixtures | 2008-05-01 | Non-unitized | KY 80 | KY | 0 | 0 | 0 | 0
E364.00-Poles, Towers, and Fixtures | 2008-05-01 | Non-unitized | 1303 CUMMINS FERRY RD | KY | 0 | 0 | 0 | 0
E364.00-Poles, Towers, and Fixtures | 2008-05-01 | Non-unitized | 1188494 | KY | 0 | 0 | 0 | 0
E364.00-Poles, Towers, and Fixtures | 2008-05-01 | Non-unitized | 416 PEONIA RD 42726 | KY | 0 | 0 | 0 | 0
E364.00-Poles, Towers, and Fixtures | 2008-05-01 | Non-unitized | 889 STRINGTOWN RD 42372 | KY | 0 | 0 | 0 | 0
E364.00-Poles, Towers, and Fixtures | 2008-05-01 | Non-unitized | 383 PARIS PIKE | KY | 0 | 0 | 0 | 0
E364.00-Poles, Towers, and Fixtures | 2008-05-01 | Non-unitized | 2201 LEXINGTON RD 40356 | KY | 0 | 0 | 0 | 0
E364.00-Poles, Towers, and Fixtures | 2008-05-01 | Non-unitized | 308 S 9TH ST 40769 | KY | 0 | 0 | 0
E364.00-Poles, Towers, and Fixtures | 2008-05-01 | Non-unitized | 3661 HWY 62 E GARAGE 42330 | KY | 0 | 0 | 0
E364.00-Poles, Towers, and Fixtures | 2008-05-01 | Non-unitized | LONG LICK 40324 | KY | 0 | 0 | 0 | 0
E364.00-Poles, Towers, and Fixtures | 2008-05-01 | Non-unitized | 554734 | KY | 0 | 0 | 0 | 0
E364.00-Poles, Towers, and Fixtures | 2008-05-01 | Non-unitized | REDBUD 40370 | KY | 0 | 0 | 0 | 0
E364.00-Poles, Towers, and Fixtures | 2008-05-01 | Non-unitized | LENARUE CABIN 1 40818 | KY | 0 | 0 | 0 | 0
E364.00-Poles, Towers, and Fixtures | 2008-05-01 | Non-unitized | CANNON CR RD | KY | 0 | 0 | 0 | 0
E364.00-Poles, Towers, and Fixtures | 2008-05-01 | Non-unitized | 625 LARAMIE DR 40503 | KY | 0 | 0 | 0 | 0
E364.00-Poles, Towers, and Fixtures | 2008-05-01 | Non-unitized | FLOUR CREEK RD | KY | 0 | 0 | 0 | 0
E364.00-Poles, Towers, and Fixtures | 2008-05-01 | Non-unitized | SPRING RUN RD 40514 | KY | 0 | 0 | 0 | 0
E364.00-Poles, Towers, and Fixtures | 2008-05-01 | Non-unitized | 19 E LEXINGTON AVE | KY | 0 | 0 | 0 | 0
E364.00-Poles, Towers, and Fixtures | 2008-05-01 | Non-unitized | 1080914 | KY | 0 | 0 | 0 | 0
E364.00-Poles, Towers, and Fixtures | 2008-05-01 | Non-unitized | 835 SNAGG CREEK TSE 41043 | KY | 0 | 0 | 0 | 0
E364.00-Poles, Towers, and Fixtures | 2008-05-01 | Non-unitized | 551 McCARTY BRANCH ROAD 40371 | KY | 0 | 0 | 0 | 0
E364.00-Poles, Towers, and Fixtures | 2008-05-01 | Non-unitized | SPOT 40849 | KY | 0 | 0 | 0 | 0
E364.00-Poles, Towers, and Fixtures | 2008-05-01 | Non-unitized | BROCK HOLLOW RD | KY | 0 | 0 | 0 | 0
E364.00-Poles, Towers, and Fixtures | 2008-05-01 | Non-unitized | 1202 COOPER DR 40502 | KY | 0 | 0 | 0 | 0
E364.00-Poles, Towers, and Fixtures | 2008-05-01 | Non-unitized | 12230 432 HWY | KY | 0 | 0 | 0 | 0
E364.00-Poles, Towers, and Fixtures | 2008-05-01 | Non-unitized | MCKINNEY AVE 40347 | KY | 0 | 0 | 0 | 0
E364.00-Poles, Towers, and Fixtures | 2008-05-01 | Non-unitized | 1136136 | KY | 0 | 0 | 0
E364.00-Poles, Towers, and Fixtures | 2008-05-01 | Non-unitized | 9158 N DIXIE HWY NEW HSE 42713 | KY | 0 | 0 | 0 | 0
E364.00-Poles, Towers, and Fixtures | 2008-05-01 | Non-unitized | RT2 HIGHWAY 217 BOX 47E 40965 | KY | 0 | 0 | 0 | 0
E364.00-Poles, Towers, and Fixtures | 2008-05-01 | Non-unitized | 802 N HILL ST 40741 | KY | 0 | 0 | 0 | 0
E364.00-Poles, Towers, and Fixtures | 2008-05-01 | Non-unitized | 1159 CABIN CREEK RD TSE 40391 | KY | 0 | 0 | 0 | 0
E364.00-Poles, Towers, and Fixtures | 2008-05-01 | Non-unitized | 2107 E PITTSBURG CHURCH RD 40741 | KY | 0 | 0 | 0 | 0
E364.00-Poles, Towers, and Fixtures | 2008-05-01 | Non-unitized | BRICK POND RD | KY | 0 | 0 | 0 | 0
E364.00-Poles, Towers, and Fixtures | 2008-05-01 | Non-unitized | SAMS MT 40965 | KY | 0 | 0 | 0 | 0
E364.00-Poles, Towers, and Fixtures | 2008-05-01 | Non-unitized | WALLENS HAPPY TOP | KY | 0 | 0 | 0 | 0
E364.00-Poles, Towers, and Fixtures | 2008-05-01 | Non-unitized | 2850 NEW HOPE RD 40051 | KY | 0 | 0 | 0 | 0
E364.00-Poles, Towers, and Fixtures | 2008-05-01 | Non-unitized | EMINENCE PIKE | KY | 0 | 0 | 0 | 0
E364.00-Poles, Towers, and Fixtures | 2008-05-01 | Non-unitized | 506 GENEVA DR 6 42642 | KY | 0 | 0 | 0 | 0
E364.00-Poles, Towers, and Fixtures | 2008-05-01 | Non-unitized | 1191318 | KY | 0 | 0 | 0 | 0
E364.00-Poles, Towers, and Fixtures | 2008-05-01 | Non-unitized | 226 N CHURCH ST 41031 | KY | 0 | 0 | 0 | 0
E364.00-Poles, Towers, and Fixtures | 2008-05-01 | Non-unitized | Melanie LN 40475 | KY | 0 | 0 | 0 | 0
E364.00-Poles, Towers, and Fixtures | 2008-08-01 | Non-unitized | HIGH | KY | 0 | 0 | 0
E364.00-Poles, Towers, and Fixtures | 1951-12-31 | POLE WOOD 60 FT (DIST) | POLE WOOD 60 FT | KY | 14 | 2502.85 | 178.775 | 0
E364.00-Poles, Towers, and Fixtures | 1962-12-31 | POLE WOOD 60 FT (DIST) | POLE WOOD 55 FT | KY | 2 | 326.71 | 163.355
E364.00-Poles, Towers, and Fixtures | 1982-12-31 | POLE WOOD 60 FT (DIST) | POLE WOOD 65 FT | KY | 7 | 8341.11 | 1191.5871 | 0
E364.00-Poles, Towers, and Fixtures | 1953-01-01 | PLATFORMS NEW (05491) | PLATFORMS NEW (05491) | KY | 1 | 160.67 | 160.67
E364.00-Poles, Towers, and Fixtures | 1957-01-01 | PLATFORMS NEW (05491) | PLATFORMS NEW (05491) | KY | 4 | 437.18 | 109.295 | 0
E364.00-Poles, Towers, and Fixtures | 1950-12-31 | POLE WOOD 25 FT (DIST) | POLE WOOD 25 FT (DIST) | KY | 12 | 766.92 | 63.91 | 0
E364.00-Poles, Towers, and Fixtures | 1980-12-31 | POLE WOOD 60 FT (DIST) | POLE WOOD 60 FT | KY | 8 | 4750.68 | 593.835
E364.00-Poles, Towers, and Fixtures | 1958-12-31 | POLE WOOD 25 FT (DIST) | ARM WOOD 10 FT AND UNDER (TRANS) | KY | 0 | 0 | 0
E364.00-Poles, Towers, and Fixtures | 1975-12-31 | POLE WOOD 60 FT (DIST) | POLE WOOD 55 FT | KY | 4 | 1513.23 | 378.3075
E364.00-Poles, Towers, and Fixtures | 2008-10-01 | Non-unitized | 1588557 | KY | 0 | 0 | 0
E364.00-Poles, Towers, and Fixtures | 2008-10-01 | Non-unitized | 548327 | KY | 0 | 0 | 0
E364.00-Poles, Towers, and Fixtures | 2008-10-01 | Non-unitized | 1566695 | KY | 0 | 0 | 0
E364.00-Poles, Towers, and Fixtures | 1996-12-31 | POLE WOOD 20 FT (DIST) | POLE WOOD 20 FT (DIST) | KY | 1 | 2721.28 | 2721.28
E364.00-Poles, Towers, and Fixtures | 1978-12-31 | POLE WOOD 60 FT (DIST) | POLE WOOD 40 FT | KY | 4 | 1115.92 | 278.98
E364.00-Poles, Towers, and Fixtures | 1999-04-30 | CROSS ARMS | GUY,DOWN,TRANSMISSION,FOR CHECKOUT AND RETURN | KY | 0 | 0 | 0
E364.00-Poles, Towers, and Fixtures | 2003-12-31 | POLE WOOD 40 FT (DIST) | GUY | KY | 0 | 0 | 0
E364.00-Poles, Towers, and Fixtures | 1975-12-31 | POLE WOOD 60 FT (DIST) | POLE WOOD 50 FT | KY | 12 | 3776.31 | 314.6925
E364.00-Poles, Towers, and Fixtures | 1970-12-31 | POLE WOOD 60 FT (DIST) | POLE WOOD 50 FT | KY | 7 | 1444.7 | 206.3857
E364.00-Poles, Towers, and Fixtures | 1966-12-31 | POLE WOOD 60 FT (DIST) | POLE WOOD 50 FT | KY | 2 | 294.82 | 147.41
E364.00-Poles, Towers, and Fixtures | 1997-01-01 | PLATFORMS NEW (05491) | PLATFORMS NEW (05491) | KY | 6 | 12004.46 | 2000.7433
E364.00-Poles, Towers, and Fixtures | 1984-12-31 | CROSS ARMS | GUY | KY | 0 | 0 | 0
E364.00-Poles, Towers, and Fixtures | 1978-12-31 | POLE WOOD 60 FT (DIST) | POLE WOOD 45 FT | KY | 2 | 570.1 | 285.05
E364.00-Poles, Towers, and Fixtures | 1971-12-31 | POLE WOOD 60 FT (DIST) | POLE WOOD 45 FT | KY | 0 | 0 | 0 | 0
E364.00-Poles, Towers, and Fixtures | 1961-12-31 | POLE WOOD 60 FT (DIST) | POLE WOOD 45 FT | KY | 7 | 899.98 | 128.5686
E364.00-Poles, Towers, and Fixtures | 2001-10-31 | CROSS ARMS | 109252-Pole, Wood, 75' | KY | 0 | 0 | 0 | 0
E364.00-Poles, Towers, and Fixtures | 2008-09-30 | STEEL POLES | STEEL POLES (07726) | KY | 1 | 1656.37 | 1656.37
E364.00-Poles, Towers, and Fixtures | 1950-12-31 | POLE WOOD 25 FT (DIST) | GUY | KY | 0 | 0 | 0
E364.00-Poles, Towers, and Fixtures | 1948-12-31 | POLE WOOD 25 FT (DIST) | GUY | KY | 0 | 0 | 0
E364.00-Poles, Towers, and Fixtures | 1955-12-31 | POLE WOOD 60 FT (DIST) | ARM WOOD 10 FT AND UNDER (TRANS) | KY | 0 | 0 | 0
E364.00-Poles, Towers, and Fixtures | 2008-10-01 | Non-unitized | 1554048 | KY | 0 | 0 | 0
E364.00-Poles, Towers, and Fixtures | 2008-10-01 | Non-unitized | 1558565 | KY | 0 | 0 | 0
E364.00-Poles, Towers, and Fixtures | 2008-10-01 | Non-unitized | 1543285 | KY | 0 | 0 | 0
E364.00-Poles, Towers, and Fixtures | 2008-10-01 | Non-unitized | 1526134 | KY | 0 | 0 | 0 | 0
E364.00-Poles, Towers, and Fixtures | 1982-12-31 | POLE WOOD 60 FT (DIST) | ARM WOOD OVER 10 FT (TRANS) | KY | 0 | 0 | 0
E364.00-Poles, Towers, and Fixtures | 2008-10-01 | Non-unitized | 1549734 | KY | 0 | 0 | 0
E364.00-Poles, Towers, and Fixtures | 2008-10-01 | Non-unitized | 1524157 | KY | 0 | 0 | 0
E364.00-Poles, Towers, and Fixtures | 2008-10-01 | Non-unitized | 1297065 | KY | 0 | 0 | 0
E364.00-Poles, Towers, and Fixtures | 1995-12-31 | POLE WOOD 60 FT (DIST) | GUY | KY | 0 | 0 | 0
E364.00-Poles, Towers, and Fixtures | 2008-10-01 | Non-unitized | 1549735 | KY | 0 | 0 | 0
E364.00-Poles, Towers, and Fixtures | 2008-10-01 | Non-unitized | 1693736 | KY | 0 | 0 | 0
E364.00-Poles, Towers, and Fixtures | 2008-10-01 | Non-unitized | 1570838 | KY | 0 | 0 | 0
E364.00-Poles, Towers, and Fixtures | 1974-12-31 | POLE WOOD 60 FT (DIST) | ARM WOOD 10 FT AND UNDER (TRANS) | KY | 0 | 0 | 0
E364.00-Poles, Towers, and Fixtures | 1946-12-31 | POLE WOOD 60 FT (DIST) | POLE WOOD UNDER 20 FT | KY | 0 | 0 | 0 | 0
E364.00-Poles, Towers, and Fixtures | 2008-10-01 | Non-unitized | 1580916 | KY | 0 | 0 | 0
E364.00-Poles, Towers, and Fixtures | 1955-12-31 | POLE WOOD 60 FT (DIST) | POLE WOOD 35 FT | KY | 23 | 1263.16 | 54.92 | 0
E364.00-Poles, Towers, and Fixtures | 1948-12-31 | POLE WOOD 60 FT (DIST) | POLE WOOD 35 FT | KY | 3 | 68.04 | 22.68
E364.00-Poles, Towers, and Fixtures | 2008-10-01 | Non-unitized | 1433695 | KY | 0 | 0 | 0
E364.00-Poles, Towers, and Fixtures | 2008-10-01 | Non-unitized | 1562039 | KY | 0 | 0 | 0
E364.00-Poles, Towers, and Fixtures | 2009-07-30 | STEEL POLES | STEEL POLES (07726) | KY | 1 | 1841.37 | 1841.37
E364.00-Poles, Towers, and Fixtures | 2009-04-01 | Non-unitized | 4675 STATE RTE 181 N 42345 | KY | 0 | 0 | 0
E364.00-Poles, Towers, and Fixtures | 2009-04-01 | Non-unitized | 3908 EMINENCE RD | KY | 0 | 0 | 0 | 0
E364.00-Poles, Towers, and Fixtures | 2009-07-19 | POLE WOOD 60 FT (DIST) | POLE WOOD 60 FT (00010) | KY | 1 | 3322.97 | 3322.97
E364.00-Poles, Towers, and Fixtures | 2009-04-01 | Non-unitized | 45 MASONIC DR 42323 | KY | 0 | 0 | 0
E364.00-Poles, Towers, and Fixtures | 2009-04-01 | Non-unitized | DIXIE TOWN COLDIRON KY. | KY | 0 | 0 | 0
E364.00-Poles, Towers, and Fixtures | 2009-01-01 | Non-unitized | 556311 | KY | 0 | 0 | 0
E364.00-Poles, Towers, and Fixtures | 2009-04-20 | CROSS ARMS | CROSS ARMS (07362) | KY | 10 | 67050.23 | 6705.023
E364.00-Poles, Towers, and Fixtures | 2009-01-01 | Non-unitized | 1616965 | KY | 0 | 0 | 0
E364.00-Poles, Towers, and Fixtures | 2009-07-30 | GUY | GUY (00070) | KY | 2 | 31.79 | 15.895
E364.00-Poles, Towers, and Fixtures | 2009-04-01 | Non-unitized | HARBELL HEIGHTS TSE 40977 | KY | 0 | 0 | 0
E364.00-Poles, Towers, and Fixtures | 2009-04-01 | Non-unitized | POND RIVER-COLLIERS RD | KY | 0 | 0 | 0
E364.00-Poles, Towers, and Fixtures | 2008-08-01 | POLE WOOD 40 FT (DIST) | POLE WOOD 40 FT (00006) | KY | 1 | 683.48 | 683.48
E364.00-Poles, Towers, and Fixtures | 2009-01-01 | Non-unitized | 2829 CLIFTON RD | KY | 0 | 0 | 0
E364.00-Poles, Towers, and Fixtures | 2009-02-01 | Non-unitized | DAVID HARRIS | KY | 0 | 0 | 0
E364.00-Poles, Towers, and Fixtures | 1993-12-31 | POLE WOOD 60 FT (DIST) | POLE WOOD 60 FT (DIST) | KY | 2 | 743.15 | 371.575
E364.00-Poles, Towers, and Fixtures | 2008-10-01 | Non-unitized | 1525108 | KY | 0 | 0 | 0
E364.00-Poles, Towers, and Fixtures | 2008-10-01 | Non-unitized | 1435499 | KY | 0 | 0 | 0
E364.00-Poles, Towers, and Fixtures | 2008-10-01 | Non-unitized | 1558524 | KY | 0 | 0 | 0
E364.00-Poles, Towers, and Fixtures | 2008-10-01 | Non-unitized | 1628040 | KY | 0 | 0 | 0
E364.00-Poles, Towers, and Fixtures | 1973-12-31 | POLE WOOD 20 FT (DIST) | ARM WOOD 10 FT AND UNDER (TRANS) | KY | 0 | 0 | 0
E364.00-Poles, Towers, and Fixtures | 2008-10-01 | Non-unitized | 1521627 | KY | 0 | 0 | 0 | 0
E364.00-Poles, Towers, and Fixtures | 1988-12-31 | POLE WOOD 60 FT (DIST) | POLE WOOD 35 FT | KY | 2 | 752.03 | 376.015
E364.00-Poles, Towers, and Fixtures | 1997-12-31 | POLE WOOD 20 FT (DIST) | POLE WOOD 20 FT (DIST) | KY | 4 | 1129.34 | 282.335
E364.00-Poles, Towers, and Fixtures | 1984-12-31 | POLE WOOD 20 FT (DIST) | GUY | KY | 0 | 0 | 0
E364.00-Poles, Towers, and Fixtures | 2009-01-01 | Non-unitized | 907 SEMINARY ST | KY | 0 | 0 | 0
E364.00-Poles, Towers, and Fixtures | 2009-02-01 | Non-unitized | 390 MAIN ST 40445 | KY | 0 | 0 | 0
E364.00-Poles, Towers, and Fixtures | 2009-01-01 | Non-unitized | 3046 STATE HWY 138 | KY | 0 | 0 | 0
E364.00-Poles, Towers, and Fixtures | 2009-05-01 | Non-unitized | 339 MALIBU DR 40360 | KY | 0 | 0 | 0
E364.00-Poles, Towers, and Fixtures | 2009-01-01 | Non-unitized | 1524334 | KY | 0 | 0 | 0
E364.00-Poles, Towers, and Fixtures | 2008-11-01 | Non-unitized | 273 BASSETT AVE 40502 | KY | 0 | 0 | 0
E364.00-Poles, Towers, and Fixtures | 2008-11-01 | Non-unitized | TWIN DRIVE LN | KY | 0 | 0 | 0
E364.00-Poles, Towers, and Fixtures | 2009-01-01 | Non-unitized | 5055 ZARING MILL RD | KY | 0 | 0 | 0 | 0
E364.00-Poles, Towers, and Fixtures | 2009-01-01 | Non-unitized | 1098915 | KY | 0 | 0 | 0
E364.00-Poles, Towers, and Fixtures | 2009-01-01 | Non-unitized | LIBERTY LAKE RD | KY | 0 | 0 | 0
E364.00-Poles, Towers, and Fixtures | 2009-01-01 | Non-unitized | 212 HAMILTON AVE 40444 | KY | 0 | 0 | 0
E364.00-Poles, Towers, and Fixtures | 2008-10-01 | CROSS ARMS | CROSS ARMS (07362) | KY | 18 | 3876.41 | 215.3561
E364.00-Poles, Towers, and Fixtures | 2009-01-01 | Non-unitized | 2201 JAGGIE FOX WAY 40511 | KY | 0 | 0 | 0
E364.00-Poles, Towers, and Fixtures | 2009-01-01 | Non-unitized | 1713346 | KY | 0 | 0 | 0
E364.00-Poles, Towers, and Fixtures | 2009-01-01 | Non-unitized | STURGIS RD 42064 | KY | 0 | 0 | 0
E364.00-Poles, Towers, and Fixtures | 2009-01-01 | Non-unitized | HWY 2014 | KY | 0 | 0 | 0
E364.00-Poles, Towers, and Fixtures | 2009-01-01 | Non-unitized | 103 W MAIN ST 42367 | KY | 0 | 0 | 0
E364.00-Poles, Towers, and Fixtures | 2009-05-01 | Non-unitized | 160 JOE DALE E RD TEMP 40977 | KY | 0 | 0 | 0
E364.00-Poles, Towers, and Fixtures | 2009-05-01 | Non-unitized | ADAMS RD | KY | 0 | 0 | 0
E364.00-Poles, Towers, and Fixtures | 2009-05-01 | Non-unitized | 1255 WELCH RD 40337 | KY | 0 | 0 | 0
E364.00-Poles, Towers, and Fixtures | 2007-11-30 | PLATFORMS NEW (05491) | PLATFORMS NEW (05491) | KY | 1 | 9484.77 | 9484.77
E364.00-Poles, Towers, and Fixtures | 2009-07-01 | Non-unitized | MERCHANT | KY | 0 | 0 | 0 | 0
E364.00-Poles, Towers, and Fixtures | 2009-07-01 | Non-unitized | 598 KENTUCKY ST 40065 | KY | 0 | 0 | 0 | 0
E364.00-Poles, Towers, and Fixtures | 2009-07-01 | Non-unitized | CHRISTMAS LIGHT SERVICE CITY HALL | KY | 0 | 0 | 0
E364.00-Poles, Towers, and Fixtures | 2009-07-01 | Non-unitized | MILLER | KY | 0 | 0 | 0
E364.00-Poles, Towers, and Fixtures | 2009-08-01 | Non-unitized | 13153 US HIGHWAY 41 N 42452 | KY | 0 | 0 | 0 | 0
E364.00-Poles, Towers, and Fixtures | 2009-09-01 | GUY | GUY (00070) | KY | 4 | 123.12 | 30.78
E364.00-Poles, Towers, and Fixtures | 2009-08-01 | Non-unitized | 3646 NEWTOWN PIKE 40511 | KY | 0 | 0 | 0 | 0
E364.00-Poles, Towers, and Fixtures | 2009-08-01 | Non-unitized | 111 CURVE ST 42440 | KY | 0 | 0 | 0 | 0
E364.00-Poles, Towers, and Fixtures | 2009-07-01 | Non-unitized | 168 Cole Rd | KY | 0 | 0 | 0
E364.00-Poles, Towers, and Fixtures | 2009-07-01 | Non-unitized | SHELBYVILLE RD | KY | 0 | 0 | 0
E364.00-Poles, Towers, and Fixtures | 2009-08-01 | Non-unitized | 693 HILDEEN | KY | 0 | 0 | 0 | 0
E364.00-Poles, Towers, and Fixtures | 2009-07-01 | Non-unitized | 100 RIVIERA LN 40741 | KY | 0 | 0 | 0
E364.00-Poles, Towers, and Fixtures | 2009-07-01 | Non-unitized | 7092 CINCINNATI RD 40370 | KY | 0 | 0 | 0
E364.00-Poles, Towers, and Fixtures | 2009-07-01 | Non-unitized | 4430 VERSAILLES RD 40510 | KY | 0 | 0 | 0
E364.00-Poles, Towers, and Fixtures | 2009-07-01 | Non-unitized | HWY 1651 | KY | 0 | 0 | 0
E364.00-Poles, Towers, and Fixtures | 2009-07-01 | Non-unitized | 1680 N LAKEWOOD DR 40502 | KY | 0 | 0 | 0
E364.00-Poles, Towers, and Fixtures | 2009-08-03 | GUY | GUY (00070) | KY | 7 | 2333.46 | 333.3514
E364.00-Poles, Towers, and Fixtures | 2009-08-07 | POLE WOOD 50 FT (DIST) | POLE WOOD 50 FT (00008) | KY | 4 | 9194.29 | 2298.5725
E364.00-Poles, Towers, and Fixtures | 2009-08-04 | CROSS ARMS | CROSS ARMS (07362) | KY | 4 | 2250.11 | 562.5275
E364.00-Poles, Towers, and Fixtures | 2009-10-13 | POLE WOOD 30 FT (DIST) | POLE WOOD 30 FT (00004) | KY | 1 | 218.53 | 218.53
E364.00-Poles, Towers, and Fixtures | 2009-10-30 | POLE WOOD 35 FT (DIST) | POLE WOOD 35 FT (00005) | KY | 1 | 240.59 | 240.59
E364.00-Poles, Towers, and Fixtures | 1943-12-31 | GUY | GUY | KY | 0 | 0 | 0 | 0
E364.00-Poles, Towers, and Fixtures | 1996-12-31 | GUY | GUY | KY | 17 | 3617.27 | 212.7806
E364.00-Poles, Towers, and Fixtures | 2007-02-26 | POLE WOOD 50 FT (DIST) | POLE WOOD 50 FT (00008) | KY | 16 | 0.01 | 0.000625 | 0
E364.00-Poles, Towers, and Fixtures | 2009-08-10 | BRACKET - NEUTRAL FASTENING | BRACKET - NEUTRAL FASTENING | KY | 1247 | 57596.98 | 46.1884 | 0
E364.00-Poles, Towers, and Fixtures | 2007-11-25 | CROSS ARMS | CROSS ARMS (07362) | KY | 16 | 4473.61 | 279.6006
E364.00-Poles, Towers, and Fixtures | 2009-10-01 | Non-unitized | 636 HIGH GLORY RD 42441 | KY | 0 | 0 | 0 | 0
E364.00-Poles, Towers, and Fixtures | 2009-10-01 | Non-unitized | RAINES AVE PUMP STATION 42320 | KY | 0 | 0 | 0
E364.00-Poles, Towers, and Fixtures | 2009-10-01 | Non-unitized | SALS BRANCH 40828 | KY | 0 | 0 | 0 | 0
E364.00-Poles, Towers, and Fixtures | 2009-10-01 | Non-unitized | 1442235 | KY | 0 | 0 | 0 | 0
E364.00-Poles, Towers, and Fixtures | 2009-10-01 | Non-unitized | MAIN ST 42765 | KY | 0 | 0 | 0 | 0
E364.00-Poles, Towers, and Fixtures | 2009-10-01 | Non-unitized | 3120 LEXINGTON RD 40356 | KY | 0 | 0 | 0 | 0
E364.00-Poles, Towers, and Fixtures | 2009-10-01 | Non-unitized | RT 1 BOX 156 RD 687 24248 | KY | 0 | 0 | 0 | 0
E364.00-Poles, Towers, and Fixtures | 2009-10-01 | Non-unitized | 53D RR 1 24244 | KY | 0 | 0 | 0 | 0
E364.00-Poles, Towers, and Fixtures | 2009-10-01 | Non-unitized | N/A RR2 Box 167 S/W 24219 | KY | 0 | 0 | 0 | 0
E364.00-Poles, Towers, and Fixtures | 2009-10-01 | Non-unitized | 928 N LIMESTONE 40505 | KY | 0 | 0 | 0 | 0
E364.00-Poles, Towers, and Fixtures | 2009-10-01 | Non-unitized | 573 ANNISTON DR | KY | 0 | 0 | 0 | 0
E364.00-Poles, Towers, and Fixtures | 2009-10-01 | Non-unitized | 1034 SECOND ST 41056 | KY | 0 | 0 | 0 | 0
E364.00-Poles, Towers, and Fixtures | 2009-11-11 | POLE WOOD 35 FT (DIST) | POLE WOOD 35 FT (00005) | KY | 1 | 179.71 | 179.71
E364.00-Poles, Towers, and Fixtures | 2009-11-01 | Non-unitized | MCCULLOUGH BARN 40371 | KY | 0 | 0 | 0 | 0
E364.00-Poles, Towers, and Fixtures | 2009-11-01 | Non-unitized | LANCASTER | KY | 0 | 0 | 0 | 0
E364.00-Poles, Towers, and Fixtures | 2009-12-21 | POLE WOOD 35 FT (DIST) | POLE WOOD 35 FT (00005) | KY | 1 | 395.76 | 395.76 | 0
E364.00-Poles, Towers, and Fixtures | 2009-11-01 | Non-unitized | 34 REYNOLDS DR TEMP 42323 | KY | 0 | 0 | 0 | 0
E364.00-Poles, Towers, and Fixtures | 2009-11-01 | Non-unitized | 159 MORTON RIDGE RD | KY | 0 | 0 | 0 | 0
E364.00-Poles, Towers, and Fixtures | 2009-11-01 | Non-unitized | FIRST | KY | 0 | 0 | 0 | 0
E364.00-Poles, Towers, and Fixtures | 2009-11-01 | Non-unitized | E MCELROY ST 42437 | KY | 0 | 0 | 0
E364.00-Poles, Towers, and Fixtures | 2010-01-01 | Non-unitized | 0 BARKLEY LN | KY | 0 | 0 | 0 | 0
E364.00-Poles, Towers, and Fixtures | 2010-01-01 | Non-unitized | CHILES AT POPLAR | KY | 0 | 0 | 0 | 0
E364.00-Poles, Towers, and Fixtures | 2010-03-17 | POLE WOOD 30 FT (DIST) | POLE WOOD 30 FT (00004) | KY | 1 | 555.26 | 555.26
E364.00-Poles, Towers, and Fixtures | 2010-01-01 | Non-unitized | 6368 AA HWY 9 41002 | KY | 0 | 0 | 0 | 0
E364.00-Poles, Towers, and Fixtures | 2010-01-01 | Non-unitized | 34 REYNOLDS DR TEMP 42323 | KY | 0 | 0 | 0 | 0
E364.00-Poles, Towers, and Fixtures | 2010-01-01 | Non-unitized | RICHMOND CENTER 40475 | KY | 1 | 0 | 0
E364.00-Poles, Towers, and Fixtures | 2010-01-01 | Non-unitized | S DIXIE BLV 40160 | KY | 1 | 0 | 0
E364.00-Poles, Towers, and Fixtures | 2010-01-01 | Non-unitized | 1400 ALEXANDRIA DR 40504 | KY | 0 | 0 | 0 | 0
E364.00-Poles, Towers, and Fixtures | 2010-01-01 | Non-unitized | 301 SCHLEY ST 42461 | KY | 0 | 0 | 0 | 0
E364.00-Poles, Towers, and Fixtures | 2010-01-01 | Non-unitized | WOODLAWN RD. 40004 | KY | 0 | 0 | 0 | 0
E364.00-Poles, Towers, and Fixtures | 2010-01-01 | Non-unitized | 846 GRASSY LICK RD 40353 | KY | 0 | 0 | 0 | 0
E364.00-Poles, Towers, and Fixtures | 2010-01-01 | Non-unitized | NA RT1 BOX 528 A 24277 | KY | 0 | 0 | 0 | 0
E364.00-Poles, Towers, and Fixtures | 2010-01-01 | Non-unitized | SHELBY | KY | 0 | 0 | 0 | 0
E364.00-Poles, Towers, and Fixtures | 2010-01-01 | Non-unitized | 1617315 | KY | 0 | 0 | 0 | 0
E364.00-Poles, Towers, and Fixtures | 2010-01-01 | Non-unitized | MAIN STREET | KY | 0 | 0 | 0 | 0
E364.00-Poles, Towers, and Fixtures | 2010-01-01 | Non-unitized | 3695 NICHOLASVILLE RD | KY | 0 | 0 | 0 | 0
E364.00-Poles, Towers, and Fixtures | 2010-01-01 | Non-unitized | 127 LONG ST | KY | 0 | 0 | 0 | 0
E364.00-Poles, Towers, and Fixtures | 2010-01-01 | Non-unitized | 634 SEMINOLE TR 40324U | KY | 0 | 0 | 0 | 0
E364.00-Poles, Towers, and Fixtures | 2010-01-01 | Non-unitized | US 68 GARAGE 41056 | KY | 0 | 0 | 0 | 0
E364.00-Poles, Towers, and Fixtures | 2010-03-18 | POLE WOOD 50 FT (DIST) | POLE WOOD 50 FT (00008) | KY | 1 | 0 | 0
E364.00-Poles, Towers, and Fixtures | 2009-07-17 | POLE WOOD 55 FT (DIST) | POLE WOOD 55 FT (00009) | KY | 5 | 7086.85 | 1417.37
E364.00-Poles, Towers, and Fixtures | 2010-01-01 | Non-unitized | 2900 POLO CLUB BLVD 40509 | KY | 0 | 0 | 0
E364.00-Poles, Towers, and Fixtures | 2010-01-01 | Non-unitized | 2010 LEESTOWN RD 40511 | KY | 0 | 0 | 0 | 0
E364.00-Poles, Towers, and Fixtures | 2010-01-01 | Non-unitized | 490 CURRY AVE 40508 | KY | 0 | 0 | 0 | 0
E364.00-Poles, Towers, and Fixtures | 2010-01-01 | Non-unitized | 30 14TH AVE NEW HSE 42337 | KY | 0 | 0 | 0 | 0
E364.00-Poles, Towers, and Fixtures | 2010-01-01 | Non-unitized | STATE HWY 72 | KY | 0 | 0 | 0 | 0
E364.00-Poles, Towers, and Fixtures | 2009-12-08 | Non-unitized | 540 GREENHILLS | KY | 0 | 0 | 0 | 0
E364.00-Poles, Towers, and Fixtures | 2010-01-01 | Non-unitized | 2645 OLD FRANKFORT PIKE FG-85 | KY | 0 | 0 | 0 | 0
E364.00-Poles, Towers, and Fixtures | 2010-01-01 | Non-unitized | 100 E VINE ST 40507 | KY | 0 | 0 | 0 | 0
E364.00-Poles, Towers, and Fixtures | 2010-01-01 | Non-unitized | 1730 East Stone Gap 24219 | KY | 0 | 0 | 0 | 0
E364.00-Poles, Towers, and Fixtures | 2010-01-01 | Non-unitized | 1263 EVERGREEN RD 40935 | KY | 0 | 0 | 0 | 0
E364.00-Poles, Towers, and Fixtures | 2010-01-01 | Non-unitized | 1720 BILLY DRAKE RD 42330 | KY | 0 | 0 | 0 | 0
E364.00-Poles, Towers, and Fixtures | 2010-01-01 | Non-unitized | 229 CLIFTON RD | KY | 0 | 0 | 0 | 0
E364.00-Poles, Towers, and Fixtures | 2008-01-01 | POLE WOOD 50 FT (DIST) | POLE WOOD 50 FT (00008) | KY | 1 | 1257.81 | 1257.81
E364.00-Poles, Towers, and Fixtures | 2010-04-01 | Non-unitized | 130 STATE ROUTE 2270 42324 | KY | 0 | 0 | 0 | 0
E364.00-Poles, Towers, and Fixtures | 2010-04-01 | Non-unitized | LAMB RD | KY | 0 | 0 | 0 | 0
E364.00-Poles, Towers, and Fixtures | 2009-10-07 | Non-unitized | RICHMOND RD OPPOSITE SHRINERS HOSP RD 40502 | KY | 0 | 0 | 0 | 0
E364.00-Poles, Towers, and Fixtures | 2010-04-01 | Non-unitized | 6486 HELENA RD 41055 | KY | 0 | 0 | 0 | 0
E364.00-Poles, Towers, and Fixtures | 2010-04-01 | Non-unitized | 5206 NEBO RD 42431 | KY | 0 | 0 | 0 | 0
E364.00-Poles, Towers, and Fixtures | 2010-04-01 | Non-unitized | PLEASANT STREET 41002 | KY | 0 | 0 | 0 | 0
E364.00-Poles, Towers, and Fixtures | 2010-04-01 | Non-unitized | 1582 CAMPBELLSVILLE RD PUMP STAT 42728 | KY | 0 | 0 | 0 | 0
E364.00-Poles, Towers, and Fixtures | 2010-04-01 | Non-unitized | 215 WHITE MAPLE RD 40360 | KY | 0 | 0 | 0 | 0
E364.00-Poles, Towers, and Fixtures | 2010-04-01 | Non-unitized | 1803 GEORGETOWN RD | KY | 0 | 0 | 0 | 0
E364.00-Poles, Towers, and Fixtures | 2010-04-01 | Non-unitized | PRE RT2 BOX 290 24248 | KY | 0 | 0 | 0 | 0
E364.00-Poles, Towers, and Fixtures | 2010-04-01 | Non-unitized | 129 S OLD MADISONVILLE ST | KY | 0 | 0 | 0 | 0
E364.00-Poles, Towers, and Fixtures | 2010-04-01 | Non-unitized | 315 LANCASTER AVE 40475 | KY | 0 | 0 | 0 | 0
E364.00-Poles, Towers, and Fixtures | 2010-04-01 | Non-unitized | 895 ELKHORN HILLS RD 40601 | KY | 0 | 0 | 0 | 0
E364.00-Poles, Towers, and Fixtures | 2010-04-01 | Non-unitized | 741 PEAKS MILL RD 40601 | KY | 0 | 0 | 0 | 0
E364.00-Poles, Towers, and Fixtures | 2009-01-01 | CROSS ARMS | CROSS ARMS (07362) | KY | 7 | 696.78 | 99.54
E364.00-Poles, Towers, and Fixtures | 2010-03-09 | Non-unitized | 1423/1429 VERSAILLE | KY | 0 | 0 | 0 | 0
E364.00-Poles, Towers, and Fixtures | 2010-03-17 | PLATFORMS NEW (05491) | PLATFORMS NEW (05491) | KY | 1 | 24944.11 | 24944.11 | 0
E364.00-Poles, Towers, and Fixtures | 2010-05-31 | POLE WOOD 35 FT (DIST) | POLE WOOD 35 FT (00005) | KY | 17 | 21711.17 | 1277.1276 | 0
E364.00-Poles, Towers, and Fixtures | 2009-06-01 | POLE WOOD 35 FT (DIST) | POLE WOOD 35 FT (00005) | KY | 3 | 2072.3 | 690.7667 | 0
E364.00-Poles, Towers, and Fixtures | 2010-05-01 | Non-unitized | 128 N TURNER ST | KY | 0 | 0 | 0 | 0
E364.00-Poles, Towers, and Fixtures | 2010-05-01 | Non-unitized | 148 GOLDEN EAGLE DR 40744 | KY | 0 | 0 | 0 | 0
E364.00-Poles, Towers, and Fixtures | 2010-05-01 | Non-unitized | 381 CAMPBELLS LANE LIBERTY | KY | 0 | 0 | 0 | 0
E364.00-Poles, Towers, and Fixtures | 2010-05-01 | Non-unitized | 6475 PARIS RD GATE 40391 | KY | 0 | 0 | 0 | 0
E364.00-Poles, Towers, and Fixtures | 2010-05-01 | Non-unitized | 54 STANFORD ROAD | KY | 0 | 0 | 0 | 0
E364.00-Poles, Towers, and Fixtures | 2010-05-01 | Non-unitized | 52 DAPHNE CT TEMP 42724 | KY | 0 | 0 | 0 | 0
E364.00-Poles, Towers, and Fixtures | 2010-05-01 | Non-unitized | 942 CRACKERS NECK 24219 | KY | 0 | 0 | 0 | 0
E364.00-Poles, Towers, and Fixtures | 2010-05-01 | Non-unitized | 2500 CRESCENT HALL RD 42325 | KY | 0 | 0 | 0 | 0
E364.00-Poles, Towers, and Fixtures | 2010-05-01 | Non-unitized | CLYMENE RD 42724 | KY | 0 | 0 | 0 | 0
E364.00-Poles, Towers, and Fixtures | 2010-05-01 | Non-unitized | 2160 FRANKFORT RD 40324 | KY | 0 | 0 | 0 | 0
E364.00-Poles, Towers, and Fixtures | 2010-05-01 | Non-unitized | 5455 PARIS PIKE | KY | 0 | 0 | 0 | 0
E364.00-Poles, Towers, and Fixtures | 2010-05-01 | Non-unitized | AIRPORT HOLLOW ROAD 24293 | KY | 0 | 0 | 0 | 0
E364.00-Poles, Towers, and Fixtures | 2010-05-01 | Non-unitized | 450 SPENCER HAMILTON RD 40037 | KY | 0 | 0 | 0 | 0
E364.00-Poles, Towers, and Fixtures | 2010-05-01 | Non-unitized | 3119 SULPHUR LICK RD 40379 | KY | 0 | 0 | 0 | 0
E364.00-Poles, Towers, and Fixtures | 2010-05-01 | Non-unitized | ROCK SWITCH ROAD 24293 | KY | 0 | 0 | 0 | 0
E364.00-Poles, Towers, and Fixtures | 2010-05-01 | Non-unitized | 1315 STATE HWY 672 | KY | 0 | 0 | 0 | 0
E364.00-Poles, Towers, and Fixtures | 2010-05-01 | Non-unitized | MIDLAND AVE | KY | 0 | 0 | 0 | 0
E364.00-Poles, Towers, and Fixtures | 2010-05-01 | Non-unitized | 1309 FAIRCHILD ST 40823 | KY | 0 | 0 | 0 | 0
E364.00-Poles, Towers, and Fixtures | 2010-05-01 | Non-unitized | 1500 N DIXIE BLV REDMAR 40160 | KY | 0 | 0 | 0 | 0
E364.00-Poles, Towers, and Fixtures | 2010-05-01 | Non-unitized | STATE HWY 2011 | KY | 0 | 0 | 0 | 0
E364.00-Poles, Towers, and Fixtures | 2010-05-01 | Non-unitized | 3665 IRON WORKS PIKE | KY | 0 | 0 | 0 | 0
E364.00-Poles, Towers, and Fixtures | 2010-05-01 | Non-unitized | WEYLAND DR | KY | 0 | 0 | 0 | 0
E364.00-Poles, Towers, and Fixtures | 2010-05-01 | Non-unitized | KOHLS DR 40356 | KY | 0 | 0 | 0 | 0
E364.00-Poles, Towers, and Fixtures | 2010-05-01 | Non-unitized | 4200 REVILO RD SHOP 40391 | KY | 0 | 0 | 0 | 0
E364.00-Poles, Towers, and Fixtures | 2010-05-01 | Non-unitized | NORMAN'S CAMP ROAD | KY | 0 | 0 | 0 | 0
E364.00-Poles, Towers, and Fixtures | 2010-06-30 | GUY | GUY (00070) | KY | 113 | 13820.07 | 122.3015 | 0
E364.00-Poles, Towers, and Fixtures | 2009-12-01 | PLATFORMS NEW (05491) | PLATFORMS NEW (05491) | KY | 1 | 4025.5 | 4025.5 | 0
E364.00-Poles, Towers, and Fixtures | 2010-06-01 | POLE WOOD 60 FT (DIST) | POLE WOOD 60 FT (00010) | KY | 3 | 11744.59 | 3914.8633 | 0
E364.00-Poles, Towers, and Fixtures | 2010-06-30 | CROSS ARMS | CROSS ARMS (07362) | KY | 36 | 33162.86 | 921.1906 | 0
E364.00-Poles, Towers, and Fixtures | 2010-08-31 | POLE WOOD 45 FT (DIST) | POLE WOOD 45 FT (00007) | KY | 32 | 97948.24 | 3060.8825 | 0
E364.00-Poles, Towers, and Fixtures | 2010-05-30 | POLE WOOD 55 FT (DIST) | POLE WOOD 55 FT (00009) | KY | 2 | 5947.05 | 2973.525 | 0
E364.00-Poles, Towers, and Fixtures | 2024-06-30 | POLE WOOD 45 FT (DIST) | POLE WOOD 45 FT (00007) | KY | 0 | 0 | 0 | 0
E364.00-Poles, Towers, and Fixtures | 2010-02-26 | POLE WOOD 60 FT (DIST) | POLE WOOD 60 FT (00010) | KY | 10 | 24326.81 | 2432.681 | 0
E364.00-Poles, Towers, and Fixtures | 2010-07-01 | Non-unitized | E IRVINE 40475 | KY | 0 | 0 | 0 | 0
E364.00-Poles, Towers, and Fixtures | 2010-08-31 | POLE WOOD 55 FT (DIST) | POLE WOOD 55 FT (00009) | KY | 5 | 58501.41 | 11700.282 | 0
E364.00-Poles, Towers, and Fixtures | 2010-08-31 | POLE WOOD 60 FT (DIST) | POLE WOOD 60 FT (00010) | KY | 2 | 9745.1 | 4872.55 | 0
E364.00-Poles, Towers, and Fixtures | 2010-07-01 | Non-unitized | HIRAM MCELROY DR 42437 | KY | 0 | 0 | 0 | 0
E364.00-Poles, Towers, and Fixtures | 2010-07-01 | Non-unitized | 2040 SPENCER RD 40353 | KY | 0 | 0 | 0 | 0
E364.00-Poles, Towers, and Fixtures | 2010-07-01 | Non-unitized | 1275 HANDY RD TEMP 40330 | KY | 0 | 0 | 0 | 0
E364.00-Poles, Towers, and Fixtures | 2010-07-01 | Non-unitized | 3150 LINCOLN FARM RD 42748 | KY | 0 | 0 | 0 | 0
E364.00-Poles, Towers, and Fixtures | 2010-07-01 | Non-unitized | PULASKI CO. RECYCLING | KY | 0 | 0 | 0 | 0
E364.00-Poles, Towers, and Fixtures | 2010-07-01 | Non-unitized | HOOD | KY | 0 | 0 | 0 | 0
E364.00-Poles, Towers, and Fixtures | 2010-07-01 | Non-unitized | 2925 SHORT TOWN ROAD 42541 | KY | 0 | 0 | 0 | 0
E364.00-Poles, Towers, and Fixtures | 2010-08-31 | POLE WOOD 65 FT (DIST) | POLE WOOD 65 FT (00011) | KY | 1 | 12068.25 | 12068.25 | 0
E364.00-Poles, Towers, and Fixtures | 2010-07-01 | Non-unitized | 248 JACKSON RD 40977 | KY | 0 | 0 | 0 | 0
E364.00-Poles, Towers, and Fixtures | 2010-07-01 | Non-unitized | 224 TYREE ST GARAGE 40409 | KY | 1 | 0 | 0 | 0
E364.00-Poles, Towers, and Fixtures | 2010-07-01 | Non-unitized | 1560 BARDS HILL RD 42345 | KY | 0 | 0 | 0 | 0
E364.00-Poles, Towers, and Fixtures | 2010-07-01 | Non-unitized | 30 BIRCHFIELD CEMETERY RD | KY | 0 | 0 | 0 | 0
E364.00-Poles, Towers, and Fixtures | 2010-07-01 | Non-unitized | 181 WASHAM RD | KY | 0 | 0 | 0 | 0
E364.00-Poles, Towers, and Fixtures | 2010-07-01 | Non-unitized | 122 BATTLEFIELD MEM HWY 40475 | KY | 0 | 0 | 0 | 0
E364.00-Poles, Towers, and Fixtures | 2010-07-01 | Non-unitized | 5199 STATE ROUTE 70 W 42330 | KY | 0 | 0 | 0 | 0
E364.00-Poles, Towers, and Fixtures | 2010-07-01 | Non-unitized | 745 SLATE BRANCH RD | KY | 0 | 0 | 0 | 0
E364.00-Poles, Towers, and Fixtures | 2010-07-01 | Non-unitized | 939 S MAIN ST 42064 | KY | 0 | 0 | 0 | 0
E364.00-Poles, Towers, and Fixtures | 2010-07-01 | Non-unitized | STEPHENS 24293 | KY | 0 | 0 | 0 | 0
E364.00-Poles, Towers, and Fixtures | 2010-07-01 | Non-unitized | 2484 WALNUT GROVE LN 40509 | KY | 0 | 0 | 0 | 0
E364.00-Poles, Towers, and Fixtures | 2010-07-01 | Non-unitized | MILL CREEK GARAGE 40820 | KY | 0 | 0 | 0 | 0
E364.00-Poles, Towers, and Fixtures | 2010-07-01 | Non-unitized | 105 OWENS ST 42127 | KY | 0 | 0 | 0 | 0
E364.00-Poles, Towers, and Fixtures | 2010-07-01 | Non-unitized | 220 LINCOLN AVE | KY | 0 | 0 | 0 | 0
E364.00-Poles, Towers, and Fixtures | 2010-07-31 | Non-unitized | ECAPRR366-Inst cap/reg/recl-Maysville | KY | 0 | 0 | 0 | 0
E364.00-Poles, Towers, and Fixtures | 2010-08-01 | Non-unitized | JERRY CARR, WEST 92 | KY | 0 | 0 | 0 | 0
E364.00-Poles, Towers, and Fixtures | 2010-08-01 | Non-unitized | 5400 BRADFORD RD 42086 | KY | 0 | 0 | 0 | 0
E364.00-Poles, Towers, and Fixtures | 2010-08-01 | Non-unitized | 6570 BRADFORDSVILLE | KY | 0 | 0 | 0 | 0
E364.00-Poles, Towers, and Fixtures | 2010-08-01 | Non-unitized | 2008 PEAR VALLEY DR TEMP 42701 | KY | 0 | 0 | 0 | 0
E364.00-Poles, Towers, and Fixtures | 2010-04-30 | Non-unitized | DSP Lexington Plant 2 Ckt 0004 | KY | 0 | 0 | 0 | 0
E364.00-Poles, Towers, and Fixtures | 2010-08-01 | Non-unitized | PRE DELIA WAY WEST LOT 45 40162 | KY | 0 | 0 | 0 | 0
E364.00-Poles, Towers, and Fixtures | 2010-08-01 | Non-unitized | 101 NINA DR 40475 | KY | 0 | 0 | 0 | 0
E364.00-Poles, Towers, and Fixtures | 2010-08-01 | Non-unitized | NA BIG BLUFF SUB 8B 42408 | KY | 0 | 0 | 0 | 0
E364.00-Poles, Towers, and Fixtures | 2010-08-01 | Non-unitized | 100 LUKE COURT LOT 64 40162 | KY | 0 | 0 | 0 | 0
E364.00-Poles, Towers, and Fixtures | 2010-08-01 | Non-unitized | 683 THOMPSON RD L0T 26 40162 | KY | 0 | 0 | 0 | 0
E364.00-Poles, Towers, and Fixtures | 2010-11-30 | POLE WOOD 40 FT (DIST) | POLE WOOD 40 FT (00006) | KY | 59 | 150072.08 | 2543.5946 | 0
E364.00-Poles, Towers, and Fixtures | 2010-08-01 | Non-unitized | 4655 TERRY COAL RD | KY | 0 | 0 | 0 | 0
E364.00-Poles, Towers, and Fixtures | 2010-08-01 | Non-unitized | 4 CINNAMON LN 40977 | KY | 0 | 0 | 0 | 0
E364.00-Poles, Towers, and Fixtures | 2010-07-01 | Non-unitized | 1870 MUIR STATION RD | KY | 0 | 0 | 0 | 0
E364.00-Poles, Towers, and Fixtures | 2010-08-01 | Non-unitized | 832 FROGTOWN | KY | 0 | 0 | 0 | 0
E364.00-Poles, Towers, and Fixtures | 2010-08-01 | Non-unitized | WALNUT GROVE LN | KY | 0 | 0 | 0 | 0
E364.00-Poles, Towers, and Fixtures | 2010-08-01 | Non-unitized | 1350 BULL LEA RD 40511 | KY | 0 | 0 | 0 | 0
E364.00-Poles, Towers, and Fixtures | 2010-08-01 | Non-unitized | 2324 AUGUSTA CHATHAM RD BARN 41002 | KY | 0 | 0 | 0 | 0
E364.00-Poles, Towers, and Fixtures | 2010-08-01 | Non-unitized | 62 APOLLO RD 7 LOT 42724 | KY | 0 | 0 | 0 | 0
E364.00-Poles, Towers, and Fixtures | 2010-08-01 | Non-unitized | MADISON ST 42461 | KY | 0 | 0 | 0 | 0
E364.00-Poles, Towers, and Fixtures | 2010-08-01 | Non-unitized | HWY 3 | KY | 0 | 0 | 0 | 0
E364.00-Poles, Towers, and Fixtures | 2010-08-01 | Non-unitized | BARR ST 40507 | KY | 0 | 0 | 0 | 0
E364.00-Poles, Towers, and Fixtures | 2010-08-01 | Non-unitized | 2400 BARDSTOWN | KY | 0 | 0 | 0 | 0
E364.00-Poles, Towers, and Fixtures | 2010-08-01 | Non-unitized | 3311 STATE ROUTE 175 42325 | KY | 0 | 0 | 0 | 0
E364.00-Poles, Towers, and Fixtures | 2010-07-01 | Non-unitized | HIGHWAY 8 | KY | 0 | 0 | 0 | 0
E364.00-Poles, Towers, and Fixtures | 2010-07-01 | Non-unitized | 1245 ST RT 601 HWY | KY | 0 | 0 | 0 | 0
E364.00-Poles, Towers, and Fixtures | 2010-07-01 | Non-unitized | 203 ELY LN 42344 | KY | 0 | 0 | 0 | 0
E364.00-Poles, Towers, and Fixtures | 2010-07-01 | Non-unitized | MOORELAND AVENUE | KY | 0 | 0 | 0 | 0
E364.00-Poles, Towers, and Fixtures | 2010-07-01 | Non-unitized | 3939 OWENTON RD 40379 | KY | 0 | 0 | 0 | 0
E364.00-Poles, Towers, and Fixtures | 2010-07-01 | Non-unitized | STATE HWY 70 42064 | KY | 0 | 0 | 0 | 0
E364.00-Poles, Towers, and Fixtures | 2010-07-01 | Non-unitized | 156 CROSS ST 42440 | KY | 0 | 0 | 0 | 0
E364.00-Poles, Towers, and Fixtures | 2010-07-01 | Non-unitized | 22035 HIGHWAY 38 40843 | KY | 0 | 0 | 0 | 0
E364.00-Poles, Towers, and Fixtures | 2010-07-01 | Non-unitized | 355 J P HANKS RD 42464 | KY | 0 | 0 | 0 | 0
E364.00-Poles, Towers, and Fixtures | 2010-07-01 | Non-unitized | 740 BY PASS RD STE 3 40391 | KY | 0 | 0 | 0 | 0
E364.00-Poles, Towers, and Fixtures | 2010-10-01 | Non-unitized | 8950 OLD RICHMOND RD 40475 | KY | 0 | 0 | 0 | 0
E364.00-Poles, Towers, and Fixtures | 2010-10-01 | Non-unitized | 3719 NEWTOWN PIKE | KY | 0 | 0 | 0 | 0
E364.00-Poles, Towers, and Fixtures | 2010-10-01 | Non-unitized | LAUREL HILL TRL 40977 | KY | 0 | 0 | 0 | 0
E364.00-Poles, Towers, and Fixtures | 2010-10-01 | Non-unitized | 121 W SEVENTH ST 42330 | KY | 0 | 0 | 0 | 0
E364.00-Poles, Towers, and Fixtures | 2010-10-01 | Non-unitized | 1054B N COLLEGE ST 40330 | KY | 0 | 0 | 0 | 0
E364.00-Poles, Towers, and Fixtures | 2010-10-01 | Non-unitized | PREMUIM DR | KY | 0 | 0 | 0 | 0
E364.00-Poles, Towers, and Fixtures | 2010-10-01 | Non-unitized | 1070 ELIZABETH ST 40356 | KY | 0 | 0 | 0 | 0
E364.00-Poles, Towers, and Fixtures | 2010-10-01 | Non-unitized | CUMBERLAND PKWY | KY | 0 | 0 | 0 | 0
E364.00-Poles, Towers, and Fixtures | 2010-10-01 | Non-unitized | CHURCH ST 24277 | KY | 0 | 0 | 0 | 0
E364.00-Poles, Towers, and Fixtures | 2010-10-01 | Non-unitized | 360 LIBERTY LN 41004 | KY | 0 | 0 | 0 | 0
E364.00-Poles, Towers, and Fixtures | 2010-10-01 | Non-unitized | 453 BRENTSVILLE RD BARN 40361 | KY | 0 | 0 | 0 | 0
E364.00-Poles, Towers, and Fixtures | 2010-10-01 | Non-unitized | 165 CAMPGROUND LN 40390 | KY | 0 | 0 | 0 | 0
E364.00-Poles, Towers, and Fixtures | 2010-10-01 | Non-unitized | 525 COLD IRON HOLLOW 40351 | KY | 0 | 0 | 0 | 0
E364.00-Poles, Towers, and Fixtures | 2010-10-01 | Non-unitized | ROBIN LN PUMP 16 40353 | KY | 0 | 0 | 0 | 0
E364.00-Poles, Towers, and Fixtures | 2010-10-01 | Non-unitized | GOLDEN EAGLE RELOCATION | KY | 0 | 0 | 0 | 0
E364.00-Poles, Towers, and Fixtures | 2010-10-01 | Non-unitized | 319 2ND ST 42461 | KY | 0 | 0 | 0 | 0
E364.00-Poles, Towers, and Fixtures | 2010-10-01 | Non-unitized | 192 HOUSE BRIDGE RD 42462 | KY | 0 | 0 | 0 | 0
E364.00-Poles, Towers, and Fixtures | 2010-10-01 | Non-unitized | 607 QUARRY RD 42784 | KY | 0 | 0 | 0 | 0
E364.00-Poles, Towers, and Fixtures | 2010-10-01 | Non-unitized | 1500 PIKEVIEW RD 42757 | KY | 0 | 0 | 0 | 0
E364.00-Poles, Towers, and Fixtures | 2010-10-01 | Non-unitized | 7675 HWY 52 HSE 40037 | KY | 0 | 0 | 0 | 0
E364.00-Poles, Towers, and Fixtures | 2010-10-01 | Non-unitized | MIAMI STREET 41004 | KY | 0 | 0 | 0 | 0
E364.00-Poles, Towers, and Fixtures | 2010-10-01 | Non-unitized | E MAIN ST 40855 | KY | 0 | 0 | 0 | 0
E364.00-Poles, Towers, and Fixtures | 2010-10-01 | Non-unitized | 514 KIRKPATRICK AVE 42748 | KY | 0 | 0 | 0 | 0
E364.00-Poles, Towers, and Fixtures | 2010-10-01 | Non-unitized | 4291 US HWY 60 42064 | KY | 0 | 0 | 0 | 0
E364.00-Poles, Towers, and Fixtures | 2010-10-01 | Non-unitized | 7117 SHELBYVILLE RD | KY | 0 | 0 | 0 | 0
E364.00-Poles, Towers, and Fixtures | 2010-10-01 | Non-unitized | 126 E GRUBBS LN TRAILER 40422 | KY | 0 | 0 | 0 | 0
E364.00-Poles, Towers, and Fixtures | 2010-10-01 | Non-unitized | 400 SALTWELL RD TEMP 40360 | KY | 0 | 0 | 0 | 0
E364.00-Poles, Towers, and Fixtures | 2010-10-01 | Non-unitized | 1501 COLESBURY CIR 40511 | KY | 0 | 0 | 0 | 0
E364.00-Poles, Towers, and Fixtures | 2010-10-01 | Non-unitized | ELY HOLLOW 40939 | KY | 0 | 0 | 0 | 0
E364.00-Poles, Towers, and Fixtures | 2010-10-06 | CROSS ARMS | CROSS ARMS (07362) | KY | 2 | -303.69 | -151.845 | 0
E364.00-Poles, Towers, and Fixtures | 2010-10-06 | POLE WOOD 30 FT (DIST) | POLE WOOD 30 FT (00004) | KY | 1 | -395.89 | -395.89 | 0
E364.00-Poles, Towers, and Fixtures | 2010-10-01 | Non-unitized | PEA RIDGE RD 40324 | KY | 0 | 0 | 0 | 0
E364.00-Poles, Towers, and Fixtures | 2010-09-01 | Non-unitized | 341422 | KY | 0 | 0 | 0 | 0
E364.00-Poles, Towers, and Fixtures | 2010-11-01 | Non-unitized | 3512 ROSALIE LN 40510 | KY | 0 | 0 | 0 | 0
E364.00-Poles, Towers, and Fixtures | 2010-11-01 | Non-unitized | 437 W MAIN ST 42718 | KY | 0 | 0 | 0 | 0
E364.00-Poles, Towers, and Fixtures | 2010-11-01 | Non-unitized | 3375 BLOOMFIELD RD 40071 | KY | 0 | 0 | 0 | 0
E364.00-Poles, Towers, and Fixtures | 2010-11-01 | Non-unitized | 130 ROBINSON LN 40324 | KY | 0 | 0 | 0 | 0
E364.00-Poles, Towers, and Fixtures | 2010-11-01 | Non-unitized | 435 HOLLYWOOD DR 40502 | KY | 0 | 0 | 0 | 0
E364.00-Poles, Towers, and Fixtures | 2010-11-01 | Non-unitized | 121 PROGRESS WAY 40359 | KY | 0 | 0 | 0 | 0
E364.00-Poles, Towers, and Fixtures | 2010-11-01 | Non-unitized | 3000 BLAKEMORE LN 40031 | KY | 0 | 0 | 0 | 0
E364.00-Poles, Towers, and Fixtures | 2010-11-01 | Non-unitized | OLD US 25 CORBIN NEAR GOLF COURSE | KY | 0 | 0 | 0 | 0
E364.00-Poles, Towers, and Fixtures | 2010-11-01 | Non-unitized | 501 GLOUCESTER AVE 40965 | KY | 0 | 0 | 0 | 0
E364.00-Poles, Towers, and Fixtures | 2010-11-01 | Non-unitized | 346 STEVE | KY | 0 | 0 | 0 | 0
E364.00-Poles, Towers, and Fixtures | 2010-11-01 | Non-unitized | 229 BALKAN RD 40977 | KY | 0 | 0 | 0 | 0
E364.00-Poles, Towers, and Fixtures | 2010-11-01 | Non-unitized | TODDS ROAD @ PRICETOWN LN | KY | 0 | 0 | 0 | 0
E364.00-Poles, Towers, and Fixtures | 2010-11-01 | Non-unitized | 52 LYNNWOOD LN | KY | 0 | 0 | 0 | 0
E364.00-Poles, Towers, and Fixtures | 2010-11-01 | Non-unitized | BOONE TRACE 40160 | KY | 0 | 0 | 0 | 0
E364.00-Poles, Towers, and Fixtures | 2010-11-01 | Non-unitized | LOWER HINES CREEK 40475 | KY | 0 | 0 | 0 | 0
E364.00-Poles, Towers, and Fixtures | 2010-11-01 | Non-unitized | DORCHESTER SUB STATION 24273 | KY | 0 | 0 | 0 | 0
E364.00-Poles, Towers, and Fixtures | 2010-11-01 | Non-unitized | 1510 FAIRVIEW RD TEMP 42330 | KY | 0 | 0 | 0 | 0
E364.00-Poles, Towers, and Fixtures | 2010-11-01 | Non-unitized | STEPHENS BRANCH RD | KY | 0 | 0 | 0 | 0
E364.00-Poles, Towers, and Fixtures | 2010-11-01 | Non-unitized | 1287 ROBINSON CREEK RD 40740 | KY | 0 | 0 | 0 | 0
E364.00-Poles, Towers, and Fixtures | 2010-11-01 | Non-unitized | 783 KIRKSVILLE RD 40475 | KY | 1 | 0 | 0 | 0
E364.00-Poles, Towers, and Fixtures | 2010-11-01 | Non-unitized | 3184 CAMARGO RD 40353 | KY | 0 | 0 | 0 | 0
E364.00-Poles, Towers, and Fixtures | 2010-11-01 | Non-unitized | STATE HWY 133 42078 | KY | 0 | 0 | 0 | 0
E364.00-Poles, Towers, and Fixtures | 2010-11-01 | Non-unitized | FOUR MILE RD 40475 | KY | 0 | 0 | 0 | 0
E364.00-Poles, Towers, and Fixtures | 2010-11-01 | Non-unitized | 241 N WINTER ST | KY | 0 | 0 | 0 | 0
E364.00-Poles, Towers, and Fixtures | 2011-01-01 | Non-unitized | STATE HWY 293 42038 | KY | 0 | 0 | 0 | 0
E364.00-Poles, Towers, and Fixtures | 2011-01-01 | Non-unitized | 1034 E MAIN 40351 | KY | 0 | 0 | 0 | 0
E364.00-Poles, Towers, and Fixtures | 2011-01-01 | Non-unitized | 13137 US HIGHWAY 41 S 42452 | KY | 0 | 0 | 0 | 0
E364.00-Poles, Towers, and Fixtures | 2011-01-01 | Non-unitized | 12435 HIGHWAY 119 TRLR 40819 | KY | 0 | 0 | 0 | 0
E364.00-Poles, Towers, and Fixtures | 2011-01-01 | Non-unitized | 103 WEST ROAD | KY | 0 | 0 | 0 | 0
E364.00-Poles, Towers, and Fixtures | 2011-01-01 | Non-unitized | FUSE156-Fuse Coord-Earlington | KY | 5 | 0 | 0 | 0
E364.00-Poles, Towers, and Fixtures | 2011-01-01 | Non-unitized | RDSTLT156-REP REPL DEF ST LIGHTS 156 | KY | 0 | 0 | 0 | 0
E364.00-Poles, Towers, and Fixtures | 2011-01-01 | Non-unitized | 15252 N MADISONVILLE RD | KY | 0 | 0 | 0 | 0
E364.00-Poles, Towers, and Fixtures | 2011-01-01 | Non-unitized | 2190 VINCE RD 40356 | KY | 0 | 0 | 0 | 0
E364.00-Poles, Towers, and Fixtures | 2011-01-01 | Non-unitized | 602 W MAIN ST | KY | 0 | 0 | 0 | 0
E364.00-Poles, Towers, and Fixtures | 2011-01-01 | Non-unitized | JENSON 40977 | KY | 0 | 0 | 0 | 0
E364.00-Poles, Towers, and Fixtures | 2011-01-01 | Non-unitized | 3750 PARIS PIKE | KY | 0 | 0 | 0 | 0
E364.00-Poles, Towers, and Fixtures | 2011-01-01 | Non-unitized | NEPTON ROAD 41039 | KY | 0 | 0 | 0 | 0
E364.00-Poles, Towers, and Fixtures | 2011-01-01 | Non-unitized | 35 STUMP RD 40336 | KY | 0 | 0 | 0 | 0
E364.00-Poles, Towers, and Fixtures | 2011-01-01 | Non-unitized | MCAPR426-CAP/REG/RECL - 014260 | KY | 1 | 0 | 0 | 0
E364.00-Poles, Towers, and Fixtures | 2011-01-01 | Non-unitized | 880 COW CREEK RD 40472 | KY | 0 | 0 | 0 | 0
E364.00-Poles, Towers, and Fixtures | 2011-01-01 | Non-unitized | 8060 HARRODSBURG RD 40390 | KY | 0 | 0 | 0 | 0
E364.00-Poles, Towers, and Fixtures | 2011-01-01 | Non-unitized | 1100 N DIXIE AVE 42701 | KY | 0 | 0 | 0 | 0
E364.00-Poles, Towers, and Fixtures | 2011-01-01 | Non-unitized | KY HIGHWAY 213 40337 | KY | 0 | 0 | 0 | 0
E364.00-Poles, Towers, and Fixtures | 2011-01-01 | Non-unitized | COMMERCE ST 42038 | KY | 0 | 0 | 0 | 0
E364.00-Poles, Towers, and Fixtures | 2011-01-01 | Non-unitized | 70 BOTNER LN LONDON PET LODGE | KY | 0 | 0 | 0 | 0
E364.00-Poles, Towers, and Fixtures | 2011-01-01 | Non-unitized | 102 FISHING | KY | 0 | 0 | 0 | 0
E364.00-Poles, Towers, and Fixtures | 2011-01-01 | Non-unitized | 4170 STEWART RIDGE RD 41052 | KY | 0 | 0 | 0 | 0
E364.00-Poles, Towers, and Fixtures | 2011-01-01 | Non-unitized | 39 S MAPLE 40391 | KY | 0 | 0 | 0 | 0
E364.00-Poles, Towers, and Fixtures | 2011-01-01 | Non-unitized | 12404 U S HIGHWAY 119 40845 | KY | 0 | 0 | 0 | 0
E364.00-Poles, Towers, and Fixtures | 2011-01-01 | Non-unitized | IRON WORKS 40391 | KY | 0 | 0 | 0 | 0
E364.00-Poles, Towers, and Fixtures | 2011-01-01 | Non-unitized | 8755 NEW JACKSON HWY 42757 | KY | 0 | 0 | 0 | 0
E364.00-Poles, Towers, and Fixtures | 2011-01-01 | Non-unitized | N 19TH ST 40965 | KY | 0 | 0 | 0 | 0
E364.00-Poles, Towers, and Fixtures | 2011-01-01 | Non-unitized | 3025 SHAKERTOWN RD PLAN F 40330 | KY | 0 | 0 | 0 | 0
E364.00-Poles, Towers, and Fixtures | 2011-01-01 | Non-unitized | 289 RUST RD 40051 | KY | 0 | 0 | 0 | 0
E364.00-Poles, Towers, and Fixtures | 2011-01-01 | Non-unitized | 7260 N DIXIE HWY 40160 | KY | 0 | 0 | 0 | 0
E364.00-Poles, Towers, and Fixtures | 2011-01-01 | Non-unitized | 359 GREENS CROSSING RD 40475 | KY | 0 | 0 | 0 | 0
E364.00-Poles, Towers, and Fixtures | 2011-01-01 | Non-unitized | RICHMOND RD & STACY LANE | KY | 0 | 0 | 0 | 0
E364.00-Poles, Towers, and Fixtures | 2011-01-01 | Non-unitized | 65 GREEN ST 42441 | KY | 0 | 0 | 0 | 0
E364.00-Poles, Towers, and Fixtures | 2011-01-01 | Non-unitized | 259 DELAPLAIN RD | KY | 0 | 0 | 0 | 0
E364.00-Poles, Towers, and Fixtures | 2011-01-01 | Non-unitized | 182 S PROPERTY RD 40050 | KY | 0 | 0 | 0 | 0
E364.00-Poles, Towers, and Fixtures | 2011-01-01 | Non-unitized | STLT236-STREET LIGHTING 236 | KY | 0 | 0 | 0 | 0
E364.00-Poles, Towers, and Fixtures | 2011-01-01 | Non-unitized | 435 HOLLYWOOD DR 40502 | KY | 0 | 0 | 0 | 0
E364.00-Poles, Towers, and Fixtures | 2011-01-01 | Non-unitized | 3184 CAMARGO RD 40353 | KY | 0 | 0 | 0 | 0
E364.00-Poles, Towers, and Fixtures | 2011-01-01 | Non-unitized | 11096 STATE ROUTE 109 42459 | KY | 0 | 0 | 0 | 0
E364.00-Poles, Towers, and Fixtures | 2011-01-01 | Non-unitized | RDDD315UG-Rep Def Equip-UG-Lexington | KY | 0 | 0 | 0 | 0
E364.00-Poles, Towers, and Fixtures | 2011-01-01 | Non-unitized | 866 BARNHILL RD 42450 | KY | 0 | 0 | 0 | 0
E364.00-Poles, Towers, and Fixtures | 2011-01-01 | Non-unitized | 265 INDUSTRIAL PARK | KY | 0 | 0 | 0 | 0
E364.00-Poles, Towers, and Fixtures | 2011-01-01 | Non-unitized | STLT156-STREET LIGHTING 156 | KY | 0 | 0 | 0 | 0
E364.00-Poles, Towers, and Fixtures | 2010-12-31 | Non-unitized | DSP Higby Mill Ckt 1071 | KY | 0 | 0 | 0 | 0
E364.00-Poles, Towers, and Fixtures | 2011-01-01 | Non-unitized | RDDD156OH-Rep Def Equip-OH-Earlington | KY | 0 | 0 | 0 | 0
E364.00-Poles, Towers, and Fixtures | 2011-01-01 | Non-unitized | 3840 CAMELOT DR 40517 | KY | 0 | 0 | 0 | 0
E364.00-Poles, Towers, and Fixtures | 2011-01-01 | Non-unitized | STEPHENS BRANCH RD | KY | 0 | 0 | 0 | 0
E364.00-Poles, Towers, and Fixtures | 2011-01-01 | Non-unitized | 783 KIRKSVILLE RD 40475 | KY | 1 | 0 | 0 | 0
E364.00-Poles, Towers, and Fixtures | 2011-01-01 | Non-unitized | DANIELS MT. | KY | 0 | 0 | 0 | 0
E364.00-Poles, Towers, and Fixtures | 2011-01-01 | Non-unitized | 401 LINDEN WK 40506 | KY | 0 | 0 | 0 | 0
E364.00-Poles, Towers, and Fixtures | 2011-01-01 | Non-unitized | 3280 KEITHSHIRE WAY 40503 | KY | 0 | 0 | 0 | 0
E364.00-Poles, Towers, and Fixtures | 2011-01-01 | Non-unitized | 1705 IRVINE RD 40475 | KY | 0 | 0 | 0 | 0
E364.00-Poles, Towers, and Fixtures | 2011-01-01 | Non-unitized | NBSV246OH-New Elect Services-Overhead | KY | 0 | 0 | 0 | 0
E364.00-Poles, Towers, and Fixtures | 2011-01-01 | Non-unitized | 2770 PALUMBO DR 40509 | KY | 0 | 0 | 0 | 0
E364.00-Poles, Towers, and Fixtures | 2011-01-01 | Non-unitized | 4901 PAYNES MILL RD 40510 | KY | 0 | 0 | 0 | 0
E364.00-Poles, Towers, and Fixtures | 2011-02-01 | Non-unitized | 4845 BRIAR HILL RD | KY | 0 | 0 | 0 | 0
E364.00-Poles, Towers, and Fixtures | 2011-02-28 | CROSS ARMS | CROSS ARMS (07362) | KY | 369 | 139440.67 | 377.888 | 0
E364.00-Poles, Towers, and Fixtures | 2011-05-31 | POLE WOOD 45 FT (DIST) | POLE WOOD 45 FT (00007) | KY | 766 | 1326511.62 | 1731.7384 | 0
E364.00-Poles, Towers, and Fixtures | 2011-02-28 | POLE WOOD 30 FT (DIST) | POLE WOOD 30 FT (00004) | KY | 55 | 82985.74 | 1508.8316 | 0
E364.00-Poles, Towers, and Fixtures | 2011-09-01 | POLE WOOD 35 FT (DIST) | POLE WOOD 35 FT (00005) | KY | 21 | 50861.6 | 2421.981 | 0
E364.00-Poles, Towers, and Fixtures | 2011-07-01 | POLE WOOD 30 FT (DIST) | POLE WOOD 30 FT (00004) | KY | 11 | 29715.76 | 2701.4327 | 0
E364.00-Poles, Towers, and Fixtures | 2011-02-01 | Non-unitized | HOLLAND RD. BAD POLE | KY | 0 | 0 | 0 | 0
E364.00-Poles, Towers, and Fixtures | 2011-02-01 | Non-unitized | HAWKINS CUMMINS RD @ US 460 40361 | KY | 0 | 0 | 0 | 0
E364.00-Poles, Towers, and Fixtures | 2011-02-01 | Non-unitized | 129 LONGMEADOW | KY | 0 | 0 | 0 | 0
E364.00-Poles, Towers, and Fixtures | 2011-02-01 | Non-unitized | W MAGNOLIA | KY | 0 | 0 | 0 | 0
E364.00-Poles, Towers, and Fixtures | 2011-02-01 | Non-unitized | N BROADWAY | KY | 0 | 0 | 0 | 0
E364.00-Poles, Towers, and Fixtures | 2011-02-01 | Non-unitized | 410 PELHAM ST 41056 | KY | 0 | 0 | 0 | 0
E364.00-Poles, Towers, and Fixtures | 2011-02-01 | Non-unitized | 1237 PARIS RD 40324 | KY | 0 | 0 | 0 | 0
E364.00-Poles, Towers, and Fixtures | 2011-02-01 | Non-unitized | 319 DAWKINS RD GARAGE 40031 | KY | 0 | 0 | 0 | 0
E364.00-Poles, Towers, and Fixtures | 2011-02-01 | Non-unitized | 1008 EAGLE LAKE DR 40342 | KY | 0 | 0 | 0 | 0
E364.00-Poles, Towers, and Fixtures | 2011-02-01 | Non-unitized | 8533 RICHLAND RD 42352 | KY | 0 | 0 | 0 | 0
E364.00-Poles, Towers, and Fixtures | 2011-04-01 | Non-unitized | 1039 W COLUMBIA | KY | 0 | 0 | 0 | 0
E364.00-Poles, Towers, and Fixtures | 2011-04-01 | Non-unitized | 61 MASAKO | KY | 0 | 0 | 0 | 0
E364.00-Poles, Towers, and Fixtures | 2011-04-01 | Non-unitized | 400 PARKSVILLE CROSS PI 40422 | KY | 0 | 0 | 0 | 0
E364.00-Poles, Towers, and Fixtures | 2011-04-01 | Non-unitized | Investment | KY | 0 | 0 | 0 | 0
E364.00-Poles, Towers, and Fixtures | 2011-04-01 | Non-unitized | 3153 WALTON PK BARN 41034 | KY | 0 | 0 | 0 | 0
E364.00-Poles, Towers, and Fixtures | 2011-08-31 | POLE WOOD 50 FT (DIST) | POLE WOOD 50 FT (00008) | KY | 50 | 239054.19 | 4781.0838 | 0
E364.00-Poles, Towers, and Fixtures | 2011-04-01 | Non-unitized | 321 VA AVE NE 24273 | KY | 0 | 0 | 0 | 0
E364.00-Poles, Towers, and Fixtures | 2011-07-31 | POLE WOOD 40 FT (DIST) | POLE WOOD 40 FT (00006) | KY | 72 | 234850.81 | 3261.8168 | 0
E364.00-Poles, Towers, and Fixtures | 2011-07-31 | POLE WOOD 50 FT (DIST) | POLE WOOD 50 FT (00008) | KY | 8 | 13908.51 | 1738.5638 | 0
E364.00-Poles, Towers, and Fixtures | 2011-04-01 | Non-unitized | 209 GOLD RUSH RD 40503 | KY | 0 | 0 | 0 | 0
E364.00-Poles, Towers, and Fixtures | 2011-04-01 | Non-unitized | 245 HIGHWAY 25 W TEMP 40701 | KY | 0 | 0 | 0 | 0
E364.00-Poles, Towers, and Fixtures | 2011-04-01 | Non-unitized | PRE SHELTON RD LOT 76/77T 40160 | KY | 0 | 0 | 0 | 0
E364.00-Poles, Towers, and Fixtures | 2011-04-01 | Non-unitized | SOOKEY RIDGE RD | KY | 0 | 0 | 0 | 0
E364.00-Poles, Towers, and Fixtures | 2011-04-01 | Non-unitized | SIXTH | KY | 0 | 0 | 0 | 0
E364.00-Poles, Towers, and Fixtures | 2011-04-01 | Non-unitized | 505 LEWIS HILL RD 42217 | KY | 0 | 0 | 0 | 0
E364.00-Poles, Towers, and Fixtures | 2011-04-01 | Non-unitized | 2319 CLAYS MILL RD 40503 | KY | 0 | 0 | 0 | 0
E364.00-Poles, Towers, and Fixtures | 2011-04-01 | Non-unitized | CASSIE COE | KY | 0 | 0 | 0 | 0
E364.00-Poles, Towers, and Fixtures | 2011-04-01 | Non-unitized | 11521 ELIZABETHTOWN RD 42712 | KY | 0 | 0 | 0 | 0
E364.00-Poles, Towers, and Fixtures | 2011-12-31 | CROSS ARMS | CROSS ARMS (07362) | KY | 232 | 115275.86 | 496.8787 | 0
E364.00-Poles, Towers, and Fixtures | 2011-12-31 | POLE WOOD 50 FT (DIST) | POLE WOOD 50 FT (00008) | KY | 41 | 97955.76 | 2389.1649 | 0
E364.00-Poles, Towers, and Fixtures | 2011-05-01 | Non-unitized | 725 CLARKS RUN RD F PUMP 41056 | KY | 0 | 0 | 0 | 0
E364.00-Poles, Towers, and Fixtures | 2011-05-01 | Non-unitized | 2010 NEW HOPE ROAD | KY | 0 | 0 | 0 | 0
E364.00-Poles, Towers, and Fixtures | 2011-04-01 | Non-unitized | 4100 ROCKY BRANCH RD 40601 | KY | 0 | 0 | 0 | 0
E364.00-Poles, Towers, and Fixtures | 2011-05-01 | Non-unitized | KEY SHOPPING CENTER | KY | 0 | 0 | 0 | 0
E364.00-Poles, Towers, and Fixtures | 2011-05-01 | Non-unitized | RECYCLING, HWY 25 E. DUGGERS GAR. | KY | 0 | 0 | 0 | 0
E364.00-Poles, Towers, and Fixtures | 2011-04-01 | Non-unitized | 147 MAPLE | KY | 0 | 0 | 0 | 0
E364.00-Poles, Towers, and Fixtures | 2011-04-01 | Non-unitized | LOGAN | KY | 0 | 0 | 0 | 0
E364.00-Poles, Towers, and Fixtures | 2011-09-01 | POLE WOOD 65 FT (DIST) | POLE WOOD 65 FT (00011) | KY | 8 | 27688.48 | 3461.06 | 0
E364.00-Poles, Towers, and Fixtures | 2011-12-31 | POLE WOOD 40 FT (DIST) | POLE WOOD 40 FT (00006) | KY | 31 | 79325.48 | 2558.8865 | 0
E364.00-Poles, Towers, and Fixtures | 2011-09-30 | POLE WOOD 50 FT (DIST) | POLE WOOD 50 FT (00008) | KY | 28 | 85215.61 | 3043.4146 | 0
E364.00-Poles, Towers, and Fixtures | 2011-07-01 | Non-unitized | New Bus Comm - Project Level Work Order | KY | 0 | 0 | 0 | 0
E364.00-Poles, Towers, and Fixtures | 2011-07-01 | Non-unitized | 4757 HUFFMAN MILL PIKE | KY | 0 | 0 | 0 | 0
E364.00-Poles, Towers, and Fixtures | 2011-07-01 | Non-unitized | 616 CYNTHIANA RD HSE 40361 | KY | 0 | 0 | 0 | 0
E364.00-Poles, Towers, and Fixtures | 2011-11-01 | CROSS ARMS | CROSS ARMS (07362) | KY | 87 | 72963.89 | 838.6654 | 0
E364.00-Poles, Towers, and Fixtures | 2011-07-01 | POLE WOOD 50 FT (DIST) | POLE WOOD 50 FT (00008) | KY | 14 | 22803.49 | 1628.8207 | 0
E364.00-Poles, Towers, and Fixtures | 2011-07-01 | Non-unitized | REPLACE 2 POLES LOWES, CORBIN | KY | 0 | 0 | 0 | 0
E364.00-Poles, Towers, and Fixtures | 2011-11-01 | POLE WOOD 40 FT (DIST) | POLE WOOD 40 FT (00006) | KY | 21 | 63607.74 | 3028.94 | 0
E364.00-Poles, Towers, and Fixtures | 2011-07-31 | POLE WOOD 55 FT (DIST) | POLE WOOD 55 FT (00009) | KY | 1 | 1117.56 | 1117.56 | 0
E364.00-Poles, Towers, and Fixtures | 2011-06-27 | Non-unitized | COORD HUGHES LN 0037 | KY | 0 | 0 | 0 | 0
E364.00-Poles, Towers, and Fixtures | 2011-06-01 | Non-unitized | RDDD366UG-Rep Def Equip-UG-Maysville | KY | 0 | 0 | 0 | 0
E364.00-Poles, Towers, and Fixtures | 2011-07-01 | Non-unitized | 319 MOUNT STERLING RD 40391 | KY | 0 | 0 | 0 | 0
E364.00-Poles, Towers, and Fixtures | 2011-07-01 | Non-unitized | 376 CHANEY ROAD 41004 | KY | 0 | 0 | 0 | 0
E364.00-Poles, Towers, and Fixtures | 2011-07-01 | Non-unitized | COLLEGE ST | KY | 1 | 0 | 0 | 0
E364.00-Poles, Towers, and Fixtures | 2011-06-27 | Non-unitized | NALLY & HAMILTON, CKT 0316 REB | KY | 0 | 0 | 0 | 0
E364.00-Poles, Towers, and Fixtures | 2011-07-01 | Non-unitized | 301 DANVILLE ST | KY | 0 | 0 | 0 | 0
E364.00-Poles, Towers, and Fixtures | 2011-07-01 | Non-unitized | 107 MAPLE DR 42345 | KY | 0 | 0 | 0 | 0
E364.00-Poles, Towers, and Fixtures | 2011-08-31 | POLE WOOD 70 FT (DIST) | POLE WOOD 70 FT (00012) | KY | 1 | 1929.53 | 1929.53 | 0
E364.00-Poles, Towers, and Fixtures | 2011-07-01 | Non-unitized | 221 MCWHORTER ST 40741 | KY | 0 | 0 | 0 | 0
E364.00-Poles, Towers, and Fixtures | 2011-07-01 | Non-unitized | MOUNT EDEN RD | KY | 0 | 0 | 0 | 0
E364.00-Poles, Towers, and Fixtures | 2010-12-31 | Non-unitized | Ckt 0319 Deer Branch Sub | KY | 0 | 0 | 0 | 0
E364.00-Poles, Towers, and Fixtures | 2011-07-01 | Non-unitized | E OFFICE | KY | 0 | 0 | 0 | 0
E364.00-Poles, Towers, and Fixtures | 2011-06-01 | Non-unitized | RDPOLD216-REP/REPL DEF POL'S 216 | KY | 0 | 0 | 0 | 0
E364.00-Poles, Towers, and Fixtures | 2011-07-01 | Non-unitized | 781 UNIVERSITY CIR 42431 | KY | 0 | 0 | 0 | 0
E364.00-Poles, Towers, and Fixtures | 2011-07-01 | Non-unitized | 685 YALE LN 41031 | KY | 0 | 0 | 0 | 0
E364.00-Poles, Towers, and Fixtures | 2011-07-01 | Non-unitized | 32 TUCKER LN 40806 | KY | 0 | 0 | 0 | 0
E364.00-Poles, Towers, and Fixtures | 2011-07-01 | Non-unitized | 2939 ROCHESTER RD 42320 | KY | 0 | 0 | 0 | 0
E364.00-Poles, Towers, and Fixtures | 2011-07-01 | Non-unitized | US HWY 60 42064 | KY | 0 | 0 | 0 | 0
E364.00-Poles, Towers, and Fixtures | 2011-07-01 | Non-unitized | 560 E PIKE ST 41031 | KY | 0 | 0 | 0 | 0
E364.00-Poles, Towers, and Fixtures | 2011-07-01 | Non-unitized | 257 HIGHLAND AVENUE | KY | 0 | 0 | 0 | 0
E364.00-Poles, Towers, and Fixtures | 2011-07-01 | Non-unitized | TAYLOR | KY | 0 | 0 | 0 | 0
E364.00-Poles, Towers, and Fixtures | 2011-07-01 | Non-unitized | 612 STEWARD FRONTAGE RD 42330 | KY | 0 | 0 | 0 | 0
E364.00-Poles, Towers, and Fixtures | 2011-07-01 | Non-unitized | WALLING | KY | 0 | 0 | 0 | 0
E364.00-Poles, Towers, and Fixtures | 2011-08-01 | Non-unitized | 5098 GEORGETOWN RD. | KY | 0 | 0 | 0 | 0
E364.00-Poles, Towers, and Fixtures | 2010-07-31 | STEEL POLES | STEEL POLES (07726) | KY | 5 | 35579.82 | 7115.964 | 0
E364.00-Poles, Towers, and Fixtures | 2011-09-01 | STEEL POLES | STEEL POLES (07726) | KY | 3 | 6683.15 | 2227.7167 | 0
E364.00-Poles, Towers, and Fixtures | 2011-08-01 | Non-unitized | New Bus Res - Project Level Work Order | KY | 0 | 0 | 0 | 0
E364.00-Poles, Towers, and Fixtures | 2011-08-01 | Non-unitized | STATE HWY 66 | KY | 0 | 0 | 0 | 0
E364.00-Poles, Towers, and Fixtures | 2011-08-01 | Non-unitized | NBSB766OH-New Bus Subd-Ovhd-Norton | KY | 0 | 0 | 0 | 0
E364.00-Poles, Towers, and Fixtures | 2011-08-01 | Non-unitized | ROGERS ROAD | KY | 0 | 0 | 0 | 0
E364.00-Poles, Towers, and Fixtures | 2011-08-01 | Non-unitized | ROLLING HILLS LANE 40391 | KY | 0 | 0 | 0 | 0
E364.00-Poles, Towers, and Fixtures | 2011-08-01 | Non-unitized | EAST HWY 38 40828 | KY | 0 | 0 | 0 | 0
E364.00-Poles, Towers, and Fixtures | 2011-08-01 | Non-unitized | TS 1430 | KY | 0 | 0 | 0 | 0
E364.00-Poles, Towers, and Fixtures | 2011-08-01 | Non-unitized | DUNBAR 24216 | KY | 0 | 0 | 0 | 0
E364.00-Poles, Towers, and Fixtures | 2011-08-01 | Non-unitized | 953 EASTWOOD FERRY RD 42455 | KY | 0 | 0 | 0 | 0
E364.00-Poles, Towers, and Fixtures | 2011-08-01 | Non-unitized | DORTON BR | KY | 0 | 0 | 0 | 0
E364.00-Poles, Towers, and Fixtures | 2012-04-30 | POLE WOOD 35 FT (DIST) | POLE WOOD 35 FT (00005) | KY | 6 | 7706.47 | 1284.4117 | 0
E364.00-Poles, Towers, and Fixtures | 2012-12-31 | CROSS ARMS | CROSS ARMS (07362) | KY | 429 | 202473.44 | 471.9661 | 0
E364.00-Poles, Towers, and Fixtures | 2012-01-01 | Non-unitized | New Bus Com - OH - Project Level Work Order | KY | 0 | 0 | 0 | 0
E364.00-Poles, Towers, and Fixtures | 2012-05-31 | POLE WOOD 40 FT (DIST) | POLE WOOD 40 FT (00006) | KY | 223 | 719151.47 | 3224.8945 | 0
E364.00-Poles, Towers, and Fixtures | 2012-02-01 | POLE WOOD 40 FT (DIST) | POLE WOOD 40 FT (00006) | KY | 8 | 21439.84 | 2679.98 | 0
E364.00-Poles, Towers, and Fixtures | 2012-02-01 | POLE WOOD 45 FT (DIST) | POLE WOOD 45 FT (00007) | KY | 5 | 9556.38 | 1911.276 | 0
E364.00-Poles, Towers, and Fixtures | 2011-09-30 | Non-unitized | RDPOLE246-Pole repair/replacement 246 | KY | 0 | 0 | 0 | 0
E364.00-Poles, Towers, and Fixtures | 2011-09-30 | Non-unitized | LEE STEVENS RD 40071 | KY | 0 | 0 | 0 | 0
E364.00-Poles, Towers, and Fixtures | 2012-10-31 | POLE WOOD 40 FT (DIST) | POLE WOOD 40 FT (00006) | KY | 384 | 1009854.27 | 2629.8288 | 0
E364.00-Poles, Towers, and Fixtures | 2011-10-01 | Non-unitized | REP THRD PARTY DAM | KY | 0 | 0 | 0 | 0
E364.00-Poles, Towers, and Fixtures | 2012-11-01 | POLE WOOD 45 FT (DIST) | POLE WOOD 45 FT (00007) | KY | 213 | 728072.08 | 3418.1788 | 0
E364.00-Poles, Towers, and Fixtures | 2012-02-29 | POLE WOOD 60 FT (DIST) | POLE WOOD 60 FT (00010) | KY | 1 | 1697.26 | 1697.26 | 0
E364.00-Poles, Towers, and Fixtures | 2012-01-01 | Non-unitized | RDPOLE236-Pole repair/replacement 236 | KY | 0 | 0 | 0 | 0
E364.00-Poles, Towers, and Fixtures | 2012-02-29 | STEEL POLES | STEEL POLES (07726) | KY | 1 | 4017.41 | 4017.41 | 0
E364.00-Poles, Towers, and Fixtures | 2011-12-31 | GUY | GUY (00070) | KY | 1 | 721.97 | 721.97 | 0
E364.00-Poles, Towers, and Fixtures | 2011-10-01 | Non-unitized | 250 EMPIRE DR 42501 | KY | 0 | 0 | 0 | 0
E364.00-Poles, Towers, and Fixtures | 2011-10-01 | Non-unitized | WINN AVE & MAIN 40391 | KY | 0 | 0 | 0 | 0
E364.00-Poles, Towers, and Fixtures | 2011-11-01 | Non-unitized | Reloc Cust Req - Project Level Work Order | KY | 0 | 0 | 0 | 0
E364.00-Poles, Towers, and Fixtures | 2011-10-01 | Non-unitized | New Bus Subd - UG - Project Level Work Order | KY | 0 | 0 | 0 | 0
E364.00-Poles, Towers, and Fixtures | 2011-10-01 | Non-unitized | New Bus Ind - Ovhd - Project Level Work Order | KY | 0 | 0 | 0 | 0
E364.00-Poles, Towers, and Fixtures | 2011-10-01 | Non-unitized | SYSTEM ENHANCE | KY | 0 | 0 | 0 | 0
E364.00-Poles, Towers, and Fixtures | 2011-10-01 | Non-unitized | INDUSTRIAL DR AND JOHNSON ST, CLO 42718 | KY | 0 | 0 | 0 | 0
E364.00-Poles, Towers, and Fixtures | 2012-01-01 | Non-unitized | RDDD366OH-Rep Def Equip-OH-Maysville | KY | 0 | 0 | 0 | 0
E364.00-Poles, Towers, and Fixtures | 2012-02-01 | Non-unitized | POLO CLUB BLVD 40509 | KY | 0 | 0 | 0 | 0
E364.00-Poles, Towers, and Fixtures | 2012-01-01 | Non-unitized | Sys Enhan - Exist Cust - Project Level Work Order | KY | 0 | 0 | 0 | 0
E364.00-Poles, Towers, and Fixtures | 2012-01-01 | Non-unitized | New Bus Subd - Project Level Work Order | KY | 0 | 0 | 0 | 0
E364.00-Poles, Towers, and Fixtures | 2012-01-01 | Non-unitized | REP THIRD PARTY DAM | KY | 1 | 0 | 0 | 0
E364.00-Poles, Towers, and Fixtures | 2012-02-01 | Non-unitized | ROGERS ROAD | KY | 0 | 0 | 0 | 0
E364.00-Poles, Towers, and Fixtures | 2012-01-01 | Non-unitized | TBRD426OH-Trouble Orders Overhead | KY | 0 | 0 | 0 | 0
E364.00-Poles, Towers, and Fixtures | 2012-01-31 | Non-unitized | Construction Work in Progress | KY | 0 | 0 | 0 | 0
E364.00-Poles, Towers, and Fixtures | 2012-01-01 | Non-unitized | STLT366-STREET LIGHTING 366 | KY | 0 | 0 | 0 | 0
E364.00-Poles, Towers, and Fixtures | 2012-01-01 | Non-unitized | 763 E NEW CIRCLE RD 40505 | KY | 0 | 0 | 0 | 0
E364.00-Poles, Towers, and Fixtures | 2012-02-01 | Non-unitized | New Bus Resid - UG - Project Level Work Order | KY | 0 | 0 | 0 | 0
E364.00-Poles, Towers, and Fixtures | 2012-01-01 | Non-unitized | STLT416-STREET LIGHTING 416 | KY | 0 | 0 | 0 | 0
E364.00-Poles, Towers, and Fixtures | 2012-02-01 | Non-unitized | TBRD315UG-Trouble Orders UG - 013150 | KY | 0 | 0 | 0 | 0
E364.00-Poles, Towers, and Fixtures | 2012-05-31 | POLE WOOD 30 FT (DIST) | POLE WOOD 30 FT (00004) | KY | 7 | 8420.11 | 1202.8729 | 0
E364.00-Poles, Towers, and Fixtures | 2012-01-01 | Non-unitized | 112 JACKSBORO ST | KY | 0 | 0 | 0 | 0
E364.00-Poles, Towers, and Fixtures | 2012-01-01 | Non-unitized | 793 EASTERN BYP 40475 | KY | 0 | 0 | 0 | 0
E364.00-Poles, Towers, and Fixtures | 2012-03-01 | Non-unitized | RDDD315UG-Rep Def Equip-UG-Lexington | KY | 0 | 0 | 0 | 0
E364.00-Poles, Towers, and Fixtures | 2012-06-01 | POLE WOOD 45 FT (DIST) | POLE WOOD 45 FT (00007) | KY | 3 | 1919.2 | 639.7333 | 0
E364.00-Poles, Towers, and Fixtures | 2012-04-01 | Non-unitized | NBSV216UG-New Bus Serv-UG-Danville | KY | 4 | 0 | 0 | 0
E364.00-Poles, Towers, and Fixtures | 2012-12-01 | POLE WOOD 40 FT (DIST) | POLE WOOD 40 FT (00006) | KY | 30 | 119788.95 | 3992.965 | 0
E364.00-Poles, Towers, and Fixtures | 2012-10-31 | POLE WOOD 50 FT (DIST) | POLE WOOD 50 FT (00008) | KY | 12 | 44584.89 | 3715.4075 | 0
E364.00-Poles, Towers, and Fixtures | 2012-04-01 | Non-unitized | 400A LINCOLN AVE 42701 | KY | 0 | 0 | 0 | 0
E364.00-Poles, Towers, and Fixtures | 2012-04-01 | Non-unitized | 1189 N MAIN | KY | 0 | 0 | 0 | 0
E364.00-Poles, Towers, and Fixtures | 2012-04-01 | Non-unitized | 1944 N DIXIE BLVD 40160 | KY | 0 | 0 | 0 | 0
E364.00-Poles, Towers, and Fixtures | 2012-04-01 | Non-unitized | CREEKBEND | KY | 0 | 0 | 0 | 0
E364.00-Poles, Towers, and Fixtures | 2012-04-01 | Non-unitized | US 25 I 75 & 40701 | KY | 0 | 0 | 0 | 0
E364.00-Poles, Towers, and Fixtures | 2012-02-29 | Non-unitized | 415 GREENS CROSSING RD 40475 | KY | 0 | 0 | 0 | 0
E364.00-Poles, Towers, and Fixtures | 2012-04-01 | Non-unitized | 315 2ND ST 40977 | KY | 0 | 0 | 0 | 0
E364.00-Poles, Towers, and Fixtures | 2012-04-01 | Non-unitized | WOODLAWN AVE AND SPALDING AVE N, C 40033 | KY | 0 | 0 | 0 | 0
E364.00-Poles, Towers, and Fixtures | 2012-04-01 | Non-unitized | RDSTLT216-REP REPL DEF ST LIGHTS 216 | KY | 4 | 0 | 0 | 0
E364.00-Poles, Towers, and Fixtures | 2011-09-30 | Non-unitized | 714 BROADWAY ST 40475 | KY | 0 | 0 | 0 | 0
E364.00-Poles, Towers, and Fixtures | 2012-04-01 | Non-unitized | 405 BARROWAY LN | KY | 0 | 0 | 0 | 0
E364.00-Poles, Towers, and Fixtures | 2012-11-30 | POLE WOOD 30 FT (DIST) | POLE WOOD 30 FT (00004) | KY | 2 | 214.6 | 107.3 | 0
E364.00-Poles, Towers, and Fixtures | 2012-09-30 | POLE WOOD 45 FT (DIST) | POLE WOOD 45 FT (00007) | KY | 74 | 249939.71 | 3377.5636 | 0
E364.00-Poles, Towers, and Fixtures | 2012-10-01 | POLE WOOD 55 FT (DIST) | POLE WOOD 55 FT (00009) | KY | 6 | 34552.53 | 5758.755 | 0
E364.00-Poles, Towers, and Fixtures | 2012-05-01 | Non-unitized | REP THRD PARTY DAM | KY | 0 | 0 | 0 | 0
E364.00-Poles, Towers, and Fixtures | 2010-11-30 | POLE WOOD 65 FT (DIST) | POLE WOOD 65 FT (00011) | KY | 1 | 14608.18 | 14608.18 | 0
E364.00-Poles, Towers, and Fixtures | 2012-06-01 | Non-unitized | ECAPRR315-Inst cap/reg/recl-Lexington | KY | 0 | 0 | 0 | 0
E364.00-Poles, Towers, and Fixtures | 2012-08-01 | Non-unitized | 072612-I | KY | 0 | 0 | 0 | 0
E364.00-Poles, Towers, and Fixtures | 2012-10-01 | Non-unitized | LEBANON BYPASS | KY | 0 | 0 | 0 | 0
E364.00-Poles, Towers, and Fixtures | 2012-08-01 | Non-unitized | New Bus Ind - Ovhd - Project Level Work Order | KY | 0 | 0 | 0 | 0
E364.00-Poles, Towers, and Fixtures | 2012-10-01 | Non-unitized | BEECH CREEK BROWDER RD 42321 | KY | 0 | 0 | 0 | 0
E364.00-Poles, Towers, and Fixtures | 2012-09-01 | Non-unitized | Cir Hard Reliab - OH | KY | 0 | 0 | 0 | 0
E364.00-Poles, Towers, and Fixtures | 2012-08-01 | Non-unitized | 1569301 | KY | 0 | 0 | 0 | 0
E364.00-Poles, Towers, and Fixtures | 2012-08-01 | CROSS ARMS | CROSS ARMS (07362) | KY | 32 | 14801.74 | 462.5544 | 0
E364.00-Poles, Towers, and Fixtures | 2012-08-01 | Non-unitized | Install/Investment | KY | 0 | 0 | 0 | 0
E364.00-Poles, Towers, and Fixtures | 2013-02-28 | POLE WOOD 50 FT (DIST) | POLE WOOD 50 FT (00008) | KY | 36 | 106883.51 | 2968.9864 | 0
E364.00-Poles, Towers, and Fixtures | 2012-10-31 | POLE WOOD 55 FT (DIST) | POLE WOOD 55 FT (00009) | KY | 2 | 4850.52 | 2425.26 | 0
E364.00-Poles, Towers, and Fixtures | 2012-09-30 | POLE WOOD 75 FT (DIST) | POLE WOOD 75 FT (00013) | KY | 3 | 34298.76 | 11432.92 | 0
E364.00-Poles, Towers, and Fixtures | 2012-08-30 | POLE WOOD 50 FT (DIST) | POLE WOOD 50 FT (00008) | KY | 2 | 20778.68 | 10389.34 | 0
E364.00-Poles, Towers, and Fixtures | 2012-08-31 | POLE WOOD 65 FT (DIST) | POLE WOOD 65 FT (00011) | KY | 7 | 97600.78 | 13942.9686 | 0
E364.00-Poles, Towers, and Fixtures | 2011-12-31 | STEEL POLES | STEEL POLES | KY | 2 | 3889.26 | 1944.63 | 0
E364.00-Poles, Towers, and Fixtures | 2012-07-01 | POLE WOOD 50 FT (DIST) | POLE WOOD 50 FT (00008) | KY | 3 | 14107.35 | 4702.45 | 0
E364.00-Poles, Towers, and Fixtures | 2012-07-01 | STEEL POLES | STEEL POLES (07726) | KY | 3 | 22655.96 | 7551.9867 | 0
E364.00-Poles, Towers, and Fixtures | 2012-12-31 | Non-unitized | MULBERRY PIKE | KY | 0 | 0 | 0 | 0
E364.00-Poles, Towers, and Fixtures | 2013-01-01 | Non-unitized | Pole Treatment | KY | 0 | 0 | 0 | 0
E364.00-Poles, Towers, and Fixtures | 2013-03-31 | POLE WOOD 45 FT (DIST) | POLE WOOD 45 FT (00007) | KY | 225 | 528580.07 | 2349.2448 | 0
E364.00-Poles, Towers, and Fixtures | 2013-01-01 | Non-unitized | CNBSV156O-NB Elect Serv OH - 011560 | KY | 0 | 0 | 0 | 0
E364.00-Poles, Towers, and Fixtures | 2012-07-31 | Non-unitized | DSP REYNOLDS 2 DISTRIBUTION | KY | 0 | 0 | 0 | 0
E364.00-Poles, Towers, and Fixtures | 2013-01-31 | POLE WOOD 35 FT (DIST) | POLE WOOD 35 FT (00005) | KY | 8 | 19468.11 | 2433.5138 | 0
E364.00-Poles, Towers, and Fixtures | 2012-06-30 | POLE WOOD 60 FT (DIST) | POLE WOOD 60 FT (00010) | KY | 1 | 2777.08 | 2777.08 | 0
E364.00-Poles, Towers, and Fixtures | 2013-01-01 | Non-unitized | CNBCD366U-NB Comm UG - 013660 | KY | 0 | 0 | 0 | 0
E364.00-Poles, Towers, and Fixtures | 2013-01-01 | Non-unitized | CNBRD246O-NB Resid OH - 012460 | KY | 0 | 0 | 0 | 0
E364.00-Poles, Towers, and Fixtures | 2013-01-01 | Non-unitized | CNBRD366O-NB Resid OH - 013660 | KY | 0 | 0 | 0 | 0
E364.00-Poles, Towers, and Fixtures | 2013-01-01 | Non-unitized | INVESTMENT | KY | 0 | 0 | 0 | 0
E364.00-Poles, Towers, and Fixtures | 2013-02-01 | Non-unitized | Investment | KY | 0 | 0 | 0 | 0
E364.00-Poles, Towers, and Fixtures | 2012-12-31 | Non-unitized | DSP Trafton Ave ckt 0088 | KY | 0 | 0 | 0 | 0
E364.00-Poles, Towers, and Fixtures | 2013-01-01 | Non-unitized | CRDD156O-Capital Rep Def OH - 011560 | KY | 0 | 0 | 0 | 0
E364.00-Poles, Towers, and Fixtures | 2013-02-01 | Non-unitized | CRDD366O-Capital Rep Def OH - 013660 | KY | 0 | 0 | 0 | 0
E364.00-Poles, Towers, and Fixtures | 2013-02-28 | Non-unitized | Construction Work in Progress | KY | 0 | 0 | 0 | 0
E364.00-Poles, Towers, and Fixtures | 2013-01-01 | Non-unitized | CRPOLE426-Pole Repair/Replace - 014260 | KY | 0 | 0 | 0 | 0
E364.00-Poles, Towers, and Fixtures | 2013-01-01 | Non-unitized | CSTLT156-NB Street Lights - 011560 | KY | 0 | 0 | 0 | 0
E364.00-Poles, Towers, and Fixtures | 2013-02-01 | Non-unitized | WIND STORM 3AM | KY | 0 | 0 | 0 | 0
E364.00-Poles, Towers, and Fixtures | 2013-01-01 | Non-unitized | CSYSEN246-Sys Enh - 012460 | KY | 0 | 0 | 0 | 0
E364.00-Poles, Towers, and Fixtures | 2013-04-30 | POLE WOOD 55 FT (DIST) | POLE WOOD 55 FT (00009) | KY | 17 | 72299.13 | 4252.89 | 0
E364.00-Poles, Towers, and Fixtures | 2013-04-30 | POLES, MODIFIED | POLES, MODIFIED (EACH) (07549) | KY | 10041 | 424251.72 | 42.2519 | 0
E364.00-Poles, Towers, and Fixtures | 2013-04-01 | Non-unitized | CSYSEN426-Sys Enh - 014260 | KY | 0 | 0 | 0 | 0
E364.00-Poles, Towers, and Fixtures | 2013-04-01 | Non-unitized | CTPD156-Capital Thrd Party - 011560 | KY | 0 | 0 | 0 | 0
E364.00-Poles, Towers, and Fixtures | 2013-04-01 | Non-unitized | CNBCD256U-NB Comm UG - 012560 | KY | 0 | 0 | 0 | 0
E364.00-Poles, Towers, and Fixtures | 2013-04-30 | Non-unitized | New Bus Com - OH - Project Level Work Order | KY | 0 | 0 | 0 | 0
E364.00-Poles, Towers, and Fixtures | 2013-04-01 | Non-unitized | CPOL246-NB Outdoor Lights - 012460 | KY | 0 | 0 | 0 | 0
E364.00-Poles, Towers, and Fixtures | 2013-04-30 | Non-unitized | NBSV256UG-New Bus Serv-UG-Shelbyville | KY | 0 | 0 | 0 | 0
E364.00-Poles, Towers, and Fixtures | 2013-05-01 | Non-unitized | CNBCD236U-NB Comm UG - 012360 | KY | 0 | 0 | 0 | 0
E364.00-Poles, Towers, and Fixtures | 2012-12-31 | GUY | GUY (00070) | KY | 45 | 2074.19 | 46.0931 | 0
E364.00-Poles, Towers, and Fixtures | 2013-05-01 | Non-unitized | CPOL216-NB Outdoor Lights - 012160 | KY | 0 | 0 | 0 | 0
E364.00-Poles, Towers, and Fixtures | 2013-07-01 | POLE WOOD 45 FT (DIST) | POLE WOOD 45 FT (00007) | KY | 104 | 348109.5 | 3347.2067 | 0
E364.00-Poles, Towers, and Fixtures | 2013-03-31 | Non-unitized | Reloc Cust Req - Project Level Work Order | KY | 0 | 0 | 0 | 0
E364.00-Poles, Towers, and Fixtures | 2013-07-31 | POLE WOOD 35 FT (DIST) | POLE WOOD 35 FT (00005) | KY | 2 | 1830.12 | 915.06 | 0
E364.00-Poles, Towers, and Fixtures | 2013-07-01 | Non-unitized | FOUR MILE HOLLOW RD | KY | 0 | 0 | 0 | 0
E364.00-Poles, Towers, and Fixtures | 2013-07-01 | Non-unitized | 2164 LITTLE CLEAR CREEK RD 40977 | KY | 0 | 0 | 0 | 0
E364.00-Poles, Towers, and Fixtures | 2013-07-01 | Non-unitized | CNBRD156U-NB Resid UG - 011560 | KY | 0 | 0 | 0 | 0
E364.00-Poles, Towers, and Fixtures | 2013-03-31 | Non-unitized | SYSTEM ENHANCE | KY | 1 | 0 | 0 | 0
E364.00-Poles, Towers, and Fixtures | 2013-08-01 | Non-unitized | CNBRD236U-NB Resid UG - 012360 | KY | 0 | 0 | 0 | 0
E364.00-Poles, Towers, and Fixtures | 2013-07-01 | Non-unitized | 062613-I | KY | 0 | 0 | 0 | 0
E364.00-Poles, Towers, and Fixtures | 2013-08-01 | Non-unitized | 053013-I | KY | 0 | 0 | 0 | 0
E364.00-Poles, Towers, and Fixtures | 2013-07-01 | Non-unitized | 062413-I | KY | 0 | 0 | 0 | 0
E364.00-Poles, Towers, and Fixtures | 2013-07-01 | Non-unitized | ts 1015 | KY | 0 | 0 | 0 | 0
E364.00-Poles, Towers, and Fixtures | 2013-07-01 | Non-unitized | Investment | KY | 0 | 0 | 0 | 0
E364.00-Poles, Towers, and Fixtures | 2013-08-01 | Non-unitized | INVESTMENT | KY | 0 | 0 | 0 | 0
E364.00-Poles, Towers, and Fixtures | 2013-08-01 | Non-unitized | 052113-I | KY | 0 | 0 | 0 | 0
E364.00-Poles, Towers, and Fixtures | 2013-09-15 | POLE WOOD 45 FT (DIST) | POLE WOOD 45 FT (00007) | KY | 509 | 229748.06 | 451.3714 | 0
E364.00-Poles, Towers, and Fixtures | 2013-03-31 | Non-unitized | RDDD216OH-Rep Def Equip-OH-Danville | KY | 0 | 0 | 0 | 0
E364.00-Poles, Towers, and Fixtures | 2013-08-01 | Non-unitized | 122012-I | KY | 0 | 0 | 0 | 0
E364.00-Poles, Towers, and Fixtures | 2013-04-30 | Non-unitized | NBSV416UG-New Bus Serv-UG-Pineville | KY | 0 | 0 | 0 | 0
E364.00-Poles, Towers, and Fixtures | 2013-10-31 | POLE WOOD 40 FT (DIST) | POLE WOOD 40 FT (00006) | KY | 2 | 16084.24 | 8042.12 | 0
E364.00-Poles, Towers, and Fixtures | 2013-11-30 | Non-unitized | DPS BUCHANAN CKT 0005/0058 | KY | 0 | 0 | 0 | 0
E364.00-Poles, Towers, and Fixtures | 2014-01-01 | POLE WOOD 40 FT (DIST) | POLE WOOD 40 FT (00006) | KY | 477 | 885215.92 | 1855.7986 | 0
E364.00-Poles, Towers, and Fixtures | 2014-01-01 | POLE WOOD 45 FT (DIST) | POLE WOOD 45 FT (00007) | KY | 686 | 582509.48 | 849.1392 | 0
E364.00-Poles, Towers, and Fixtures | 2014-06-24 | POLE WOOD 50 FT (DIST) | POLE WOOD 50 FT (00008) | KY | 28 | 85424.7 | 3050.8821 | 0
E364.00-Poles, Towers, and Fixtures | 2014-01-01 | Non-unitized | CSYSEN315-Sys Enh - 013150 | KY | 0 | 0 | 0 | 0
E364.00-Poles, Towers, and Fixtures | 2014-01-01 | Non-unitized | CTBRD246O-Cap Trouble Orders OH - 012460 | KY | 0 | 0 | 0 | 0
E364.00-Poles, Towers, and Fixtures | 2014-01-01 | Non-unitized | CTPD366-Capital Thrd Party - 013660 | KY | 0 | 0 | 0 | 0
E364.00-Poles, Towers, and Fixtures | 2013-12-31 | Non-unitized | RIC - Berea Rd Hwy | KY | 0 | 0 | 0 | 0
E364.00-Poles, Towers, and Fixtures | 2014-06-24 | CROSS ARMS | CROSS ARMS (07362) | KY | 93 | 28720.25 | 308.8199 | 0
E364.00-Poles, Towers, and Fixtures | 2014-01-01 | Non-unitized | CNBCD216U-NB Comm UG - 012160 | KY | 0 | 0 | 0 | 0
E364.00-Poles, Towers, and Fixtures | 2014-01-01 | Non-unitized | CNBRD366O-NB Resid OH - 013660 | KY | 0 | 0 | 0 | 0
E364.00-Poles, Towers, and Fixtures | 2014-01-01 | Non-unitized | CNBRD426O-NB Resid OH - 014260 | KY | 0 | 0 | 0 | 0
E364.00-Poles, Towers, and Fixtures | 2014-01-01 | Non-unitized | CNBSV315U-NB Elect Serv UG - 013150 | KY | 0 | 0 | 0 | 0
E364.00-Poles, Towers, and Fixtures | 2014-01-01 | Non-unitized | CPOL246-NB Outdoor Lights - 012460 | KY | 0 | 0 | 0 | 0
E364.00-Poles, Towers, and Fixtures | 2014-01-01 | Non-unitized | CRDD236O-Capital Rep Def OH - 012360 | KY | 0 | 0 | 0 | 0
E364.00-Poles, Towers, and Fixtures | 2014-01-01 | Non-unitized | CRPOLE416-Pole Repair/Replace - 014160 | KY | 0 | 0 | 0 | 0
E364.00-Poles, Towers, and Fixtures | 2014-01-01 | Non-unitized | CRPOLE426-Pole Repair/Replace - 014260 | KY | 0 | 0 | 0 | 0
E364.00-Poles, Towers, and Fixtures | 2014-01-01 | Non-unitized | CSYSEN246-Sys Enh - 012460 | KY | 0 | 0 | 0 | 0
E364.00-Poles, Towers, and Fixtures | 2014-02-01 | Non-unitized | CNBRD256U-NB Resid UG - 012560 | KY | 0 | 0 | 0 | 0
E364.00-Poles, Towers, and Fixtures | 2014-02-01 | Non-unitized | CNBSV416U-NB Elect Serv UG - 014160 | KY | 0 | 0 | 0 | 0
E364.00-Poles, Towers, and Fixtures | 2014-02-01 | Non-unitized | CSTLT156-NB Street Lights - 011560 | KY | 0 | 0 | 0 | 0
E364.00-Poles, Towers, and Fixtures | 2014-02-01 | Non-unitized | CTBRD216O-Taxable-Cap Trouble Orders OH - 01216012 | KY | 0 | 0 | 0 | 0
E364.00-Poles, Towers, and Fixtures | 2014-01-31 | POLE WOOD 55 FT (DIST) | POLE WOOD 55 FT (00009) | KY | 18 | 64905.78 | 3605.8767 | 0
E364.00-Poles, Towers, and Fixtures | 2014-04-01 | Non-unitized | DSP CLAYS MILL CKT 0146 | KY | 0 | 0 | 0 | 0
E364.00-Poles, Towers, and Fixtures | 2014-04-01 | Non-unitized | CSYSEN366-Sys Enh - 013660 | KY | 0 | 0 | 0 | 0
E364.00-Poles, Towers, and Fixtures | 2007-05-01 | Estimated Retirement | DSP CLAYS MILL CKT 0146 | KY | 0 | 0 | 0 | 0
E364.00-Poles, Towers, and Fixtures | 2014-06-01 | Non-unitized | Earlington 34.5KV | KY | 0 | 0 | 0 | 0
E364.00-Poles, Towers, and Fixtures | 2014-07-01 | Non-unitized | CSTRM366-051414-I-Taxable-051414-I-Taxable-11 | KY | 0 | 0 | 0 | 0
E364.00-Poles, Towers, and Fixtures | 2014-10-31 | POLE WOOD 40 FT (DIST) | POLE WOOD 40 FT (00006) | KY | 137 | 353188.2 | 2578.0161 | 0
E364.00-Poles, Towers, and Fixtures | 2014-08-01 | POLE WOOD 30 FT (DIST) | POLE WOOD 30 FT (00004) | KY | 1 | 1156.27 | 1156.27 | 0
E364.00-Poles, Towers, and Fixtures | 2014-09-30 | POLE WOOD 55 FT (DIST) | POLE WOOD 55 FT (00009) | KY | 1 | 3783.29 | 3783.29 | 0
E364.00-Poles, Towers, and Fixtures | 2014-11-30 | CROSS ARMS | CROSS ARMS (07362) | KY | 1649 | 1548976.25 | 939.3428 | 0
E364.00-Poles, Towers, and Fixtures | 2015-02-01 | Non-unitized | CNBSV216O-NB Elect Serv OH - 012160 | KY | 0 | 0 | 0 | 0
E364.00-Poles, Towers, and Fixtures | 2015-07-31 | Non-unitized | PICADOME 12 KV - 0112 | KY | 0 | 0 | 0 | 0
E364.00-Poles, Towers, and Fixtures | 2015-01-01 | Non-unitized | CTBRD236O-Taxable-Cap Trouble Orders OH - 01236012 | KY | 0 | 0 | 0 | 0
E364.00-Poles, Towers, and Fixtures | 2015-06-30 | POLE WOOD 50 FT (DIST) | POLE WOOD 50 FT (00008) | KY | 34 | 268161.89 | 7887.1144 | 0
E364.00-Poles, Towers, and Fixtures | 2015-02-01 | Non-unitized | CNBSV256O-NB Elect Serv OH - 012560 | KY | 0 | 0 | 0 | 0
E364.00-Poles, Towers, and Fixtures | 2015-01-01 | Non-unitized | CPOL216-NB Outdoor Lights - 012160 | KY | 0 | 0 | 0 | 0
E364.00-Poles, Towers, and Fixtures | 2015-01-01 | Non-unitized | CPOL315-NB Outdoor Lights - 013150 | KY | 0 | 0 | 0 | 0
E364.00-Poles, Towers, and Fixtures | 2015-04-01 | Non-unitized | CRCST366-Cust Requested - 013660 | KY | 0 | 0 | 0 | 0
E364.00-Poles, Towers, and Fixtures | 1948-12-01 | Estimated Retirement | DSP Hume Road DIST | KY | 0 | 0 | 0 | 0
E364.00-Poles, Towers, and Fixtures | 1950-12-01 | Estimated Retirement | DSP Hume Road DIST | KY | 0 | 0 | 0 | 0
E364.00-Poles, Towers, and Fixtures | 2015-02-01 | Non-unitized | CRDD256O-Taxable-Capital Rep Def OH - 01256012 | KY | 0 | 0 | 0 | 0
E364.00-Poles, Towers, and Fixtures | 2015-01-01 | Non-unitized | CRDD366O-Taxable-Capital Rep Def OH - 01366012 | KY | 0 | 0 | 0 | 0
E364.00-Poles, Towers, and Fixtures | 2015-02-01 | Non-unitized | CRDD416O-Taxable-Capital Rep Def OH - 01416012 | KY | 0 | 0 | 0 | 0
E364.00-Poles, Towers, and Fixtures | 2015-01-01 | Non-unitized | CNBRD256O-NB Resid OH - 012560 | KY | 0 | 0 | 0 | 0
E364.00-Poles, Towers, and Fixtures | 2015-02-01 | Non-unitized | CNBRD426U-NB Resid UG - 014260 | KY | 0 | 0 | 0 | 0
E364.00-Poles, Towers, and Fixtures | 2015-02-01 | Non-unitized | CRELD315-Capital Reliability - 013150 | KY | 0 | 0 | 0 | 0
E364.00-Poles, Towers, and Fixtures | 2015-02-01 | Non-unitized | CRELD366-Capital Reliability - 013660 | KY | 0 | 0 | 0 | 0
E364.00-Poles, Towers, and Fixtures | 2015-01-01 | Non-unitized | CRPOLE216-Taxable-Pole Repair/Replace - 01216012 | KY | 0 | 0 | 0 | 0
E364.00-Poles, Towers, and Fixtures | 1941-12-01 | Estimated Retirement | 133250-Leestown Road Highway Project | KY | 0 | 0 | 0 | 0
E364.00-Poles, Towers, and Fixtures | 2015-01-31 | Non-unitized | CRPOLE426-Taxable-Pole Repair/Replace - 01426012 | KY | 0 | 0 | 0 | 0
E364.00-Poles, Towers, and Fixtures | 2015-02-01 | Non-unitized | CRSTLT315-Taxable-Repair Street Lights - 01315012 | KY | 0 | 0 | 0 | 0
E364.00-Poles, Towers, and Fixtures | 2015-02-01 | Non-unitized | CSTLT216-NB Street Lights - 012160 | KY | 0 | 0 | 0 | 0
E364.00-Poles, Towers, and Fixtures | 2014-12-31 | POLE WOOD 60 FT (DIST) | POLE WOOD 60 FT (00010) | KY | 6 | 41097.3 | 6849.55 | 0
E364.00-Poles, Towers, and Fixtures | 2014-12-31 | Non-unitized | 142898 Danville Pole Inspection 2014 | KY | 0 | 0 | 0 | 0
E364.00-Poles, Towers, and Fixtures | 2015-03-15 | CROSS ARMS | CROSS ARMS (07362) | KY | 26 | 25692.81 | 988.185 | 0
E364.00-Poles, Towers, and Fixtures | 2015-02-01 | Non-unitized | CSYSEN216-Sys Enh - 012160 | KY | 0 | 0 | 0 | 0
E364.00-Poles, Towers, and Fixtures | 2014-12-31 | Non-unitized | 142901 Paris Pole Inspection 2014 | KY | 0 | 0 | 0 | 0
E364.00-Poles, Towers, and Fixtures | 2015-11-01 | Non-unitized | NONE | KY | 0 | 0 | 0 | 0
E364.00-Poles, Towers, and Fixtures | 2014-03-31 | Non-unitized | BEANS FORK RD | KY | 0 | 0 | 0 | 0
E364.00-Poles, Towers, and Fixtures | 2015-02-28 | POLE WOOD 40 FT (DIST) | POLE WOOD 40 FT (00006) | KY | 9 | 40276.87 | 4475.2078 | 0
E364.00-Poles, Towers, and Fixtures | 2015-04-30 | POLE WOOD 55 FT (DIST) | POLE WOOD 55 FT (00009) | KY | 20 | 74771.77 | 3738.5885 | 0
E364.00-Poles, Towers, and Fixtures | 2015-01-31 | POLE WOOD 60 FT (DIST) | POLE WOOD 60 FT (00010) | KY | 2 | 15524.61 | 7762.305 | 0
E364.00-Poles, Towers, and Fixtures | 2014-12-31 | Non-unitized | KU MAJOR STORM 082314 | KY | 0 | 0 | 0 | 0
E364.00-Poles, Towers, and Fixtures | 2014-12-31 | Non-unitized | KU MAJOR STORM 100714 | KY | 0 | 0 | 0 | 0
E364.00-Poles, Towers, and Fixtures | 2015-01-01 | Non-unitized | CPOL246-NB Outdoor Lights - 012460 | KY | 0 | 0 | 0 | 0
E364.00-Poles, Towers, and Fixtures | 2014-12-15 | POLE WOOD 50 FT (DIST) | POLE WOOD 50 FT (00008) | KY | 1 | 3485.7 | 3485.7 | 0
E364.00-Poles, Towers, and Fixtures | 2015-01-01 | Non-unitized | CSTRM156-031414-I-Taxable-031414-I-Taxable-11 | KY | 0 | 0 | 0 | 0
E364.00-Poles, Towers, and Fixtures | 2015-04-30 | POLE WOOD 60 FT (DIST) | POLE WOOD 60 FT (00010) | KY | 8 | 34314.35 | 4289.2937 | 0
E364.00-Poles, Towers, and Fixtures | 2015-11-01 | POLE WOOD 30 FT (DIST) | POLE WOOD 30 FT (00004) | KY | 4 | 3306.66 | 826.665 | 0
E364.00-Poles, Towers, and Fixtures | 2015-11-01 | POLE WOOD 40 FT (DIST) | POLE WOOD 40 FT (00006) | KY | 12 | 23908.52 | 1992.3767 | 0
E364.00-Poles, Towers, and Fixtures | 2015-11-01 | POLE WOOD 55 FT (DIST) | POLE WOOD 55 FT (00009) | KY | 6 | 24069.8 | 4011.6333 | 0
E364.00-Poles, Towers, and Fixtures | 2015-03-31 | X BRACES | X BRACES | KY | 65 | 8778.29 | 135.0506 | 0
E364.00-Poles, Towers, and Fixtures | 2015-08-01 | Non-unitized | HWY 181 42325 | KY | 0 | 0 | 0 | 0
E364.00-Poles, Towers, and Fixtures | 2014-11-30 | POLE WOOD 60 FT (DIST) | POLE WOOD 60 FT (DIST) | KY | 12 | 92356.54 | 7696.3783 | 0
E364.00-Poles, Towers, and Fixtures | 2015-12-31 | POLE WOOD 30 FT (DIST) | POLE WOOD 30 FT (DIST) | KY | 26 | 21816.52 | 839.0969 | 0
E364.00-Poles, Towers, and Fixtures | 2015-10-01 | POLE WOOD 50 FT (DIST) | POLE WOOD 50 FT (00008) | KY | 11 | 36970.33 | 3360.9391 | 0
E364.00-Poles, Towers, and Fixtures | 2016-01-01 | Non-unitized | CRCST256-Cust Requested - 012560 | KY | 0 | 0 | 0 | 0
E364.00-Poles, Towers, and Fixtures | 2016-01-01 | Non-unitized | CRCST315-Cust Requested - 013150 | KY | 0 | 0 | 0 | 0
E364.00-Poles, Towers, and Fixtures | 2015-10-31 | POLE WOOD 35 FT (DIST) | POLE WOOD 35 FT (00005) | KY | 4 | 8154.4 | 2038.6 | 0
E364.00-Poles, Towers, and Fixtures | 2015-10-31 | POLE WOOD 40 FT (DIST) | POLE WOOD 40 FT (00006) | KY | 10 | 32526.68 | 3252.668 | 0
E364.00-Poles, Towers, and Fixtures | 2015-10-31 | POLE WOOD 50 FT (DIST) | POLE WOOD 50 FT (00008) | KY | 22 | 119477.5 | 5430.7955 | 0
E364.00-Poles, Towers, and Fixtures | 2015-10-31 | POLE WOOD 55 FT (DIST) | POLE WOOD 55 FT (00009) | KY | 1 | 6987.87 | 6987.87 | 0
E364.00-Poles, Towers, and Fixtures | 2016-01-01 | Non-unitized | CSTLT216-NB Street Lights - 012160 | KY | 0 | 0 | 0 | 0
E364.00-Poles, Towers, and Fixtures | 2016-01-01 | Non-unitized | CSYSEN416-Sys Enh - 014160 | KY | 0 | 0 | 0 | 0
E364.00-Poles, Towers, and Fixtures | 2016-01-01 | Non-unitized | CTBRD315U-Taxable-Cap Trouble Orders UG - 01315012 | KY | 0 | 0 | 0 | 0
E364.00-Poles, Towers, and Fixtures | 2016-01-01 | Non-unitized | CTPD315-Taxable-Capital Thrd Party - 01315012 | KY | 0 | 0 | 0 | 0
E364.00-Poles, Towers, and Fixtures | 2016-01-01 | Non-unitized | CNBCD216O-NB Comm OH - 012160 | KY | 0 | 0 | 0 | 0
E364.00-Poles, Towers, and Fixtures | 2016-01-01 | Non-unitized | CNBCD216U-NB Comm UG - 012160 | KY | 0 | 0 | 0 | 0
E364.00-Poles, Towers, and Fixtures | 2016-01-01 | Non-unitized | CNBRD315O-NB Resid OH - 013150 | KY | 0 | 0 | 0 | 0
E364.00-Poles, Towers, and Fixtures | 2016-01-01 | Non-unitized | CNBRD426O-NB Resid OH - 014260 | KY | 0 | 0 | 0 | 0
E364.00-Poles, Towers, and Fixtures | 2016-01-01 | Non-unitized | CNBSV216O-NB Elect Serv OH - 012160 | KY | 0 | 0 | 0 | 0
E364.00-Poles, Towers, and Fixtures | 2014-10-31 | POLE WOOD 50 FT (DIST) | POLE WOOD 50 FT (DIST) | KY | 71 | 168663.17 | 2375.5376 | 0
E364.00-Poles, Towers, and Fixtures | 2015-10-31 | POLE WOOD 50 FT (DIST) | POLE WOOD 50 FT (DIST) | KY | 211 | 750916.1 | 3558.8441 | 0
E364.00-Poles, Towers, and Fixtures | 2015-01-01 | Non-unitized | 146425-Pineville Pole Inspection and Treatment Project 2015 | KY | 0 | 0 | 0 | 0
E364.00-Poles, Towers, and Fixtures | 2015-12-31 | Non-unitized | Central City 4kv to 12 kv | KY | 0 | 0 | 0 | 0
E364.00-Poles, Towers, and Fixtures | 2016-01-01 | Non-unitized | CNBRD156U-NB Resid UG - 011560 | KY | 0 | 0 | 0 | 0
E364.00-Poles, Towers, and Fixtures | 2015-02-28 | POLE WOOD 50 FT (DIST) | POLE WOOD 50 FT (DIST) | KY | 34 | 122812.17 | 3612.1226 | 0
E364.00-Poles, Towers, and Fixtures | 2015-01-31 | POLE WOOD 50 FT (DIST) | POLE WOOD 50 FT (DIST) | KY | 196 | 627348.54 | 3200.7579 | 0
E364.00-Poles, Towers, and Fixtures | 2015-01-31 | PLATFORMS NEW (05491) | PLATFORMS NEW (05491) | KY | 5 | 47008.39 | 9401.678 | 0
E364.00-Poles, Towers, and Fixtures | 2015-06-30 | POLE WOOD 40 FT (DIST) | POLE WOOD 40 FT (DIST) | KY | 336 | 962471.2 | 2864.4976 | 0
E364.00-Poles, Towers, and Fixtures | 2013-05-30 | POLE WOOD 50 FT (DIST) | POLE WOOD 50 FT (DIST) | KY | 34 | 153167.41 | 4504.9238 | 0
E364.00-Poles, Towers, and Fixtures | 2016-07-01 | Non-unitized | CNBSV426U-NB Elect Serv UG - 014260 | KY | 0 | 0 | 0 | 0
E364.00-Poles, Towers, and Fixtures | 2016-06-30 | POLE WOOD 35 FT (DIST) | POLE WOOD 35 FT (DIST) | KY | 16 | 16875.33 | 1054.7081 | 0
E364.00-Poles, Towers, and Fixtures | 2016-06-30 | Non-unitized | Liberty 0551 KU CIFI 2016 | KY | 0 | 0 | 0 | 0
E364.00-Poles, Towers, and Fixtures | 2014-08-31 | POLE WOOD 45 FT (DIST) | POLE WOOD 45 FT (DIST) | KY | 156 | 313153.56 | 2007.3946 | 0
E364.00-Poles, Towers, and Fixtures | 2014-08-31 | POLE WOOD 55 FT (DIST) | POLE WOOD 55 FT (DIST) | KY | 8 | 29105.48 | 3638.185 | 0
E364.00-Poles, Towers, and Fixtures | 2016-06-30 | Non-unitized | Reconductor Ckt 2220 Lebanon | KY | 0 | 0 | 0 | 0
E364.00-Poles, Towers, and Fixtures | 2015-07-31 | POLE WOOD 40 FT (DIST) | POLE WOOD 40 FT (DIST) | KY | 103 | 357158.86 | 3467.5617 | 0
E364.00-Poles, Towers, and Fixtures | 2016-05-31 | Non-unitized | Parkers Mill 0051 CIFI 2015 | KY | 0 | 0 | 0 | 0
E364.00-Poles, Towers, and Fixtures | 2016-05-31 | Non-unitized | CEMI ETOWN 2015 | KY | 0 | 0 | 0 | 0
E364.00-Poles, Towers, and Fixtures | 2016-02-29 | Non-unitized | Fariston-Ckt 0217 Upgrade | KY | 0 | 0 | 0 | 0
E364.00-Poles, Towers, and Fixtures | 2015-01-01 | POLE WOOD 70 FT (DIST) | POLE WOOD 70 FT (DIST) | KY | 1 | 9355.22 | 9355.22 | 0
E364.00-Poles, Towers, and Fixtures | 2016-11-30 | Non-unitized | Lebanon East #427 Exits | KY | 0 | 0 | 0 | 0
E364.00-Poles, Towers, and Fixtures | 2016-05-31 | GUY | GUY (00070) | KY | 91 | 20276.73 | 222.8212 | 0
E364.00-Poles, Towers, and Fixtures | 2015-12-31 | PLATFORMS NEW (05491) | PLATFORMS NEW (05491) | KY | 1 | 19872.83 | 19872.83 | 0
E364.00-Poles, Towers, and Fixtures | 2015-09-30 | POLE WOOD 35 FT (DIST) | POLE WOOD 35 FT (DIST) | KY | 3 | 8137.32 | 2712.44 | 0
E364.00-Poles, Towers, and Fixtures | 2015-09-30 | CROSS ARMS | CROSS ARMS (07362) | KY | 32 | 55456.45 | 1733.0141 | 0
E364.00-Poles, Towers, and Fixtures | 2014-03-31 | POLE WOOD 30 FT (DIST) | POLE WOOD 30 FT (DIST) | KY | 1 | 2229.81 | 2229.81 | 0
E364.00-Poles, Towers, and Fixtures | 2016-07-01 | POLE WOOD 30 FT (DIST) | POLE WOOD 30 FT (DIST) | KY | 7 | 4577.13 | 653.8757 | 0
E364.00-Poles, Towers, and Fixtures | 2014-07-31 | POLE WOOD 40 FT (DIST) | POLE WOOD 40 FT (DIST) | KY | 40 | 90637.52 | 2265.938 | 0
E364.00-Poles, Towers, and Fixtures | 2016-07-01 | POLE WOOD 50 FT (DIST) | POLE WOOD 50 FT (DIST) | KY | 2 | 12358.31 | 6179.155 | 0
E364.00-Poles, Towers, and Fixtures | 2016-06-30 | POLE WOOD 60 FT (DIST) | POLE WOOD 60 FT (DIST) | KY | 7 | 23005.19 | 3286.4557 | 0
E364.00-Poles, Towers, and Fixtures | 2016-12-01 | Non-unitized | CRSTLT366-Taxable-Repair Street Lights - 01366012 | KY | 0 | 0 | 0 | 0
E364.00-Poles, Towers, and Fixtures | 2016-01-01 | Non-unitized | 150285-Earlington PITP 2016 | KY | 0 | 0 | 0 | 0
E364.00-Poles, Towers, and Fixtures | 2013-12-31 | POLE WOOD 65 FT (DIST) | POLE WOOD 65 FT (DIST) | KY | 3 | 5560.98 | 1853.66 | 0
E364.00-Poles, Towers, and Fixtures | 2016-12-31 | Non-unitized | Lex Arc Flash Ash Ave 2-0111 | KY | 0 | 0 | 0 | 0
E364.00-Poles, Towers, and Fixtures | 2016-12-31 | Non-unitized | Lex Arc Flash-Clays Mill 0145 | KY | 0 | 0 | 0 | 0
E364.00-Poles, Towers, and Fixtures | 2017-01-01 | Non-unitized | CRPOL246-Taxable-Repair Outdoor Lights - 01246012 | KY | 0 | 0 | 0 | 0
E364.00-Poles, Towers, and Fixtures | 2017-01-01 | Non-unitized | CTBRD315O-Taxable-Cap Trouble Orders OH - 01315012 | KY | 0 | 0 | 0 | 0
E364.00-Poles, Towers, and Fixtures | 2017-01-01 | Non-unitized | CTPD156-Taxable-Capital Thrd Party - 01156012 | KY | 0 | 0 | 0 | 0
E364.00-Poles, Towers, and Fixtures | 2016-08-10 | POLE WOOD 35 FT (DIST) | POLE WOOD 35 FT (DIST) | KY | 5 | 10620.23 | 2124.046 | 0
E364.00-Poles, Towers, and Fixtures | 2017-01-01 | Non-unitized | CRSTLT366-Taxable-Repair Street Lights - 01366012 | KY | 7 | 0 | 0 | 0
E364.00-Poles, Towers, and Fixtures | 2016-11-30 | Non-unitized | KU MAJOR STORM - 05/07/16 | KY | 0 | 0 | 0 | 0
E364.00-Poles, Towers, and Fixtures | 2017-01-31 | Non-unitized | Lex Arc Flash - Reyn.2-0056 | KY | 0 | 0 | 0 | 0
E364.00-Poles, Towers, and Fixtures | 2015-04-30 | POLE,STEEL, 50 FT | POLE,STEEL, 50 FT | KY | 0 | 0 | 0 | 0
E364.00-Poles, Towers, and Fixtures | 2016-11-30 | POLE,STEEL, 45 FT | POLE,STEEL, 45 FT | KY | 1 | 14874.3 | 14874.3 | 0
E364.00-Poles, Towers, and Fixtures | 2014-04-30 | POLE WOOD 60 FT (DIST) | POLE WOOD 60 FT (DIST) | KY | 7 | 44385.53 | 6340.79 | 0
E364.00-Poles, Towers, and Fixtures | 2017-06-01 | CROSS ARMS | CROSS ARMS (07362) | KY | 34 | 38836.75 | 1142.2574 | 0
E364.00-Poles, Towers, and Fixtures | 2017-06-01 | POLE WOOD 50 FT (DIST) | POLE WOOD 50 FT (DIST) | KY | 7 | 32722.59 | 4674.6557 | 0
E364.00-Poles, Towers, and Fixtures | 2014-04-30 | POLE,STEEL, 45 FT | POLE,STEEL, 45 FT | KY | 0 | 0 | 0 | 0
E364.00-Poles, Towers, and Fixtures | 2017-08-31 | CROSS ARMS | CROSS ARMS (07362) | KY | 1682 | 1362362.91 | 809.9661 | 0
E364.00-Poles, Towers, and Fixtures | 2017-04-01 | Non-unitized | CNBRD216O-NB Resid OH - 012160 | KY | 0 | 0 | 0 | 0
E364.00-Poles, Towers, and Fixtures | 2017-04-01 | Non-unitized | CNBRD315O-NB Resid OH - 013150 | KY | 0 | 0 | 0 | 0
E364.00-Poles, Towers, and Fixtures | 2017-04-01 | Non-unitized | CNBSV246U-NB Elect Serv UG - 012460 | KY | 0 | 0 | 0 | 0
E364.00-Poles, Towers, and Fixtures | 2016-05-31 | Non-unitized | Construction Work in Progress | KY | 0 | 0 | 0 | 0
E364.00-Poles, Towers, and Fixtures | 2017-04-01 | Non-unitized | CRCST366-Cust Requested - 013660 | KY | 0 | 0 | 0 | 0
E364.00-Poles, Towers, and Fixtures | 2017-04-01 | Non-unitized | CRDD236O-Taxable-Capital Rep Def OH - 01236012 | KY | 0 | 0 | 0 | 0
E364.00-Poles, Towers, and Fixtures | 2017-04-01 | Non-unitized | CRPOL236-Taxable-Repair Outdoor Lights - 01236012 | KY | 0 | 0 | 0 | 0
E364.00-Poles, Towers, and Fixtures | 2017-04-01 | Non-unitized | CRPOLE156-Taxable-Pole Repair/Replace - 01156012 | KY | 0 | 0 | 0 | 0
E364.00-Poles, Towers, and Fixtures | 2017-04-01 | Non-unitized | CSTLT256-NB Street Lights - 012560 | KY | 0 | 0 | 0 | 0
E364.00-Poles, Towers, and Fixtures | 2017-04-01 | Non-unitized | CSTLT366-NB Street Lights - 013660 | KY | 0 | 0 | 0 | 0
E364.00-Poles, Towers, and Fixtures | 2017-09-15 | Non-unitized | NONE | KY | 0 | 0 | 0 | 0
E364.00-Poles, Towers, and Fixtures | 2017-04-01 | Non-unitized | CTBRD256O-Taxable-Cap Trouble Orders OH - 01256012 | KY | 5 | 0 | 0 | 0
E364.00-Poles, Towers, and Fixtures | 2017-06-01 | Non-unitized | CTBRD416O-Taxable-Cap Trouble Orders OH - 01416012 | KY | 0 | 0 | 0 | 0
E364.00-Poles, Towers, and Fixtures | 2017-04-01 | Non-unitized | CTBRD416O-Taxable-Cap Trouble Orders OH - 01416012 | KY | 0 | 0 | 0 | 0
E364.00-Poles, Towers, and Fixtures | 2018-02-01 | Non-unitized | CNBRD256O-NB Resid OH - 012560 | KY | 0 | 0 | 0 | 0
E364.00-Poles, Towers, and Fixtures | 2018-02-01 | Non-unitized | CNBRD416O-NB Resid OH - 014160 | KY | 0 | 0 | 0 | 0
E364.00-Poles, Towers, and Fixtures | 2018-01-01 | Non-unitized | CNBSV156U-NB Elect Serv UG - 011560 | KY | 0 | 0 | 0 | 0
E364.00-Poles, Towers, and Fixtures | 2017-02-01 | Non-unitized | CRSTLT236-Taxable-Repair Street Lights - 01236012 | KY | 7 | 0 | 0 | 0
E364.00-Poles, Towers, and Fixtures | 2018-01-01 | Non-unitized | CRDD216O-Taxable-Capital Rep Def OH - 01216012 | KY | 7 | 0 | 0 | 0
E364.00-Poles, Towers, and Fixtures | 2018-02-01 | Non-unitized | CRELD216-Capital Reliability - 012160 | KY | 0 | 0 | 0 | 0
E364.00-Poles, Towers, and Fixtures | 2018-02-01 | Non-unitized | CRELD236-Capital Reliability - 012360 | KY | 0 | 0 | 0 | 0
E364.00-Poles, Towers, and Fixtures | 2018-01-01 | Non-unitized | CRPOLE256-Taxable-Pole Repair/Replace - 01256012 | KY | 0 | 0 | 0 | 0
E364.00-Poles, Towers, and Fixtures | 2018-01-01 | Non-unitized | CRSTLT256-Taxable-Repair Street Lights - 01256012 | KY | 4 | 0 | 0 | 0
E364.00-Poles, Towers, and Fixtures | 2018-01-01 | Non-unitized | CSYSEN256-Sys Enh - 012560 | KY | 0 | 0 | 0 | 0
E364.00-Poles, Towers, and Fixtures | 2018-02-01 | Non-unitized | CTBRD246U-Taxable-Cap Trouble Orders UG - 01246012 | KY | 0 | 0 | 0 | 0
E364.00-Poles, Towers, and Fixtures | 2018-01-01 | Non-unitized | CTBRD315O-Taxable-Cap Trouble Orders OH - 01315012 | KY | 0 | 0 | 0 | 0
E364.00-Poles, Towers, and Fixtures | 2018-01-01 | Non-unitized | CTBRD366O-Taxable-Cap Trouble Orders OH - 01366012 | KY | 0 | 0 | 0 | 0
E364.00-Poles, Towers, and Fixtures | 2018-02-01 | Non-unitized | CCAPR246-Taxable-Capital CAP/REG/RECL - 01246012 | KY | 0 | 0 | 0 | 0
E364.00-Poles, Towers, and Fixtures | 2018-02-01 | Non-unitized | CTPD366-Taxable-Capital Thrd Party - 01366012 | KY | 0 | 0 | 0 | 0
E364.00-Poles, Towers, and Fixtures | 2018-02-01 | Non-unitized | CTPD416-Taxable-Capital Thrd Party - 01416012 | KY | 0 | 0 | 0 | 0
E364.00-Poles, Towers, and Fixtures | 2018-02-01 | Non-unitized | CNBCD236O-NB Comm OH - 012360 | KY | 0 | 0 | 0 | 0
E364.00-Poles, Towers, and Fixtures | 2018-02-01 | Non-unitized | CNBCD256O-NB Comm OH - 012560 | KY | 0 | 0 | 0 | 0
E364.00-Poles, Towers, and Fixtures | 2017-04-01 | Non-unitized | CNBSV256U-NB Elect Serv UG - 012560 | KY | 0 | 0 | 0 | 0
E364.00-Poles, Towers, and Fixtures | 2016-01-01 | CROSS ARMS | CROSS ARMS (07362) | KY | 964 | 609208.72 | 631.9593 | 0
E364.00-Poles, Towers, and Fixtures | 2016-01-01 | POLE WOOD 45 FT (DIST) | POLE WOOD 45 FT (DIST) | KY | 361 | 1012687.85 | 2805.2295 | 0
E364.00-Poles, Towers, and Fixtures | 2017-04-30 | Non-unitized | 151158 - Green River 3412 - CIFI 2016 | KY | 0 | 0 | 0 | 0
E364.00-Poles, Towers, and Fixtures | 2017-04-30 | Non-unitized | 151319-Boone Ave 0769 CIFI 2016. Install Mid-Line electronic recloser and complete necessary fuse coordiantion | KY | 0 | 0 | 0 | 0
E364.00-Poles, Towers, and Fixtures | 2016-01-01 | POLE,STEEL, 45 FT | POLE,STEEL, 45 FT | KY | 1 | 25237.49 | 25237.49 | 0
E364.00-Poles, Towers, and Fixtures | 2017-04-01 | Non-unitized | CRDD216U-Taxable-Capital Rep Def UG - 01216012 | KY | 0 | 0 | 0 | 0
E364.00-Poles, Towers, and Fixtures | 2018-01-01 | Non-unitized | CRCST366-Cust Requested - 013660 | KY | 0 | 0 | 0 | 0
E364.00-Poles, Towers, and Fixtures | 2017-04-01 | Non-unitized | CNBCD216U-NB Comm UG - 012160 | KY | 0 | 0 | 0 | 0
E364.00-Poles, Towers, and Fixtures | 2017-04-01 | Non-unitized | CNBRD416U-NB Resid UG - 014160 | KY | 0 | 0 | 0 | 0
E364.00-Poles, Towers, and Fixtures | 2017-12-31 | Non-unitized | CKM072217-KU MAJOR STORM CAPITAL 072217 | KY | 0 | 0 | 0 | 0
E364.00-Poles, Towers, and Fixtures | 2017-10-31 | Non-unitized | 153261 - White Plains tie to Nortonville | KY | 0 | 0 | 0 | 0
E364.00-Poles, Towers, and Fixtures | 2014-10-31 | Non-unitized | CCAPR416-Taxable-Capital CAP/REG/RECL - 01416012 | KY | 0 | 0 | 0 | 0
E364.00-Poles, Towers, and Fixtures | 2015-01-31 | POLE,STEEL, 50 FT | POLE,STEEL, 50 FT | KY | 0 | 0 | 0 | 0
E364.00-Poles, Towers, and Fixtures | 2017-04-01 | POLE WOOD 45 FT (DIST) | POLE WOOD 45 FT (DIST) | KY | 9 | 50644.4 | 5627.1556 | 0
E364.00-Poles, Towers, and Fixtures | 2018-02-28 | Non-unitized | 153581-London Pole Inspection 2017 | KY | 0 | 0 | 0 | 0
E364.00-Poles, Towers, and Fixtures | 2018-02-28 | Non-unitized | 153777-Liberty Ckt Tie Ckt Hard 2017 | KY | 0 | 0 | 0 | 0
E364.00-Poles, Towers, and Fixtures | 2017-11-30 | Non-unitized | 153747-Evarts 4476 Ckt Hard | KY | 0 | 0 | 0 | 0
E364.00-Poles, Towers, and Fixtures | 2017-06-30 | POLE WOOD 45 FT (DIST) | POLE WOOD 45 FT (DIST) | KY | 2 | 3848.31 | 1924.155 | 0
E364.00-Poles, Towers, and Fixtures | 2016-10-31 | Non-unitized | TS- | KY | 0 | 0 | 0 | 0
E364.00-Poles, Towers, and Fixtures | 2017-02-28 | POLE WOOD 55 FT (DIST) | POLE WOOD 55 FT (DIST) | KY | 4 | 18558.25 | 4639.5625 | 0
E364.00-Poles, Towers, and Fixtures | 2017-02-28 | POLE WOOD 40 FT (DIST) | POLE WOOD 40 FT (DIST) | KY | 1 | 877.41 | 877.41 | 0
E364.00-Poles, Towers, and Fixtures | 2017-11-30 | POLE WOOD 30 FT (DIST) | POLE WOOD 30 FT (DIST) | KY | 8 | 11914.83 | 1489.3537 | 0
E364.00-Poles, Towers, and Fixtures | 2017-11-30 | POLE WOOD 40 FT (DIST) | POLE WOOD 40 FT (DIST) | KY | 63 | 158650.42 | 2518.2606 | 0
E364.00-Poles, Towers, and Fixtures | 2017-11-30 | POLE WOOD 50 FT (DIST) | POLE WOOD 50 FT (DIST) | KY | 46 | 185999.52 | 4043.4678 | 0
E364.00-Poles, Towers, and Fixtures | 2017-05-31 | POLE WOOD 55 FT (DIST) | POLE WOOD 55 FT (DIST) | KY | 1 | -272.52 | -272.52 | 0
E364.00-Poles, Towers, and Fixtures | 2018-05-31 | GUY | GUY (00070) | KY | 552 | 64975.11 | 117.7085 | 0
E364.00-Poles, Towers, and Fixtures | 2017-07-31 | Non-unitized | CITY OF RADCLIFF | KY | 0 | 0 | 0 | 0
E364.00-Poles, Towers, and Fixtures | 2018-06-01 | POLE WOOD 30 FT (DIST) | POLE WOOD 30 FT (DIST) | KY | 80 | 80234.83 | 1002.9354 | 0
E364.00-Poles, Towers, and Fixtures | 2018-04-01 | POLE WOOD 45 FT (DIST) | POLE WOOD 45 FT (DIST) | KY | 7 | 27962.07 | 3994.5814 | 0
E364.00-Poles, Towers, and Fixtures | 2018-03-31 | Non-unitized | 153783-Harlan Y 4412 Ckt Hard 2017 | KY | 0 | 0 | 0 | 0
E364.00-Poles, Towers, and Fixtures | 2018-04-01 | CROSS ARMS | CROSS ARMS (07362) | KY | 8 | 5937.93 | 742.2413 | 0
E364.00-Poles, Towers, and Fixtures | 2018-04-01 | POLE WOOD 30 FT (DIST) | POLE WOOD 30 FT (DIST) | KY | 1 | 1214.22 | 1214.22 | 0
E364.00-Poles, Towers, and Fixtures | 2018-06-01 | POLE WOOD 55 FT (DIST) | POLE WOOD 55 FT (DIST) | KY | 14 | 46219.76 | 3301.4114 | 0
E364.00-Poles, Towers, and Fixtures | 2018-05-31 | Non-unitized | 154110-RED BIRD RELOCATION | KY | 0 | 0 | 0 | 0
E364.00-Poles, Towers, and Fixtures | 2018-04-30 | Non-unitized | 154471-Lexington CEMI 2017 | KY | 0 | 0 | 0 | 0
E364.00-Poles, Towers, and Fixtures | 2018-01-31 | Non-unitized | 155304-2017 URD Replace LEXOC | KY | 0 | 0 | 0 | 0
E364.00-Poles, Towers, and Fixtures | 2018-04-30 | Non-unitized | 153803-Fairfield 2503 KU CIFI 2017 | KY | 0 | 0 | 0 | 0
E364.00-Poles, Towers, and Fixtures | 2018-02-28 | POLE WOOD 50 FT (DIST) | POLE WOOD 50 FT (DIST) | KY | 116 | 354515.2 | 3056.1655 | 0
E364.00-Poles, Towers, and Fixtures | 2014-10-31 | POLE WOOD 55 FT (DIST) | POLE WOOD 55 FT (DIST) | KY | 15 | 92687.59 | 6179.1727 | 0
E364.00-Poles, Towers, and Fixtures | 2018-06-30 | Non-unitized | 152345-Relocation of KU facilities along Highway 421 in Manchester. | KY | 6 | 0 | 0 | 0
E364.00-Poles, Towers, and Fixtures | 2019-01-01 | Non-unitized | CXFRM315-NB Transformers - 013150 | KY | 0 | 0 | 0 | 0
E364.00-Poles, Towers, and Fixtures | 2018-12-31 | Non-unitized | 158404-Shawnee Gas Tie Turtle Creek | KY | 0 | 0 | 0 | 0
E364.00-Poles, Towers, and Fixtures | 2018-12-31 | Non-unitized | 18XMUB236-2018 XM Underbuild RICOC | KY | 0 | 0 | 0 | 0
E364.00-Poles, Towers, and Fixtures | 2019-01-01 | Non-unitized | CNBCD156O-NB Comm OH - 011560 | KY | 0 | 0 | 0 | 0
E364.00-Poles, Towers, and Fixtures | 2019-01-01 | Non-unitized | CNBCD366U-NB Comm UG - 013660 | KY | 0 | 0 | 0 | 0
E364.00-Poles, Towers, and Fixtures | 2019-01-01 | Non-unitized | CNBRD256O-NB Resid OH - 012560 | KY | 0 | 0 | 0 | 0
E364.00-Poles, Towers, and Fixtures | 2019-01-01 | Non-unitized | CNBRD416O-NB Resid OH - 014160 | KY | 0 | 0 | 0 | 0
E364.00-Poles, Towers, and Fixtures | 2019-01-01 | Non-unitized | CNBRD426O-NB Resid OH - 014260 | KY | 0 | 0 | 0 | 0
E364.00-Poles, Towers, and Fixtures | 2019-01-01 | Non-unitized | CNBSV256O-NB Elect Serv OH - 012560 | KY | 0 | 0 | 0 | 0
E364.00-Poles, Towers, and Fixtures | 2019-01-01 | Non-unitized | CNBSV426O-NB Elect Serv OH - 014260 | KY | 0 | 0 | 0 | 0
E364.00-Poles, Towers, and Fixtures | 2019-01-01 | Non-unitized | CRDD315O-Taxable-Capital Rep Def OH - 01315012 | KY | 0 | 0 | 0 | 0
E364.00-Poles, Towers, and Fixtures | 2019-01-01 | Non-unitized | CRDD416O-Taxable-Capital Rep Def OH - 01416012 | KY | 0 | 0 | 0 | 0
E364.00-Poles, Towers, and Fixtures | 2019-01-01 | Non-unitized | CRELD246-Capital Reliability - 012460 | KY | 0 | 0 | 0 | 0
E364.00-Poles, Towers, and Fixtures | 2019-01-01 | Non-unitized | CRPOLE416-Taxable-Pole Repair/Replace - 01416012 | KY | 9 | 0 | 0 | 0
E364.00-Poles, Towers, and Fixtures | 2019-01-01 | Non-unitized | CRPOLE426-Taxable-Pole Repair/Replace - 01426012 | KY | 0 | 0 | 0 | 0
E364.00-Poles, Towers, and Fixtures | 2019-01-01 | Non-unitized | CRSTLT236-Taxable-Repair Street Lights - 01236012 | KY | 0 | 0 | 0 | 0
E364.00-Poles, Towers, and Fixtures | 2019-01-01 | Non-unitized | CRSTLT246-Taxable-Repair Street Lights - 01246012 | KY | 0 | 0 | 0 | 0
E364.00-Poles, Towers, and Fixtures | 2019-01-01 | Non-unitized | CSTLT315-NB Street Lights - 013150 | KY | 0 | 0 | 0 | 0
E364.00-Poles, Towers, and Fixtures | 2019-01-01 | Non-unitized | CSTLT416-NB Street Lights - 014160 | KY | 0 | 0 | 0 | 0
E364.00-Poles, Towers, and Fixtures | 2019-01-01 | Non-unitized | CTBRD315O-Taxable-Cap Trouble Orders OH - 01315012 | KY | 8 | 0 | 0 | 0
E364.00-Poles, Towers, and Fixtures | 2019-01-01 | Non-unitized | CTBRD366O-Taxable-Cap Trouble Orders OH - 01366012 | KY | 0 | 0 | 0 | 0
E364.00-Poles, Towers, and Fixtures | 2019-01-01 | Non-unitized | CTBRD416U-Taxable-Cap Trouble Order UG - 01416012 | KY | 0 | 0 | 0 | 0
E364.00-Poles, Towers, and Fixtures | 2019-01-01 | Non-unitized | CTPD256-Taxable-Capital Thrd Party - 01256012 | KY | 0 | 0 | 0 | 0
E364.00-Poles, Towers, and Fixtures | 2018-08-31 | Non-unitized | 156235 - Versailles West 0512 2018 CIFI | KY | 0 | 0 | 0 | 0
E364.00-Poles, Towers, and Fixtures | 2018-06-30 | POLE WOOD 55 FT (DIST) | POLE WOOD 55 FT (DIST) | KY | 24 | 98212.23 | 4092.1762 | 0
E364.00-Poles, Towers, and Fixtures | 2019-03-31 | Non-unitized | 156498 - Bedford 0700 CEMI 2018 | KY | 0 | 0 | 0 | 0
E364.00-Poles, Towers, and Fixtures | 2018-09-30 | CROSS ARMS | CROSS ARMS (07362) | KY | 15 | 2399.16 | 159.944 | 0
E364.00-Poles, Towers, and Fixtures | 2018-06-30 | Non-unitized | 156238 - Detroit Harvester 0801 2018 CIFI | KY | 0 | 0 | 0 | 0
E364.00-Poles, Towers, and Fixtures | 2015-06-30 | Non-unitized | CNBSV366U-NB Elect Serv UG - 013660 | KY | 0 | 0 | 0 | 0
E364.00-Poles, Towers, and Fixtures | 2018-02-28 | CROSS ARMS | CROSS ARMS (07362) | KY | 146 | 115145.35 | 788.6668 | 0
E364.00-Poles, Towers, and Fixtures | 2018-12-31 | Non-unitized | NONE | KY | 0 | 0 | 0 | 0
E364.00-Poles, Towers, and Fixtures | 2019-01-01 | Non-unitized | CRCST256-Cust Requested - 012560 | KY | 0 | 0 | 0 | 0
E364.00-Poles, Towers, and Fixtures | 2019-01-01 | Non-unitized | CRDD256O-Taxable-Capital Rep Def OH - 01256012 | KY | 0 | 0 | 0 | 0
E364.00-Poles, Towers, and Fixtures | 2018-11-30 | GUY | GUY (00070) | KY | 3 | 133.67 | 44.5567 | 0
E364.00-Poles, Towers, and Fixtures | 2018-03-31 | POLE,STEEL, 60 FT | POLE,STEEL, 60 FT | KY | 0 | 0 | 0 | 0
E364.00-Poles, Towers, and Fixtures | 2019-07-31 | Non-unitized | 159019 - Pine Hill 2147 Ckt Hard 2019 Current funding level for tree trimming only. Project will be revised to include final construction estimates. | KY | 0 | 0 | 0 | 0
E364.00-Poles, Towers, and Fixtures | 2019-07-01 | Non-unitized | CCAPR256-Taxable-Capital CAP/REG/RECL - 01256012 | KY | 0 | 0 | 0 | 0
E364.00-Poles, Towers, and Fixtures | 2019-06-30 | Non-unitized | NONE | KY | 0 | 0 | 0 | 0
E364.00-Poles, Towers, and Fixtures | 2019-09-30 | Non-unitized | 157597-Ckt Hardening Pineville Ckt 0302 | KY | 0 | 0 | 0 | 0
E364.00-Poles, Towers, and Fixtures | 2019-09-30 | Non-unitized | 158980 - Calloway 0311 2019 CIFI | KY | 0 | 0 | 0 | 0
E364.00-Poles, Towers, and Fixtures | 2019-03-31 | Non-unitized | NONE | KY | 0 | 0 | 0 | 0
E364.00-Poles, Towers, and Fixtures | 2019-08-31 | Non-unitized | 163030-Aisin Ckt 4618 to Fariston Ind | KY | 0 | 0 | 0 | 0
E364.00-Poles, Towers, and Fixtures | 2019-07-31 | Non-unitized | 163049-DSP LaGrange East Distribution | KY | 0 | 0 | 0 | 0
E364.00-Poles, Towers, and Fixtures | 2019-08-31 | Non-unitized | 134864 | KY | 0 | 0 | 0 | 0
E364.00-Poles, Towers, and Fixtures | 2018-12-31 | POLE WOOD 35 FT (DIST) | POLE WOOD 35 FT (DIST) | KY | 1 | 831.99 | 831.99 | 0
E364.00-Poles, Towers, and Fixtures | 2019-07-31 | Non-unitized | 152803-Remove Roundhill Line to Garrard Co. Line | KY | 0 | 0 | 0 | 0
E364.00-Poles, Towers, and Fixtures | 2015-01-31 | POLE WOOD 85 FT (DIST) | POLE WOOD 85 FT (DIST) | KY | 2 | 75228.17 | 37614.085 | 0
E364.00-Poles, Towers, and Fixtures | 2018-04-30 | POLE WOOD 45 FT (DIST) | POLE WOOD 45 FT (DIST) | KY | 35 | 118886.68 | 3396.7623 | 0
E364.00-Poles, Towers, and Fixtures | 2019-09-19 | Non-unitized | NONE | KY | 0 | 0 | 0 | 0
E364.00-Poles, Towers, and Fixtures | 2019-12-01 | POLE WOOD 70 FT (DIST) | POLE WOOD 70 FT (DIST) | KY | 2 | 15788.65 | 7894.325 | 0
E364.00-Poles, Towers, and Fixtures | 2019-03-27 | Non-unitized | NONE | KY | 0 | 0 | 0 | 0
E364.00-Poles, Towers, and Fixtures | 2019-04-30 | Non-unitized | KDOT- GUARD RAIL PRO | KY | 0 | 0 | 0 | 0
E364.00-Poles, Towers, and Fixtures | 2019-08-11 | Non-unitized | NONE | KY | 0 | 0 | 0 | 0
E364.00-Poles, Towers, and Fixtures | 2019-06-30 | Non-unitized | BUMPER TO BUMPER | KY | 0 | 0 | 0 | 0
E364.00-Poles, Towers, and Fixtures | 2019-10-31 | Non-unitized | KYTC BRIDGE REPLACEM | KY | 0 | 0 | 0 | 0
E364.00-Poles, Towers, and Fixtures | 2019-08-31 | GUY | GUY (00070) | KY | 505 | 154263.46 | 305.4722 | 0
E364.00-Poles, Towers, and Fixtures | 2019-12-31 | Non-unitized | 19PITP426-LONDON PITP 2019 | KY | 0 | 0 | 0 | 0
E364.00-Poles, Towers, and Fixtures | 2019-12-31 | Non-unitized | 19XMUB256-2019 XM Underbuild SHEOC | KY | 0 | 0 | 0 | 0
E364.00-Poles, Towers, and Fixtures | 2019-12-31 | Non-unitized | 19XMUB366-2019 XM Underbuild MAYOC | KY | 0 | 0 | 0 | 0
E364.00-Poles, Towers, and Fixtures | 2014-10-31 | Non-unitized | CCAPR426-Taxable-Capital CAP/REG/RECL - 01426012 | KY | 0 | 0 | 0 | 0
E364.00-Poles, Towers, and Fixtures | 2019-12-11 | Non-unitized | NONE | KY | 0 | 0 | 0 | 0
E364.00-Poles, Towers, and Fixtures | 2019-09-30 | POLE WOOD 40 FT (DIST) | POLE WOOD 40 FT (DIST) | KY | 681 | 2258832.95 | 3316.9353 | 0
E364.00-Poles, Towers, and Fixtures | 2020-01-01 | Non-unitized | CTBRD156O-Taxable-Cap Trouble Orders OH - 01156012 | KY | 1 | 0 | 0 | 0
E364.00-Poles, Towers, and Fixtures | 2020-05-31 | Non-unitized | 156253 - Fredonia 1509 Ckt Hard 2018 | KY | 0 | 0 | 0 | 0
E364.00-Poles, Towers, and Fixtures | 2020-01-01 | Non-unitized | CTPD156-Taxable-Capital Thrd Party - 01156012 | KY | 0 | 0 | 0 | 0
E364.00-Poles, Towers, and Fixtures | 2020-01-01 | Non-unitized | CTPD236-Taxable-Capital Thrd Party - 01236012 | KY | 0 | 0 | 0 | 0
E364.00-Poles, Towers, and Fixtures | 2018-08-31 | POLE WOOD 35 FT (DIST) | POLE WOOD 35 FT (DIST) | KY | 1 | 1498.37 | 1498.37 | 0
E364.00-Poles, Towers, and Fixtures | 2020-01-01 | Non-unitized | CNBCD246U-NB Comm UG - 012460 | KY | 0 | 0 | 0 | 0
E364.00-Poles, Towers, and Fixtures | 2020-01-01 | Non-unitized | CTPD315-Taxable-Capital Thrd Party - 01315012 | KY | 0 | 0 | 0 | 0
E364.00-Poles, Towers, and Fixtures | 2020-01-01 | Non-unitized | CNBCD156U-NB Comm UG - 011560 | KY | 0 | 0 | 0 | 0
E364.00-Poles, Towers, and Fixtures | 2020-02-01 | Non-unitized | CNBCD236O-NB Comm OH - 012360 | KY | 0 | 0 | 0 | 0
E364.00-Poles, Towers, and Fixtures | 2020-01-01 | Non-unitized | CXFRM246-Taxable-NB Transformers - 01246012 | KY | 0 | 0 | 0 | 0
E364.00-Poles, Towers, and Fixtures | 2019-11-30 | Non-unitized | KYTC BRIDGE REPLACEM | KY | 0 | 0 | 0 | 0
E364.00-Poles, Towers, and Fixtures | 2020-01-01 | Non-unitized | CNBCD256O-NB Comm OH - 012560 | KY | 0 | 0 | 0 | 0
E364.00-Poles, Towers, and Fixtures | 2020-01-01 | CROSS ARMS | CROSS ARMS (07362) | KY | 168 | 248172.9 | 1477.2196 | 0
E364.00-Poles, Towers, and Fixtures | 2020-01-01 | Non-unitized | CNBRD246U-NB Resid UG - 012460 | KY | 0 | 0 | 0 | 0
E364.00-Poles, Towers, and Fixtures | 2020-07-01 | Non-unitized | CNBSV156U-NB Elect Serv UG - 011560 | KY | 0 | 0 | 0 | 0
E364.00-Poles, Towers, and Fixtures | 2020-02-01 | Non-unitized | CNBSV246U-NB Elect Serv UG - 012460 | KY | 0 | 0 | 0 | 0
E364.00-Poles, Towers, and Fixtures | 2020-02-01 | Non-unitized | CNBSV256O-NB Elect Serv OH - 012560 | KY | 0 | 0 | 0 | 0
E364.00-Poles, Towers, and Fixtures | 2020-02-01 | Non-unitized | CNBSV416O-NB Elect Serv OH - 014160 | KY | 0 | 0 | 0 | 0
E364.00-Poles, Towers, and Fixtures | 2020-01-01 | Non-unitized | CRCST366-Cust Requested - 013660 | KY | 0 | 0 | 0 | 0
E364.00-Poles, Towers, and Fixtures | 2020-02-01 | Non-unitized | CNBSV766O-NB Elect Serv OH - 017660 | KY | 0 | 0 | 0 | 0
E364.00-Poles, Towers, and Fixtures | 2020-01-01 | Non-unitized | CRDD246O-Taxable-Capital Rep Def OH - 01246012 | KY | 0 | 0 | 0 | 0
E364.00-Poles, Towers, and Fixtures | 2020-06-30 | Non-unitized | MT. TABOR RD. WIDEN | KY | 0 | 0 | 0 | 0
E364.00-Poles, Towers, and Fixtures | 2020-06-30 | Non-unitized | TS 1900 N LEX | KY | 0 | 0 | 0 | 0
E364.00-Poles, Towers, and Fixtures | 2020-01-01 | Non-unitized | CRDD416O-Taxable-Capital Rep Def OH - 01416012 | KY | 0 | 0 | 0 | 0
E364.00-Poles, Towers, and Fixtures | 2020-02-01 | Non-unitized | CRDD256O-Taxable-Capital Rep Def OH - 01256012 | KY | 0 | 0 | 0 | 0
E364.00-Poles, Towers, and Fixtures | 2020-01-01 | Non-unitized | CRPOLE256-Taxable-Pole Repair/Replace - 01256012 | KY | 0 | 0 | 0 | 0
E364.00-Poles, Towers, and Fixtures | 2020-01-01 | Non-unitized | CRPOLE426-Taxable-Pole Repair/Replace - 01426012 | KY | 0 | 0 | 0 | 0
E364.00-Poles, Towers, and Fixtures | 2020-01-01 | Non-unitized | CRSTLT156-Taxable-Repair Street Lights - 01156012 | KY | 0 | 0 | 0 | 0
E364.00-Poles, Towers, and Fixtures | 2018-02-28 | GUY | GUY (00070) | KY | 462 | 20082.06 | 43.4677 | 0
E364.00-Poles, Towers, and Fixtures | 2020-01-01 | Non-unitized | CSTLT315-NB Street Lights - 013150 | KY | 0 | 0 | 0 | 0
E364.00-Poles, Towers, and Fixtures | 2020-01-01 | Non-unitized | CSTLT366-NB Street Lights - 013660 | KY | 0 | 0 | 0 | 0
E364.00-Poles, Towers, and Fixtures | 2019-12-31 | POLE WOOD 65 FT (DIST) | POLE WOOD 65 FT (DIST) | KY | 5 | 54903.19 | 10980.638 | 0
E364.00-Poles, Towers, and Fixtures | 2020-08-31 | POLE WOOD 35 FT (DIST) | POLE WOOD 35 FT (DIST) | KY | 24 | 35210.95 | 1467.1229 | 0
E364.00-Poles, Towers, and Fixtures | 2020-02-01 | Non-unitized | CCAPR426-Taxable-Capital CAP/REG/RECL - 01426012 | KY | 0 | 0 | 0 | 0
E364.00-Poles, Towers, and Fixtures | 2020-03-31 | Non-unitized | 131562-Lakeshore Sub Dist Ckt | KY | 0 | 0 | 0 | 0
E364.00-Poles, Towers, and Fixtures | 2020-02-01 | POLE WOOD 40 FT (DIST) | POLE WOOD 40 FT (DIST) | KY | 10 | 10548.36 | 1054.836 | 0
E364.00-Poles, Towers, and Fixtures | 2020-03-31 | Non-unitized | 156219 - London 0201 2019 CIFI | KY | 0 | 0 | 0 | 0
E364.00-Poles, Towers, and Fixtures | 2018-03-31 | POLE WOOD 35 FT (DIST) | POLE WOOD 35 FT (DIST) | KY | 22 | 1363.18 | 61.9627 | 0
E364.00-Poles, Towers, and Fixtures | 2020-06-01 | POLE WOOD 55 FT (DIST) | POLE WOOD 55 FT (DIST) | KY | 2 | 1925.74 | 962.87 | 0
E364.00-Poles, Towers, and Fixtures | 2019-12-31 | Non-unitized | 163024-DSP Madisonville E Municipal | KY | 0 | 0 | 0 | 0
E364.00-Poles, Towers, and Fixtures | 2019-09-30 | POLE WOOD 30 FT (DIST) | POLE WOOD 30 FT (DIST) | KY | 4 | 8893.08 | 2223.27 | 0
E364.00-Poles, Towers, and Fixtures | 2019-12-31 | Non-unitized | 19PITP156-Earlington PITP 2019 | KY | 0 | 0 | 0 | 0
E364.00-Poles, Towers, and Fixtures | 2020-04-30 | Non-unitized | 159152-156219 - Richmond 2237 Foxhaven Drive Direct Burial Replacement 2019 | KY | 0 | 0 | 0 | 0
E364.00-Poles, Towers, and Fixtures | 2020-08-01 | CROSS ARMS | CROSS ARMS (07362) | KY | 56 | 78635.7 | 1404.2089 | 0
E364.00-Poles, Towers, and Fixtures | 2020-08-01 | POLE WOOD 45 FT (DIST) | POLE WOOD 45 FT (DIST) | KY | 15 | 25023.86 | 1668.2573 | 0
E364.00-Poles, Towers, and Fixtures | 2020-07-31 | Non-unitized | LFUCG - LEGACY TRAIL | KY | 0 | 0 | 0 | 0
E364.00-Poles, Towers, and Fixtures | 2020-07-31 | POLE WOOD 60 FT (DIST) | POLE WOOD 60 FT (DIST) | KY | 2 | 3931.54 | 1965.77 | 0
E364.00-Poles, Towers, and Fixtures | 2020-08-31 | Non-unitized | INVESTMENT | KY | 0 | 0 | 0 | 0
E364.00-Poles, Towers, and Fixtures | 2019-11-30 | POLE WOOD 40 FT (DIST) | POLE WOOD 40 FT (DIST) | KY | 1 | 2129.71 | 2129.71 | 0
E364.00-Poles, Towers, and Fixtures | 2020-09-10 | Non-unitized | Investment | KY | 0 | 0 | 0 | 0
E364.00-Poles, Towers, and Fixtures | 2020-10-11 | Non-unitized | INSVESTMENT | KY | 0 | 0 | 0 | 0
E364.00-Poles, Towers, and Fixtures | 2020-10-05 | Non-unitized | Investment | KY | 0 | 0 | 0 | 0
E364.00-Poles, Towers, and Fixtures | 2020-11-01 | Non-unitized | ARCST156-Taxable-Cust Requested 01156012 | KY | 0 | 0 | 0 | 0
E364.00-Poles, Towers, and Fixtures | 2020-11-01 | Non-unitized | ATPD426-Taxable-Cap Third Party 01426012 Replacement cost of complete units of property due to damage from a third party, typically reimbursed. | KY | 0 | 0 | 0 | 0
E364.00-Poles, Towers, and Fixtures | 2020-10-31 | Non-unitized | INVESTMENT | KY | 0 | 0 | 0 | 0
E364.00-Poles, Towers, and Fixtures | 2020-11-17 | Non-unitized | 061020-I | KY | 0 | 0 | 0 | 0
E364.00-Poles, Towers, and Fixtures | 2020-11-01 | Non-unitized | ARCST315-Taxable-Cust Requested 01315012 | KY | 0 | 0 | 0 | 0
E364.00-Poles, Towers, and Fixtures | 2020-11-01 | Non-unitized | ANBRD315O-Taxable-NB Resid OH 01315012 | KY | 0 | 0 | 0 | 0
E364.00-Poles, Towers, and Fixtures | 2021-01-01 | Non-unitized | CNBRD416U-NB Resid UG - 014160 | KY | 0 | 0 | 0 | 0
E364.00-Poles, Towers, and Fixtures | 2021-01-01 | Non-unitized | CNBSV156O-NB Elect Serv OH - 011560 | KY | 0 | 0 | 0 | 0
E364.00-Poles, Towers, and Fixtures | 2021-01-01 | Non-unitized | CNBSV216U-NB Elect Serv UG - 012160 | KY | 0 | 0 | 0 | 0
E364.00-Poles, Towers, and Fixtures | 2021-01-01 | Non-unitized | CNBSV246U-NB Elect Serv UG - 012460 | KY | 0 | 0 | 0 | 0
E364.00-Poles, Towers, and Fixtures | 2021-01-01 | Non-unitized | CRCST256-Cust Requested - 012560 | KY | 0 | 0 | 0 | 0
E364.00-Poles, Towers, and Fixtures | 2021-01-01 | Non-unitized | 154093-Taxable-KU Distribution Automation KU Distribution Automation Project - 2017 | KY | 0 | 0 | 0 | 0
E364.00-Poles, Towers, and Fixtures | 2021-01-01 | Non-unitized | CRDD426O-Taxable-Capital Rep Def OH - 01426012 | KY | 0 | 0 | 0 | 0
E364.00-Poles, Towers, and Fixtures | 2021-03-31 | CROSS ARMS | CROSS ARMS (07362) | KY | 1430 | 2426151.27 | 1696.6093 | 0
E364.00-Poles, Towers, and Fixtures | 2021-01-01 | Non-unitized | CRPOLE366-Taxable-Pole Repair/Replace - 01366012 | KY | 0 | 0 | 0 | 0
E364.00-Poles, Towers, and Fixtures | 2021-03-01 | Non-unitized | CCAPR236-Taxable-Capital CAP/REG/RECL - 01236012 | KY | 0 | 0 | 0 | 0
E364.00-Poles, Towers, and Fixtures | 2021-01-01 | Non-unitized | CSTLT156-NB Street Lights - 011560 | KY | 0 | 0 | 0 | 0
E364.00-Poles, Towers, and Fixtures | 2021-03-01 | Non-unitized | CRDD256U-Taxable-Capital Rep Def UG - 01256012 | KY | 0 | 0 | 0 | 0
E364.00-Poles, Towers, and Fixtures | 2021-01-01 | Non-unitized | ANBCD246O-Taxable-NB Comm OH 01246012 Any work that is performed related to extending or adding primary (or secondary to a common splice or pull off point) to serve overhead a new residential customer or group of residential customers (includes all subd | KY | 0 | 0 | 0 | 0
E364.00-Poles, Towers, and Fixtures | 2021-01-01 | Non-unitized | ANBCD246U-Taxable-NB Comm UG 01246012 | KY | 0 | 0 | 0 | 0
E364.00-Poles, Towers, and Fixtures | 2021-01-01 | Non-unitized | CSTLT416-NB Street Lights - 014160 | KY | 0 | 0 | 0 | 0
E364.00-Poles, Towers, and Fixtures | 2021-01-01 | Non-unitized | CSYSEN236-Sys Enh - 012360 | KY | 0 | 0 | 0 | 0
E364.00-Poles, Towers, and Fixtures | 2021-01-01 | Non-unitized | ANBRD246O-Taxable-NB Resid OH 01246012 | KY | 0 | 0 | 0 | 0
E364.00-Poles, Towers, and Fixtures | 2021-01-01 | Non-unitized | ANBRD246U-Taxable-NB Resid UG 01246012 Any work that is performed related to extending or adding primary (or secondary to a common splice or pull off point) to serve underground a new residential customer or group of residential customers (includes all | KY | 0 | 0 | 0 | 0
E364.00-Poles, Towers, and Fixtures | 2021-01-01 | Non-unitized | CSYSEN416-Sys Enh - 014160 | KY | 0 | 0 | 0 | 0
E364.00-Poles, Towers, and Fixtures | 2021-01-01 | Non-unitized | CTBRD236O-Taxable-Cap Trouble Orders OH - 01236012 | KY | 0 | 0 | 0 | 0
E364.00-Poles, Towers, and Fixtures | 2021-01-01 | Non-unitized | ARCST246-Taxable-Cust Requested 01246012 | KY | 0 | 0 | 0 | 0
E364.00-Poles, Towers, and Fixtures | 2021-01-01 | Non-unitized | CTPD366-Taxable-Capital Thrd Party - 01366012 | KY | 0 | 0 | 0 | 0
E364.00-Poles, Towers, and Fixtures | 2020-10-01 | Non-unitized | 6324492I01 | KY | 0 | 0 | 0 | 0
E364.00-Poles, Towers, and Fixtures | 2021-01-01 | Non-unitized | ARDD216U-Taxable-Cap Rep Def UG 01216012 Typically used for planned or scheduled jobs. | KY | 0 | 0 | 0 | 0
E364.00-Poles, Towers, and Fixtures | 2021-01-01 | Non-unitized | ASTLT156-Taxable-NB Street Lights 01156012 | KY | 0 | 0 | 0 | 0
E364.00-Poles, Towers, and Fixtures | 2021-01-01 | Non-unitized | ASTLT315-Taxable-NB Street Lights 01315012 | KY | 0 | 0 | 0 | 0
E364.00-Poles, Towers, and Fixtures | 2021-01-01 | Non-unitized | ASYSEN315-Taxable-Sys Enhance 01315012 Any improvements/upgrades to the electric/gas distribution system for the benefit of existing customers, but does not include load growth or expansion of a specific customer, this would be charged to a Connect New | KY | 0 | 0 | 0 | 0
E364.00-Poles, Towers, and Fixtures | 2021-01-01 | Non-unitized | ATBRD256O-Taxable-Cap Trouble Orders OH 01256012 | KY | 0 | 0 | 0 | 0
E364.00-Poles, Towers, and Fixtures | 2021-01-01 | Non-unitized | ATBRD416O-Taxable-Cap Trouble Orders OH 01416012 | KY | 0 | 0 | 0 | 0
E364.00-Poles, Towers, and Fixtures | 2021-01-01 | Non-unitized | ATBRD426O-Taxable-Cap Trouble Orders OH 01426012 | KY | 0 | 0 | 0 | 0
E364.00-Poles, Towers, and Fixtures | 2020-10-31 | Non-unitized | TRANSFER SPAN-GUY AN | KY | 0 | 0 | 0 | 0
E364.00-Poles, Towers, and Fixtures | 2020-10-31 | Non-unitized | LFUCG - MANCHESTER S | KY | 0 | 0 | 0 | 0
E364.00-Poles, Towers, and Fixtures | 2020-10-31 | Non-unitized | 363 POLE RELOCATE | KY | 0 | 0 | 0 | 0
E364.00-Poles, Towers, and Fixtures | 2021-01-01 | Non-unitized | CNBCD216U-NB Comm UG - 012160 | KY | 0 | 0 | 0 | 0
E364.00-Poles, Towers, and Fixtures | 2021-01-01 | Non-unitized | CNBCD256U-NB Comm UG - 012560 | KY | 0 | 0 | 0 | 0
E364.00-Poles, Towers, and Fixtures | 2021-01-01 | Non-unitized | CRDD156U-Taxable-Capital Rep Def UG - 01156012 | KY | 0 | 0 | 0 | 0
E364.00-Poles, Towers, and Fixtures | 2021-01-01 | Non-unitized | CRDD216O-Taxable-Capital Rep Def OH - 01216012 | KY | 0 | 0 | 0 | 0
E364.00-Poles, Towers, and Fixtures | 2021-01-01 | Non-unitized | CRPOLE236-Taxable-Pole Repair/Replace - 01236012 | KY | 0 | 0 | 0 | 0
E364.00-Poles, Towers, and Fixtures | 2021-02-01 | Non-unitized | ASTLT366-Taxable-NB Street Lights 01366012 | KY | 0 | 0 | 0 | 0
E364.00-Poles, Towers, and Fixtures | 2021-01-01 | Non-unitized | CRPOLE426-Taxable-Pole Repair/Replace - 01426012 | KY | 0 | 0 | 0 | 0
E364.00-Poles, Towers, and Fixtures | 2021-01-01 | Non-unitized | CTPD416-Taxable-Capital Thrd Party - 01416012 | KY | 0 | 0 | 0 | 0
E364.00-Poles, Towers, and Fixtures | 2020-11-30 | Non-unitized | LFUCG - TOWNBRANCH C | KY | 0 | 0 | 0 | 0
E364.00-Poles, Towers, and Fixtures | 2021-01-01 | Non-unitized | Investment | KY | 0 | 0 | 0 | 0
E364.00-Poles, Towers, and Fixtures | 2021-01-01 | Non-unitized | CSYSEN246-Sys Enh - 012460 | KY | 0 | 0 | 0 | 0
E364.00-Poles, Towers, and Fixtures | 2021-01-01 | Non-unitized | CSYSEN315-Sys Enh - 013150 | KY | 0 | 0 | 0 | 0
E364.00-Poles, Towers, and Fixtures | 2021-01-01 | Non-unitized | CKM041320-KU MAJOR STORM-041320 | KY | 0 | 0 | 0 | 0
E364.00-Poles, Towers, and Fixtures | 2021-02-16 | Non-unitized | Make Ready for OSHA | KY | 0 | 0 | 0 | 0
E364.00-Poles, Towers, and Fixtures | 2021-01-01 | Non-unitized | CNBRD246O-NB Resid OH - 012460 | KY | 0 | 0 | 0 | 0
E364.00-Poles, Towers, and Fixtures | 2021-01-01 | Non-unitized | 6324492I01 | KY | 0 | 0 | 0 | 0
E364.00-Poles, Towers, and Fixtures | 2021-02-01 | Non-unitized | CNBSV315U-NB Elect Serv UG - 013150 | KY | 0 | 0 | 0 | 0
E364.00-Poles, Towers, and Fixtures | 2020-02-29 | POLE WOOD 50 FT (DIST) | POLE WOOD 50 FT (DIST) | KY | 3 | 11411.7 | 3803.9 | 0
E364.00-Poles, Towers, and Fixtures | 2021-02-01 | Non-unitized | ARDD426U-Taxable-Cap Rep Def UG 01426012: Typically used for planned or scheduled jobs. | KY | 0 | 0 | 0 | 0
E364.00-Poles, Towers, and Fixtures | 2021-02-01 | Non-unitized | CRPOLE246-Taxable-Pole Repair/Replace - 01246012 | KY | 0 | 0 | 0 | 0
E364.00-Poles, Towers, and Fixtures | 2020-12-23 | POLE WOOD 45 FT (DIST) | POLE WOOD 45 FT (DIST) | KY | 19 | 63987.43 | 3367.7595 | 0
E364.00-Poles, Towers, and Fixtures | 2021-01-01 | Non-unitized | CNBRD426U-NB Resid UG - 014260 | KY | 0 | 0 | 0 | 0
E364.00-Poles, Towers, and Fixtures | 2021-02-10 | Non-unitized | STORM 07/05/2020 | KY | 0 | 0 | 0 | 0
E364.00-Poles, Towers, and Fixtures | 2020-11-30 | Non-unitized | KY-33 HWY JOB TO REM | KY | 0 | 0 | 0 | 0
E364.00-Poles, Towers, and Fixtures | 2021-01-31 | POLE WOOD 55 FT (DIST) | POLE WOOD 55 FT (DIST) | KY | 45 | 259014.68 | 5755.8818 | 0
E364.00-Poles, Towers, and Fixtures | 2021-03-31 | POLE WOOD 65 FT (DIST) | POLE WOOD 65 FT (DIST) | KY | 3 | 44241.34 | 14747.1133 | 0
E364.00-Poles, Towers, and Fixtures | 2021-11-01 | POLE WOOD 30 FT (DIST) | POLE WOOD 30 FT (DIST) | KY | 8 | 13972.26 | 1746.5325 | 0
E364.00-Poles, Towers, and Fixtures | 2021-12-01 | POLE WOOD 35 FT (DIST) | POLE WOOD 35 FT (DIST) | KY | 16 | 32728.15 | 2045.5094 | 0
E364.00-Poles, Towers, and Fixtures | 2021-11-01 | POLE WOOD 45 FT (DIST) | POLE WOOD 45 FT (DIST) | KY | 23 | 102764.14 | 4468.0061 | 0
E364.00-Poles, Towers, and Fixtures | 2021-08-01 | Non-unitized | Investment | KY | 0 | 0 | 0 | 0
E364.00-Poles, Towers, and Fixtures | 2020-11-17 | POLE WOOD 45 FT (DIST) | POLE WOOD 45 FT (DIST) | KY | 2 | 13835.1 | 6917.55 | 0
E364.00-Poles, Towers, and Fixtures | 2020-11-18 | Non-unitized | 081820-I | KY | 0 | 0 | 0 | 0
E364.00-Poles, Towers, and Fixtures | 2021-10-31 | Non-unitized | 162884-LONOC Backyard Mach 2021 | KY | 0 | 0 | 0 | 0
E364.00-Poles, Towers, and Fixtures | 2021-09-30 | Non-unitized | 162908-PIN Cumberland Express Ckt | KY | 0 | 0 | 0 | 0
E364.00-Poles, Towers, and Fixtures | 2021-09-30 | Non-unitized | 164160 - Livermore 1643 CIFI 2021 | KY | 0 | 0 | 0 | 0
E364.00-Poles, Towers, and Fixtures | 2021-02-15 | Non-unitized | WINDSTORM | KY | 0 | 0 | 0 | 0
E364.00-Poles, Towers, and Fixtures | 2021-04-01 | Non-unitized | ARSTLT416-Taxable-Rep Street Lights 01416012 | KY | 0 | 0 | 0 | 0
E364.00-Poles, Towers, and Fixtures | 2021-02-16 | POLE WOOD 30 FT (DIST) | POLE WOOD 30 FT (DIST) | KY | 80 | 45384.07 | 567.3009 | 0
E364.00-Poles, Towers, and Fixtures | 2021-11-01 | CROSS ARMS | CROSS ARMS (07362) | KY | 38 | 86479.29 | 2275.7708 | 0
E364.00-Poles, Towers, and Fixtures | 2021-12-01 | CROSS ARMS | CROSS ARMS (07362) | KY | 63 | 121588.02 | 1929.9686 | 0
E364.00-Poles, Towers, and Fixtures | 2021-07-01 | Non-unitized | WIND STORM | KY | 0 | 0 | 0 | 0
E364.00-Poles, Towers, and Fixtures | 2021-06-30 | PLATFORMS NEW (05491) | PLATFORMS NEW (05491) | KY | 5 | 43751.02 | 8750.204 | 0
E364.00-Poles, Towers, and Fixtures | 2021-07-31 | Non-unitized | HENDERSON INTERSECTI | KY | 0 | 0 | 0 | 0
E364.00-Poles, Towers, and Fixtures | 2021-05-01 | POLE WOOD 55 FT (DIST) | POLE WOOD 55 FT (DIST) | KY | 2 | -815.4 | -407.7 | 0
E364.00-Poles, Towers, and Fixtures | 2022-01-01 | CROSS ARMS | CROSS ARMS (07362) | KY | 454 | 880401.01 | 1939.2093 | 0
E364.00-Poles, Towers, and Fixtures | 2022-01-01 | POLE WOOD 45 FT (DIST) | POLE WOOD 45 FT (DIST) | KY | 143 | 575539.83 | 4024.7541 | 0
E364.00-Poles, Towers, and Fixtures | 2021-11-11 | Non-unitized | 061221-I | KY | 0 | 0 | 0 | 0
E364.00-Poles, Towers, and Fixtures | 2022-01-01 | Non-unitized | ACAPR236-Taxable-Cap/Reg/Recloser 01236012 | KY | 0 | 0 | 0 | 0
E364.00-Poles, Towers, and Fixtures | 2022-01-01 | Non-unitized | ANBRD236O-Taxable-NB Resid OH 01236012 | KY | 0 | 0 | 0 | 0
E364.00-Poles, Towers, and Fixtures | 2022-01-01 | Non-unitized | ANBRD246O-Taxable-NB Resid OH 01246012 | KY | 0 | 0 | 0 | 0
E364.00-Poles, Towers, and Fixtures | 2022-01-01 | Non-unitized | ANBRD256U-Taxable-NB Resid UG 01256012 Any work that is performed related to extending or adding primary (or secondary to a common splice or pull off point) to serve underground a new residential customer or group of residential customers (includes all | KY | 0 | 0 | 0 | 0
E364.00-Poles, Towers, and Fixtures | 2022-01-01 | Non-unitized | ANBRD416O-Taxable-NB Resid OH 01416012 | KY | 0 | 0 | 0 | 0
E364.00-Poles, Towers, and Fixtures | 2022-01-01 | Non-unitized | ANBSV416O-Taxable-NB Elec Serv OH 01416012 | KY | 0 | 0 | 0 | 0
E364.00-Poles, Towers, and Fixtures | 2022-01-01 | Non-unitized | ARCST246-Taxable-Cust Requested 01246012 | KY | 0 | 0 | 0 | 0
E364.00-Poles, Towers, and Fixtures | 2022-01-01 | Non-unitized | ARELD366-Taxable-Capital Reliability 01366012 | KY | 0 | 0 | 0 | 0
E364.00-Poles, Towers, and Fixtures | 2022-01-01 | Non-unitized | ARPOLE216-Taxable-Cap Pole Rep/Repl 01216012 | KY | 0 | 0 | 0 | 0
E364.00-Poles, Towers, and Fixtures | 2022-01-01 | Non-unitized | ASYSEN156-Taxable-Sys Enhance 01156012 Any improvements/upgrades to the electric/gas distribution system for the benefit of existing customers, but does not include load growth or expansion of a specific customer, this would be charged to a Connect New | KY | 0 | 0 | 0 | 0
E364.00-Poles, Towers, and Fixtures | 2022-01-01 | Non-unitized | CNBSV256U-NB Elect Serv UG - 012560 | KY | 0 | 0 | 0 | 0
E364.00-Poles, Towers, and Fixtures | 2022-01-01 | Non-unitized | CRPOLE256-Taxable-Pole Repair/Replace - 01256012 | KY | 0 | 0 | 0 | 0
E364.00-Poles, Towers, and Fixtures | 2022-01-01 | Non-unitized | CTBRD246O-Taxable-Cap Trouble Orders OH - 01246012 | KY | 0 | 0 | 0 | 0
E364.00-Poles, Towers, and Fixtures | 2022-01-01 | Non-unitized | CTPD236-Taxable-Capital Thrd Party - 01236012 | KY | 0 | 0 | 0 | 0
E364.00-Poles, Towers, and Fixtures | 2022-01-01 | Non-unitized | CTPD366-Taxable-Capital Thrd Party - 01366012 | KY | 0 | 0 | 0 | 0
E364.00-Poles, Towers, and Fixtures | 2021-11-01 | Non-unitized | Investment | KY | 0 | 0 | 0 | 0
E364.00-Poles, Towers, and Fixtures | 2022-01-01 | Non-unitized | ANBSV256O-Taxable-NB Elec Serv OH 01256012 | KY | 0 | 0 | 0 | 0
E364.00-Poles, Towers, and Fixtures | 2022-01-01 | Non-unitized | ATPD366-Taxable-Cap Third Party 01366012 Replacement cost of complete units of property due to damage from a third party, typically reimbursed. | KY | 0 | 0 | 0 | 0
E364.00-Poles, Towers, and Fixtures | 2022-01-01 | Non-unitized | ATPD426-Taxable-Cap Third Party 01426012 Replacement cost of complete units of property due to damage from a third party, typically reimbursed. | KY | 0 | 0 | 0 | 0
E364.00-Poles, Towers, and Fixtures | 2022-01-01 | Non-unitized | CNBCD256U-NB Comm UG - 012560 | KY | 0 | 0 | 0 | 0
E364.00-Poles, Towers, and Fixtures | 2022-01-01 | Non-unitized | CNBSV315U-NB Elect Serv UG - 013150 | KY | 0 | 0 | 0 | 0
E364.00-Poles, Towers, and Fixtures | 2022-01-01 | Non-unitized | CSTLT216-NB Street Lights - 012160 | KY | 0 | 0 | 0 | 0
E364.00-Poles, Towers, and Fixtures | 2022-01-01 | Non-unitized | CSYSEN156-Sys Enh - 011560 | KY | 0 | 0 | 0 | 0
E364.00-Poles, Towers, and Fixtures | 2021-06-04 | Non-unitized | Investment | KY | 1 | 19.38 | 19.38 | 0
E364.00-Poles, Towers, and Fixtures | 2021-11-11 | Non-unitized | LEX MT TABOR | KY | 0 | 0 | 0 | 0
E364.00-Poles, Towers, and Fixtures | 2022-02-01 | Non-unitized | INVESTMENT | KY | 0 | 0 | 0 | 0
E364.00-Poles, Towers, and Fixtures | 2022-01-01 | Non-unitized | ANBCD366U-Taxable-NB Comm UG 01366012 | KY | 0 | 0 | 0 | 0
E364.00-Poles, Towers, and Fixtures | 2022-04-30 | Non-unitized | 21PITP426-2021 PITP London | KY | 0 | 0 | 0 | 0
E364.00-Poles, Towers, and Fixtures | 2022-01-01 | Non-unitized | CRCST315-Cust Requested - 013150 | KY | 0 | 0 | 0 | 0
E364.00-Poles, Towers, and Fixtures | 2022-04-12 | Non-unitized | LFUCG - CLAYS MILL R | KY | 0 | 0 | 0 | 0
E364.00-Poles, Towers, and Fixtures | 2022-05-01 | Non-unitized | Investment | KY | 0 | 0 | 0 | 0
E364.00-Poles, Towers, and Fixtures | 2022-05-01 | Non-unitized | INVESTMENT | KY | 0 | 0 | 0 | 0
E364.00-Poles, Towers, and Fixtures | 2022-05-01 | Non-unitized | ALEDC315-Taxable-CRCST LED Conversion 01315012 | KY | 0 | 0 | 0 | 0
E364.00-Poles, Towers, and Fixtures | 2022-02-01 | Non-unitized | CRELD216-Capital Reliability - 012160 | KY | 0 | 0 | 0 | 0
E364.00-Poles, Towers, and Fixtures | 2021-03-31 | Non-unitized | ARMY CORP OF ENGINEE | KY | 0 | 0 | 0 | 0
E364.00-Poles, Towers, and Fixtures | 2022-02-28 | Non-unitized | 166657 - Pineville Trailer 2021 | KY | 0 | 0 | 0 | 0
E364.00-Poles, Towers, and Fixtures | 2022-02-01 | Non-unitized | CRPOLE156-Taxable-Pole Repair/Replace - 01156012 | KY | 0 | 0 | 0 | 0
E364.00-Poles, Towers, and Fixtures | 2022-02-23 | Non-unitized | LFUCG - VERSAILLES R | KY | 1 | 26.67 | 26.67 | 0
E364.00-Poles, Towers, and Fixtures | 2022-02-23 | Non-unitized | LFUCG - TBT #6 - FOR | KY | 1 | 26.67 | 26.67 | 0
E364.00-Poles, Towers, and Fixtures | 2022-02-01 | Non-unitized | 021622-I | KY | 0 | 0 | 0 | 0
E364.00-Poles, Towers, and Fixtures | 2022-02-28 | Non-unitized | 050421-I | KY | 0 | 0 | 0 | 0
E364.00-Poles, Towers, and Fixtures | 2022-02-01 | Non-unitized | FEB HIGH WINDS | KY | 0 | 0 | 0 | 0
E364.00-Poles, Towers, and Fixtures | 2021-11-11 | POLE,STEEL, 105 FT | POLE,STEEL, 105 FT | KY | 1 | 19594.18 | 19594.18 | 0
E364.00-Poles, Towers, and Fixtures | 2021-11-11 | POLE,STEEL, 80 FT | POLE,STEEL, 80 FT | KY | 7 | 92075.2 | 13153.6 | 0
E364.00-Poles, Towers, and Fixtures | 2021-02-16 | POLE WOOD 55 FT (DIST) | POLE WOOD 55 FT (DIST) | KY | 27 | 159343.35 | 5901.6056 | 0
E364.00-Poles, Towers, and Fixtures | 2022-03-31 | Non-unitized | KYTC BRIDGE REPLACEM | KY | 0 | 0 | 0 | 0
E364.00-Poles, Towers, and Fixtures | 2022-07-01 | Non-unitized | 071722-I | KY | 0 | 0 | 0 | 0
E364.00-Poles, Towers, and Fixtures | 2022-06-30 | Non-unitized | 162634-Appalachian Wildlife Reimb | KY | 0 | 0 | 0 | 0
E364.00-Poles, Towers, and Fixtures | 2022-06-01 | PLATFORMS NEW (05491) | PLATFORMS NEW (05491) | KY | 2 | 17700.26 | 8850.13 | 0
E364.00-Poles, Towers, and Fixtures | 2022-03-31 | POLE WOOD 35 FT (DIST) | POLE WOOD 35 FT (DIST) | KY | 4 | 817.31 | 204.3275 | 0
E364.00-Poles, Towers, and Fixtures | 2022-09-30 | Non-unitized | 162909-DSP Versailles 4kv to 12kv Conv | KY | 0 | 0 | 0 | 0
E364.00-Poles, Towers, and Fixtures | 2022-03-31 | POLE WOOD 60 FT (DIST) | POLE WOOD 60 FT (DIST) | KY | 1 | 677.76 | 677.76 | 0
E364.00-Poles, Towers, and Fixtures | 2022-10-31 | Non-unitized | 680 Invest | KY | 0 | 0 | 0 | 0
E364.00-Poles, Towers, and Fixtures | 2022-11-30 | Non-unitized | Investment | KY | 1 | 0 | 0 | 0
E364.00-Poles, Towers, and Fixtures | 2022-10-01 | Non-unitized | Investment | KY | 0 | 0 | 0 | 0
E364.00-Poles, Towers, and Fixtures | 2022-10-31 | Non-unitized | CNBRD246U-NB Resid UG - 012460 | KY | 0 | 0 | 0 | 0
E364.00-Poles, Towers, and Fixtures | 2022-11-03 | Non-unitized | Investment | KY | 0 | 0 | 0 | 0
E364.00-Poles, Towers, and Fixtures | 2022-11-30 | Non-unitized | 167023 - Univ Estates Direcy Bury Replace | KY | 0 | 0 | 0 | 0
E364.00-Poles, Towers, and Fixtures | 2023-02-24 | Non-unitized | 167885 - Owingsville line relocation for zero access due to trees. RE-LOCATE- INSTALL 1200' 3PH OH OUT OF TREES TO ALONG ROADWAY FOR BETTER ACCESS- TRANSFER RECLOSURE TO NEW ACCESS POINT. - REMOVE 1450' 3PH OH- CHANGE 650' TO 1PH FROM 3PH | KY | 0 | 0 | 0 | 0
E364.00-Poles, Towers, and Fixtures | 2023-01-01 | Non-unitized | ANBSV156O-Taxable-NB Elec Serv OH 01156012 | KY | 0 | 0 | 0 | 0
E364.00-Poles, Towers, and Fixtures | 2021-04-30 | POLE WOOD 60 FT (DIST) | POLE WOOD 60 FT (DIST) | KY | 3 | 6877.08 | 2292.36 | 0
E364.00-Poles, Towers, and Fixtures | 2023-01-01 | Non-unitized | ASYSEN156-Taxable-Sys Enhance 01156012 Any improvements/upgrades to the electric/gas distribution system for the benefit of existing customers, but does not include load growth or expansion of a specific customer, this would be charged to a Connect New | KY | 0 | 0 | 0 | 0
E364.00-Poles, Towers, and Fixtures | 2023-01-01 | Non-unitized | ASYSEN256-Taxable-Sys Enhance 01256012 Any improvements/upgrades to the electric/gas distribution system for the benefit of existing customers, but does not include load growth or expansion of a specific customer, this would be charged to a Connect New | KY | 0 | 0 | 0 | 0
E364.00-Poles, Towers, and Fixtures | 2023-01-01 | Non-unitized | ASYSEN416-Taxable-Sys Enhance 01416012 Any improvements/upgrades to the electric/gas distribution system for the benefit of existing customers, but does not include load growth or expansion of a specific customer, this would be charged to a Connect New | KY | 0 | 0 | 0 | 0
E364.00-Poles, Towers, and Fixtures | 2023-01-01 | Non-unitized | ANBSV315O-Taxable-NB Elec Serv OH 01315012 | KY | 0 | 0 | 0 | 0
E364.00-Poles, Towers, and Fixtures | 2023-01-01 | Non-unitized | ANBSV416O-Taxable-NB Elec Serv OH 01416012 | KY | 0 | 0 | 0 | 0
E364.00-Poles, Towers, and Fixtures | 2023-01-01 | Non-unitized | ATBRD256U-Taxable-Cap Trouble Orders UG 01256012 | KY | 0 | 0 | 0 | 0
E364.00-Poles, Towers, and Fixtures | 2023-01-01 | Non-unitized | ATBRD416O-Taxable-Cap Trouble Orders OH 01416012 | KY | 0 | 0 | 0 | 0
E364.00-Poles, Towers, and Fixtures | 2022-12-31 | POLE WOOD 50 FT (DIST) | POLE WOOD 50 FT (DIST) | KY | 81 | 156238.36 | 1928.8686 | 0
E364.00-Poles, Towers, and Fixtures | 2022-12-31 | POLE WOOD 40 FT (DIST) | POLE WOOD 40 FT (DIST) | KY | 37 | 39424.07 | 1065.5154 | 0
E364.00-Poles, Towers, and Fixtures | 2023-01-01 | Non-unitized | ARPOLE426-Taxable-Cap Pole Rep/Repl 01426012 | KY | 0 | 0 | 0 | 0
E364.00-Poles, Towers, and Fixtures | 2023-01-01 | Non-unitized | ACAPR366-Taxable-Cap/Reg/Recloser 01366012 | KY | 0 | 0 | 0 | 0
E364.00-Poles, Towers, and Fixtures | 2023-05-30 | Non-unitized | 150221-KU Ky Wired Fiber Make Ready project (reimbursable portion); AKA Next Generation Kentucky Information Highway (NG-KIH). | KY | 0 | 0 | 0 | 0
E364.00-Poles, Towers, and Fixtures | 2023-02-28 | Non-unitized | KYTC - ROUNDABOUT | KY | 0 | 0 | 0 | 0
E364.00-Poles, Towers, and Fixtures | 2023-01-01 | Non-unitized | ANBCD416U-Taxable-NB Comm UG 01416012 | KY | 0 | 0 | 0 | 0
E364.00-Poles, Towers, and Fixtures | 2023-05-30 | Non-unitized | 169749 - 2022 CEMI Paint Lick 2309 | KY | 0 | 0 | 0 | 0
E364.00-Poles, Towers, and Fixtures | 2023-04-01 | Non-unitized | 22PITP256-2022 PITP Shelbyville | KY | 0 | 0 | 0 | 0
E364.00-Poles, Towers, and Fixtures | 2023-01-01 | Non-unitized | ARDD236O-Taxable-Cap Rep Def OH 01236012 | KY | 0 | 0 | 0 | 0
E364.00-Poles, Towers, and Fixtures | 2023-03-01 | Non-unitized | ANBRD246U-Taxable-NB Resid UG 01246012 Any work that is performed related to extending or adding primary (or secondary to a common splice or pull off point) to serve underground a new residential customer or group of residential customers (includes all | KY | 0 | 0 | 0 | 0
E364.00-Poles, Towers, and Fixtures | 2023-01-01 | Non-unitized | ASTLT216-Taxable-NB Street Lights 01216012 | KY | 0 | 0 | 0 | 0
E364.00-Poles, Towers, and Fixtures | 2023-04-01 | Non-unitized | WIND STORM | KY | 0 | 0 | 0 | 0
E364.00-Poles, Towers, and Fixtures | 2023-01-01 | Non-unitized | ASTLT256-Taxable-NB Street Lights 01256012 | KY | 0 | 0 | 0 | 0
E364.00-Poles, Towers, and Fixtures | 2023-01-01 | Non-unitized | ASTLT426-Taxable-NB Street Lights 01426012 | KY | 0 | 0 | 0 | 0
E364.00-Poles, Towers, and Fixtures | 2023-07-01 | Non-unitized | ANBRD256U-Taxable-NB Resid UG 01256012 Any work that is performed related to extending or adding primary (or secondary to a common splice or pull off point) to serve underground a new residential customer or group of residential customers (includes all | KY | 0 | 0 | 0 | 0
E364.00-Poles, Towers, and Fixtures | 2023-07-01 | Non-unitized | ARDD366O-Taxable-Cap Rep Def OH 01366012 | KY | 0 | 0 | 0 | 0
E364.00-Poles, Towers, and Fixtures | 2023-07-01 | Non-unitized | ARDD256O-Taxable-Cap Rep Def OH 01256012 | KY | 0 | 0 | 0 | 0
E364.00-Poles, Towers, and Fixtures | 2023-07-01 | Non-unitized | 072423-I | KY | 0 | 0 | 0 | 0
E364.00-Poles, Towers, and Fixtures | 2023-07-01 | Non-unitized | 072923-I | KY | 0 | 0 | 0 | 0
E364.00-Poles, Towers, and Fixtures | 2023-05-01 | Non-unitized | INVESTMENT | KY | 0 | 0 | 0 | 0
E364.00-Poles, Towers, and Fixtures | 2023-01-01 | Non-unitized | ATBRD366O-Taxable-Cap Trouble Orders OH 01366012 | KY | 0 | 0 | 0 | 0
E364.00-Poles, Towers, and Fixtures | 2023-07-01 | Non-unitized | ATBRD426U-Taxable-Cap Trouble Orders UG 01426012 | KY | 0 | 0 | 0 | 0
E364.00-Poles, Towers, and Fixtures | 2023-02-01 | Non-unitized | 2/9 EXTREME WINDS | KY | 0 | 0 | 0 | 0
E364.00-Poles, Towers, and Fixtures | 2023-01-31 | POLE WOOD 60 FT (DIST) | POLE WOOD 60 FT (DIST) | KY | 43 | 216271.5 | 5029.5698 | 0
E364.00-Poles, Towers, and Fixtures | 2023-02-24 | Non-unitized | 168393 - Bevier-Indian Hills XMUB | KY | 0 | 0 | 0 | 0
E364.00-Poles, Towers, and Fixtures | 2023-02-28 | Non-unitized | 22PITP416-2022 PITP Pineville | KY | 0 | 0 | 0 | 0
E364.00-Poles, Towers, and Fixtures | 2023-03-31 | Non-unitized | CITY OF E-TOWN | KY | 0 | 0 | 0 | 0
E364.00-Poles, Towers, and Fixtures | 2023-04-01 | Non-unitized | ARDD315U-Taxable-Cap Rep Def UG 01315012 Typically used for planned or scheduled jobs. | KY | 0 | 0 | 0 | 0
E364.00-Poles, Towers, and Fixtures | 2022-12-31 | Non-unitized | 164908 - Direct Burial Project Hopewell 0286 - Sweet Hollow Estates | KY | 0 | 0 | 0 | 0
E364.00-Poles, Towers, and Fixtures | 2023-01-10 | Non-unitized | 164412-PR-Bond-Dorchester XMUB | KY | 0 | 0 | 0 | 0
E364.00-Poles, Towers, and Fixtures | 2022-12-31 | POLE WOOD 35 FT (DIST) | POLE WOOD 35 FT (DIST) | KY | 11 | 5006.98 | 455.18 | 0
E364.00-Poles, Towers, and Fixtures | 2022-12-31 | POLE WOOD 60 FT (DIST) | POLE WOOD 60 FT (DIST) | KY | 2 | 3019.18 | 1509.59 | 0
E364.00-Poles, Towers, and Fixtures | 2023-12-31 | Non-unitized | 168569 DCC SCADA Cir Indicators 2023 | KY | 0 | 0 | 0 | 0
E364.00-Poles, Towers, and Fixtures | 2023-11-14 | Non-unitized | 170290- Jim Beam Expansion | KY | 0 | 0 | 0 | 0
E364.00-Poles, Towers, and Fixtures | 2023-11-28 | Non-unitized | 170274-Barton Tap XMUB | KY | 0 | 0 | 0 | 0
E364.00-Poles, Towers, and Fixtures | 2023-08-01 | Non-unitized | 080523-I | KY | 0 | 0 | 0 | 0
E364.00-Poles, Towers, and Fixtures | 2023-08-01 | Non-unitized | INVESTMENT | KY | 0 | 0 | 0 | 0
E364.00-Poles, Towers, and Fixtures | 2023-08-24 | Non-unitized | 170545 - Brush Creek - KAYJAY XMUB | KY | 0 | 0 | 0 | 0
E364.00-Poles, Towers, and Fixtures | 2023-08-29 | Non-unitized | LFUCG - TBT #6 - FOR | KY | 1 | -26.67 | -26.67 | 0
E364.00-Poles, Towers, and Fixtures | 2024-07-17 | Non-unitized | 172025 TRIMBLE SURVEY EQ-LONDON | KY | 0 | 0 | 0 | 0
E364.00-Poles, Towers, and Fixtures | 2024-07-09 | Non-unitized | 23PIT256-23PITP256-2023 PITP Shelbyville | KY | 0 | 0 | 0 | 0
E364.00-Poles, Towers, and Fixtures | 2024-01-01 | Non-unitized | ANBCD246U-Taxable-NB Comm UG 01246012 | KY | 10 | 106509.36 | 10650.936 | 0
E364.00-Poles, Towers, and Fixtures | 2024-02-01 | Non-unitized | ARCST236-Taxable-Cust Requested 01236012 | KY | 6 | 936.37 | 156.0617 | 0
E364.00-Poles, Towers, and Fixtures | 2024-01-01 | Non-unitized | ARCST246-Taxable-Cust Requested 01246012 | KY | 6 | 3561.2 | 593.5333 | 0
E364.00-Poles, Towers, and Fixtures | 2024-01-01 | Non-unitized | ACAPR216-Taxable-Cap/Reg/Recloser 01216012 | KY | 2 | 7455.72 | 3727.86 | 0
E364.00-Poles, Towers, and Fixtures | 2024-01-01 | Non-unitized | ACAPR416-Taxable-Cap/Reg/Recloser 01416012 | KY | 2 | 2739.35 | 1369.675 | 0
E364.00-Poles, Towers, and Fixtures | 2024-01-01 | Non-unitized | ALEDC426-Taxable-CRCST LED Conversion 01426012 | KY | 10 | 167653.41 | 16765.341 | 0
E364.00-Poles, Towers, and Fixtures | 2024-01-01 | Non-unitized | ANBCD156O-Taxable-NB Comm OH 01156012 Any work that is performed to install primary (>600V) overhead equipment to serve a new commercial, industrial, or mine power customer, includes any work needed to connect new facilities to existing system. Does no | KY | 6 | 220194 | 36699 | 0
E364.00-Poles, Towers, and Fixtures | 2024-02-28 | Non-unitized | 170654 - HWY 1534 OH Line Res | KY | 0 | 0 | 0 | 0
E364.00-Poles, Towers, and Fixtures | 2024-04-29 | Non-unitized | 165418-DSP Shelbyville West - Distribution | KY | 0 | 0 | 0 | 0
E364.00-Poles, Towers, and Fixtures | 2024-01-01 | Non-unitized | ANBCD315O-Taxable-NB Comm OH 01315012 Includes primary upgrades and new construction to support commercial/industrial (typically GS, LC, or LC-TOD services), small business, government and public service facilities construction and development, as well | KY | 7 | 439581.59 | 62797.37 | 0
E364.00-Poles, Towers, and Fixtures | 2024-01-01 | Non-unitized | ANBCD315U-Taxable-NB Comm UG 01315012 | KY | 7 | 92495.03 | 13213.5757 | 0
E364.00-Poles, Towers, and Fixtures | 2024-03-01 | Non-unitized | ARSTLT246-Taxable-Rep Street Lights 01246012 | KY | 0 | 0 | 0 | 0
E364.00-Poles, Towers, and Fixtures | 2024-01-01 | Non-unitized | ANBSV156U-Taxable-NB Elec Serv UG 01156012 | KY | 8 | 113613.71 | 14201.7138 | 0
E364.00-Poles, Towers, and Fixtures | 2024-01-01 | Non-unitized | ANBSV216O-Taxable-NB Elec Serv OH 01216012 | KY | 8 | 117754.73 | 14719.3412 | 0
E364.00-Poles, Towers, and Fixtures | 2024-01-01 | Non-unitized | ANBSV246U-Taxable-NB Elec Serv UG 01246012 | KY | 8 | 156141.61 | 19517.7012 | 0
E364.00-Poles, Towers, and Fixtures | 2024-01-01 | Non-unitized | ANBSV366U-Taxable-NB Elec Serv UG 01366012 | KY | 8 | 66420.51 | 8302.5637 | 0
E364.00-Poles, Towers, and Fixtures | 2024-01-01 | Non-unitized | ANBSV416U-Taxable-NB Elec Serv UG 01416012 | KY | 8 | 32917.3 | 4114.6625 | 0
E364.00-Poles, Towers, and Fixtures | 2024-01-01 | Non-unitized | ARCST366-Taxable-Cust Requested 01366012 | KY | 1 | -297.57 | -297.57 | 0
E364.00-Poles, Towers, and Fixtures | 2024-02-01 | Non-unitized | ARELD315-Taxable-Capital Reliability 01315012 | KY | 3 | 1066.01 | 355.3367 | 0
E364.00-Poles, Towers, and Fixtures | 2024-01-01 | Non-unitized | ARELD426-Taxable-Capital Reliability 01426012 | KY | 1 | 65.28 | 65.28 | 0
E364.00-Poles, Towers, and Fixtures | 2024-01-01 | Non-unitized | ARPOLE216-Taxable-Cap Pole Rep/Repl 01216012 | KY | 6 | 103858.62 | 17309.77 | 0
E364.00-Poles, Towers, and Fixtures | 2024-01-01 | Non-unitized | 081423-I | KY | 0 | 0 | 0 | 0
E364.00-Poles, Towers, and Fixtures | 2024-01-01 | Non-unitized | 082623-I | KY | 0 | 0 | 0 | 0
E364.00-Poles, Towers, and Fixtures | 2024-01-01 | Non-unitized | ASTLT366-Taxable-NB Street Lights 01366012 | KY | 1 | 3960.17 | 3960.17 | 0
E364.00-Poles, Towers, and Fixtures | 2024-07-01 | Non-unitized | 070424-I | KY | 1 | 4558.92 | 4558.92 | 0
E364.00-Poles, Towers, and Fixtures | 2024-01-01 | Non-unitized | Investment | KY | 0 | 0 | 0 | 0
E364.00-Poles, Towers, and Fixtures | 2024-02-01 | Non-unitized | ATBRD246U-Taxable-Cap Trouble Orders UG 01246012 | KY | 2 | 1679.1 | 839.55 | 0
E364.00-Poles, Towers, and Fixtures | 2024-02-01 | POLE WOOD 40 FT (DIST) | POLE WOOD 40 FT (DIST) | KY | 104 | 334764.55 | 3218.8899 | 0
E364.00-Poles, Towers, and Fixtures | 2024-01-04 | POLE WOOD 60 FT (DIST) | POLE WOOD 60 FT (DIST) | KY | 3 | 11016.17 | 3672.0567 | 0
E364.00-Poles, Towers, and Fixtures | 2023-12-01 | POLE WOOD 45 FT (DIST) | POLE WOOD 45 FT (DIST) | KY | 98 | 199887.43 | 2039.6677 | 0
E364.00-Poles, Towers, and Fixtures | 2024-04-01 | Non-unitized | THUNDERSTORM | KY | 0 | 0 | 0 | 0
E364.00-Poles, Towers, and Fixtures | 2024-05-16 | Non-unitized | 23PIT156-23PITP156-2023 PITP Earlington | KY | 0 | 0 | 0 | 0
E364.00-Poles, Towers, and Fixtures | 2023-11-14 | POLE WOOD 55 FT (DIST) | POLE WOOD 55 FT (DIST) | KY | 16 | 68641.8 | 4290.1125 | 0
E364.00-Poles, Towers, and Fixtures | 2022-11-30 | POLE WOOD 40 FT (DIST) | POLE WOOD 40 FT (DIST) | KY | 2 | -3072.61 | -1536.305 | 0
E364.00-Poles, Towers, and Fixtures | 2023-11-14 | POLE WOOD 60 FT (DIST) | POLE WOOD 60 FT (DIST) | KY | 3 | 4909.78 | 1636.5933 | 0
E364.00-Poles, Towers, and Fixtures | 2024-08-01 | Non-unitized | 080124-I | KY | 2 | 4146.21 | 2073.105 | 0
E364.00-Poles, Towers, and Fixtures | 2024-08-01 | Non-unitized | INVESTMENT | KY | 11 | 41457.38 | 3768.8527 | 0
E364.00-Poles, Towers, and Fixtures | 2024-08-01 | Non-unitized | THUNDERSTORM | KY | 3 | 31315.4 | 10438.4667 | 0
E364.00-Poles, Towers, and Fixtures | 2024-09-01 | POLE,STEEL, 45 FT | POLE,STEEL, 45 FT | KY | 4 | 32795.22 | 8198.805 | 0
E364.00-Poles, Towers, and Fixtures | 2024-01-01 | CROSS ARMS | CROSS ARMS (07362) | KY | 20 | 28887.39 | 1444.3695 | 0
E364.00-Poles, Towers, and Fixtures | 2024-12-31 | Non-unitized | 24PITP416-24PIT416-24PITP416-2024 PITP Pineville | KY | 2 | 280564.22 | 140282.11 | 0
E364.00-Poles, Towers, and Fixtures | 2024-12-31 | Non-unitized | AKM052624-KU | KY | 1 | 5139338.76 | 5139338.76 | 0
E364.00-Poles, Towers, and Fixtures | 2004-01-01 | POLE WOOD 40 FT (DIST) | POLE WOOD 40 FT (DIST) | KY | 1391 | 2177272.61 | 1565.2571 | 0
E364.00-Poles, Towers, and Fixtures | 2002-01-01 | CROSS ARMS | CROSS ARMS (07362) | KY | 19314 | 1415177.58 | 73.2721 | 0
E364.00-Poles, Towers, and Fixtures | 2007-01-01 | CROSS ARMS | CROSS ARMS | KY | 8069 | 849117.68 | 105.2321 | 0
E364.00-Poles, Towers, and Fixtures | 2007-01-01 | POLE WOOD 40 FT (DIST) | POLE WOOD 40 FT (DIST) | KY | 1579 | 2601899.58 | 1647.8148 | 0
E364.00-Poles, Towers, and Fixtures | 1986-01-01 | POLE WOOD 30 FT (DIST) | POLE WOOD 30 FT | KY | 1259 | 273987.03 | 217.6227 | 0
E364.00-Poles, Towers, and Fixtures | 1977-01-01 | POLE WOOD 30 FT (DIST) | POLE WOOD 30 FT | KY | 2074 | 205910.89 | 99.282 | 0
E364.00-Poles, Towers, and Fixtures | 2004-01-01 | PAD / MAT | MP2004 Poles, Towers, and Fixtures | KY | 0 | 0 | 0
E364.00-Poles, Towers, and Fixtures | 1943-01-01 | POLE WOOD UNDER 20 FT (DIST) | POLE WOOD UNDER 20 FT (DIST) | KY | 0 | 0 | 0 | 0
E364.00-Poles, Towers, and Fixtures | 1968-01-01 | POLE WOOD UNDER 20 FT (DIST) | POLE WOOD UNDER 20 FT (DIST) | KY | 1 | 38.69 | 38.69
E364.00-Poles, Towers, and Fixtures | 1992-01-01 | POLE WOOD 65 FT (DIST) | POLE WOOD 65 FT (DIST) | KY | 7 | 10435.76 | 1490.8229
E364.00-Poles, Towers, and Fixtures | 1988-01-01 | PAD / MAT | MP1988 Poles, Towers, and Fixtures | KY | 0 | 0 | 0
E364.00-Poles, Towers, and Fixtures | 2001-01-01 | TRANSFORMER | MP2001 Poles, Towers, and Fixtures | KY | 0 | 0 | 0
E364.00-Poles, Towers, and Fixtures | 1947-01-01 | POLE WOOD 55 FT (DIST) | MP1947 Poles, Towers, and Fixtures | KY | 0 | 0 | 0 | 0
E364.00-Poles, Towers, and Fixtures | 1988-01-01 | POLE WOOD 55 FT (DIST) | POLE WOOD 55 FT (DIST) | KY | 22 | 18240.01 | 829.0914 | 0
E364.00-Poles, Towers, and Fixtures | 1982-01-01 | TO BE SPREAD OVER ASSETS IN ACCOUNT | MP1982 Poles, Towers, and Fixtures | KY | 0 | 0 | 0
E364.00-Poles, Towers, and Fixtures | 1981-01-01 | PAD / MAT | MP1981 Poles, Towers, and Fixtures | KY | 0 | 0 | 0
E364.00-Poles, Towers, and Fixtures | 2002-01-01 | POLE WOOD 30 FT (DIST) | POLE WOOD 30 FT (DIST) | KY | 862 | 347743.63 | 403.4149 | 0
E364.00-Poles, Towers, and Fixtures | 2003-01-01 | STEEL POLES | STEEL POLES | KY | 52 | 92950.74 | 1787.5142 | 0
E364.00-Poles, Towers, and Fixtures | 2001-01-01 | STEEL POLES | STEEL POLES | KY | 105 | 100683.47 | 958.8902 | 0
E364.00-Poles, Towers, and Fixtures | 2003-01-01 | TO BE SPREAD OVER ASSETS IN ACCOUNT | MP2003 Poles, Towers, and Fixtures | KY | 0 | 0 | 0 | 0
E364.00-Poles, Towers, and Fixtures | 2004-01-01 | POLE WOOD 60 FT (DIST) | POLE WOOD 60 FT (DIST) | KY | 15 | 84124.34 | 5608.2893
E364.00-Poles, Towers, and Fixtures | 1974-01-01 | CROSS ARMS | CROSS ARMS | KY | 23148 | 245718.55 | 10.6151 | 0
E364.00-Poles, Towers, and Fixtures | 1969-01-01 | POLE WOOD 25 FT (DIST) | POLE WOOD 25 FT (DIST) | KY | 3 | 149.85 | 49.95
E364.00-Poles, Towers, and Fixtures | 1996-01-01 | TO BE SPREAD OVER ASSETS IN ACCOUNT | MP1996 Poles, Towers, and Fixtures | KY | 0 | 0 | 0
E364.00-Poles, Towers, and Fixtures | 1957-01-01 | GUY | GUY | KY | 3713 | 54673.92 | 14.725 | 0
E364.00-Poles, Towers, and Fixtures | 1975-01-01 | POLE WOOD 60 FT (DIST) | POLE WOOD 60 FT | KY | 12 | 5204.58 | 433.715
E364.00-Poles, Towers, and Fixtures | 1941-01-01 | PAD / MAT | MP1941 Poles, Towers, and Fixtures | KY | 0 | 0 | 0
E364.00-Poles, Towers, and Fixtures | 2003-01-01 | POLE WOOD 60 FT (DIST) | POLE WOOD 60 FT (DIST) | KY | 24 | 183037.45 | 7626.5604
E364.00-Poles, Towers, and Fixtures | 1966-01-01 | POLE WOOD 55 FT (DIST) | POLE WOOD 55 FT | KY | 6 | 988.53 | 164.755 | 0
E364.00-Poles, Towers, and Fixtures | 2006-01-01 | PAD / MAT | MP2006 Poles, Towers, and Fixtures | KY | 0 | 0 | 0
E364.00-Poles, Towers, and Fixtures | 1970-01-01 | POLE WOOD UNDER 20 FT (DIST) | POLE WOOD UNDER 20 FT (DIST) | KY | 3 | 120.63 | 40.21
E364.00-Poles, Towers, and Fixtures | 1991-01-01 | CROSS ARMS | CROSS ARMS (07362) | KY | 24967 | 816737.53 | 32.7127 | 0
E364.00-Poles, Towers, and Fixtures | 1971-01-01 | POLE WOOD 55 FT (DIST) | POLE WOOD 55 FT | KY | 22 | 4579.19 | 208.145 | 0
E364.00-Poles, Towers, and Fixtures | 1969-01-01 | TO BE SPREAD OVER ASSETS IN ACCOUNT | MP1969 Poles, Towers, and Fixtures | KY | 0 | 0 | 0
E364.00-Poles, Towers, and Fixtures | 1979-01-01 | TO BE SPREAD OVER ASSETS IN ACCOUNT | MP1979 Poles, Towers, and Fixtures | KY | 0 | 0 | 0
E364.00-Poles, Towers, and Fixtures | 1954-01-01 | GUY | GUY | KY | 246 | 3309.93 | 13.455 | 0
E364.00-Poles, Towers, and Fixtures | 1991-01-01 | PAD / MAT | MP1991 Poles, Towers, and Fixtures | KY | 0 | 0 | 0
E364.00-Poles, Towers, and Fixtures | 1988-01-01 | FENCE | FENCE (FEET) (01012) | KY | 1 | 446.71 | 446.71
E364.00-Poles, Towers, and Fixtures | 1956-01-01 | CROSS ARMS | CROSS ARMS | KY | 8969 | 84969.63 | 9.4737 | 0
E364.00-Poles, Towers, and Fixtures | 1985-01-01 | POLE WOOD 40 FT (DIST) | POLE WOOD 40 FT | KY | 2265 | 1151969.56 | 508.5958 | 0
E364.00-Poles, Towers, and Fixtures | 2007-01-01 | PAD / MAT | MP2007 Poles, Towers, and Fixtures | KY | 0 | 0 | 0
E364.00-Poles, Towers, and Fixtures | 2007-01-01 | GROUND | MP2007 Poles, Towers, and Fixtures | KY | 0 | 0 | 0
E364.00-Poles, Towers, and Fixtures | 1961-01-01 | GUY | GUY | KY | 4253 | 79371.64 | 18.6625 | 0
E364.00-Poles, Towers, and Fixtures | 1959-01-01 | GUY | GUY | KY | 4465 | 152351.68 | 34.1213 | 0
E364.00-Poles, Towers, and Fixtures | 1990-01-01 | POLE WOOD 80 FT (DIST) | MP1990 Poles, Towers, and Fixtures | KY | 0 | 0 | 0
E364.00-Poles, Towers, and Fixtures | 1959-01-01 | CROSS ARMS | MP1959 Poles, Towers, and Fixtures | KY | 2 | 0 | 0
E364.00-Poles, Towers, and Fixtures | 1967-01-01 | POLE WOOD 20 FT (DIST) | POLE WOOD 20 FT (DIST) | KY | 1 | 29.17 | 29.17
E364.00-Poles, Towers, and Fixtures | 1969-01-01 | POLE WOOD 55 FT (DIST) | POLE WOOD 55 FT | KY | 11 | 2394.67 | 217.6973 | 0
E364.00-Poles, Towers, and Fixtures | 1946-01-01 | POLE WOOD 50 FT (DIST) | MP1946 Poles, Towers, and Fixtures | KY | 0 | 0 | 0 | 0
E364.00-Poles, Towers, and Fixtures | 1970-01-01 | PLATFORM | MP1970 Poles, Towers, and Fixtures | KY | 0 | 0 | 0
E364.00-Poles, Towers, and Fixtures | 1959-01-01 | CROSS ARMS | CROSS ARMS | KY | 8384 | 92990.88 | 11.0915 | 0
E364.00-Poles, Towers, and Fixtures | 1991-01-01 | POLE WOOD 30 FT (DIST) | POLE WOOD 30 FT (DIST) | KY | 1144 | 299043.9 | 261.402 | 0
E364.00-Poles, Towers, and Fixtures | 1992-01-01 | GUY | GUY (00070) | KY | 6714 | 678404.31 | 101.0432 | 0
E364.00-Poles, Towers, and Fixtures | 1996-01-01 | POLE WOOD 55 FT (DIST) | POLE WOOD 55 FT (DIST) | KY | 122 | 122192.5 | 1001.5779 | 0
E364.00-Poles, Towers, and Fixtures | 1972-01-01 | TO BE SPREAD OVER ASSETS IN ACCOUNT | MP1972 Poles, Towers, and Fixtures | KY | 0 | 0 | 0
E364.00-Poles, Towers, and Fixtures | 1993-01-01 | POLE WOOD 60 FT (DIST) | POLE WOOD 60 FT (DIST) | KY | 21 | 24122.58 | 1148.6943 | 0
E364.00-Poles, Towers, and Fixtures | 2001-01-01 | POLE WOOD 50 FT (DIST) | MP2001 Poles, Towers, and Fixtures | KY | 0 | 0 | 0 | 0
E364.00-Poles, Towers, and Fixtures | 1944-01-01 | POLE WOOD 50 FT (DIST) | MP1944 Poles, Towers, and Fixtures | KY | 0 | 0 | 0 | 0
E364.00-Poles, Towers, and Fixtures | 1964-01-01 | POLE WOOD 45 FT (DIST) | POLE WOOD 45 FT | KY | 4 | 372.1 | 93.025 | 0
E364.00-Poles, Towers, and Fixtures | 1992-01-01 | CROSS ARMS | CROSS ARMS (07362) | KY | 29105 | 1013083.61 | 34.8079 | 0
E364.00-Poles, Towers, and Fixtures | 1963-01-01 | TO BE SPREAD OVER ASSETS IN ACCOUNT | MP1963 Poles, Towers, and Fixtures | KY | 0 | 0 | 0
E364.00-Poles, Towers, and Fixtures | 1955-01-01 | POLE WOOD 45 FT (DIST) | MP1955 Poles, Towers, and Fixtures | KY | 0 | 0 | 0 | 0
E364.00-Poles, Towers, and Fixtures | 1998-01-01 | POLE WOOD 45 FT (DIST) | POLE WOOD 45 FT (DIST) | KY | 1421 | 1105960.86 | 778.2976 | 0
E364.00-Poles, Towers, and Fixtures | 1972-01-01 | PAD / MAT | MP1972 Poles, Towers, and Fixtures | KY | 0 | 0 | 0
E364.00-Poles, Towers, and Fixtures | 1996-01-01 | CROSS ARMS | CROSS ARMS (07362) | KY | 26697 | 1483582.01 | 55.5711 | 0
E364.00-Poles, Towers, and Fixtures | 1963-01-01 | POLE WOOD 45 FT (DIST) | POLE WOOD 45 FT | KY | 0 | 0 | 0 | 0
E364.00-Poles, Towers, and Fixtures | 1952-01-01 | POLE WOOD 25 FT (DIST) | POLE WOOD 25 FT (DIST) | KY | 96 | 2464.65 | 25.6734
E364.00-Poles, Towers, and Fixtures | 1990-01-01 | POLE WOOD 65 FT (DIST) | POLE WOOD 65 FT (DIST) | KY | 1 | 1358.8 | 1358.8 | 0
E364.00-Poles, Towers, and Fixtures | 1948-01-01 | POLE WOOD 65 FT (DIST) | MP1948 Poles, Towers, and Fixtures | KY | 0 | 0 | 0 | 0
E364.00-Poles, Towers, and Fixtures | 1960-01-01 | POLE WOOD 65 FT (DIST) | POLE WOOD 65 FT | KY | 3 | 603.7 | 201.2333 | 0
E364.00-Poles, Towers, and Fixtures | 1999-01-01 | POLE WOOD 65 FT (DIST) | POLE WOOD 65 FT (DIST) | KY | 5 | 10294.98 | 2058.996
E364.00-Poles, Towers, and Fixtures | 1972-01-01 | POLE WOOD 80 FT (DIST) | MP1972 Poles, Towers, and Fixtures | KY | 0 | 0 | 0
E364.00-Poles, Towers, and Fixtures | 1961-01-01 | POLE WOOD 60 FT (DIST) | POLE WOOD 60 FT | KY | 56 | 8459.02 | 151.0539 | 0
E364.00-Poles, Towers, and Fixtures | 1965-01-01 | POLE WOOD 65 FT (DIST) | POLE WOOD 65 FT | KY | 11 | 2316.44 | 210.5855 | 0
E364.00-Poles, Towers, and Fixtures | 1956-01-01 | PLATFORM | MP1956 Poles, Towers, and Fixtures | KY | 0 | 0 | 0
E364.00-Poles, Towers, and Fixtures | 2003-01-01 | POLE WOOD 85 FT (DIST) | POLE WOOD 85 FT (DIST) | KY | 2 | 46476.99 | 23238.495 | 0
E364.00-Poles, Towers, and Fixtures | 2008-01-01 | POLE WOOD 45 FT (DIST) | POLE WOOD 45 FT (DIST) | KY | 1575 | 2599425.67 | 1650.429 | 0
E364.00-Poles, Towers, and Fixtures | 2008-01-01 | POLE WOOD 35 FT (DIST) | POLE WOOD 35 FT (DIST) | KY | 265 | 348227.86 | 1314.0674
E364.00-Poles, Towers, and Fixtures | 2006-01-01 | POLE WOOD 30 FT (DIST) | POLE WOOD 30 FT (DIST) | KY | 17 | 6141.37 | 361.2571
E364.00-Poles, Towers, and Fixtures | 2008-01-01 | POLE WOOD 40 FT (DIST) | MP2008 Poles, Towers, and Fixtures | KY | 0 | 0 | 0 | 0
E364.00-Poles, Towers, and Fixtures | 2004-01-01 | POLE WOOD 50 FT (DIST) | MP2004 Poles, Towers, and Fixtures | KY | 0 | 0 | 0 | 0
E364.00-Poles, Towers, and Fixtures | 1963-01-01 | POLE WOOD 40 FT (DIST) | POLE WOOD 40 FT | KY | 1373 | 183627.21 | 133.7416 | 0
E364.00-Poles, Towers, and Fixtures | 2005-01-01 | PAD / MAT | MP2005 Poles, Towers, and Fixtures | KY | 0 | 0 | 0
E364.00-Poles, Towers, and Fixtures | 1948-01-01 | PAD / MAT | MP1948 Poles, Towers, and Fixtures | KY | 0 | 0 | 0
E364.00-Poles, Towers, and Fixtures | 1996-01-01 | POLE WOOD 40 FT (DIST) | POLE WOOD 40 FT (DIST) | KY | 2654 | 2973606.58 | 1120.4245 | 0
E364.00-Poles, Towers, and Fixtures | 2008-07-01 | Non-unitized | NBSV366OH-New Elect Serv-Ovhd-Maysville | KY | 0 | 0 | 0
E364.00-Poles, Towers, and Fixtures | 2008-05-01 | Non-unitized | 719 LEBANON | KY | 0 | 0 | 0
E364.00-Poles, Towers, and Fixtures | 2008-07-01 | Non-unitized | POLD236-OUTDOOR LIGHTING 236 | KY | 0 | 0 | 0
E364.00-Poles, Towers, and Fixtures | 2008-07-01 | Non-unitized | STLT416-STREET LIGHTING 416 | KY | 0 | 0 | 0 | 0
E364.00-Poles, Towers, and Fixtures | 2008-07-01 | Non-unitized | RDDD315OH-Rep Def Equip-OH-Lexington | KY | 0 | 0 | 0
E364.00-Poles, Towers, and Fixtures | 2008-05-01 | Non-unitized | US HWY 27 N STOP LGT 40484 | KY | 0 | 0 | 0
E364.00-Poles, Towers, and Fixtures | 2008-05-01 | Non-unitized | S US HIGHWAY 119 | KY | 0 | 0 | 0
E364.00-Poles, Towers, and Fixtures | 2008-05-01 | Non-unitized | N 2ND ST | KY | 0 | 0 | 0
E364.00-Poles, Towers, and Fixtures | 2008-05-01 | Non-unitized | 855 CENTRAL CITY RD | KY | 0 | 0 | 0
E364.00-Poles, Towers, and Fixtures | 2008-05-01 | Non-unitized | 12 VALLEY DR 42038 | KY | 0 | 0 | 0
E364.00-Poles, Towers, and Fixtures | 2008-05-01 | Non-unitized | 1337998 | KY | 0 | 0 | 0 | 0
E364.00-Poles, Towers, and Fixtures | 2008-05-01 | Non-unitized | 1243959 | KY | 0 | 0 | 0
E364.00-Poles, Towers, and Fixtures | 2008-05-01 | Non-unitized | 1308914 | KY | 0 | 0 | 0
E364.00-Poles, Towers, and Fixtures | 2008-05-01 | Non-unitized | 1325184 | KY | 0 | 0 | 0
E364.00-Poles, Towers, and Fixtures | 2008-05-01 | Non-unitized | 1131864 | KY | 0 | 0 | 0
E364.00-Poles, Towers, and Fixtures | 2008-05-01 | Non-unitized | PAGE CUT OFF 40977 | KY | 0 | 0 | 0 | 0
E364.00-Poles, Towers, and Fixtures | 2008-05-01 | Non-unitized | 1486 W CUMBERLAND GAP PKY MTL SHOP 40701 | KY | 0 | 0 | 0 | 0
E364.00-Poles, Towers, and Fixtures | 2008-05-01 | Non-unitized | 2131 CAPSTONE DR | KY | 0 | 0 | 0 | 0
E364.00-Poles, Towers, and Fixtures | 2008-05-01 | Non-unitized | 6th Street and Bradshaw | KY | 0 | 0 | 0 | 0
E364.00-Poles, Towers, and Fixtures | 2008-05-01 | Non-unitized | CORNER PRICE RD 40511 | KY | 0 | 0 | 0
E364.00-Poles, Towers, and Fixtures | 2008-05-01 | Non-unitized | 2012 STATE HWY 81 | KY | 0 | 0 | 0
E364.00-Poles, Towers, and Fixtures | 2008-05-01 | Non-unitized | 404 CHARLES ST | KY | 0 | 0 | 0
E364.00-Poles, Towers, and Fixtures | 2008-05-01 | Non-unitized | 4787 HALEY LN 40516 | KY | 0 | 0 | 0 | 0
E364.00-Poles, Towers, and Fixtures | 2008-05-01 | Non-unitized | 92 COYLE ST 40360 | KY | 0 | 0 | 0 | 0
E364.00-Poles, Towers, and Fixtures | 2008-05-01 | Non-unitized | JACK HURD RD 40445 | KY | 0 | 0 | 0
E364.00-Poles, Towers, and Fixtures | 2008-05-01 | Non-unitized | MCCLURE ST | KY | 0 | 0 | 0 | 0
E364.00-Poles, Towers, and Fixtures | 2008-05-01 | Non-unitized | 7695 ST RT 181 HWY | KY | 0 | 0 | 0
E364.00-Poles, Towers, and Fixtures | 2008-05-01 | Non-unitized | HARPER CIR | KY | 0 | 0 | 0
E364.00-Poles, Towers, and Fixtures | 2008-05-01 | Non-unitized | 884 IRON WORKS PIKE | KY | 0 | 0 | 0 | 0
E364.00-Poles, Towers, and Fixtures | 2008-05-01 | Non-unitized | RT1 KY 10 41034 | KY | 0 | 0 | 0
E364.00-Poles, Towers, and Fixtures | 2008-05-01 | Non-unitized | 1169265 | KY | 0 | 0 | 0
E364.00-Poles, Towers, and Fixtures | 2008-05-01 | Non-unitized | 1213028 | KY | 0 | 0 | 0
E364.00-Poles, Towers, and Fixtures | 2008-05-01 | Non-unitized | 846 POSSUM HOLLOW RD 40935 | KY | 0 | 0 | 0
E364.00-Poles, Towers, and Fixtures | 2008-05-01 | Non-unitized | LAKESHORE DR 42038 | KY | 0 | 0 | 0
E364.00-Poles, Towers, and Fixtures | 2008-05-01 | Non-unitized | 1181324 | KY | 0 | 0 | 0 | 0
E364.00-Poles, Towers, and Fixtures | 2008-05-01 | Non-unitized | 955 N WILSON RD 40160 | KY | 0 | 0 | 0
E364.00-Poles, Towers, and Fixtures | 2008-05-01 | Non-unitized | 913 N DIXIE AVENUE | KY | 0 | 0 | 0
E364.00-Poles, Towers, and Fixtures | 2008-05-01 | Non-unitized | S HWY 421 PUMP STA 40962 | KY | 0 | 0 | 0 | 0
E364.00-Poles, Towers, and Fixtures | 2008-05-01 | Non-unitized | 801 E MAIN ST | KY | 0 | 0 | 0 | 0
E364.00-Poles, Towers, and Fixtures | 2008-05-01 | Non-unitized | 305 CONNECTOR RD 40324 | KY | 0 | 0 | 0 | 0
E364.00-Poles, Towers, and Fixtures | 2008-05-01 | Non-unitized | 1196473 | KY | 0 | 0 | 0 | 0
E364.00-Poles, Towers, and Fixtures | 2008-05-01 | Non-unitized | US HWY 119 | KY | 0 | 0 | 0 | 0
E364.00-Poles, Towers, and Fixtures | 2008-05-01 | Non-unitized | HARVEST DR | KY | 0 | 0 | 0 | 0
E364.00-Poles, Towers, and Fixtures | 2008-05-01 | Non-unitized | 139 STERK | KY | 0 | 0 | 0 | 0
E364.00-Poles, Towers, and Fixtures | 2008-05-01 | Non-unitized | 424 CANE RUN 40324 | KY | 0 | 0 | 0 | 0
E364.00-Poles, Towers, and Fixtures | 2008-05-01 | Non-unitized | 1840 AIKEN RD | KY | 0 | 0 | 0 | 0
E364.00-Poles, Towers, and Fixtures | 2008-05-01 | Non-unitized | 550 PLEASUREVILLE RD 40057 | KY | 0 | 0 | 0 | 0
E364.00-Poles, Towers, and Fixtures | 2008-05-01 | Non-unitized | MAIN | KY | 0 | 0 | 0 | 0
E364.00-Poles, Towers, and Fixtures | 2008-05-01 | Non-unitized | 4950 PARKERS MILL RD | KY | 0 | 0 | 0 | 0
E364.00-Poles, Towers, and Fixtures | 2008-05-01 | Non-unitized | 1515 STATE RTE 1163 42345 | KY | 0 | 0 | 0 | 0
E364.00-Poles, Towers, and Fixtures | 2008-05-01 | Non-unitized | PAWLEY LN LT 60 TS 40162 | KY | 0 | 0 | 0 | 0
E364.00-Poles, Towers, and Fixtures | 2008-05-01 | Non-unitized | BOAT DOCK RD AND STRATFORD MANOR DR | KY | 0 | 0 | 0 | 0
E364.00-Poles, Towers, and Fixtures | 2008-05-01 | Non-unitized | STATE HWY 49 | KY | 0 | 0 | 0 | 0
E364.00-Poles, Towers, and Fixtures | 2008-05-01 | Non-unitized | KY 49 | KY | 0 | 0 | 0 | 0
E364.00-Poles, Towers, and Fixtures | 2008-05-01 | Non-unitized | HWY 62 (DAWSON ROAD) | KY | 0 | 0 | 0 | 0
E364.00-Poles, Towers, and Fixtures | 2008-05-01 | Non-unitized | 4100 1/2 NEWTOWN RD TSE 40324 | KY | 0 | 0 | 0 | 0
E364.00-Poles, Towers, and Fixtures | 2008-05-01 | Non-unitized | S QUEEN ST | KY | 0 | 0 | 0 | 0
E364.00-Poles, Towers, and Fixtures | 2008-05-01 | Non-unitized | 1060915 | KY | 0 | 0 | 0 | 0
E364.00-Poles, Towers, and Fixtures | 2008-05-01 | Non-unitized | 1133216 | KY | 0 | 0 | 0 | 0
E364.00-Poles, Towers, and Fixtures | 2008-05-01 | Non-unitized | 1231485 | KY | 0 | 0 | 0 | 0
E364.00-Poles, Towers, and Fixtures | 2008-05-01 | Non-unitized | 4832 VERSAILLES RD 40510 | KY | 0 | 0 | 0 | 0
E364.00-Poles, Towers, and Fixtures | 2008-05-01 | Non-unitized | 1214274 | KY | 0 | 0 | 0 | 0
E364.00-Poles, Towers, and Fixtures | 2008-05-01 | Non-unitized | 1236325 | KY | 0 | 0 | 0 | 0
E364.00-Poles, Towers, and Fixtures | 2008-05-01 | Non-unitized | POPLAR FLAT RD 40004 | KY | 0 | 0 | 0 | 0
E364.00-Poles, Towers, and Fixtures | 2008-05-01 | Non-unitized | 1660 FOXHAVEN DR 40475 | KY | 0 | 0 | 0 | 0
E364.00-Poles, Towers, and Fixtures | 2008-05-01 | Non-unitized | 121 EDWARDS AVE 40324 | KY | 0 | 0 | 0 | 0
E364.00-Poles, Towers, and Fixtures | 2008-05-01 | Non-unitized | 4098 ATWOOD DR 40475 | KY | 0 | 0 | 0 | 0
E364.00-Poles, Towers, and Fixtures | 2008-05-01 | Non-unitized | PLEASURE VIEW ROAD | KY | 0 | 0 | 0 | 0
E364.00-Poles, Towers, and Fixtures | 2008-05-01 | Non-unitized | 160 W HIGH ST GARG 40033 | KY | 0 | 0 | 0 | 0
E364.00-Poles, Towers, and Fixtures | 2008-05-01 | Non-unitized | 93 PARKER ST 42337 | KY | 0 | 0 | 0 | 0
E364.00-Poles, Towers, and Fixtures | 2008-05-01 | Non-unitized | BOB HITE RD | KY | 0 | 0 | 0 | 0
E364.00-Poles, Towers, and Fixtures | 2008-05-01 | Non-unitized | 2012 STATE RTE 81 42330 | KY | 0 | 0 | 0 | 0
E364.00-Poles, Towers, and Fixtures | 2008-05-01 | Non-unitized | 70 MONTGOMERY LP 42323 | KY | 0 | 0 | 0 | 0
E364.00-Poles, Towers, and Fixtures | 2008-05-01 | Non-unitized | OLD BOONESBORO RD | KY | 0 | 0 | 0 | 0
E364.00-Poles, Towers, and Fixtures | 2008-05-01 | Non-unitized | 601 E MAIN ST | KY | 0 | 0 | 0 | 0
E364.00-Poles, Towers, and Fixtures | 2008-05-01 | Non-unitized | 1071 MELODY LN | KY | 0 | 0 | 0 | 0
E364.00-Poles, Towers, and Fixtures | 2008-05-01 | Non-unitized | 1250 BARNHILL RD 42450 | KY | 0 | 0 | 0 | 0
E364.00-Poles, Towers, and Fixtures | 2008-05-01 | Non-unitized | SABLE 40373 | KY | 0 | 0 | 0 | 0
E364.00-Poles, Towers, and Fixtures | 2008-05-01 | Non-unitized | 4760 S HWY 27 | KY | 0 | 0 | 0 | 0
E364.00-Poles, Towers, and Fixtures | 2008-05-01 | Non-unitized | GREENBRIAR RD | KY | 0 | 0 | 0 | 0
E364.00-Poles, Towers, and Fixtures | 2008-05-01 | Non-unitized | 1133378 | KY | 0 | 0 | 0 | 0
E364.00-Poles, Towers, and Fixtures | 2008-05-01 | Non-unitized | 3250 IRON WORKS PIKE 40511 | KY | 0 | 0 | 0 | 0
E364.00-Poles, Towers, and Fixtures | 2008-05-01 | Non-unitized | BOOKER ROAD | KY | 0 | 0 | 0 | 0
E364.00-Poles, Towers, and Fixtures | 2008-05-01 | Non-unitized | 2115 EVERLY BRO BLV WAREHSE 42367 | KY | 0 | 0 | 0
E364.00-Poles, Towers, and Fixtures | 2008-05-01 | Non-unitized | 195 LEE LN 42345 | KY | 0 | 0 | 0
E364.00-Poles, Towers, and Fixtures | 2008-05-01 | Non-unitized | BEREA RD 40511 | KY | 0 | 0 | 0
E364.00-Poles, Towers, and Fixtures | 2008-05-01 | Non-unitized | 3801 MALL RD 40503 | KY | 0 | 0 | 0 | 0
E364.00-Poles, Towers, and Fixtures | 2008-05-01 | Non-unitized | BYPASS RD | KY | 0 | 0 | 0 | 0
E364.00-Poles, Towers, and Fixtures | 2008-05-01 | Non-unitized | 875 CORNISHVILLE RD | KY | 0 | 0 | 0 | 0
E364.00-Poles, Towers, and Fixtures | 2008-05-01 | Non-unitized | 1132 CLEVELAND RD 2 FG 6 40509 | KY | 0 | 0 | 0 | 0
E364.00-Poles, Towers, and Fixtures | 2008-05-01 | Non-unitized | CHENAULT DRIVE 41056 | KY | 0 | 0 | 0 | 0
E364.00-Poles, Towers, and Fixtures | 2008-05-01 | Non-unitized | 2032 PARALLEL RD 40511 | KY | 0 | 0 | 0 | 0
E364.00-Poles, Towers, and Fixtures | 2008-05-01 | Non-unitized | 141 CALEAST RD 40475 | KY | 0 | 0 | 0
E364.00-Poles, Towers, and Fixtures | 2008-05-01 | Non-unitized | APPEN | KY | 0 | 0 | 0 | 0
E364.00-Poles, Towers, and Fixtures | 2008-05-01 | Non-unitized | OLD STANFORD ROAD | KY | 0 | 0 | 0 | 0
E364.00-Poles, Towers, and Fixtures | 2008-05-01 | Non-unitized | 902 AIKEN RD | KY | 0 | 0 | 0 | 0
E364.00-Poles, Towers, and Fixtures | 2008-05-01 | Non-unitized | 3977 BARNARD DR 40509 | KY | 0 | 0 | 0 | 0
E364.00-Poles, Towers, and Fixtures | 2008-05-01 | Non-unitized | 1435 TANNER RD GRAIN 42748 | KY | 0 | 0 | 0 | 0
E364.00-Poles, Towers, and Fixtures | 2008-05-01 | Non-unitized | 70 STATE ROUTE 2835 | KY | 0 | 0 | 0 | 0
E364.00-Poles, Towers, and Fixtures | 2008-05-01 | Non-unitized | 305 HAZEL CREEK RD 42321 | KY | 0 | 0 | 0 | 0
E364.00-Poles, Towers, and Fixtures | 2008-05-01 | Non-unitized | RT1 NEBO 42345 | KY | 0 | 0 | 0 | 0
E364.00-Poles, Towers, and Fixtures | 2008-05-01 | Non-unitized | 5010 N HWY 1247 | KY | 0 | 0 | 0 | 0
E364.00-Poles, Towers, and Fixtures | 2008-05-01 | Non-unitized | 107 KNOSP ST | KY | 0 | 0 | 0 | 0
E364.00-Poles, Towers, and Fixtures | 2008-05-01 | Non-unitized | 13938 LEITCHFIELD RD TRL 42732 | KY | 0 | 0 | 0 | 0
E364.00-Poles, Towers, and Fixtures | 2008-05-01 | Non-unitized | SONORA HARDIN SP RD TSE 42732 | KY | 0 | 0 | 0 | 0
E364.00-Poles, Towers, and Fixtures | 2008-05-01 | Non-unitized | 1888 AUGUSTA BERLIN RD 41004 | KY | 0 | 0 | 0 | 0
E364.00-Poles, Towers, and Fixtures | 2008-05-01 | Non-unitized | 245 RUSSELL LN 40069 | KY | 0 | 0 | 0 | 0
E364.00-Poles, Towers, and Fixtures | 2008-05-01 | Non-unitized | 225 TIMBERLAND RD MBL HME 40962 | KY | 0 | 0 | 0 | 0
E364.00-Poles, Towers, and Fixtures | 2008-05-01 | Non-unitized | 6330 HELENA RD DBLWIDE 41055 | KY | 0 | 0 | 0 | 0
E364.00-Poles, Towers, and Fixtures | 2008-05-01 | Non-unitized | 200 CREEK BEND DR 42728 | KY | 0 | 0 | 0 | 0
E364.00-Poles, Towers, and Fixtures | 2008-05-01 | Non-unitized | 1133174 | KY | 0 | 0 | 0 | 0
E364.00-Poles, Towers, and Fixtures | 2008-05-01 | Non-unitized | MAIN STREET 41064 | KY | 0 | 0 | 0 | 0
E364.00-Poles, Towers, and Fixtures | 2008-05-01 | Non-unitized | 3880 HALEY RD | KY | 0 | 0 | 0 | 0
E364.00-Poles, Towers, and Fixtures | 2008-05-01 | Non-unitized | 2909 RICHMOND RD 40509 | KY | 0 | 0 | 0
E364.00-Poles, Towers, and Fixtures | 2008-05-01 | Non-unitized | 500 SOUTHLAND DR 40503 | KY | 0 | 0 | 0
E364.00-Poles, Towers, and Fixtures | 2008-05-01 | Non-unitized | PORTOBELLO RD LOT 26 40160 | KY | 0 | 0 | 0 | 0
E364.00-Poles, Towers, and Fixtures | 2008-05-01 | Non-unitized | 250 HWY 47 S 41045 | KY | 0 | 0 | 0 | 0
E364.00-Poles, Towers, and Fixtures | 2008-05-01 | Non-unitized | EASTLOCK RD & HWY # 177 41006 | KY | 0 | 0 | 0 | 0
E364.00-Poles, Towers, and Fixtures | 2008-05-01 | Non-unitized | 756 GEORGETOWN ROAD | KY | 0 | 0 | 0 | 0
E364.00-Poles, Towers, and Fixtures | 2008-05-01 | Non-unitized | 7713 ELK LICK FALLS RD 40515 | KY | 0 | 0 | 0 | 0
E364.00-Poles, Towers, and Fixtures | 2008-05-01 | Non-unitized | MURPHYS RUN RD | KY | 0 | 0 | 0 | 0
E364.00-Poles, Towers, and Fixtures | 2008-05-01 | Non-unitized | CHERRYWOOD DRIVE | KY | 0 | 0 | 0 | 0
E364.00-Poles, Towers, and Fixtures | 2008-05-01 | Non-unitized | HWY 109 | KY | 0 | 0 | 0 | 0
E364.00-Poles, Towers, and Fixtures | 2008-05-01 | Non-unitized | HWY # 10 41004 | KY | 0 | 0 | 0 | 0
E364.00-Poles, Towers, and Fixtures | 2008-05-01 | Non-unitized | HAMPTON LN 40475 | KY | 0 | 0 | 0 | 0
E364.00-Poles, Towers, and Fixtures | 2008-05-01 | Non-unitized | 718 MAIN ST 40065 | KY | 0 | 0 | 0 | 0
E364.00-Poles, Towers, and Fixtures | 2008-05-01 | Non-unitized | NEW MOODY LN | KY | 0 | 0 | 0 | 0
E364.00-Poles, Towers, and Fixtures | 2008-05-01 | Non-unitized | 121 CRESTVIEW CT 40356 | KY | 0 | 0 | 0 | 0
E364.00-Poles, Towers, and Fixtures | 2008-05-01 | Non-unitized | HARDYVILLE RD 42765 | KY | 0 | 0 | 0 | 0
E364.00-Poles, Towers, and Fixtures | 2008-05-01 | Non-unitized | INTERSECT. CARBONDALE RD & HWY 112 | KY | 0 | 0 | 0 | 0
E364.00-Poles, Towers, and Fixtures | 2008-05-01 | Non-unitized | 3894 HWY 552 TSE 40740 | KY | 0 | 0 | 0 | 0
E364.00-Poles, Towers, and Fixtures | 2008-05-01 | Non-unitized | LAWRENCEBURG RD TRACT 8 40008 | KY | 0 | 0 | 0 | 0
E364.00-Poles, Towers, and Fixtures | 2008-05-01 | Non-unitized | 150 FROGTOWN RD 40033 | KY | 0 | 0 | 0 | 0
E364.00-Poles, Towers, and Fixtures | 2008-05-01 | Non-unitized | 4565 MAYSVILLE ROAD 41041 | KY | 0 | 0 | 0 | 0
E364.00-Poles, Towers, and Fixtures | 2008-05-01 | Non-unitized | 733 GEORGETOWN RD 40361 | KY | 0 | 0 | 0 | 0
E364.00-Poles, Towers, and Fixtures | 2008-05-01 | Non-unitized | 289 PT PLEASANT RD 40019 | KY | 0 | 0 | 0 | 0
E364.00-Poles, Towers, and Fixtures | 2008-05-01 | Non-unitized | 1188114 | KY | 0 | 0 | 0 | 0
E364.00-Poles, Towers, and Fixtures | 2008-05-01 | Non-unitized | 1257365 | KY | 0 | 0 | 0 | 0
E364.00-Poles, Towers, and Fixtures | 2008-05-01 | Non-unitized | 1272798 | KY | 0 | 0 | 0 | 0
E364.00-Poles, Towers, and Fixtures | 2008-05-01 | Non-unitized | KY. 1846 42749 | KY | 0 | 0 | 0 | 0
E364.00-Poles, Towers, and Fixtures | 2008-05-01 | Non-unitized | 586 WRIGHT RD 40601 | KY | 0 | 0 | 0
E364.00-Poles, Towers, and Fixtures | 2008-05-01 | Non-unitized | JASON WILLIAMS NEW HOUSE | KY | 0 | 0 | 0 | 0
E364.00-Poles, Towers, and Fixtures | 2008-05-01 | Non-unitized | 189 HORSE CREEK TSE 40701 | KY | 0 | 0 | 0 | 0
E364.00-Poles, Towers, and Fixtures | 2008-05-01 | Non-unitized | DETENTION RD | KY | 0 | 0 | 0 | 0
E364.00-Poles, Towers, and Fixtures | 2008-05-01 | Non-unitized | MAIN ENTRANCE RD | KY | 0 | 0 | 0 | 0
E364.00-Poles, Towers, and Fixtures | 2008-05-01 | Non-unitized | FAWN VALLEY OVERHEAD CAMPBELL RD. | KY | 0 | 0 | 0
E364.00-Poles, Towers, and Fixtures | 2008-05-01 | Non-unitized | 2154 STEPSTONE RD 40353 | KY | 0 | 0 | 0 | 0
E364.00-Poles, Towers, and Fixtures | 2008-05-01 | Non-unitized | 878 HUTCHISON RD 40361 | KY | 0 | 0 | 0
E364.00-Poles, Towers, and Fixtures | 2008-05-01 | Non-unitized | APPALOUSA DR LOT 1 40071 | KY | 0 | 0 | 0 | 0
E364.00-Poles, Towers, and Fixtures | 2008-05-01 | Non-unitized | 1749 RUSSELL CAVE RD 40505 | KY | 0 | 0 | 0 | 0
E364.00-Poles, Towers, and Fixtures | 2008-05-01 | Non-unitized | WINCHESTER RD 40505 | KY | 0 | 0 | 0 | 0
E364.00-Poles, Towers, and Fixtures | 2008-05-01 | Non-unitized | 203 EXIT RD 42326 | KY | 0 | 0 | 0 | 0
E364.00-Poles, Towers, and Fixtures | 2008-05-01 | Non-unitized | 1781 ELVA RD TEMP 42431 | KY | 0 | 0 | 0 | 0
E364.00-Poles, Towers, and Fixtures | 2008-05-01 | Non-unitized | 224 W OWEN ST TSE 40019 | KY | 0 | 0 | 0 | 0
E364.00-Poles, Towers, and Fixtures | 2008-05-01 | Non-unitized | SHAKERTOWN ROAD | KY | 0 | 0 | 0 | 0
E364.00-Poles, Towers, and Fixtures | 2008-05-01 | Non-unitized | 1060444 | KY | 0 | 0 | 0 | 0
E364.00-Poles, Towers, and Fixtures | 2008-05-01 | Non-unitized | 1454175 | KY | 0 | 0 | 0
E364.00-Poles, Towers, and Fixtures | 2008-05-01 | Non-unitized | YELLOW AVE | KY | 0 | 0 | 0 | 0
E364.00-Poles, Towers, and Fixtures | 2008-05-01 | Non-unitized | BEHIND THE METER | KY | 0 | 0 | 0 | 0
E364.00-Poles, Towers, and Fixtures | 2008-05-01 | Non-unitized | RT 1 BX 16501 40977 | KY | 0 | 0 | 0 | 0
E364.00-Poles, Towers, and Fixtures | 2008-05-01 | Non-unitized | 2778 US 60 W 40351 | KY | 0 | 0 | 0 | 0
E364.00-Poles, Towers, and Fixtures | 2008-05-01 | Non-unitized | WILBURN ROSS HWY LFT STA1 42647 | KY | 0 | 0 | 0 | 0
E364.00-Poles, Towers, and Fixtures | 2008-05-01 | Non-unitized | SHELLMARK | KY | 0 | 0 | 0 | 0
E364.00-Poles, Towers, and Fixtures | 2008-05-01 | Non-unitized | 16 PERKINS ST 40701 | KY | 0 | 0 | 0 | 0
E364.00-Poles, Towers, and Fixtures | 2008-05-01 | Non-unitized | 1174844 | KY | 0 | 0 | 0 | 0
E364.00-Poles, Towers, and Fixtures | 2008-05-01 | Non-unitized | 1120515 | KY | 0 | 0 | 0 | 0
E364.00-Poles, Towers, and Fixtures | 2008-05-01 | Non-unitized | 1180915 | KY | 0 | 0 | 0
E364.00-Poles, Towers, and Fixtures | 2008-05-01 | Non-unitized | STATE HWY 1054 | KY | 0 | 0 | 0 | 0
E364.00-Poles, Towers, and Fixtures | 2008-05-01 | Non-unitized | 1241 CAROLING AVENUE 41056 | KY | 0 | 0 | 0 | 0
E364.00-Poles, Towers, and Fixtures | 2008-05-01 | Non-unitized | 440 PEKIN PK 40390 | KY | 0 | 0 | 0 | 0
E364.00-Poles, Towers, and Fixtures | 2008-05-01 | Non-unitized | AIRPORT RD | KY | 0 | 0 | 0 | 0
E364.00-Poles, Towers, and Fixtures | 2008-05-01 | Non-unitized | 1314206 | KY | 0 | 0 | 0 | 0
E364.00-Poles, Towers, and Fixtures | 2008-05-01 | Non-unitized | 1079264 | KY | 0 | 0 | 0 | 0
E364.00-Poles, Towers, and Fixtures | 2008-05-01 | Non-unitized | 525 WELLINGTON WAY 40503 | KY | 0 | 0 | 0 | 0
E364.00-Poles, Towers, and Fixtures | 2008-05-01 | Non-unitized | 7090 US,60 WEST 40351 | KY | 0 | 0 | 0 | 0
E364.00-Poles, Towers, and Fixtures | 2008-05-01 | Non-unitized | 547 WEST MAIN ST, BLDG. B 40351 | KY | 0 | 0 | 0 | 0
E364.00-Poles, Towers, and Fixtures | 2008-05-01 | Non-unitized | GRASSY CREEK 40324 | KY | 0 | 0 | 0 | 0
E364.00-Poles, Towers, and Fixtures | 2008-05-01 | Non-unitized | HAYS BLVD 40509 | KY | 0 | 0 | 0 | 0
E364.00-Poles, Towers, and Fixtures | 2008-05-01 | Non-unitized | RT 1 MINERVA ROAD 41002 | KY | 0 | 0 | 0 | 0
E364.00-Poles, Towers, and Fixtures | 2008-05-01 | Non-unitized | WALNUT | KY | 0 | 0 | 0 | 0
E364.00-Poles, Towers, and Fixtures | 2008-05-01 | Non-unitized | 1025 LEXINGTON RD 40324 | KY | 0 | 0 | 0 | 0
E364.00-Poles, Towers, and Fixtures | 2008-05-01 | Non-unitized | E OBANNON | KY | 0 | 0 | 0
E364.00-Poles, Towers, and Fixtures | 2008-05-01 | Non-unitized | 152 SHELTON RD 40160 | KY | 0 | 0 | 0
E364.00-Poles, Towers, and Fixtures | 2008-05-01 | Non-unitized | 1727 COUNTY FARM RD 42087 | KY | 0 | 0 | 0 | 0
E364.00-Poles, Towers, and Fixtures | 2008-05-01 | Non-unitized | BLACKMONT RD 40845 | KY | 0 | 0 | 0 | 0
E364.00-Poles, Towers, and Fixtures | 2008-05-01 | Non-unitized | 95 LAMB LN 40828 | KY | 0 | 0 | 0 | 0
E364.00-Poles, Towers, and Fixtures | 2008-05-01 | Non-unitized | 51158 US 62 41055 | KY | 0 | 0 | 0 | 0
E364.00-Poles, Towers, and Fixtures | 2008-05-01 | Non-unitized | DALE EARNARHT DRIVE | KY | 0 | 0 | 0 | 0
E364.00-Poles, Towers, and Fixtures | 2008-05-01 | Non-unitized | THORN TRACE CT | KY | 0 | 0 | 0 | 0
E364.00-Poles, Towers, and Fixtures | 2008-05-01 | Non-unitized | 504 W MAIN ST 40324 | KY | 0 | 0 | 0 | 0
E364.00-Poles, Towers, and Fixtures | 2008-05-01 | Non-unitized | SAMPSON RD 40867 | KY | 0 | 0 | 0 | 0
E364.00-Poles, Towers, and Fixtures | 2008-05-01 | Non-unitized | 75 PHILLIP UZZLE LN TRL 42330 | KY | 0 | 0 | 0 | 0
E364.00-Poles, Towers, and Fixtures | 2008-05-01 | Non-unitized | 490 NEPTON RD 41039 | KY | 0 | 0 | 0 | 0
E364.00-Poles, Towers, and Fixtures | 2008-05-01 | Non-unitized | CEC SMITHS MILL RD LT 63/64 42724 | KY | 0 | 0 | 0 | 0
E364.00-Poles, Towers, and Fixtures | 2008-05-01 | Non-unitized | US HIGHWAY 42 E | KY | 0 | 0 | 0 | 0
E364.00-Poles, Towers, and Fixtures | 2008-05-01 | Non-unitized | 293 MARTIN L KING BLV 41056 | KY | 0 | 0 | 0 | 0
E364.00-Poles, Towers, and Fixtures | 2008-05-01 | Non-unitized | 1212045 | KY | 0 | 0 | 0 | 0
E364.00-Poles, Towers, and Fixtures | 2008-05-01 | Non-unitized | 1097305 | KY | 0 | 0 | 0 | 0
E364.00-Poles, Towers, and Fixtures | 2008-05-01 | Non-unitized | 1284189 | KY | 0 | 0 | 0
E364.00-Poles, Towers, and Fixtures | 2008-05-01 | Non-unitized | 1187984 | KY | 0 | 0 | 0 | 0
E364.00-Poles, Towers, and Fixtures | 2008-05-01 | Non-unitized | 1256564 | KY | 0 | 0 | 0 | 0
E364.00-Poles, Towers, and Fixtures | 2008-05-01 | Non-unitized | 1201225 | KY | 0 | 0 | 0 | 0
E364.00-Poles, Towers, and Fixtures | 2008-05-01 | Non-unitized | 1149926 | KY | 0 | 0 | 0 | 0
E364.00-Poles, Towers, and Fixtures | 2008-05-01 | Non-unitized | 1186286 | KY | 0 | 0 | 0 | 0
E364.00-Poles, Towers, and Fixtures | 2008-05-01 | Non-unitized | 1194038 | KY | 0 | 0 | 0 | 0
E364.00-Poles, Towers, and Fixtures | 2008-05-01 | Non-unitized | GUNNELL RD 40324 | KY | 0 | 0 | 0 | 0
E364.00-Poles, Towers, and Fixtures | 2008-05-01 | Non-unitized | 289 S WALACE WILKINSON BLV SLS OFC 42539 | KY | 0 | 0 | 0 | 0
E364.00-Poles, Towers, and Fixtures | 2008-05-01 | Non-unitized | CONOVER TRACE | KY | 0 | 0 | 0
E364.00-Poles, Towers, and Fixtures | 2008-05-01 | Non-unitized | LEGACY NISSAN NEW DEALERSHIP | KY | 0 | 0 | 0 | 0
E364.00-Poles, Towers, and Fixtures | 2008-05-01 | Non-unitized | 1205932 | KY | 0 | 0 | 0
E364.00-Poles, Towers, and Fixtures | 2008-05-01 | Non-unitized | 1214496 | KY | 0 | 0 | 0
E364.00-Poles, Towers, and Fixtures | 2008-05-01 | Non-unitized | 2457 RUSSELL SPRINGS RD 42728 | KY | 0 | 0 | 0 | 0
E364.00-Poles, Towers, and Fixtures | 2008-05-01 | Non-unitized | FRANTZ ROAD MOBILE HOME | KY | 0 | 0 | 0 | 0
E364.00-Poles, Towers, and Fixtures | 2008-05-01 | Non-unitized | FOX HILLS | KY | 0 | 0 | 0 | 0
E364.00-Poles, Towers, and Fixtures | 2008-05-01 | Non-unitized | PINEVIEW DR TSE 40037 | KY | 0 | 0 | 0 | 0
E364.00-Poles, Towers, and Fixtures | 2008-05-01 | Non-unitized | 128 NORTH SHORE DR 42718 | KY | 0 | 0 | 0 | 0
E364.00-Poles, Towers, and Fixtures | 2008-05-01 | Non-unitized | 1061624 | KY | 0 | 0 | 0
E364.00-Poles, Towers, and Fixtures | 2008-05-01 | Non-unitized | 1185615 | KY | 0 | 0 | 0
E364.00-Poles, Towers, and Fixtures | 2008-05-01 | Non-unitized | 1420494 | KY | 0 | 0 | 0
E364.00-Poles, Towers, and Fixtures | 2008-05-01 | Non-unitized | KY HWY 33 | KY | 0 | 0 | 0
E364.00-Poles, Towers, and Fixtures | 2008-05-01 | Non-unitized | LEE OAK SUBDIVISION 40330 | KY | 0 | 0 | 0
E364.00-Poles, Towers, and Fixtures | 2008-05-01 | Non-unitized | 1329596 | KY | 0 | 0 | 0
E364.00-Poles, Towers, and Fixtures | 2008-05-01 | Non-unitized | 1320 US 68 SCL HIGH 41056 | KY | 0 | 0 | 0
E364.00-Poles, Towers, and Fixtures | 2008-05-01 | Non-unitized | 1000 TOP QUALITY DRIVE 42749 | KY | 0 | 0 | 0
E364.00-Poles, Towers, and Fixtures | 2008-05-01 | Non-unitized | STONECREST RD | KY | 0 | 0 | 0
E364.00-Poles, Towers, and Fixtures | 2008-05-01 | Non-unitized | PERFECT LANDING 40046 | KY | 0 | 0 | 0
E364.00-Poles, Towers, and Fixtures | 2008-05-01 | Non-unitized | HWY. 72 | KY | 0 | 0 | 0
E364.00-Poles, Towers, and Fixtures | 2008-05-01 | Non-unitized | LAUREL COOKIE | KY | 0 | 0 | 0
E364.00-Poles, Towers, and Fixtures | 2008-05-01 | Non-unitized | HIGHWAY 72---- MARY ALICE SECTION | KY | 0 | 0 | 0
E364.00-Poles, Towers, and Fixtures | 2008-05-01 | Non-unitized | 1212676 | KY | 0 | 0 | 0
E364.00-Poles, Towers, and Fixtures | 2008-05-01 | Non-unitized | AIRLINE RD | KY | 0 | 0 | 0
E364.00-Poles, Towers, and Fixtures | 2008-05-01 | Non-unitized | LEXINGTON RD | KY | 0 | 0 | 0 | 0
E364.00-Poles, Towers, and Fixtures | 2008-05-01 | Non-unitized | 1256345 | KY | 0 | 0 | 0
E364.00-Poles, Towers, and Fixtures | 2008-05-01 | Non-unitized | 1395654 | KY | 0 | 0 | 0
E364.00-Poles, Towers, and Fixtures | 2008-05-01 | Non-unitized | 1208294 | KY | 0 | 0 | 0
E364.00-Poles, Towers, and Fixtures | 2008-05-01 | Non-unitized | 1376349 | KY | 0 | 0 | 0
E364.00-Poles, Towers, and Fixtures | 2008-05-01 | Non-unitized | FISHERS MILL RD 40347 | KY | 0 | 0 | 0
E364.00-Poles, Towers, and Fixtures | 2008-05-01 | Non-unitized | STLT366-STREET LIGHTING 366 | KY | 0 | 0 | 0 | 0
E364.00-Poles, Towers, and Fixtures | 2008-05-01 | Non-unitized | 3865 FORDS MILL RD | KY | 0 | 0 | 0
E364.00-Poles, Towers, and Fixtures | 2008-05-01 | Non-unitized | 1333444 | KY | 0 | 0 | 0
E364.00-Poles, Towers, and Fixtures | 2008-05-01 | Non-unitized | FAIRVIEW | KY | 0 | 0 | 0
E364.00-Poles, Towers, and Fixtures | 2008-05-01 | Non-unitized | CUTSHAW LN | KY | 0 | 0 | 0
E364.00-Poles, Towers, and Fixtures | 2008-05-01 | Non-unitized | 8043 MAIN ST 40011 | KY | 0 | 0 | 0
E364.00-Poles, Towers, and Fixtures | 2008-05-01 | Non-unitized | 327588 | KY | 0 | 0 | 0
E364.00-Poles, Towers, and Fixtures | 2008-05-01 | Non-unitized | LEXINGTON ROAD | KY | 0 | 0 | 0
E364.00-Poles, Towers, and Fixtures | 2008-05-01 | Non-unitized | 1250134 | KY | 0 | 0 | 0
E364.00-Poles, Towers, and Fixtures | 2008-05-01 | Non-unitized | 1447486 | KY | 0 | 0 | 0
E364.00-Poles, Towers, and Fixtures | 2008-05-01 | Non-unitized | 1105475 | KY | 0 | 0 | 0
E364.00-Poles, Towers, and Fixtures | 2008-05-01 | Non-unitized | 1581 LEXINGTON RD 40324 | KY | 0 | 0 | 0
E364.00-Poles, Towers, and Fixtures | 2008-05-01 | Non-unitized | 1120916 | KY | 0 | 0 | 0
E364.00-Poles, Towers, and Fixtures | 2008-05-01 | Non-unitized | US HWY 68 | KY | 0 | 0 | 0
E364.00-Poles, Towers, and Fixtures | 2008-05-01 | Non-unitized | 1319774 | KY | 0 | 0 | 0
E364.00-Poles, Towers, and Fixtures | 2008-05-01 | Non-unitized | 1495757 | KY | 0 | 0 | 0
E364.00-Poles, Towers, and Fixtures | 2008-05-01 | Non-unitized | 1116554 | KY | 0 | 0 | 0
E364.00-Poles, Towers, and Fixtures | 2008-05-01 | Non-unitized | CROSS CREEK DR | KY | 0 | 0 | 0
E364.00-Poles, Towers, and Fixtures | 2008-05-01 | Non-unitized | BRIAR CREEK RELOSERS | KY | 0 | 0 | 0
E364.00-Poles, Towers, and Fixtures | 2008-05-01 | Non-unitized | 1454854 | KY | 0 | 0 | 0
E364.00-Poles, Towers, and Fixtures | 2008-05-01 | Non-unitized | 1385715 | KY | 0 | 0 | 0
E364.00-Poles, Towers, and Fixtures | 2008-05-01 | Non-unitized | CLEATON RD | KY | 0 | 0 | 0
E364.00-Poles, Towers, and Fixtures | 2008-05-01 | Non-unitized | 52 NEW SALEM RD 42064 | KY | 0 | 0 | 0
E364.00-Poles, Towers, and Fixtures | 2008-05-01 | Non-unitized | MONROE | KY | 0 | 0 | 0
E364.00-Poles, Towers, and Fixtures | 2008-05-01 | Non-unitized | MC CORMACK RD LOT B2 40076 | KY | 0 | 0 | 0 | 0
E364.00-Poles, Towers, and Fixtures | 2008-05-01 | Non-unitized | DANIEL | KY | 0 | 0 | 0
E364.00-Poles, Towers, and Fixtures | 2008-05-01 | Non-unitized | 3140 FORDS MILL RD | KY | 0 | 0 | 0
E364.00-Poles, Towers, and Fixtures | 2008-05-01 | Non-unitized | HOBBS RD 42053 | KY | 0 | 0 | 0
E364.00-Poles, Towers, and Fixtures | 2008-05-01 | Non-unitized | 1428835 | KY | 0 | 0 | 0
E364.00-Poles, Towers, and Fixtures | 2008-05-01 | Non-unitized | 2447 PALUMBO DR 40509 | KY | 0 | 0 | 0
E364.00-Poles, Towers, and Fixtures | 2008-05-01 | Non-unitized | 1505787 | KY | 0 | 0 | 0
E364.00-Poles, Towers, and Fixtures | 2008-05-01 | Non-unitized | 3245 HODGENVILLE RD 42701 | KY | 0 | 0 | 0
E364.00-Poles, Towers, and Fixtures | 2008-05-01 | Non-unitized | 1280707 | KY | 0 | 0 | 0
E364.00-Poles, Towers, and Fixtures | 2008-05-01 | Non-unitized | 1361309 | KY | 0 | 0 | 0
E364.00-Poles, Towers, and Fixtures | 2008-05-01 | Non-unitized | 1426615 | KY | 0 | 0 | 0
E364.00-Poles, Towers, and Fixtures | 2008-05-01 | Non-unitized | POLE 25 ON MAIN ST 40348 | KY | 0 | 0 | 0 | 0
E364.00-Poles, Towers, and Fixtures | 2008-05-01 | Non-unitized | 1474126 | KY | 0 | 0 | 0
E364.00-Poles, Towers, and Fixtures | 2008-05-01 | Non-unitized | KENYUCKY UTILITIES COMPANY | KY | 0 | 0 | 0
E364.00-Poles, Towers, and Fixtures | 2008-05-01 | Non-unitized | 727 SUNNYSIDE RD 42330 | KY | 0 | 0 | 0
E364.00-Poles, Towers, and Fixtures | 2008-05-01 | Non-unitized | 1315765 | KY | 0 | 0 | 0
E364.00-Poles, Towers, and Fixtures | 2008-05-01 | Non-unitized | 4161 LOUISVILLE RD TOWER 40372 | KY | 0 | 0 | 0
E364.00-Poles, Towers, and Fixtures | 2008-05-01 | Non-unitized | 1338395 | KY | 0 | 0 | 0
E364.00-Poles, Towers, and Fixtures | 2008-05-01 | Non-unitized | N COLLEGE ST | KY | 0 | 0 | 0
E364.00-Poles, Towers, and Fixtures | 2008-05-01 | Non-unitized | 265 CHRISTIAN PRIVILEDGE RD | KY | 0 | 0 | 0
E364.00-Poles, Towers, and Fixtures | 2008-05-01 | Non-unitized | OLD US HWY 27 | KY | 0 | 0 | 0
E364.00-Poles, Towers, and Fixtures | 2008-05-01 | Non-unitized | FORESTER CREEK RD | KY | 0 | 0 | 0
E364.00-Poles, Towers, and Fixtures | 2008-05-01 | Non-unitized | 93 E STEVE WARINER DR ICE HSE 42642 | KY | 0 | 0 | 0
E364.00-Poles, Towers, and Fixtures | 2008-05-01 | Non-unitized | 1655 NEW SALEM LOOP ` | KY | 0 | 0 | 0
E364.00-Poles, Towers, and Fixtures | 2008-05-01 | Non-unitized | HAVEN HILL RD | KY | 0 | 0 | 0
E364.00-Poles, Towers, and Fixtures | 2008-05-01 | Non-unitized | 100 WOOTEN LN 42350 | KY | 0 | 0 | 0
E364.00-Poles, Towers, and Fixtures | 2008-05-01 | Non-unitized | 144 NOFFSINGER LN 42325 | KY | 0 | 0 | 0
E364.00-Poles, Towers, and Fixtures | 2008-05-01 | Non-unitized | 11 WILLOW LN 40374 | KY | 0 | 0 | 0
E364.00-Poles, Towers, and Fixtures | 2008-05-01 | Non-unitized | 1137276 | KY | 0 | 0 | 0
E364.00-Poles, Towers, and Fixtures | 2008-05-01 | Non-unitized | 1922 STAMPING GROUND RD | KY | 0 | 0 | 0
E364.00-Poles, Towers, and Fixtures | 2008-05-01 | Non-unitized | 3645 ELIZABETHTOWN RD 42726 | KY | 0 | 0 | 0
E364.00-Poles, Towers, and Fixtures | 2008-05-01 | Non-unitized | 1750 CLARK ST | KY | 0 | 0 | 0
E364.00-Poles, Towers, and Fixtures | 2008-05-01 | Non-unitized | 7900 STATE ROUTE 1163 | KY | 0 | 0 | 0
E364.00-Poles, Towers, and Fixtures | 2008-05-01 | Non-unitized | 601 BLACK LAKE RD 42325 | KY | 0 | 0 | 0
E364.00-Poles, Towers, and Fixtures | 2008-05-01 | Non-unitized | 1276974 | KY | 0 | 0 | 0
E364.00-Poles, Towers, and Fixtures | 2008-05-01 | Non-unitized | 1215236 | KY | 0 | 0 | 0
E364.00-Poles, Towers, and Fixtures | 2008-05-01 | Non-unitized | DITNEY HILL | KY | 0 | 0 | 0
E364.00-Poles, Towers, and Fixtures | 2008-05-01 | Non-unitized | 3056 STATE RTE 601 42345 | KY | 0 | 0 | 0
E364.00-Poles, Towers, and Fixtures | 2008-05-01 | Non-unitized | 1363135 | KY | 0 | 0 | 0 | 0
E364.00-Poles, Towers, and Fixtures | 2008-05-01 | Non-unitized | 1494675 | KY | 0 | 0 | 0
E364.00-Poles, Towers, and Fixtures | 2008-05-01 | Non-unitized | HUMMINGBIRD LN 42347 | KY | 0 | 0 | 0
E364.00-Poles, Towers, and Fixtures | 2008-05-01 | Non-unitized | Rosspoint Baxter,Ky. | KY | 0 | 0 | 0
E364.00-Poles, Towers, and Fixtures | 2008-05-01 | Non-unitized | HWY 109 - GRAIN BINS | KY | 0 | 0 | 0
E364.00-Poles, Towers, and Fixtures | 2008-05-01 | Non-unitized | HEATH RD 42038 | KY | 0 | 0 | 0
E364.00-Poles, Towers, and Fixtures | 2008-05-01 | Non-unitized | 1438105 | KY | 0 | 0 | 0
E364.00-Poles, Towers, and Fixtures | 2008-05-01 | Non-unitized | 1114135 | KY | 0 | 0 | 0
E364.00-Poles, Towers, and Fixtures | 2008-05-01 | Non-unitized | E DANIEL BOONE PKWY | KY | 0 | 0 | 0 | 0
E364.00-Poles, Towers, and Fixtures | 2008-05-01 | Non-unitized | 3248 TAYLORSVILLE RD 40065 | KY | 0 | 0 | 0 | 0
E364.00-Poles, Towers, and Fixtures | 2008-05-01 | Non-unitized | 201 CORPORATE DR CAR WASH 42701 | KY | 0 | 0 | 0
E364.00-Poles, Towers, and Fixtures | 2008-05-01 | Non-unitized | 908415 | KY | 0 | 0 | 0
E364.00-Poles, Towers, and Fixtures | 2008-05-01 | Non-unitized | CROWN ROCK RD 42712 | KY | 0 | 0 | 0
E364.00-Poles, Towers, and Fixtures | 2008-05-01 | Non-unitized | 1487 POWERSV-HARRISON RD 41004 | KY | 0 | 0 | 0 | 0
E364.00-Poles, Towers, and Fixtures | 2008-05-01 | Non-unitized | 678 HWY 41 , N MOTEL | KY | 0 | 0 | 0
E364.00-Poles, Towers, and Fixtures | 2008-05-01 | Non-unitized | JACKSONTOWN RD 42337 | KY | 0 | 0 | 0
E364.00-Poles, Towers, and Fixtures | 2008-05-01 | Non-unitized | 155 CHRISTOPHER DR 42411 | KY | 0 | 0 | 0
E364.00-Poles, Towers, and Fixtures | 2008-05-01 | Non-unitized | N WILSON RD 40160 | KY | 0 | 0 | 0
E364.00-Poles, Towers, and Fixtures | 2008-05-01 | Non-unitized | 1181627 | KY | 0 | 0 | 0
E364.00-Poles, Towers, and Fixtures | 2008-05-01 | Non-unitized | 708 LIBERTY ST 41045 | KY | 0 | 0 | 0
E364.00-Poles, Towers, and Fixtures | 2008-05-01 | Non-unitized | US HWY 60 W 42064 | KY | 0 | 0 | 0
E364.00-Poles, Towers, and Fixtures | 2008-05-01 | Non-unitized | 1356 LUZERNE DEPOY RD 42345 | KY | 0 | 0 | 0
E364.00-Poles, Towers, and Fixtures | 2008-05-01 | Non-unitized | 995416 | KY | 0 | 0 | 0
E364.00-Poles, Towers, and Fixtures | 2008-05-01 | Non-unitized | HODGENVILLE | KY | 0 | 0 | 0
E364.00-Poles, Towers, and Fixtures | 2008-05-01 | Non-unitized | 445 LINCOLN DR 40069 | KY | 0 | 0 | 0
E364.00-Poles, Towers, and Fixtures | 2008-05-01 | Non-unitized | 1064506 | KY | 0 | 0 | 0
E364.00-Poles, Towers, and Fixtures | 2008-05-01 | Non-unitized | US HWY 641 42064 | KY | 0 | 0 | 0
E364.00-Poles, Towers, and Fixtures | 2008-05-01 | Non-unitized | 363 STATE ROUTE 760 | KY | 0 | 0 | 0
E364.00-Poles, Towers, and Fixtures | 2008-05-01 | Non-unitized | 1220867 | KY | 0 | 0 | 0
E364.00-Poles, Towers, and Fixtures | 2008-05-01 | Non-unitized | 1455838 | KY | 0 | 0 | 0
E364.00-Poles, Towers, and Fixtures | 2008-05-01 | Non-unitized | HART MINE RD | KY | 0 | 0 | 0
E364.00-Poles, Towers, and Fixtures | 2008-05-01 | Non-unitized | 766 CLARK ST | KY | 0 | 0 | 0
E364.00-Poles, Towers, and Fixtures | 2008-05-01 | Non-unitized | HWY 231 AND GOSHEN RD 42320 | KY | 0 | 0 | 0
E364.00-Poles, Towers, and Fixtures | 2008-05-01 | Non-unitized | 1066 BILLY DRAKE RD | KY | 0 | 0 | 0
E364.00-Poles, Towers, and Fixtures | 2008-05-01 | Non-unitized | CRUTCHER PIKE & MULESHED LN 40475 | KY | 0 | 0 | 0 | 0
E364.00-Poles, Towers, and Fixtures | 2008-05-01 | Non-unitized | 10250 WOODVILLE RD 42086 | KY | 0 | 0 | 0
E364.00-Poles, Towers, and Fixtures | 2008-05-01 | Non-unitized | 1492105 | KY | 0 | 0 | 0
E364.00-Poles, Towers, and Fixtures | 2008-05-01 | Non-unitized | 1151 UNION CITY RD 40475 | KY | 0 | 0 | 0
E364.00-Poles, Towers, and Fixtures | 2008-05-01 | Non-unitized | S HWY 130 | KY | 0 | 0 | 0
E364.00-Poles, Towers, and Fixtures | 2008-05-01 | Non-unitized | NEVA | KY | 0 | 0 | 0
E364.00-Poles, Towers, and Fixtures | 2008-05-01 | Non-unitized | 1308149 | KY | 0 | 0 | 0
E364.00-Poles, Towers, and Fixtures | 2008-05-01 | Non-unitized | 345 MAIN ST TSE 40419 | KY | 0 | 0 | 0
E364.00-Poles, Towers, and Fixtures | 2008-05-01 | Non-unitized | 1455896 | KY | 0 | 0 | 0
E364.00-Poles, Towers, and Fixtures | 2008-05-01 | Non-unitized | 1204364 | KY | 0 | 0 | 0
E364.00-Poles, Towers, and Fixtures | 2008-05-01 | Non-unitized | MILLERSBURG ROAD | KY | 0 | 0 | 0 | 0
E364.00-Poles, Towers, and Fixtures | 2008-05-01 | Non-unitized | WALLACE AVE 42754 | KY | 0 | 0 | 0
E364.00-Poles, Towers, and Fixtures | 2008-05-01 | Non-unitized | 1157884 | KY | 0 | 0 | 0
E364.00-Poles, Towers, and Fixtures | 2008-05-01 | Non-unitized | S 27th ST | KY | 0 | 0 | 0
E364.00-Poles, Towers, and Fixtures | 2008-05-01 | Non-unitized | 42EAST | KY | 0 | 0 | 0
E364.00-Poles, Towers, and Fixtures | 2008-05-01 | Non-unitized | 101 NELSON LN 42330 | KY | 0 | 0 | 0
E364.00-Poles, Towers, and Fixtures | 2008-05-01 | Non-unitized | 427 E UNION ( HWY 69 ) ST | KY | 0 | 0 | 0
E364.00-Poles, Towers, and Fixtures | 2008-05-01 | Non-unitized | 607 W MAIN ST 42718 | KY | 0 | 0 | 0 | 0
E364.00-Poles, Towers, and Fixtures | 2008-05-01 | Non-unitized | 1265474 | KY | 0 | 0 | 0
E364.00-Poles, Towers, and Fixtures | 2008-05-01 | Non-unitized | HEBRON | KY | 0 | 0 | 0 | 0
E364.00-Poles, Towers, and Fixtures | 2008-05-01 | Non-unitized | 1064394 | KY | 0 | 0 | 0
E364.00-Poles, Towers, and Fixtures | 2008-05-01 | Non-unitized | 16403 MARION RD 42411 | KY | 0 | 0 | 0
E364.00-Poles, Towers, and Fixtures | 2008-05-01 | Non-unitized | 1307864 | KY | 0 | 0 | 0
E364.00-Poles, Towers, and Fixtures | 2008-05-01 | Non-unitized | 1137927 | KY | 0 | 0 | 0 | 0
E364.00-Poles, Towers, and Fixtures | 2008-05-01 | Non-unitized | 1364617 | KY | 0 | 0 | 0
E364.00-Poles, Towers, and Fixtures | 2008-05-01 | Non-unitized | 1326506 | KY | 0 | 0 | 0 | 0
E364.00-Poles, Towers, and Fixtures | 2008-05-01 | Non-unitized | PARK ST | KY | 0 | 0 | 0
E364.00-Poles, Towers, and Fixtures | 2008-05-01 | Non-unitized | W BROADWAY ST | KY | 0 | 0 | 0 | 0
E364.00-Poles, Towers, and Fixtures | 2008-05-01 | Non-unitized | BRIAR CREEK | KY | 0 | 0 | 0 | 0
E364.00-Poles, Towers, and Fixtures | 2008-05-01 | Non-unitized | 182 GREGORY RD 42038 | KY | 0 | 0 | 0
E364.00-Poles, Towers, and Fixtures | 2008-05-01 | Non-unitized | 164 HIGHWAY 192 | KY | 0 | 0 | 0
E364.00-Poles, Towers, and Fixtures | 2008-05-01 | Non-unitized | BEULAH RD 42431 | KY | 0 | 0 | 0
E364.00-Poles, Towers, and Fixtures | 2008-05-01 | Non-unitized | 6TH ST 42056 | KY | 0 | 0 | 0
E364.00-Poles, Towers, and Fixtures | 2008-05-01 | Non-unitized | 1204 US HWY 431 | KY | 0 | 0 | 0
E364.00-Poles, Towers, and Fixtures | 2008-05-01 | Non-unitized | 1055895 | KY | 0 | 0 | 0
E364.00-Poles, Towers, and Fixtures | 2008-05-01 | Non-unitized | 1166566 | KY | 0 | 0 | 0
E364.00-Poles, Towers, and Fixtures | 2008-07-01 | Non-unitized | LONG BRANCH RD | KY | 0 | 0 | 0
E364.00-Poles, Towers, and Fixtures | 2008-05-01 | Non-unitized | 1173716 | KY | 0 | 0 | 0
E364.00-Poles, Towers, and Fixtures | 2008-05-01 | Non-unitized | DIXIETOWN, COLDIRON, KY. 40819 | KY | 0 | 0 | 0 | 0
E364.00-Poles, Towers, and Fixtures | 2008-05-01 | Non-unitized | 7676 WILLOW LENOXBURG RD 41043 | KY | 0 | 0 | 0 | 0
E364.00-Poles, Towers, and Fixtures | 2008-05-01 | Non-unitized | 1187104 | KY | 0 | 0 | 0 | 0
E364.00-Poles, Towers, and Fixtures | 2008-05-01 | Non-unitized | MOUNTAIN TRAIL CIR TSE 40744 | KY | 0 | 0 | 0 | 0
E364.00-Poles, Towers, and Fixtures | 2008-05-01 | Non-unitized | 1130756 | KY | 0 | 0 | 0 | 0
E364.00-Poles, Towers, and Fixtures | 2008-05-01 | Non-unitized | 5365 BRYAN STATION RD | KY | 0 | 0 | 0 | 0
E364.00-Poles, Towers, and Fixtures | 2008-05-01 | Non-unitized | 430 TARR ROAD | KY | 0 | 0 | 0
E364.00-Poles, Towers, and Fixtures | 2008-05-01 | Non-unitized | HALLS SETTLEMENT 40845 | KY | 0 | 0 | 0 | 0
E364.00-Poles, Towers, and Fixtures | 2008-05-01 | Non-unitized | 119 DAN DR 40383 | KY | 0 | 0 | 0 | 0
E364.00-Poles, Towers, and Fixtures | 2008-05-01 | Non-unitized | 108 E BROADWAY ST 40342 | KY | 0 | 0 | 0
E364.00-Poles, Towers, and Fixtures | 2008-05-01 | Non-unitized | 287 WHITMER ST TRL 42325 | KY | 0 | 0 | 0 | 0
E364.00-Poles, Towers, and Fixtures | 2008-05-01 | Non-unitized | N L AND N TURNPIKE LOT 4 | KY | 0 | 0 | 0 | 0
E364.00-Poles, Towers, and Fixtures | 2008-05-01 | Non-unitized | 903 WINCHESTER RD TEMP SRV 40353 | KY | 0 | 0 | 0
E364.00-Poles, Towers, and Fixtures | 2008-05-01 | Non-unitized | 175 E UNION RD HSE 40311 | KY | 0 | 0 | 0 | 0
E364.00-Poles, Towers, and Fixtures | 2008-05-01 | Non-unitized | 2024 LEIGHS CHAPEL RD 42345 | KY | 0 | 0 | 0 | 0
E364.00-Poles, Towers, and Fixtures | 2008-05-01 | Non-unitized | 4601 STATE HWY 1032 | KY | 0 | 0 | 0 | 0
E364.00-Poles, Towers, and Fixtures | 2008-05-01 | Non-unitized | 48 WILLIAMS ST 40057 | KY | 0 | 0 | 0 | 0
E364.00-Poles, Towers, and Fixtures | 2008-05-01 | Non-unitized | JACK HURD RD 40456 | KY | 0 | 0 | 0 | 0
E364.00-Poles, Towers, and Fixtures | 2008-07-01 | Non-unitized | 1193304 | KY | 0 | 0 | 0
E364.00-Poles, Towers, and Fixtures | 2008-07-01 | Non-unitized | 1503077 | KY | 0 | 0 | 0
E364.00-Poles, Towers, and Fixtures | 2008-05-01 | Non-unitized | 1113536 | KY | 0 | 0 | 0 | 0
E364.00-Poles, Towers, and Fixtures | 2008-05-01 | Non-unitized | 641 N MAYSVILLE RD | KY | 0 | 0 | 0 | 0
E364.00-Poles, Towers, and Fixtures | 2008-05-01 | Non-unitized | CUBBAGE 40822 | KY | 0 | 0 | 0 | 0
E364.00-Poles, Towers, and Fixtures | 2008-05-01 | Non-unitized | 502 COLSTON LN 40601 | KY | 0 | 0 | 0 | 0
E364.00-Poles, Towers, and Fixtures | 2008-05-01 | Non-unitized | OLD SONORA ROAD 42776 | KY | 0 | 0 | 0 | 0
E364.00-Poles, Towers, and Fixtures | 2008-05-01 | Non-unitized | SAINT REGIS DR 40065 | KY | 0 | 0 | 0 | 0
E364.00-Poles, Towers, and Fixtures | 2008-05-01 | Non-unitized | 1800 BALLARDSVILLE RD NEW MFG 40019 | KY | 0 | 0 | 0 | 0
E364.00-Poles, Towers, and Fixtures | 2008-05-01 | Non-unitized | 658 COLLEGE HILL RD TRL | KY | 0 | 0 | 0 | 0
E364.00-Poles, Towers, and Fixtures | 2008-07-01 | Non-unitized | 1359685 | KY | 0 | 0 | 0
E364.00-Poles, Towers, and Fixtures | 2008-05-01 | Non-unitized | OAK RIDGE SUBDIVISION (75 LOTS) | KY | 0 | 0 | 0 | 0
E364.00-Poles, Towers, and Fixtures | 2008-05-01 | Non-unitized | 5962 OLD LAIR ROAD | KY | 0 | 0 | 0 | 0
E364.00-Poles, Towers, and Fixtures | 2008-05-01 | Non-unitized | 95 OHIO ST | KY | 0 | 0 | 0 | 0
E364.00-Poles, Towers, and Fixtures | 2008-05-01 | Non-unitized | 1274 HIGH BRIDGE RD 40444 | KY | 0 | 0 | 0 | 0
E364.00-Poles, Towers, and Fixtures | 2008-05-01 | Non-unitized | 38 LONG VALLEY RD TSE 40484 | KY | 0 | 0 | 0 | 0
E364.00-Poles, Towers, and Fixtures | 2008-05-01 | Non-unitized | GOODIN LN BILLBD 40701 | KY | 0 | 0 | 0 | 0
E364.00-Poles, Towers, and Fixtures | 2008-07-01 | Non-unitized | 100 STOCKYARD | KY | 0 | 0 | 0
E364.00-Poles, Towers, and Fixtures | 2008-05-01 | Non-unitized | LADISH RD | KY | 0 | 0 | 0 | 0
E364.00-Poles, Towers, and Fixtures | 2008-07-01 | Non-unitized | 1485257 | KY | 0 | 0 | 0
E364.00-Poles, Towers, and Fixtures | 2008-05-01 | Non-unitized | 567 FISHER RD SHOP 41043 | KY | 0 | 0 | 0 | 0
E364.00-Poles, Towers, and Fixtures | 2008-05-01 | Non-unitized | 3900 RICHMOND RD 40509 | KY | 0 | 0 | 0 | 0
E364.00-Poles, Towers, and Fixtures | 2008-05-01 | Non-unitized | 2843 US 27 N 41031 | KY | 0 | 0 | 0
E364.00-Poles, Towers, and Fixtures | 2008-07-01 | Non-unitized | FUSE216-Fuse Coord-Danville | KY | 0 | 0 | 0
E364.00-Poles, Towers, and Fixtures | 2008-05-01 | Non-unitized | 1108265 | KY | 0 | 0 | 0 | 0
E364.00-Poles, Towers, and Fixtures | 2008-05-01 | Non-unitized | 1943 KY 211 S 40371 | KY | 0 | 0 | 0 | 0
E364.00-Poles, Towers, and Fixtures | 2008-05-01 | Non-unitized | 4251 BLOOMFIELD RD 40069 | KY | 0 | 0 | 0 | 0
E364.00-Poles, Towers, and Fixtures | 2008-05-01 | Non-unitized | IRON WORKS RD | KY | 0 | 0 | 0
E364.00-Poles, Towers, and Fixtures | 2008-05-01 | Non-unitized | 1126075 | KY | 0 | 0 | 0
E364.00-Poles, Towers, and Fixtures | 2008-05-01 | Non-unitized | 3422 FREEDOM CHURCH RD 42642 | KY | 0 | 0 | 0 | 0
E364.00-Poles, Towers, and Fixtures | 2008-05-01 | Non-unitized | 136 CORNETTE ST 42337 | KY | 0 | 0 | 0 | 0
E364.00-Poles, Towers, and Fixtures | 2008-05-01 | Non-unitized | 5897 KY 1232 40734 | KY | 0 | 0 | 0 | 0
E364.00-Poles, Towers, and Fixtures | 2008-05-01 | Non-unitized | 3850 US HWY 127 | KY | 0 | 0 | 0 | 0
E364.00-Poles, Towers, and Fixtures | 2008-05-01 | Non-unitized | 471 SPRINGHILL DR 40503 | KY | 0 | 0 | 0 | 0
E364.00-Poles, Towers, and Fixtures | 2008-05-01 | Non-unitized | 1361264 | KY | 0 | 0 | 0
E364.00-Poles, Towers, and Fixtures | 2008-05-01 | Non-unitized | 610 S HAMILTON 40324 | KY | 0 | 0 | 0 | 0
E364.00-Poles, Towers, and Fixtures | 2008-05-01 | Non-unitized | KY 211 GE GARA 40371 | KY | 0 | 0 | 0 | 0
E364.00-Poles, Towers, and Fixtures | 2008-05-01 | Non-unitized | 1128274 | KY | 0 | 0 | 0 | 0
E364.00-Poles, Towers, and Fixtures | 2008-05-01 | Non-unitized | 1151356 | KY | 0 | 0 | 0 | 0
E364.00-Poles, Towers, and Fixtures | 2008-05-01 | Non-unitized | 4600 OLD FRANKFORT PIKE 40347 | KY | 0 | 0 | 0 | 0
E364.00-Poles, Towers, and Fixtures | 2008-05-01 | Non-unitized | 3061 SPURR RD 40511 | KY | 0 | 0 | 0 | 0
E364.00-Poles, Towers, and Fixtures | 2008-05-01 | Non-unitized | 2553 NICHOLASVILLE RD 40503 | KY | 0 | 0 | 0 | 0
E364.00-Poles, Towers, and Fixtures | 2008-05-01 | Non-unitized | STEVEN STEPP | KY | 0 | 0 | 0 | 0
E364.00-Poles, Towers, and Fixtures | 2008-05-01 | Non-unitized | W HWY 80 | KY | 0 | 0 | 0 | 0
E364.00-Poles, Towers, and Fixtures | 2008-07-01 | Non-unitized | FUSE156-Fuse Coord-Earlington | KY | 0 | 0 | 0
E364.00-Poles, Towers, and Fixtures | 2008-07-01 | Non-unitized | POLD416-OUTDOOR LIGHTING 416 | KY | 0 | 0 | 0
E364.00-Poles, Towers, and Fixtures | 2008-07-01 | Non-unitized | 4540 PERRYVILLE ROAD | KY | 0 | 0 | 0
E364.00-Poles, Towers, and Fixtures | 2008-05-01 | Non-unitized | 1066 PALMYRA RD TRAILER 40006 | KY | 0 | 0 | 0 | 0
E364.00-Poles, Towers, and Fixtures | 2008-05-01 | Non-unitized | 1158507 | KY | 0 | 0 | 0
E364.00-Poles, Towers, and Fixtures | 2008-05-01 | Non-unitized | US 127 BYPASS | KY | 0 | 0 | 0
E364.00-Poles, Towers, and Fixtures | 2008-05-01 | Non-unitized | 815944 | KY | 0 | 0 | 0
E364.00-Poles, Towers, and Fixtures | 2008-05-01 | Non-unitized | 1254197 | KY | 0 | 0 | 0
E364.00-Poles, Towers, and Fixtures | 2008-05-01 | Non-unitized | 1127164 | KY | 0 | 0 | 0
E364.00-Poles, Towers, and Fixtures | 2008-05-01 | Non-unitized | 1278 ST RT 189 HWY | KY | 0 | 0 | 0
E364.00-Poles, Towers, and Fixtures | 2008-05-01 | Non-unitized | 1311465 | KY | 0 | 0 | 0 | 0
E364.00-Poles, Towers, and Fixtures | 2008-05-01 | Non-unitized | 611 OAK ST 42352 | KY | 0 | 0 | 0
E364.00-Poles, Towers, and Fixtures | 2008-05-01 | Non-unitized | 14957 HOPKINSVILLE RD | KY | 0 | 0 | 0
E364.00-Poles, Towers, and Fixtures | 2008-05-01 | Non-unitized | 1098974 | KY | 0 | 0 | 0
E364.00-Poles, Towers, and Fixtures | 2008-05-01 | Non-unitized | 520 W GUM ST 42064 | KY | 0 | 0 | 0
E364.00-Poles, Towers, and Fixtures | 2008-05-01 | Non-unitized | 1407004 | KY | 0 | 0 | 0
E364.00-Poles, Towers, and Fixtures | 2008-05-01 | Non-unitized | 201 FRONT ST 42330 | KY | 0 | 0 | 0
E364.00-Poles, Towers, and Fixtures | 2008-07-01 | Non-unitized | 1284124 | KY | 0 | 0 | 0
E364.00-Poles, Towers, and Fixtures | 2008-05-01 | Non-unitized | WYATT CEMETARY RD | KY | 0 | 0 | 0
E364.00-Poles, Towers, and Fixtures | 2008-05-01 | Non-unitized | 1491985 | KY | 0 | 0 | 0
E364.00-Poles, Towers, and Fixtures | 2008-05-01 | Non-unitized | 1374646 | KY | 0 | 0 | 0
E364.00-Poles, Towers, and Fixtures | 2008-05-01 | Non-unitized | CURTIS MINE RD | KY | 0 | 0 | 0
E364.00-Poles, Towers, and Fixtures | 2008-05-01 | Non-unitized | CAVANAH RD | KY | 0 | 0 | 0
E364.00-Poles, Towers, and Fixtures | 2008-05-01 | Non-unitized | 15000 N OLD MADISONVILLE RD 42217 | KY | 0 | 0 | 0
E364.00-Poles, Towers, and Fixtures | 2008-05-01 | Non-unitized | 510 ASSEMBLY DRIVE | KY | 0 | 0 | 0
E364.00-Poles, Towers, and Fixtures | 2008-05-01 | Non-unitized | ISLEY RD | KY | 0 | 0 | 0
E364.00-Poles, Towers, and Fixtures | 2008-05-01 | Non-unitized | 1311713 | KY | 0 | 0 | 0
E364.00-Poles, Towers, and Fixtures | 2008-05-01 | Non-unitized | 1363016 | KY | 0 | 0 | 0
E364.00-Poles, Towers, and Fixtures | 2008-05-01 | Non-unitized | FIRST STREET $10255.08 Customer Contribution posted CC107001 pd 10/14/05 CIS a/c 177996-001 | KY | 0 | 0 | 0
E364.00-Poles, Towers, and Fixtures | 2008-05-01 | Non-unitized | 1128017 | KY | 0 | 0 | 0 | 0
E364.00-Poles, Towers, and Fixtures | 2008-05-01 | Non-unitized | 2657 HUME BEDFORD RD 40511 | KY | 0 | 0 | 0
E364.00-Poles, Towers, and Fixtures | 2008-05-01 | Non-unitized | 5750 PARADISE RD | KY | 0 | 0 | 0
E364.00-Poles, Towers, and Fixtures | 2008-05-01 | Non-unitized | 1047925 | KY | 0 | 0 | 0
E364.00-Poles, Towers, and Fixtures | 2008-05-01 | Non-unitized | US HWY 127 SOUTH | KY | 0 | 0 | 0
E364.00-Poles, Towers, and Fixtures | 2008-05-01 | Non-unitized | ST RT 181 HWY | KY | 0 | 0 | 0
E364.00-Poles, Towers, and Fixtures | 2008-05-01 | Non-unitized | FONDE 40940 | KY | 0 | 0 | 0
E364.00-Poles, Towers, and Fixtures | 2008-05-01 | Non-unitized | 551 TAPP ROAD | KY | 0 | 0 | 0
E364.00-Poles, Towers, and Fixtures | 2008-05-01 | Non-unitized | 1700 RIDGE RD 42350 | KY | 0 | 0 | 0
E364.00-Poles, Towers, and Fixtures | 2008-05-01 | Non-unitized | 1876 CRIDER DULANEY RD 42445 | KY | 0 | 0 | 0
E364.00-Poles, Towers, and Fixtures | 2008-05-01 | Non-unitized | METTS DRIVE | KY | 0 | 0 | 0
E364.00-Poles, Towers, and Fixtures | 2008-05-01 | Non-unitized | GRAPEVINE RD | KY | 0 | 0 | 0
E364.00-Poles, Towers, and Fixtures | 2008-05-01 | Non-unitized | 1464849 | KY | 0 | 0 | 0
E364.00-Poles, Towers, and Fixtures | 2008-05-01 | Non-unitized | 1505944 | KY | 0 | 0 | 0
E364.00-Poles, Towers, and Fixtures | 2008-09-30 | GUY | GUY (00070) | KY | 336 | 61009.31 | 181.5753 | 0
E364.00-Poles, Towers, and Fixtures | 2008-09-30 | POLE WOOD 40 FT (DIST) | POLE WOOD 40 FT (00006) | KY | 87 | 146037.45 | 1678.5914 | 0
E364.00-Poles, Towers, and Fixtures | 2008-10-31 | POLE WOOD 30 FT (DIST) | POLE WOOD 30 FT (00004) | KY | 9 | 8359.2 | 928.8 | 0
E364.00-Poles, Towers, and Fixtures | 2008-05-01 | Non-unitized | 232 CENTER DR 42320 | KY | 0 | 0 | 0
E364.00-Poles, Towers, and Fixtures | 2008-08-31 | POLE WOOD 50 FT (DIST) | POLE WOOD 50 FT (00008) | KY | 30 | 78636.66 | 2621.222 | 0
E364.00-Poles, Towers, and Fixtures | 1948-12-31 | POLE WOOD 25 FT (DIST) | POLE WOOD 25 FT (DIST) | KY | 6 | 341.48 | 56.9133 | 0
E364.00-Poles, Towers, and Fixtures | 1944-12-31 | POLE WOOD 25 FT (DIST) | POLE WOOD 25 FT (DIST) | KY | 53 | 2206.47 | 41.6315 | 0
E364.00-Poles, Towers, and Fixtures | 1971-01-01 | PLATFORMS NEW (05491) | PLATFORMS NEW (05491) | KY | 14 | 3099.96 | 221.4257 | 0
E364.00-Poles, Towers, and Fixtures | 1984-12-31 | CROSS ARMS | CROSS ARMS (07362) | KY | 19 | 4062.45 | 213.8132
E364.00-Poles, Towers, and Fixtures | 2008-05-01 | Non-unitized | 1097 CORNISHVILLE RD 40330 | KY | 0 | 0 | 0
E364.00-Poles, Towers, and Fixtures | 1973-01-01 | PLATFORM | MP1973 Poles, Towers, and Fixtures | KY | 0 | 0 | 0
E364.00-Poles, Towers, and Fixtures | 2008-05-01 | Non-unitized | 1240604 | KY | 0 | 0 | 0
E364.00-Poles, Towers, and Fixtures | 2008-12-31 | POLE WOOD 30 FT (DIST) | POLE WOOD 30 FT (00004) | KY | 115 | 101962.54 | 886.6308
E364.00-Poles, Towers, and Fixtures | 1984-12-31 | POLE WOOD 20 FT (DIST) | POLE WOOD 20 FT (DIST) | KY | 2 | 1001.28 | 500.64
E364.00-Poles, Towers, and Fixtures | 2000-09-30 | CROSS ARMS | GUY | KY | 0 | 0 | 0
E364.00-Poles, Towers, and Fixtures | 1990-12-31 | CROSS ARMS | CROSS ARMS (07362) | KY | 44 | 11364.58 | 258.2859
E364.00-Poles, Towers, and Fixtures | 1979-01-01 | PLATFORMS NEW (05491) | PLATFORMS NEW (05491) | KY | 10 | 6036.51 | 603.651
E364.00-Poles, Towers, and Fixtures | 2008-11-30 | POLE WOOD 40 FT (DIST) | POLE WOOD 40 FT (00006) | KY | 47 | 130343.52 | 2773.2664
E364.00-Poles, Towers, and Fixtures | 1989-12-31 | POLE WOOD 20 FT (DIST) | POLE WOOD 20 FT (DIST) | KY | 5 | 3104.84 | 620.968
E364.00-Poles, Towers, and Fixtures | 1988-01-01 | PLATFORMS NEW (05491) | PLATFORMS NEW (05491) | KY | 7 | 8181.59 | 1168.7986
E364.00-Poles, Towers, and Fixtures | 1989-01-01 | PLATFORM | MP1989 Poles, Towers, and Fixtures | KY | 0 | 0 | 0
E364.00-Poles, Towers, and Fixtures | 1990-01-01 | PLATFORMS NEW (05491) | PLATFORMS NEW (05491) | KY | 14 | 25609.01 | 1829.215
E364.00-Poles, Towers, and Fixtures | 1998-01-01 | PLATFORMS NEW (05491) | PLATFORMS NEW (05491) | KY | 8 | 18655.97 | 2331.9963
E364.00-Poles, Towers, and Fixtures | 1999-01-01 | PLATFORMS NEW (05491) | PLATFORMS NEW (05491) | KY | 5 | 18791.71 | 3758.342
E364.00-Poles, Towers, and Fixtures | 1954-12-31 | POLE WOOD 60 FT (DIST) | POLE WOOD 45 FT | KY | 26 | 1625.44 | 62.5169 | 0
E364.00-Poles, Towers, and Fixtures | 1993-12-31 | POLE WOOD 60 FT (DIST) | POLE WOOD 50 FT | KY | 1 | 870.77 | 870.77
E364.00-Poles, Towers, and Fixtures | 1969-12-31 | POLE WOOD 60 FT (DIST) | POLE WOOD 50 FT | KY | 12 | 2269.98 | 189.165
E364.00-Poles, Towers, and Fixtures | 1967-12-31 | POLE WOOD 60 FT (DIST) | POLE WOOD 50 FT | KY | 2 | 290.33 | 145.165
E364.00-Poles, Towers, and Fixtures | 2008-05-01 | Non-unitized | 1119054 | KY | 0 | 0 | 0
E364.00-Poles, Towers, and Fixtures | 1975-12-31 | POLE WOOD 20 FT (DIST) | POLE WOOD 20 FT (DIST) | KY | 3 | 755.78 | 251.9267
E364.00-Poles, Towers, and Fixtures | 1969-12-31 | POLE WOOD 20 FT (DIST) | POLE WOOD 20 FT (DIST) | KY | 1 | 255.36 | 255.36
E364.00-Poles, Towers, and Fixtures | 2008-05-01 | Non-unitized | THRIRD STREET | KY | 0 | 0 | 0
E364.00-Poles, Towers, and Fixtures | 2008-05-01 | Non-unitized | 1227244 | KY | 0 | 0 | 0
E364.00-Poles, Towers, and Fixtures | 2008-05-01 | Non-unitized | 1187474 | KY | 0 | 0 | 0
E364.00-Poles, Towers, and Fixtures | 1952-12-31 | POLE WOOD 60 FT (DIST) | POLE WOOD 50 FT | KY | 10 | 1125.95 | 112.595 | 0
E364.00-Poles, Towers, and Fixtures | 1994-12-31 | POLE WOOD 60 FT (DIST) | POLE WOOD 55 FT | KY | 6 | 5985.83 | 997.6383
E364.00-Poles, Towers, and Fixtures | 1986-12-31 | POLE WOOD 60 FT (DIST) | POLE WOOD 55 FT | KY | 0 | 0 | 0 | 0
E364.00-Poles, Towers, and Fixtures | 1971-12-31 | POLE WOOD 60 FT (DIST) | POLE WOOD 55 FT | KY | 2 | 474.65 | 237.325 | 0
E364.00-Poles, Towers, and Fixtures | 1972-12-31 | TOWERS | TOWERS | KY | 100 | 41.65 | 0.4165
E364.00-Poles, Towers, and Fixtures | 1968-12-31 | POLE WOOD 25 FT (DIST) | ARM WOOD 10 FT AND UNDER (TRANS) | KY | 0 | 0 | 0
E364.00-Poles, Towers, and Fixtures | 1942-12-31 | CROSS ARMS | POLE WOOD 40 FT | KY | 0 | 0 | 0 | 0
E364.00-Poles, Towers, and Fixtures | 1958-12-31 | POLE WOOD 60 FT (DIST) | POLE WOOD 55 FT | KY | 2 | 312.32 | 156.16
E364.00-Poles, Towers, and Fixtures | 1960-12-31 | CROSS ARMS | CROSS ARMS (07362) | KY | 37 | 1239.28 | 33.4941 | 0
E364.00-Poles, Towers, and Fixtures | 2008-05-01 | Non-unitized | N DANVILLE BYPASS TSE-SIGN 40422 | KY | 0 | 0 | 0
E364.00-Poles, Towers, and Fixtures | 2008-11-30 | POLE WOOD 45 FT (DIST) | POLE WOOD 45 FT (00007) | KY | 20 | 47295.16 | 2364.758
E364.00-Poles, Towers, and Fixtures | 1954-12-31 | POLE WOOD 60 FT (DIST) | POLE WOOD 55 FT | KY | 18 | 4116.87 | 228.715 | 0
E364.00-Poles, Towers, and Fixtures | 1968-12-31 | POLE WOOD 25 FT (DIST) | GUY | KY | 0 | 0 | 0
E364.00-Poles, Towers, and Fixtures | 1941-12-31 | POLE WOOD 25 FT (DIST) | POLE WOOD 35 FT | KY | 0 | 0 | 0 | 0
E364.00-Poles, Towers, and Fixtures | 2008-11-30 | POLE WOOD 35 FT (DIST) | POLE WOOD 35 FT (00005) | KY | 12 | 12509.45 | 1042.4542
E364.00-Poles, Towers, and Fixtures | 1968-12-31 | POLE WOOD 60 FT (DIST) | POLE WOOD 60 FT | KY | 1 | 232.67 | 232.67
E364.00-Poles, Towers, and Fixtures | 1960-12-31 | POLE WOOD 60 FT (DIST) | POLE WOOD 60 FT | KY | 3 | 543.85 | 181.2833
E364.00-Poles, Towers, and Fixtures | 1994-12-31 | POLE WOOD 60 FT (DIST) | POLE WOOD 65 FT | KY | 5 | 10085.48 | 2017.096
E364.00-Poles, Towers, and Fixtures | 1984-12-31 | POLE WOOD 60 FT (DIST) | POLE WOOD 65 FT | KY | 2 | 2140.39 | 1070.195
E364.00-Poles, Towers, and Fixtures | 1960-12-31 | POLE WOOD 25 FT (DIST) | ARM WOOD 10 FT AND UNDER (TRANS) | KY | 0 | 0 | 0
E364.00-Poles, Towers, and Fixtures | 1959-12-31 | POLE WOOD 25 FT (DIST) | ARM WOOD 10 FT AND UNDER (TRANS) | KY | 0 | 0 | 0
E364.00-Poles, Towers, and Fixtures | 1948-12-31 | POLE WOOD 25 FT (DIST) | ARM WOOD 10 FT AND UNDER (TRANS) | KY | 0 | 0 | 0
E364.00-Poles, Towers, and Fixtures | 1995-12-31 | POLE WOOD 25 FT (DIST) | GUY | KY | 0 | 0 | 0
E364.00-Poles, Towers, and Fixtures | 1949-01-01 | PLATFORMS NEW (05491) | PLATFORMS NEW (05491) | KY | 1 | 74.46 | 74.46 | 0
E364.00-Poles, Towers, and Fixtures | 2008-10-01 | Non-unitized | 1614984 | KY | 0 | 0 | 0
E364.00-Poles, Towers, and Fixtures | 2008-05-01 | Non-unitized | 1295 SHARON DEPOY RD TSE 42345 | KY | 0 | 0 | 0
E364.00-Poles, Towers, and Fixtures | 2008-05-01 | Non-unitized | 6080 ROBARDS POOLE RD | KY | 0 | 0 | 0
E364.00-Poles, Towers, and Fixtures | 2008-05-01 | Non-unitized | 1372149 | KY | 0 | 0 | 0
E364.00-Poles, Towers, and Fixtures | 2008-10-01 | Non-unitized | STILLHOUSE HOLLOW RD 40601 | KY | 0 | 0 | 0 | 0
E364.00-Poles, Towers, and Fixtures | 2008-10-01 | Non-unitized | COMBS FERRY RD | KY | 0 | 0 | 0
E364.00-Poles, Towers, and Fixtures | 2008-10-01 | Non-unitized | 1680086 | KY | 0 | 0 | 0
E364.00-Poles, Towers, and Fixtures | 2008-05-01 | Non-unitized | 1445194 | KY | 0 | 0 | 0
E364.00-Poles, Towers, and Fixtures | 2008-05-01 | Non-unitized | 1066294 | KY | 0 | 0 | 0
E364.00-Poles, Towers, and Fixtures | 2008-10-01 | Non-unitized | 126 WALNUT LN 40977 | KY | 0 | 0 | 0 | 0
E364.00-Poles, Towers, and Fixtures | 2008-08-01 | Non-unitized | HUSTONVILLE ST | KY | 0 | 0 | 0
E364.00-Poles, Towers, and Fixtures | 2008-05-01 | Non-unitized | TERRY COAL RD | KY | 0 | 0 | 0
E364.00-Poles, Towers, and Fixtures | 2008-05-01 | Non-unitized | 1064898 | KY | 0 | 0 | 0
E364.00-Poles, Towers, and Fixtures | 2008-05-01 | Non-unitized | 1301264 | KY | 0 | 0 | 0
E364.00-Poles, Towers, and Fixtures | 2008-10-01 | Non-unitized | 1586868 | KY | 0 | 0 | 0
E364.00-Poles, Towers, and Fixtures | 2008-10-01 | Non-unitized | 1523444 | KY | 0 | 0 | 0
E364.00-Poles, Towers, and Fixtures | 2008-10-01 | Non-unitized | 1479 ELIZABETHTOWN RD. 42754 | KY | 0 | 0 | 0
E364.00-Poles, Towers, and Fixtures | 2008-11-01 | Non-unitized | 884 IRON WORKS PIKE | KY | 0 | 0 | 0
E364.00-Poles, Towers, and Fixtures | 2008-10-01 | Non-unitized | 1633416 | KY | 0 | 0 | 0
E364.00-Poles, Towers, and Fixtures | 2008-10-01 | Non-unitized | 1603040 | KY | 0 | 0 | 0
E364.00-Poles, Towers, and Fixtures | 1957-12-31 | POLE WOOD 60 FT (DIST) | POLE WOOD 35 FT | KY | 184 | 11963.38 | 65.0184 | 0
E364.00-Poles, Towers, and Fixtures | 1991-12-31 | POLE WOOD 60 FT (DIST) | POLE WOOD 40 FT | KY | 3 | 1599.06 | 533.02
E364.00-Poles, Towers, and Fixtures | 2008-10-01 | Non-unitized | 1572865 | KY | 0 | 0 | 0
E364.00-Poles, Towers, and Fixtures | 2008-10-01 | Non-unitized | 2836 NEW GLENDALE ROAD 42701 | KY | 0 | 0 | 0
E364.00-Poles, Towers, and Fixtures | 2008-10-01 | Non-unitized | 1506346 | KY | 0 | 0 | 0
E364.00-Poles, Towers, and Fixtures | 2000-01-01 | TOWERS | TOWERS | KY | 4 | 297.72 | 74.43
E364.00-Poles, Towers, and Fixtures | 2008-10-01 | Non-unitized | 1713034 | KY | 0 | 0 | 0
E364.00-Poles, Towers, and Fixtures | 2008-10-01 | Non-unitized | 116 BAILEYS CK RD | KY | 0 | 0 | 0
E364.00-Poles, Towers, and Fixtures | 2008-10-01 | Non-unitized | 1564773 | KY | 0 | 0 | 0
E364.00-Poles, Towers, and Fixtures | 2008-10-01 | Non-unitized | 1494194 | KY | 0 | 0 | 0
E364.00-Poles, Towers, and Fixtures | 2008-10-01 | Non-unitized | 1674694 | KY | 0 | 0 | 0
E364.00-Poles, Towers, and Fixtures | 2008-10-01 | Non-unitized | 1669849 | KY | 0 | 0 | 0
E364.00-Poles, Towers, and Fixtures | 2008-10-01 | Non-unitized | 1555934 | KY | 0 | 0 | 0
E364.00-Poles, Towers, and Fixtures | 2008-10-01 | Non-unitized | 1530840 | KY | 0 | 0 | 0
E364.00-Poles, Towers, and Fixtures | 2008-10-01 | Non-unitized | 1547775 | KY | 0 | 0 | 0
E364.00-Poles, Towers, and Fixtures | 2008-10-01 | Non-unitized | 756 FERGUSONTOWN R | KY | 0 | 0 | 0
E364.00-Poles, Towers, and Fixtures | 2008-10-01 | Non-unitized | 1707027 | KY | 0 | 0 | 0
E364.00-Poles, Towers, and Fixtures | 1990-12-31 | POLE WOOD 60 FT (DIST) | POLE WOOD 75 FT | KY | 1 | 2347.85 | 2347.85
E364.00-Poles, Towers, and Fixtures | 1969-12-31 | POLE WOOD 60 FT (DIST) | POLE WOOD 80 FT | KY | 5 | 2846.64 | 569.328
E364.00-Poles, Towers, and Fixtures | 2008-10-01 | Non-unitized | 1573200 | KY | 0 | 0 | 0
E364.00-Poles, Towers, and Fixtures | 1962-01-01 | CROSS ARMS | CROSS ARMS | KY | 7517 | 83544.77 | 11.1141 | 0
E364.00-Poles, Towers, and Fixtures | 2008-10-01 | Non-unitized | 1283165 | KY | 0 | 0 | 0
E364.00-Poles, Towers, and Fixtures | 2008-10-01 | Non-unitized | 1610034 | KY | 0 | 0 | 0
E364.00-Poles, Towers, and Fixtures | 1998-03-31 | POLE WOOD 60 FT (DIST) | POLE WOOD 60 FT (DIST) | KY | 29 | 58409.82 | 2014.1317
E364.00-Poles, Towers, and Fixtures | 1955-01-01 | CROSS ARMS | CROSS ARMS | KY | 2001 | 11814.55 | 5.9043 | 0
E364.00-Poles, Towers, and Fixtures | 2008-10-01 | Non-unitized | 1671477 | KY | 0 | 0 | 0
E364.00-Poles, Towers, and Fixtures | 2008-08-01 | Non-unitized | 149 OLD TURNPIKE 42716 | KY | 0 | 0 | 0
E364.00-Poles, Towers, and Fixtures | 2008-10-01 | Non-unitized | 1553077 | KY | 0 | 0 | 0
E364.00-Poles, Towers, and Fixtures | 2008-10-01 | Non-unitized | 1522381 | KY | 0 | 0 | 0
E364.00-Poles, Towers, and Fixtures | 2008-10-01 | Non-unitized | 1497954 | KY | 0 | 0 | 0
E364.00-Poles, Towers, and Fixtures | 2008-10-01 | Non-unitized | 1533476 | KY | 0 | 0 | 0
E364.00-Poles, Towers, and Fixtures | 2008-10-01 | Non-unitized | 1635077 | KY | 0 | 0 | 0
E364.00-Poles, Towers, and Fixtures | 1978-12-31 | POLE WOOD 60 FT (DIST) | ARM WOOD 10 FT AND UNDER (TRANS) | KY | 0 | 0 | 0
E364.00-Poles, Towers, and Fixtures | 2008-10-01 | Non-unitized | 1573474 | KY | 0 | 0 | 0
E364.00-Poles, Towers, and Fixtures | 2008-10-01 | Non-unitized | 1277816 | KY | 0 | 0 | 0
E364.00-Poles, Towers, and Fixtures | 2008-10-01 | Non-unitized | 1335116 | KY | 0 | 0 | 0
E364.00-Poles, Towers, and Fixtures | 1964-12-31 | POLE WOOD 60 FT (DIST) | ARM WOOD 10 FT AND UNDER (TRANS) | KY | 0 | 0 | 0
E364.00-Poles, Towers, and Fixtures | 1963-12-31 | POLE WOOD 60 FT (DIST) | ARM WOOD 10 FT AND UNDER (TRANS) | KY | 0 | 0 | 0
E364.00-Poles, Towers, and Fixtures | 2008-10-01 | Non-unitized | 1518176 | KY | 0 | 0 | 0
E364.00-Poles, Towers, and Fixtures | 2008-10-01 | Non-unitized | FAIRGROUNDS | KY | 0 | 0 | 0
E364.00-Poles, Towers, and Fixtures | 2008-10-01 | Non-unitized | 1540635 | KY | 0 | 0 | 0
E364.00-Poles, Towers, and Fixtures | 2008-10-01 | Non-unitized | 1593675 | KY | 0 | 0 | 0
E364.00-Poles, Towers, and Fixtures | 2008-10-01 | Non-unitized | 1544218 | KY | 0 | 0 | 0
E364.00-Poles, Towers, and Fixtures | 1988-12-31 | POLE WOOD 60 FT (DIST) | GUY | KY | 0 | 0 | 0
E364.00-Poles, Towers, and Fixtures | 1976-12-31 | POLE WOOD 60 FT (DIST) | GUY | KY | 0 | 0 | 0
E364.00-Poles, Towers, and Fixtures | 2008-10-01 | Non-unitized | 1266434 | KY | 0 | 0 | 0
E364.00-Poles, Towers, and Fixtures | 2008-10-01 | Non-unitized | 1572674 | KY | 0 | 0 | 0
E364.00-Poles, Towers, and Fixtures | 2008-10-01 | Non-unitized | 549 BUCK PL 405 | KY | 0 | 0 | 0
E364.00-Poles, Towers, and Fixtures | 2008-10-01 | Non-unitized | 1516739 | KY | 0 | 0 | 0
E364.00-Poles, Towers, and Fixtures | 2008-10-01 | Non-unitized | 1580876 | KY | 0 | 0 | 0
E364.00-Poles, Towers, and Fixtures | 1941-12-31 | POLE WOOD 60 FT (DIST) | POLE WOOD 25 FT | KY | 0 | 0 | 0 | 0
E364.00-Poles, Towers, and Fixtures | 1984-12-31 | POLE WOOD 60 FT (DIST) | POLE WOOD 60 FT (DIST) | KY | 1 | 243.77 | 243.77
E364.00-Poles, Towers, and Fixtures | 1950-12-31 | POLE WOOD 60 FT (DIST) | POLE WOOD 60 FT (DIST) | KY | 2 | 69.06 | 34.53
E364.00-Poles, Towers, and Fixtures | 2008-10-01 | Non-unitized | 1590596 | KY | 0 | 0 | 0
E364.00-Poles, Towers, and Fixtures | 2008-10-01 | Non-unitized | 1551275 | KY | 0 | 0 | 0
E364.00-Poles, Towers, and Fixtures | 2008-10-01 | Non-unitized | 1591219 | KY | 0 | 0 | 0
E364.00-Poles, Towers, and Fixtures | 2008-10-01 | Non-unitized | 1593785 | KY | 0 | 0 | 0
E364.00-Poles, Towers, and Fixtures | 2008-10-01 | Non-unitized | 1558496 | KY | 0 | 0 | 0
E364.00-Poles, Towers, and Fixtures | 2008-10-01 | Non-unitized | 1525135 | KY | 0 | 0 | 0
E364.00-Poles, Towers, and Fixtures | 2008-10-01 | Non-unitized | 1522317 | KY | 0 | 0 | 0
E364.00-Poles, Towers, and Fixtures | 2008-10-01 | Non-unitized | 1718094 | KY | 0 | 0 | 0
E364.00-Poles, Towers, and Fixtures | 2008-10-01 | Non-unitized | 1668594 | KY | 0 | 0 | 0
E364.00-Poles, Towers, and Fixtures | 2008-10-01 | Non-unitized | 1319838 | KY | 0 | 0 | 0
E364.00-Poles, Towers, and Fixtures | 2008-10-01 | Non-unitized | 1579566 | KY | 0 | 0 | 0
E364.00-Poles, Towers, and Fixtures | 1983-12-31 | POLE WOOD 60 FT (DIST) | POLE WOOD 35 FT | KY | 15 | 4622.55 | 308.17
E364.00-Poles, Towers, and Fixtures | 1963-12-31 | POLE WOOD 20 FT (DIST) | ARM WOOD 10 FT AND UNDER (TRANS) | KY | 0 | 0 | 0
E364.00-Poles, Towers, and Fixtures | 1995-12-31 | POLE WOOD 20 FT (DIST) | GUY | KY | 0 | 0 | 0
E364.00-Poles, Towers, and Fixtures | 2008-10-01 | Non-unitized | 1568389 | KY | 0 | 0 | 0
E364.00-Poles, Towers, and Fixtures | 2008-10-01 | Non-unitized | W MAIN STREET | KY | 0 | 0 | 0
E364.00-Poles, Towers, and Fixtures | 2008-07-01 | Non-unitized | MCAPR426-CAP/REG/RECL - 014260 | KY | 0 | 0 | 0
E364.00-Poles, Towers, and Fixtures | 2008-10-01 | Non-unitized | 1583684 | KY | 0 | 0 | 0
E364.00-Poles, Towers, and Fixtures | 2008-10-01 | Non-unitized | 1283116 | KY | 0 | 0 | 0
E364.00-Poles, Towers, and Fixtures | 2008-10-01 | Non-unitized | 1566524 | KY | 0 | 0 | 0
E364.00-Poles, Towers, and Fixtures | 2008-05-01 | Non-unitized | 1309764 | KY | 0 | 0 | 0
E364.00-Poles, Towers, and Fixtures | 2008-05-01 | Non-unitized | 1413676 | KY | 0 | 0 | 0
E364.00-Poles, Towers, and Fixtures | 2008-05-01 | Non-unitized | 1379004 | KY | 0 | 0 | 0
E364.00-Poles, Towers, and Fixtures | 2008-05-01 | Non-unitized | ANDERSON ST. ON CATRONS CREEK LN | KY | 0 | 0 | 0
E364.00-Poles, Towers, and Fixtures | 2008-05-01 | Non-unitized | 1106684 | KY | 0 | 0 | 0
E364.00-Poles, Towers, and Fixtures | 2008-05-01 | Non-unitized | 1209374 | KY | 0 | 0 | 0
E364.00-Poles, Towers, and Fixtures | 2008-05-01 | Non-unitized | 109 RUSTIN RD OFF OF CRAB ORCHARD 40444 | KY | 0 | 0 | 0 | 0
E364.00-Poles, Towers, and Fixtures | 2008-05-01 | Non-unitized | 2645 LEITCHFIELD RD 42701 | KY | 0 | 0 | 0
E364.00-Poles, Towers, and Fixtures | 2008-05-01 | Non-unitized | 1418287 | KY | 0 | 0 | 0
E364.00-Poles, Towers, and Fixtures | 2008-05-01 | Non-unitized | 2641 Hwy # 8 41034 | KY | 0 | 0 | 0 | 0
E364.00-Poles, Towers, and Fixtures | 2008-05-01 | Non-unitized | STATE HWY 295 42055 | KY | 0 | 0 | 0
E364.00-Poles, Towers, and Fixtures | 2008-05-01 | Non-unitized | RIVER LOOP | KY | 0 | 0 | 0
E364.00-Poles, Towers, and Fixtures | 2008-05-01 | Non-unitized | 1317395 | KY | 0 | 0 | 0
E364.00-Poles, Towers, and Fixtures | 2008-05-01 | Non-unitized | 70 SPRING ST 42037 | KY | 0 | 0 | 0
E364.00-Poles, Towers, and Fixtures | 2008-05-01 | Non-unitized | 1327427 | KY | 0 | 0 | 0
E364.00-Poles, Towers, and Fixtures | 2008-05-01 | Non-unitized | 1990 TALMAGE RD | KY | 0 | 0 | 0 | 0
E364.00-Poles, Towers, and Fixtures | 2008-05-01 | Non-unitized | 1124156 | KY | 0 | 0 | 0
E364.00-Poles, Towers, and Fixtures | 2008-05-01 | Non-unitized | POFF CARTING POLE REPLACEMENT | KY | 0 | 0 | 0
E364.00-Poles, Towers, and Fixtures | 2008-05-01 | Non-unitized | 114 BRITTON DR 42053 | KY | 0 | 0 | 0
E364.00-Poles, Towers, and Fixtures | 2008-05-01 | Non-unitized | 1353816 | KY | 0 | 0 | 0
E364.00-Poles, Towers, and Fixtures | 2008-05-01 | Non-unitized | 7074 STATE ROUTE 70 W | KY | 0 | 0 | 0
E364.00-Poles, Towers, and Fixtures | 2008-05-01 | Non-unitized | 1310946 | KY | 0 | 0 | 0
E364.00-Poles, Towers, and Fixtures | 2008-05-01 | Non-unitized | 1199 KENNEDY RD | KY | 0 | 0 | 0
E364.00-Poles, Towers, and Fixtures | 2008-05-01 | Non-unitized | 754 COURT ST 42087 | KY | 0 | 0 | 0
E364.00-Poles, Towers, and Fixtures | 2008-05-01 | Non-unitized | HILL ST 42352 | KY | 0 | 0 | 0
E364.00-Poles, Towers, and Fixtures | 2008-05-01 | Non-unitized | 344 CLARK ST | KY | 0 | 0 | 0
E364.00-Poles, Towers, and Fixtures | 2008-05-01 | Non-unitized | 2333 LAKEWAY DR 42642 | KY | 0 | 0 | 0 | 0
E364.00-Poles, Towers, and Fixtures | 2008-05-01 | Non-unitized | 1377007 | KY | 0 | 0 | 0
E364.00-Poles, Towers, and Fixtures | 2008-05-01 | Non-unitized | 423 E MAIN ST | KY | 0 | 0 | 0
E364.00-Poles, Towers, and Fixtures | 2008-05-01 | Non-unitized | 1304695 | KY | 0 | 0 | 0
E364.00-Poles, Towers, and Fixtures | 2008-05-01 | Non-unitized | 319 W BROAD ST 42330 | KY | 0 | 0 | 0
E364.00-Poles, Towers, and Fixtures | 2008-05-01 | Non-unitized | 3166 COLBY RD | KY | 0 | 0 | 0
E364.00-Poles, Towers, and Fixtures | 2008-05-01 | Non-unitized | 1454024 | KY | 0 | 0 | 0
E364.00-Poles, Towers, and Fixtures | 2008-05-01 | Non-unitized | 1329545 | KY | 0 | 0 | 0
E364.00-Poles, Towers, and Fixtures | 2008-05-01 | Non-unitized | 4043 STATE RTE 175 S TRL 42344 | KY | 0 | 0 | 0
E364.00-Poles, Towers, and Fixtures | 2008-05-01 | Non-unitized | 1240097 | KY | 0 | 0 | 0
E364.00-Poles, Towers, and Fixtures | 2008-07-01 | Non-unitized | 256 PLAZA DR 40503 | KY | 0 | 0 | 0
E364.00-Poles, Towers, and Fixtures | 2008-05-01 | Non-unitized | 1241025 | KY | 0 | 0 | 0 | 0
E364.00-Poles, Towers, and Fixtures | 2008-05-01 | Non-unitized | 1501406 | KY | 0 | 0 | 0
E364.00-Poles, Towers, and Fixtures | 2008-05-01 | Non-unitized | 1126 RUSSELL CAVE RD | KY | 0 | 0 | 0
E364.00-Poles, Towers, and Fixtures | 2008-05-01 | Non-unitized | 1137985 | KY | 0 | 0 | 0
E364.00-Poles, Towers, and Fixtures | 2008-05-01 | Non-unitized | DORTON BR | KY | 0 | 0 | 0 | 0
E364.00-Poles, Towers, and Fixtures | 2008-05-01 | Non-unitized | PARIS RD | KY | 0 | 0 | 0 | 0
E364.00-Poles, Towers, and Fixtures | 2008-05-01 | Non-unitized | 1319130 | KY | 0 | 0 | 0
E364.00-Poles, Towers, and Fixtures | 2008-05-01 | Non-unitized | 114 MOORE HANCOCK RD | KY | 0 | 0 | 0
E364.00-Poles, Towers, and Fixtures | 2008-05-01 | Non-unitized | 1237323 | KY | 0 | 0 | 0
E364.00-Poles, Towers, and Fixtures | 2008-07-01 | Non-unitized | 2165 LAKESIDE DR 40502 | KY | 0 | 0 | 0
E364.00-Poles, Towers, and Fixtures | 2008-05-01 | Non-unitized | 965 HILLSIDE RD 42367 | KY | 0 | 0 | 0
E364.00-Poles, Towers, and Fixtures | 2008-05-01 | Non-unitized | 910 HWY 152 ST | KY | 0 | 0 | 0
E364.00-Poles, Towers, and Fixtures | 2008-05-01 | Non-unitized | 2490 HIGHWAY 27 | KY | 0 | 0 | 0
E364.00-Poles, Towers, and Fixtures | 2008-05-01 | Non-unitized | 1188367 | KY | 0 | 0 | 0
E364.00-Poles, Towers, and Fixtures | 2008-05-01 | Non-unitized | 1194388 | KY | 0 | 0 | 0
E364.00-Poles, Towers, and Fixtures | 2008-05-01 | Non-unitized | 124 W MOSE RAGER BLV 42337 | KY | 0 | 0 | 0
E364.00-Poles, Towers, and Fixtures | 2008-05-01 | Non-unitized | KINGSFORD | KY | 0 | 0 | 0
E364.00-Poles, Towers, and Fixtures | 2008-05-01 | Non-unitized | 1065936 | KY | 0 | 0 | 0 | 0
E364.00-Poles, Towers, and Fixtures | 2008-05-01 | Non-unitized | 714 E MAIN ST 42078 | KY | 0 | 0 | 0
E364.00-Poles, Towers, and Fixtures | 2008-05-01 | Non-unitized | BURKS BRANCH RD SOFTBALL 40065 | KY | 0 | 0 | 0
E364.00-Poles, Towers, and Fixtures | 2008-05-01 | Non-unitized | 750 N MAIN ST TSE 42345 | KY | 0 | 0 | 0
E364.00-Poles, Towers, and Fixtures | 2008-05-01 | Non-unitized | 1485551 | KY | 0 | 0 | 0
E364.00-Poles, Towers, and Fixtures | 2008-05-01 | Non-unitized | 1318944 | KY | 0 | 0 | 0
E364.00-Poles, Towers, and Fixtures | 2008-05-01 | Non-unitized | 212 W DEPOT ST | KY | 0 | 0 | 0
E364.00-Poles, Towers, and Fixtures | 2008-05-01 | Non-unitized | 11108 ELMBURG RD 40057 | KY | 0 | 0 | 0
E364.00-Poles, Towers, and Fixtures | 2008-05-01 | Non-unitized | 367 WATER WORKS RD 42629 | KY | 0 | 0 | 0
E364.00-Poles, Towers, and Fixtures | 2008-05-01 | Non-unitized | 1000 BURGESS ST | KY | 0 | 0 | 0
E364.00-Poles, Towers, and Fixtures | 2008-05-01 | Non-unitized | 939844 | KY | 0 | 0 | 0
E364.00-Poles, Towers, and Fixtures | 2009-01-01 | Non-unitized | RDPOLE246-Pole repair/replacement 246 | KY | 0 | 0 | 0 | 0
E364.00-Poles, Towers, and Fixtures | 2009-01-01 | Non-unitized | STLT216-STREET LIGHTING 216 | KY | 0 | 0 | 0 | 0
E364.00-Poles, Towers, and Fixtures | 2009-04-01 | Non-unitized | 1276 KY HWY 1744 | KY | 0 | 0 | 0
E364.00-Poles, Towers, and Fixtures | 2009-04-01 | Non-unitized | 1839 LEXINGTON RD 40324 | KY | 0 | 0 | 0
E364.00-Poles, Towers, and Fixtures | 2009-04-01 | Non-unitized | 100 STONECREST DR STE 8 42503 | KY | 0 | 0 | 0
E364.00-Poles, Towers, and Fixtures | 2007-12-31 | POLE WOOD 55 FT (DIST) | POLE WOOD 55 FT (00009) | KY | 1 | 2919.69 | 2919.69
E364.00-Poles, Towers, and Fixtures | 2009-07-27 | POLE WOOD 30 FT (DIST) | POLE WOOD 30 FT (00004) | KY | 2 | 5055.03 | 2527.515
E364.00-Poles, Towers, and Fixtures | 2009-11-30 | GUY | GUY (00070) | KY | 1257 | 26239.97 | 20.8751 | 0
E364.00-Poles, Towers, and Fixtures | 2008-10-01 | Non-unitized | 1544435 | KY | 0 | 0 | 0
E364.00-Poles, Towers, and Fixtures | 2009-07-30 | CROSS ARMS | CROSS ARMS (07362) | KY | 24 | 7664.74 | 319.3642
E364.00-Poles, Towers, and Fixtures | 2009-10-30 | GUY | GUY (00070) | KY | 18 | 142.31 | 7.9061 | 0
E364.00-Poles, Towers, and Fixtures | 2009-01-01 | Non-unitized | POLD426-OUTDOOR LIGHTING 426 | KY | 0 | 0 | 0 | 0
E364.00-Poles, Towers, and Fixtures | 2009-04-01 | Non-unitized | 137 LANCASTER ST 40419 | KY | 0 | 0 | 0
E364.00-Poles, Towers, and Fixtures | 2009-01-01 | Non-unitized | ECAPRR366-Inst cap/reg/recl-Maysville | KY | 0 | 0 | 0 | 0
E364.00-Poles, Towers, and Fixtures | 2009-11-04 | POLE WOOD 45 FT (DIST) | POLE WOOD 45 FT (00007) | KY | 162 | 457872.13 | 2826.3712 | 0
E364.00-Poles, Towers, and Fixtures | 2009-07-30 | POLE WOOD 45 FT (DIST) | POLE WOOD 45 FT (00007) | KY | 19 | 24306.98 | 1279.3147
E364.00-Poles, Towers, and Fixtures | 2009-12-02 | GUY | GUY (00070) | KY | 243 | 5240.69 | 21.5666 | 0
E364.00-Poles, Towers, and Fixtures | 2009-01-01 | Non-unitized | 2009 N DIXIE HWY 42701 | KY | 0 | 0 | 0
E364.00-Poles, Towers, and Fixtures | 2009-12-09 | POLE WOOD 35 FT (DIST) | POLE WOOD 35 FT (00005) | KY | 7 | 3860.83 | 551.5471
E364.00-Poles, Towers, and Fixtures | 2009-07-22 | GUY | GUY (00070) | KY | 4 | 31.42 | 7.855 | 0
E364.00-Poles, Towers, and Fixtures | 2009-01-01 | Non-unitized | 1463475 | KY | 0 | 0 | 0
E364.00-Poles, Towers, and Fixtures | 2009-04-01 | Non-unitized | LOT 16 SARAH CT 40162 | KY | 0 | 0 | 0
E364.00-Poles, Towers, and Fixtures | 2009-11-19 | CROSS ARMS | CROSS ARMS (07362) | KY | 523 | 116346.07 | 222.459
E364.00-Poles, Towers, and Fixtures | 2009-11-19 | POLE WOOD 40 FT (DIST) | POLE WOOD 40 FT (00006) | KY | 43 | 86416.4 | 2009.6837
E364.00-Poles, Towers, and Fixtures | 2008-05-01 | Non-unitized | 385 INDUSTRY DR | KY | 0 | 0 | 0
E364.00-Poles, Towers, and Fixtures | 2009-01-01 | Non-unitized | ZESTA PL | KY | 0 | 0 | 0
E364.00-Poles, Towers, and Fixtures | 2009-01-01 | Non-unitized | 1680086 | KY | 0 | 0 | 0
E364.00-Poles, Towers, and Fixtures | 2009-07-31 | POLE WOOD 50 FT (DIST) | POLE WOOD 50 FT (00008) | KY | 17 | 37155 | 2185.5882 | 0
E364.00-Poles, Towers, and Fixtures | 2008-05-01 | Non-unitized | US 127 | KY | 0 | 0 | 0
E364.00-Poles, Towers, and Fixtures | 2009-12-31 | CROSS ARMS | CROSS ARMS (07362) | KY | 355 | 84454.66 | 237.9005 | 0
E364.00-Poles, Towers, and Fixtures | 2009-01-01 | Non-unitized | RDSTLT315-REP REPL ST LIGHTS 315 | KY | 0 | 0 | 0 | 0
E364.00-Poles, Towers, and Fixtures | 2009-04-01 | Non-unitized | 110 S A ST 42127 | KY | 0 | 0 | 0
E364.00-Poles, Towers, and Fixtures | 2009-10-26 | CROSS ARMS | CROSS ARMS (07362) | KY | 61 | 18820.66 | 308.5354 | 0
E364.00-Poles, Towers, and Fixtures | 2009-08-07 | GUY | GUY (00070) | KY | 29 | 1619.19 | 55.8341
E364.00-Poles, Towers, and Fixtures | 2009-01-01 | Non-unitized | RDPOLD216-REP/REPL DEF POL'S 216 | KY | 0 | 0 | 0 | 0
E364.00-Poles, Towers, and Fixtures | 2009-04-01 | Non-unitized | LAKEWAY | KY | 0 | 0 | 0
E364.00-Poles, Towers, and Fixtures | 2009-01-01 | Non-unitized | 133 BUCHANAN ST 40508 | KY | 0 | 0 | 0
E364.00-Poles, Towers, and Fixtures | 2008-10-01 | Non-unitized | 1536420 | KY | 0 | 0 | 0
E364.00-Poles, Towers, and Fixtures | 2009-01-01 | Non-unitized | JENNIFER RD | KY | 0 | 0 | 0
E364.00-Poles, Towers, and Fixtures | 2009-04-01 | Non-unitized | 116 COLLEGE ST 40361 | KY | 0 | 0 | 0
E364.00-Poles, Towers, and Fixtures | 2008-05-01 | Non-unitized | 1210875 | KY | 0 | 0 | 0
E364.00-Poles, Towers, and Fixtures | 1958-01-01 | POLE WOOD 45 FT (DIST) | MP1958 Poles, Towers, and Fixtures | KY | 0 | 0 | 0 | 0
E364.00-Poles, Towers, and Fixtures | 1972-01-01 | POLE WOOD 45 FT (DIST) | POLE WOOD 45 FT | KY | 450 | 61648.16 | 136.9959 | 0
E364.00-Poles, Towers, and Fixtures | 1994-01-01 | POLE WOOD 45 FT (DIST) | POLE WOOD 45 FT (DIST) | KY | 1627 | 923204.32 | 567.4274 | 0
E364.00-Poles, Towers, and Fixtures | 2009-04-01 | Non-unitized | 1501137 | KY | 0 | 0 | 0
E364.00-Poles, Towers, and Fixtures | 2009-07-31 | BRACKET - NEUTRAL FASTENING | BRACKET - NEUTRAL FASTENING | KY | 11 | 761.28 | 69.2073
E364.00-Poles, Towers, and Fixtures | 2009-01-01 | Non-unitized | 1203 CRESCENT AVE A UNIT 40503 | KY | 0 | 0 | 0
E364.00-Poles, Towers, and Fixtures | 2009-11-16 | GUY | GUY (00070) | KY | 41 | 447.36 | 10.9112
E364.00-Poles, Towers, and Fixtures | 2009-01-01 | Non-unitized | POLD236-OUTDOOR LIGHTING 236 | KY | 0 | 0 | 0
E364.00-Poles, Towers, and Fixtures | 2009-04-01 | Non-unitized | 1738 HWY 1138 CAWOOD KY 40815 | KY | 0 | 0 | 0
E364.00-Poles, Towers, and Fixtures | 2009-01-01 | Non-unitized | 1050 ELIZABETH ST | KY | 0 | 0 | 0
E364.00-Poles, Towers, and Fixtures | 2009-04-01 | Non-unitized | 5380 MAIN ST 40337 | KY | 0 | 0 | 0
E364.00-Poles, Towers, and Fixtures | 2009-04-01 | Non-unitized | 1371 S WILSON RD | KY | 0 | 0 | 0
E364.00-Poles, Towers, and Fixtures | 2009-06-16 | CROSS ARMS | CROSS ARMS (07362) | KY | 227 | 44338.36 | 195.3232 | 0
E364.00-Poles, Towers, and Fixtures | 2009-06-16 | POLE WOOD 40 FT (DIST) | POLE WOOD 40 FT (00006) | KY | 65 | 83610.54 | 1286.316 | 0
E364.00-Poles, Towers, and Fixtures | 2008-05-01 | Non-unitized | 1059614 | KY | 0 | 0 | 0
E364.00-Poles, Towers, and Fixtures | 2009-01-01 | Non-unitized | RDDD236OH-Rep Def Equip-OH-Richmond | KY | 4 | 0 | 0 | 0
E364.00-Poles, Towers, and Fixtures | 2009-04-01 | Non-unitized | 105 PORTMAN AVE 40484 | KY | 0 | 0 | 0
E364.00-Poles, Towers, and Fixtures | 2008-05-01 | Non-unitized | 1416438 | KY | 0 | 0 | 0
E364.00-Poles, Towers, and Fixtures | 2009-10-30 | POLE WOOD 45 FT (DIST) | POLE WOOD 45 FT (00007) | KY | 10 | 6445.21 | 644.521
E364.00-Poles, Towers, and Fixtures | 2009-04-01 | Non-unitized | 4051 TERMINAL DR 40510 | KY | 0 | 0 | 0
E364.00-Poles, Towers, and Fixtures | 2009-04-01 | Non-unitized | 1597 COUNTY FARM RD 42087 | KY | 0 | 0 | 0
E364.00-Poles, Towers, and Fixtures | 2009-01-01 | Non-unitized | 2432 NEW LAIR ROAD | KY | 0 | 0 | 0
E364.00-Poles, Towers, and Fixtures | 2009-04-01 | Non-unitized | 2856 STAMPING GROUND RD. | KY | 0 | 0 | 0
E364.00-Poles, Towers, and Fixtures | 2008-05-01 | Non-unitized | 10489 HWY 416 W | KY | 0 | 0 | 0
E364.00-Poles, Towers, and Fixtures | 2009-04-01 | Non-unitized | 1125 TATES CREEK RD 40502 | KY | 0 | 0 | 0
E364.00-Poles, Towers, and Fixtures | 2009-04-01 | Non-unitized | 1150 GOGGINS LN 40475 | KY | 0 | 0 | 0
E364.00-Poles, Towers, and Fixtures | 2009-04-01 | Non-unitized | 1782 LEXINGTON RD 40324 | KY | 0 | 0 | 0
E364.00-Poles, Towers, and Fixtures | 2008-08-31 | POLE WOOD 55 FT (DIST) | POLE WOOD 55 FT (00009) | KY | 3 | 4528.08 | 1509.36
E364.00-Poles, Towers, and Fixtures | 1956-01-01 | GUY | GUY | KY | 2471 | 35767.72 | 14.475 | 0
E364.00-Poles, Towers, and Fixtures | 1979-01-01 | GUY | GUY | KY | 6629 | 267565.26 | 40.3628 | 0
E364.00-Poles, Towers, and Fixtures | 2009-01-01 | Non-unitized | 1302 POWERSV-HARRISON RD LOT DRY 41004 | KY | 0 | 0 | 0
E364.00-Poles, Towers, and Fixtures | 2009-01-01 | Non-unitized | S BROADWAY ST 40504 | KY | 0 | 0 | 0
E364.00-Poles, Towers, and Fixtures | 2009-02-12 | Non-unitized | US127 | KY | 0 | 0 | 0
E364.00-Poles, Towers, and Fixtures | 2009-01-01 | Non-unitized | KY 198 BARN 42541 | KY | 0 | 0 | 0
E364.00-Poles, Towers, and Fixtures | 2009-01-01 | Non-unitized | 570 SPORTSMANS LAKE RD 40033 | KY | 0 | 0 | 0
E364.00-Poles, Towers, and Fixtures | 2009-01-01 | Non-unitized | 1360 MEFFORD HTS DR | KY | 0 | 0 | 0
E364.00-Poles, Towers, and Fixtures | 2009-01-01 | Non-unitized | BEANS FORK RD 40965 | KY | 0 | 0 | 0
E364.00-Poles, Towers, and Fixtures | 2009-01-01 | Non-unitized | 1571679 | KY | 0 | 0 | 0
E364.00-Poles, Towers, and Fixtures | 2009-01-01 | Non-unitized | TRINITY DR L4 TSE 40162 | KY | 0 | 0 | 0
E364.00-Poles, Towers, and Fixtures | 2009-01-01 | Non-unitized | W HIGH | KY | 0 | 0 | 0
E364.00-Poles, Towers, and Fixtures | 2009-01-01 | Non-unitized | HWY 150 40456 | KY | 0 | 0 | 0
E364.00-Poles, Towers, and Fixtures | 2009-01-01 | Non-unitized | 2632 RICHMOND SRD 40517 | KY | 0 | 0 | 0
E364.00-Poles, Towers, and Fixtures | 2009-01-01 | Non-unitized | 866 NEW HOPE RD 41043 | KY | 0 | 0 | 0
E364.00-Poles, Towers, and Fixtures | 2009-01-01 | Non-unitized | 4011 HEBRON PI 41056 | KY | 0 | 0 | 0
E364.00-Poles, Towers, and Fixtures | 2009-01-01 | Non-unitized | 1335 MEFFORD HTS DR 41056 | KY | 0 | 0 | 0
E364.00-Poles, Towers, and Fixtures | 2009-01-01 | Non-unitized | 1593328 | KY | 0 | 0 | 0
E364.00-Poles, Towers, and Fixtures | 2009-01-01 | Non-unitized | US 25E | KY | 0 | 0 | 0
E364.00-Poles, Towers, and Fixtures | 2009-01-01 | Non-unitized | RT2 HUTCH BOX 39* 40965 | KY | 0 | 0 | 0
E364.00-Poles, Towers, and Fixtures | 2009-01-01 | Non-unitized | 1660654 | KY | 0 | 0 | 0
E364.00-Poles, Towers, and Fixtures | 2009-01-01 | Non-unitized | MCAPR236-CAP/REG/RECL - 012360 | KY | 0 | 0 | 0 | 0
E364.00-Poles, Towers, and Fixtures | 2009-01-01 | Non-unitized | 230 PISGAH RD | KY | 0 | 0 | 0
E364.00-Poles, Towers, and Fixtures | 1951-01-01 | POLE WOOD 45 FT (DIST) | MP1951 Poles, Towers, and Fixtures | KY | 0 | 0 | 0 | 0
E364.00-Poles, Towers, and Fixtures | 1965-01-01 | POLE WOOD 45 FT (DIST) | POLE WOOD 45 FT | KY | 296 | 27390.36 | 92.535 | 0
E364.00-Poles, Towers, and Fixtures | 1942-12-31 | CROSS ARMS | ARM STEEL 10 FT AND OVER | KY | 0 | 0 | 0 | 0
E364.00-Poles, Towers, and Fixtures | 2009-01-01 | Non-unitized | 309 E MAIN ST 40422 | KY | 0 | 0 | 0
E364.00-Poles, Towers, and Fixtures | 2009-01-01 | Non-unitized | RT 3 BOX 177A 40965 | KY | 0 | 0 | 0
E364.00-Poles, Towers, and Fixtures | 1956-01-01 | POLE WOOD 45 FT (DIST) | MP1956 Poles, Towers, and Fixtures | KY | 0 | 0 | 0 | 0
E364.00-Poles, Towers, and Fixtures | 1991-01-01 | POLE WOOD 45 FT (DIST) | POLE WOOD 45 FT (DIST) | KY | 839 | 421014.09 | 501.8046 | 0
E364.00-Poles, Towers, and Fixtures | 2008-05-01 | Non-unitized | 1304246 | KY | 0 | 0 | 0
E364.00-Poles, Towers, and Fixtures | 2008-10-01 | Non-unitized | 1663975 | KY | 0 | 0 | 0 | 0
E364.00-Poles, Towers, and Fixtures | 2008-10-01 | Non-unitized | 1649646 | KY | 0 | 0 | 0
E364.00-Poles, Towers, and Fixtures | 2009-05-01 | Non-unitized | 1647324 | KY | 0 | 0 | 0
E364.00-Poles, Towers, and Fixtures | 2009-05-01 | Non-unitized | 4492 SWITZER RD 40601 | KY | 0 | 0 | 0
E364.00-Poles, Towers, and Fixtures | 2008-10-01 | Non-unitized | 1541659 | KY | 0 | 0 | 0
E364.00-Poles, Towers, and Fixtures | 2008-11-01 | Non-unitized | 221 W MAIN ST 40409 | KY | 0 | 0 | 0
E364.00-Poles, Towers, and Fixtures | 2008-10-01 | Non-unitized | 9130 OGDEN LANDING | KY | 0 | 0 | 0
E364.00-Poles, Towers, and Fixtures | 2008-10-01 | Non-unitized | 1638917 | KY | 0 | 0 | 0
E364.00-Poles, Towers, and Fixtures | 2008-11-01 | Non-unitized | HONEYSUCKLE LN | KY | 0 | 0 | 0
E364.00-Poles, Towers, and Fixtures | 2009-05-01 | Non-unitized | 453 QUARRY RD 42784 | KY | 0 | 0 | 0
E364.00-Poles, Towers, and Fixtures | 2008-10-01 | Non-unitized | 1663618 | KY | 0 | 0 | 0
E364.00-Poles, Towers, and Fixtures | 2008-05-01 | Non-unitized | 603 CHESTNUT ST 42038 | KY | 0 | 0 | 0
E364.00-Poles, Towers, and Fixtures | 2009-04-01 | Non-unitized | 36 E LEXINGTON AVE 40391 | KY | 0 | 0 | 0 | 0
E364.00-Poles, Towers, and Fixtures | 2009-10-14 | PLATFORMS NEW (05491) | PLATFORMS NEW (05491) | KY | 2 | 15341.68 | 7670.84
E364.00-Poles, Towers, and Fixtures | 2009-05-01 | Non-unitized | 1221154 | KY | 0 | 0 | 0
E364.00-Poles, Towers, and Fixtures | 2008-07-31 | CROSS ARMS | CROSS ARMS (07362) | KY | 7 | 597.07 | 85.2957
E364.00-Poles, Towers, and Fixtures | 2009-01-01 | Non-unitized | RDPOLD416-REP/REPL DEF POL'S 416 | KY | 0 | 0 | 0 | 0
E364.00-Poles, Towers, and Fixtures | 2008-11-01 | Non-unitized | 196 PALISADES RD 40514 | KY | 0 | 0 | 0
E364.00-Poles, Towers, and Fixtures | 2008-10-01 | Non-unitized | 1536934 | KY | 0 | 0 | 0
E364.00-Poles, Towers, and Fixtures | 2009-05-01 | Non-unitized | N GREENVILLE | KY | 0 | 0 | 0
E364.00-Poles, Towers, and Fixtures | 2008-11-01 | Non-unitized | 269 WOOTEN LN 42350 | KY | 0 | 0 | 0
E364.00-Poles, Towers, and Fixtures | 2008-10-01 | Non-unitized | 1611964 | KY | 0 | 0 | 0
E364.00-Poles, Towers, and Fixtures | 2009-04-01 | Non-unitized | 1487336 | KY | 0 | 0 | 0
E364.00-Poles, Towers, and Fixtures | 2008-11-01 | Non-unitized | 502 HENRY CLAY ST | KY | 0 | 0 | 0
E364.00-Poles, Towers, and Fixtures | 2008-02-22 | POLE WOOD 30 FT (DIST) | POLE WOOD 30 FT (00004) | KY | 20 | 25758.97 | 1287.9485
E364.00-Poles, Towers, and Fixtures | 2008-10-01 | Non-unitized | S POPLAR ST | KY | 0 | 0 | 0
E364.00-Poles, Towers, and Fixtures | 2009-05-01 | Non-unitized | 4990 ATHENS BOONESBORO | KY | 0 | 0 | 0
E364.00-Poles, Towers, and Fixtures | 2008-10-01 | Non-unitized | 1703744 | KY | 0 | 0 | 0
E364.00-Poles, Towers, and Fixtures | 2009-01-01 | Non-unitized | 400 GORDON LN 40065 | KY | 0 | 0 | 0
E364.00-Poles, Towers, and Fixtures | 2009-08-04 | POLE WOOD 40 FT (DIST) | POLE WOOD 40 FT (00006) | KY | 11 | 22457.24 | 2041.5673
E364.00-Poles, Towers, and Fixtures | 2009-01-01 | Non-unitized | 2025 Jimmy Howard Dr 40475 | KY | 0 | 0 | 0
E364.00-Poles, Towers, and Fixtures | 2009-01-01 | Non-unitized | WOODLAND DR 42701 | KY | 0 | 0 | 0
E364.00-Poles, Towers, and Fixtures | 2009-01-01 | Non-unitized | ADAMS RD TEMP. | KY | 0 | 0 | 0
E364.00-Poles, Towers, and Fixtures | 2008-05-01 | Non-unitized | LEFT FORK MOORE CREEK RD | KY | 0 | 0 | 0
E364.00-Poles, Towers, and Fixtures | 2008-05-01 | Non-unitized | STATE HWY 58 42032 | KY | 0 | 0 | 0
E364.00-Poles, Towers, and Fixtures | 2009-01-01 | Non-unitized | 15152 US HIGHWAY 41A 42406 | KY | 0 | 0 | 0
E364.00-Poles, Towers, and Fixtures | 2009-01-31 | GUY | GUY (00070) | KY | 3 | 77.43 | 25.81
E364.00-Poles, Towers, and Fixtures | 2009-01-01 | Non-unitized | 191 N HANOVER AVE 40502 | KY | 0 | 0 | 0
E364.00-Poles, Towers, and Fixtures | 2009-01-01 | Non-unitized | 150 W LOWRY LN 40503 | KY | 0 | 0 | 0
E364.00-Poles, Towers, and Fixtures | 2009-01-01 | Non-unitized | 1706744 | KY | 0 | 0 | 0
E364.00-Poles, Towers, and Fixtures | 2009-01-01 | Non-unitized | 3991 OWINGSVILLE ROAD | KY | 0 | 0 | 0
E364.00-Poles, Towers, and Fixtures | 2009-01-01 | Non-unitized | LEEPER LN | KY | 0 | 0 | 0
E364.00-Poles, Towers, and Fixtures | 2009-01-01 | Non-unitized | NORTHSIDE DR | KY | 0 | 0 | 0
E364.00-Poles, Towers, and Fixtures | 2009-01-01 | Non-unitized | 1240 WHITMER ST 42330 | KY | 0 | 0 | 0
E364.00-Poles, Towers, and Fixtures | 2009-01-01 | Non-unitized | RALEIGH RD | KY | 0 | 0 | 0
E364.00-Poles, Towers, and Fixtures | 2009-01-01 | Non-unitized | 1707027 | KY | 0 | 0 | 0
E364.00-Poles, Towers, and Fixtures | 2009-01-01 | Non-unitized | PEARL @ POPLAR ST 41031 | KY | 0 | 0 | 0 | 0
E364.00-Poles, Towers, and Fixtures | 2009-01-01 | Non-unitized | 1435295 | KY | 0 | 0 | 0
E364.00-Poles, Towers, and Fixtures | 2009-01-01 | Non-unitized | 1250995 | KY | 0 | 0 | 0
E364.00-Poles, Towers, and Fixtures | 2009-01-01 | Non-unitized | SIMS FORK TRLR2 40902 | KY | 0 | 0 | 0 | 0
E364.00-Poles, Towers, and Fixtures | 2008-11-30 | POLE WOOD 50 FT (DIST) | POLE WOOD 50 FT (00008) | KY | 1 | 6333.47 | 6333.47
E364.00-Poles, Towers, and Fixtures | 2009-01-01 | Non-unitized | 1541605 | KY | 0 | 0 | 0
E364.00-Poles, Towers, and Fixtures | 2009-01-01 | Non-unitized | N FOURTH | KY | 0 | 0 | 0
E364.00-Poles, Towers, and Fixtures | 2008-05-01 | Non-unitized | HAMILTON | KY | 0 | 0 | 0
E364.00-Poles, Towers, and Fixtures | 2009-01-01 | Non-unitized | 1254365 | KY | 0 | 0 | 0 | 0
E364.00-Poles, Towers, and Fixtures | 2009-01-01 | Non-unitized | 2141 FISHERS MILL RD | KY | 0 | 0 | 0
E364.00-Poles, Towers, and Fixtures | 2009-01-01 | Non-unitized | FIELDSTONE DR 40342 | KY | 0 | 0 | 0
E364.00-Poles, Towers, and Fixtures | 2009-01-01 | Non-unitized | 1555969 | KY | 0 | 0 | 0
E364.00-Poles, Towers, and Fixtures | 2009-01-01 | Non-unitized | 1557647 | KY | 0 | 0 | 0
E364.00-Poles, Towers, and Fixtures | 2009-07-01 | Non-unitized | WINCHESTER RD 40511 | KY | 0 | 0 | 0 | 0
E364.00-Poles, Towers, and Fixtures | 2009-07-01 | Non-unitized | 535 CORPORATE DRIVE | KY | 0 | 0 | 0 | 0
E364.00-Poles, Towers, and Fixtures | 2009-07-01 | Non-unitized | 420 ROY MCHARGUE RD 40740 | KY | 0 | 0 | 0
E364.00-Poles, Towers, and Fixtures | 2009-07-01 | Non-unitized | GOVERNMENT ALLEY | KY | 0 | 0 | 0
E364.00-Poles, Towers, and Fixtures | 2009-07-01 | Non-unitized | 174 KELVIN DR 42217 | KY | 0 | 0 | 0
E364.00-Poles, Towers, and Fixtures | 2009-07-01 | Non-unitized | 2900 POLO CLUB BLVD 40509 | KY | 0 | 0 | 0
E364.00-Poles, Towers, and Fixtures | 2009-07-01 | Non-unitized | W MT VERNON | KY | 0 | 0 | 0 | 0
E364.00-Poles, Towers, and Fixtures | 2009-07-01 | Non-unitized | LEBANON | KY | 0 | 0 | 0 | 0
E364.00-Poles, Towers, and Fixtures | 2009-08-01 | Non-unitized | COURTHOUSE SQ | KY | 0 | 0 | 0 | 0
E364.00-Poles, Towers, and Fixtures | 2009-07-01 | Non-unitized | 5390 NELSONVILLE RD 40107 | KY | 0 | 0 | 0 | 0
E364.00-Poles, Towers, and Fixtures | 2009-07-01 | Non-unitized | 1201 N DIXIE HWY 42701 | KY | 0 | 0 | 0 | 0
E364.00-Poles, Towers, and Fixtures | 2009-07-01 | Non-unitized | 921 DELANEY FERRY RD FG-22 | KY | 0 | 0 | 0
E364.00-Poles, Towers, and Fixtures | 2009-07-01 | Non-unitized | 4027 PLEASANT RIDGE RD 41056 | KY | 0 | 0 | 0 | 0
E364.00-Poles, Towers, and Fixtures | 2009-07-01 | Non-unitized | 1075 SPENCER RD 40353 | KY | 0 | 0 | 0
E364.00-Poles, Towers, and Fixtures | 2009-07-01 | Non-unitized | MIAMI ST 41004 | KY | 0 | 0 | 0 | 0
E364.00-Poles, Towers, and Fixtures | 2009-07-01 | Non-unitized | 2311 US HWY 68 41056 | KY | 0 | 0 | 0 | 0
E364.00-Poles, Towers, and Fixtures | 2009-07-01 | Non-unitized | 468 CHIMNEY ROCK | KY | 0 | 0 | 0
E364.00-Poles, Towers, and Fixtures | 2009-07-01 | Non-unitized | 3365 GRATZ RD | KY | 0 | 0 | 0
E364.00-Poles, Towers, and Fixtures | 2009-07-01 | Non-unitized | 903 WHITMER ST | KY | 0 | 0 | 0
E364.00-Poles, Towers, and Fixtures | 2009-08-01 | Non-unitized | Sundown Drive 24283 | KY | 0 | 0 | 0
E364.00-Poles, Towers, and Fixtures | 2009-08-01 | Non-unitized | 1525 TYRONE RD 40342 | KY | 0 | 0 | 0 | 0
E364.00-Poles, Towers, and Fixtures | 2009-07-01 | Non-unitized | 5295 MCCOWANS FERRY RD FG-125 | KY | 0 | 0 | 0
E364.00-Poles, Towers, and Fixtures | 2009-07-01 | Non-unitized | HWY 92 | KY | 0 | 0 | 0
E364.00-Poles, Towers, and Fixtures | 2009-07-01 | Non-unitized | 1253 W ELM ST 42404 | KY | 0 | 0 | 0
E364.00-Poles, Towers, and Fixtures | 2009-08-01 | Non-unitized | 455 E WALNUT ST | KY | 0 | 0 | 0
E364.00-Poles, Towers, and Fixtures | 2009-07-01 | Non-unitized | 233 LEXINGTON ROAD | KY | 0 | 0 | 0
E364.00-Poles, Towers, and Fixtures | 2009-07-01 | Non-unitized | 3054 JUNCTION RD 41041 | KY | 0 | 0 | 0
E364.00-Poles, Towers, and Fixtures | 1967-12-31 | POLE WOOD 60 FT (DIST) | X BRACE WOOD PR. | KY | 0 | 0 | 0
E364.00-Poles, Towers, and Fixtures | 2009-07-01 | Non-unitized | S MAIN ST AT MACY ST | KY | 0 | 0 | 0
E364.00-Poles, Towers, and Fixtures | 2009-07-01 | Non-unitized | 772 HWY 1245 42354 | KY | 0 | 0 | 0
E364.00-Poles, Towers, and Fixtures | 2009-07-01 | Non-unitized | 2875 CEDAR 40379 | KY | 0 | 0 | 0
E364.00-Poles, Towers, and Fixtures | 2009-07-01 | Non-unitized | SERVICES AT MEMORIAL PARK | KY | 0 | 0 | 0
E364.00-Poles, Towers, and Fixtures | 2009-07-01 | Non-unitized | 0 PALUMBO DRIVE 90' S. OF BLAKE JAMES RD 40502 | KY | 0 | 0 | 0
E364.00-Poles, Towers, and Fixtures | 2009-05-01 | Non-unitized | 2011 BALLARDSVILLE RD 40019 | KY | 0 | 0 | 0
E364.00-Poles, Towers, and Fixtures | 2009-07-01 | Non-unitized | 9260 LORETTO ROAD | KY | 0 | 0 | 0 | 0
E364.00-Poles, Towers, and Fixtures | 2009-08-01 | Non-unitized | NORTH RESORVOIR ROAD 24293 | KY | 0 | 0 | 0 | 0
E364.00-Poles, Towers, and Fixtures | 2009-07-01 | Non-unitized | W HIGHWAY 92 | KY | 0 | 0 | 0
E364.00-Poles, Towers, and Fixtures | 2009-11-25 | POLE WOOD 30 FT (DIST) | POLE WOOD 30 FT (00004) | KY | 116 | 97239.77 | 838.2739
E364.00-Poles, Towers, and Fixtures | 2009-07-01 | Non-unitized | 2004 WHITE MOUNTAIN RD 40902 | KY | 0 | 0 | 0
E364.00-Poles, Towers, and Fixtures | 2009-07-01 | Non-unitized | KOHLS DR 40356 | KY | 0 | 0 | 0
E364.00-Poles, Towers, and Fixtures | 2009-07-01 | Non-unitized | 8480 MAIN ST 40337 | KY | 0 | 0 | 0
E364.00-Poles, Towers, and Fixtures | 2009-07-01 | Non-unitized | TALMADGE-MAYO ROAD | KY | 0 | 0 | 0
E364.00-Poles, Towers, and Fixtures | 2009-07-01 | Non-unitized | W WATER ST GAR UTIL 41041 | KY | 0 | 0 | 0
E364.00-Poles, Towers, and Fixtures | 2009-07-01 | Non-unitized | GWINN ISLAND ROAD | KY | 0 | 0 | 0 | 0
E364.00-Poles, Towers, and Fixtures | 2009-04-01 | Non-unitized | 102 S DEPOT ST 42743 | KY | 0 | 0 | 0 | 0
E364.00-Poles, Towers, and Fixtures | 2009-08-07 | Non-unitized | HWY 150 | KY | 0 | 0 | 0
E364.00-Poles, Towers, and Fixtures | 2009-07-01 | Non-unitized | 35 GILLAND ST | KY | 0 | 0 | 0
E364.00-Poles, Towers, and Fixtures | 2009-07-01 | Non-unitized | 7121 TROY PK | KY | 0 | 0 | 0
E364.00-Poles, Towers, and Fixtures | 2009-07-01 | Non-unitized | 407 S 43RD ST 40965 | KY | 0 | 0 | 0 | 0
E364.00-Poles, Towers, and Fixtures | 2009-07-01 | Non-unitized | 4595 PARADISE RD CAMP 42330 | KY | 0 | 0 | 0
E364.00-Poles, Towers, and Fixtures | 2009-07-01 | Non-unitized | 657 McCULLOUGH HOLLOW 40371 | KY | 0 | 0 | 0
E364.00-Poles, Towers, and Fixtures | 2009-07-01 | Non-unitized | UNIVERSITY BLVD 40353 | KY | 0 | 0 | 0 | 0
E364.00-Poles, Towers, and Fixtures | 2009-07-01 | Non-unitized | 154 BONDVILLE RD | KY | 0 | 0 | 0
E364.00-Poles, Towers, and Fixtures | 2009-08-01 | Non-unitized | 817 E HALL ST 42408 | KY | 0 | 0 | 0 | 0
E364.00-Poles, Towers, and Fixtures | 2009-08-01 | POLE WOOD 40 FT (DIST) | POLE WOOD 40 FT (00006) | KY | 156 | 254224.62 | 1629.645 | 0
E364.00-Poles, Towers, and Fixtures | 2008-05-01 | Non-unitized | 618787 | KY | 0 | 0 | 0
E364.00-Poles, Towers, and Fixtures | 2009-10-26 | POLE WOOD 45 FT (DIST) | POLE WOOD 45 FT (00007) | KY | 25 | 52679.77 | 2107.1908 | 0
E364.00-Poles, Towers, and Fixtures | 2009-10-05 | POLE WOOD 50 FT (DIST) | POLE WOOD 50 FT (00008) | KY | 11 | 30202.96 | 2745.7236 | 0
E364.00-Poles, Towers, and Fixtures | 2008-10-01 | Non-unitized | CITY OF WILLIAMSBURG | KY | 0 | 0 | 0
E364.00-Poles, Towers, and Fixtures | 2008-10-01 | Non-unitized | 1607224 | KY | 0 | 0 | 0
E364.00-Poles, Towers, and Fixtures | 2009-06-16 | POLE WOOD 60 FT (DIST) | POLE WOOD 60 FT (00010) | KY | 3 | 2686.22 | 895.4067
E364.00-Poles, Towers, and Fixtures | 2009-08-10 | POLE WOOD 35 FT (DIST) | POLE WOOD 35 FT (00005) | KY | 5 | 2230.83 | 446.166
E364.00-Poles, Towers, and Fixtures | 2009-08-10 | POLE WOOD 50 FT (DIST) | POLE WOOD 50 FT (00008) | KY | 1 | 1223.3 | 1223.3
E364.00-Poles, Towers, and Fixtures | 2008-05-01 | Non-unitized | 4197 US 62 E HWY | KY | 0 | 0 | 0
E364.00-Poles, Towers, and Fixtures | 2009-02-12 | POLE WOOD 50 FT (DIST) | POLE WOOD 50 FT (00008) | KY | 2 | 8252.98 | 4126.49
E364.00-Poles, Towers, and Fixtures | 2009-01-01 | Non-unitized | 305 QUIENBERRY ST 42372 | KY | 0 | 0 | 0
E364.00-Poles, Towers, and Fixtures | 2009-10-12 | GUY | GUY (00070) | KY | 18 | -1293.06 | -71.8367 | 0
E364.00-Poles, Towers, and Fixtures | 1960-01-01 | POLE WOOD 45 FT (DIST) | POLE WOOD 45 FT | KY | 0 | 0 | 0 | 0
E364.00-Poles, Towers, and Fixtures | 2009-11-23 | POLE WOOD 30 FT (DIST) | POLE WOOD 30 FT (00004) | KY | 4 | 2252.84 | 563.21
E364.00-Poles, Towers, and Fixtures | 2009-11-24 | GUY | GUY (00070) | KY | 12 | 321.96 | 26.83
E364.00-Poles, Towers, and Fixtures | 2008-05-01 | Non-unitized | 1543 E NEW CIRCLE RD 40509 | KY | 0 | 0 | 0
E364.00-Poles, Towers, and Fixtures | 2009-04-01 | Non-unitized | 2785 OXFORD VILLIAGE DR 40324 | KY | 0 | 0 | 0
E364.00-Poles, Towers, and Fixtures | 2009-10-13 | POLE WOOD 35 FT (DIST) | POLE WOOD 35 FT (00005) | KY | 7 | 4744.3 | 677.7571
E364.00-Poles, Towers, and Fixtures | 2008-10-01 | Non-unitized | N LIMESTONE | KY | 0 | 0 | 0
E364.00-Poles, Towers, and Fixtures | 2008-10-01 | Non-unitized | 1599057 | KY | 0 | 0 | 0
E364.00-Poles, Towers, and Fixtures | 2009-01-01 | Non-unitized | 1505034 | KY | 0 | 0 | 0
E364.00-Poles, Towers, and Fixtures | 2009-10-16 | POLE WOOD 45 FT (DIST) | POLE WOOD 45 FT (00007) | KY | 5 | 1609.55 | 321.91
E364.00-Poles, Towers, and Fixtures | 2009-12-09 | POLE WOOD 30 FT (DIST) | POLE WOOD 30 FT (00004) | KY | 3 | 159.09 | 53.03
E364.00-Poles, Towers, and Fixtures | 2008-05-01 | Non-unitized | MENIFEE AVE | KY | 0 | 0 | 0
E364.00-Poles, Towers, and Fixtures | 2009-10-27 | POLE WOOD 30 FT (DIST) | POLE WOOD 30 FT (00004) | KY | 4 | 6886.24 | 1721.56
E364.00-Poles, Towers, and Fixtures | 2008-05-01 | Non-unitized | E MAIN ST 40347 | KY | 0 | 0 | 0
E364.00-Poles, Towers, and Fixtures | 2009-01-01 | Non-unitized | OLD LAIR ROAD | KY | 0 | 0 | 0
E364.00-Poles, Towers, and Fixtures | 2008-10-01 | Non-unitized | OLD LAIR ROAD | KY | 0 | 0 | 0
E364.00-Poles, Towers, and Fixtures | 2009-10-08 | POLE WOOD 50 FT (DIST) | POLE WOOD 50 FT (00008) | KY | 1 | -2359.25 | -2359.25
E364.00-Poles, Towers, and Fixtures | 1970-12-31 | POLE WOOD 60 FT (DIST) | ARM WOOD OVER 10 FT (TRANS) | KY | 0 | 0 | 0
E364.00-Poles, Towers, and Fixtures | 1968-12-31 | POLE WOOD 60 FT (DIST) | ARM WOOD OVER 10 FT (TRANS) | KY | 0 | 0 | 0
E364.00-Poles, Towers, and Fixtures | 1971-12-31 | POLE WOOD 60 FT (DIST) | ARM WOOD OVER 10 FT (TRANS) | KY | 0 | 0 | 0
E364.00-Poles, Towers, and Fixtures | 2009-04-01 | Non-unitized | 12100 HWY 81 42372 | KY | 0 | 0 | 0
E364.00-Poles, Towers, and Fixtures | 2008-10-01 | Non-unitized | 1507364 | KY | 0 | 0 | 0
E364.00-Poles, Towers, and Fixtures | 2008-05-01 | Non-unitized | 4085 HARRODSBURG RD 40513 | KY | 0 | 0 | 0
E364.00-Poles, Towers, and Fixtures | 2008-05-01 | Non-unitized | 1141247 | KY | 0 | 0 | 0
E364.00-Poles, Towers, and Fixtures | 1971-12-31 | GUY | GUY | KY | 51 | 2361.27 | 46.2994 | 0
E364.00-Poles, Towers, and Fixtures | 1954-12-31 | GUY | GUY | KY | 0 | 0 | 0 | 0
E364.00-Poles, Towers, and Fixtures | 1962-12-31 | GUY | GUY | KY | 161 | 8981.29 | 55.7844 | 0
E364.00-Poles, Towers, and Fixtures | 1954-12-31 | POLE WOOD 25 FT (DIST) | GUY | KY | 0 | 0 | 0
E364.00-Poles, Towers, and Fixtures | 2008-05-01 | Non-unitized | CENTURY 21 | KY | 0 | 0 | 0
E364.00-Poles, Towers, and Fixtures | 2009-12-17 | POLE WOOD 30 FT (DIST) | POLE WOOD 30 FT (00004) | KY | 10 | -7273.18 | -727.318
E364.00-Poles, Towers, and Fixtures | 1955-12-31 | GUY | GUY | KY | 68 | 3086.11 | 45.384 | 0
E364.00-Poles, Towers, and Fixtures | 1945-12-31 | POLE WOOD 25 FT (DIST) | GUY | KY | 0 | 0 | 0
E364.00-Poles, Towers, and Fixtures | 1966-12-31 | GUY | GUY | KY | 12 | 590.1 | 49.175 | 0
E364.00-Poles, Towers, and Fixtures | 2008-10-01 | Non-unitized | 1594074 | KY | 0 | 0 | 0
E364.00-Poles, Towers, and Fixtures | 2008-05-01 | Non-unitized | 2947 JONES LN 40601 | KY | 0 | 0 | 0
E364.00-Poles, Towers, and Fixtures | 2008-05-01 | Non-unitized | 1255917 | KY | 0 | 0 | 0
E364.00-Poles, Towers, and Fixtures | 1987-12-31 | GUY | GUY | KY | 34 | 5457.15 | 160.5044 | 0
E364.00-Poles, Towers, and Fixtures | 1990-12-31 | GUY | GUY | KY | 30 | 4512.94 | 150.4313
E364.00-Poles, Towers, and Fixtures | 1992-12-31 | GUY | GUY | KY | 11 | 1839.85 | 167.2591
E364.00-Poles, Towers, and Fixtures | 2009-04-01 | Non-unitized | 131 EDGEWOOD RD 40965 | KY | 0 | 0 | 0
E364.00-Poles, Towers, and Fixtures | 2009-10-09 | GUY | GUY (00070) | KY | 15 | -18.86 | -1.2573 | 0
E364.00-Poles, Towers, and Fixtures | 2008-09-30 | POLE WOOD 60 FT (DIST) | POLE WOOD 60 FT (00010) | KY | 2 | 472.92 | 236.46
E364.00-Poles, Towers, and Fixtures | 2009-04-01 | Non-unitized | TYRONE AT MOBILE HOME PARK ROAD PIKE | KY | 0 | 0 | 0
E364.00-Poles, Towers, and Fixtures | 1986-12-31 | POLE WOOD 60 FT (DIST) | GUY | KY | 0 | 0 | 0
E364.00-Poles, Towers, and Fixtures | 1968-12-31 | POLE WOOD 60 FT (DIST) | ARM WOOD 10 FT AND UNDER (TRANS) | KY | 0 | 0 | 0
E364.00-Poles, Towers, and Fixtures | 1966-12-31 | POLE WOOD 25 FT (DIST) | ARM WOOD 10 FT AND UNDER (TRANS) | KY | 0 | 0 | 0
E364.00-Poles, Towers, and Fixtures | 2008-10-01 | Non-unitized | 1497207 | KY | 0 | 0 | 0
E364.00-Poles, Towers, and Fixtures | 2008-05-01 | Non-unitized | 1115446 | KY | 0 | 0 | 0
E364.00-Poles, Towers, and Fixtures | 2008-05-01 | Non-unitized | 864 OLD PARIS RD 40311 $4247.49 Customer Contribution posted CC107001 pd 10/13/05 CIS a/c 624858.001 | KY | 0 | 0 | 0
E364.00-Poles, Towers, and Fixtures | 1961-12-31 | POLE WOOD 25 FT (DIST) | ARM WOOD 10 FT AND UNDER (TRANS) | KY | 0 | 0 | 0
E364.00-Poles, Towers, and Fixtures | 1987-12-31 | POLE WOOD 60 FT (DIST) | ARM WOOD 10 FT AND UNDER (TRANS) | KY | 0 | 0 | 0
E364.00-Poles, Towers, and Fixtures | 1978-12-31 | POLE WOOD 25 FT (DIST) | ARM WOOD 10 FT AND UNDER (TRANS) | KY | 0 | 0 | 0
E364.00-Poles, Towers, and Fixtures | 2008-10-01 | Non-unitized | 1548314 | KY | 0 | 0 | 0
E364.00-Poles, Towers, and Fixtures | 2009-10-26 | POLE WOOD 50 FT (DIST) | POLE WOOD 50 FT (00008) | KY | 2 | 3102.75 | 1551.375
E364.00-Poles, Towers, and Fixtures | 2008-05-01 | Non-unitized | 5075 PARIS PIKE | KY | 0 | 0 | 0
E364.00-Poles, Towers, and Fixtures | 2008-05-01 | Non-unitized | 1115466 | KY | 0 | 0 | 0
E364.00-Poles, Towers, and Fixtures | 2008-05-01 | Non-unitized | 1188185 | KY | 0 | 0 | 0
E364.00-Poles, Towers, and Fixtures | 2009-04-01 | Non-unitized | 517 E PIKE ST 41031 | KY | 0 | 0 | 0
E364.00-Poles, Towers, and Fixtures | 2009-05-01 | Non-unitized | 265 W VINE ST B 40160 | KY | 0 | 0 | 0
E364.00-Poles, Towers, and Fixtures | 2008-05-01 | Non-unitized | BRYANT RIDGE | KY | 0 | 0 | 0
E364.00-Poles, Towers, and Fixtures | 1995-01-01 | POLE WOOD 30 FT (DIST) | POLE WOOD 30 FT (DIST) | KY | 1336 | 404945.92 | 303.1032 | 0
E364.00-Poles, Towers, and Fixtures | 1956-01-01 | POLE WOOD 50 FT (DIST) | MP1956 Poles, Towers, and Fixtures | KY | 0 | 0 | 0 | 0
E364.00-Poles, Towers, and Fixtures | 1968-01-01 | POLE WOOD 60 FT (DIST) | POLE WOOD 60 FT | KY | 9 | 1643.32 | 182.5911 | 0
E364.00-Poles, Towers, and Fixtures | 2009-10-01 | POLE WOOD 55 FT (DIST) | POLE WOOD 55 FT (00009) | KY | 11 | 21265.78 | 1933.2527 | 0
E364.00-Poles, Towers, and Fixtures | 2008-05-01 | Non-unitized | 1051404 | KY | 0 | 0 | 0
E364.00-Poles, Towers, and Fixtures | 2009-07-17 | POLE WOOD 45 FT (DIST) | POLE WOOD 45 FT (00007) | KY | 6 | -36156.9 | -6026.15
E364.00-Poles, Towers, and Fixtures | 2008-11-01 | Non-unitized | 2190 MCDONALD FERRY 40601 | KY | 0 | 0 | 0
E364.00-Poles, Towers, and Fixtures | 2003-03-31 | POLE WOOD 70 FT (DIST) | POLE WOOD 70 FT (DIST) | KY | 2 | 12144.68 | 6072.34
E364.00-Poles, Towers, and Fixtures | 2007-11-25 | POLE WOOD 40 FT (DIST) | POLE WOOD 40 FT (00006) | KY | 3 | 2403.43 | 801.1433
E364.00-Poles, Towers, and Fixtures | 1958-01-01 | POLE WOOD 60 FT (DIST) | POLE WOOD 60 FT | KY | 1 | 178.88 | 178.88
E364.00-Poles, Towers, and Fixtures | 2009-01-01 | Non-unitized | 1188135 | KY | 0 | 0 | 0
E364.00-Poles, Towers, and Fixtures | 2009-01-01 | Non-unitized | 3715 FICKLIN RD 40353 | KY | 0 | 0 | 0
E364.00-Poles, Towers, and Fixtures | 2008-05-01 | Non-unitized | 1251914 | KY | 0 | 0 | 0
E364.00-Poles, Towers, and Fixtures | 1961-01-01 | POLE WOOD 35 FT (DIST) | POLE WOOD 35 FT | KY | 1322 | 76275.12 | 57.6968 | 0
E364.00-Poles, Towers, and Fixtures | 1953-01-01 | CROSS ARMS | CROSS ARMS | KY | 2801 | 16330.19 | 5.8301 | 0
E364.00-Poles, Towers, and Fixtures | 1949-01-01 | POLE WOOD 65 FT (DIST) | MP1949 Poles, Towers, and Fixtures | KY | 0 | 0 | 0 | 0
E364.00-Poles, Towers, and Fixtures | 2009-10-01 | Non-unitized | 2095 BALLARDSVILLE RD 40019 | KY | 0 | 0 | 0
E364.00-Poles, Towers, and Fixtures | 2009-08-01 | Non-unitized | 153 FRITTS RD 42064 | KY | 0 | 0 | 0 | 0
E364.00-Poles, Towers, and Fixtures | 2009-08-01 | Non-unitized | AIRPORT ROAD | KY | 0 | 0 | 0 | 0
E364.00-Poles, Towers, and Fixtures | 1986-01-01 | POLE WOOD 55 FT (DIST) | POLE WOOD 55 FT (DIST) | KY | 21 | 15345.43 | 730.7348 | 0
E364.00-Poles, Towers, and Fixtures | 2009-10-01 | Non-unitized | 127 SPARKS LN 40965 | KY | 0 | 0 | 0 | 0
E364.00-Poles, Towers, and Fixtures | 2009-10-01 | Non-unitized | 3437 BEREA RD 40475 | KY | 0 | 0 | 0
E364.00-Poles, Towers, and Fixtures | 2009-08-01 | Non-unitized | 290 AMERICAN AVE 40503 | KY | 0 | 0 | 0 | 0
E364.00-Poles, Towers, and Fixtures | 2009-10-01 | Non-unitized | OGDEN LANDING RD 42086 | KY | 0 | 0 | 0 | 0
E364.00-Poles, Towers, and Fixtures | 2008-05-01 | Non-unitized | 1142185 | KY | 0 | 0 | 0
E364.00-Poles, Towers, and Fixtures | 2009-10-01 | Non-unitized | 19704 VARNER STREET 24293 | KY | 0 | 0 | 0 | 0
E364.00-Poles, Towers, and Fixtures | 2009-10-01 | Non-unitized | 74 GRIFFITH LN 40964 | KY | 0 | 0 | 0 | 0
E364.00-Poles, Towers, and Fixtures | 2009-10-01 | Non-unitized | 8389 Ky Hwy 74 40965 | KY | 0 | 0 | 0 | 0
E364.00-Poles, Towers, and Fixtures | 2009-11-06 | POLE WOOD 35 FT (DIST) | POLE WOOD 35 FT (00005) | KY | 20 | 34470.57 | 1723.5285
E364.00-Poles, Towers, and Fixtures | 2009-08-01 | Non-unitized | 100 E VINE ST 40507 | KY | 0 | 0 | 0 | 0
E364.00-Poles, Towers, and Fixtures | 2009-10-01 | Non-unitized | 830 SAWMILL RD | KY | 0 | 0 | 0
E364.00-Poles, Towers, and Fixtures | 2009-10-01 | Non-unitized | 1310115 | KY | 0 | 0 | 0 | 0
E364.00-Poles, Towers, and Fixtures | 2009-08-01 | Non-unitized | EAST RD 42437 | KY | 0 | 0 | 0
E364.00-Poles, Towers, and Fixtures | 2009-10-01 | Non-unitized | 325 PROFESSIONAL AVE 40391 | KY | 0 | 0 | 0 | 0
E364.00-Poles, Towers, and Fixtures | 2009-08-01 | Non-unitized | 416 MASTERSON STATION DR 40511 | KY | 0 | 0 | 0 | 0
E364.00-Poles, Towers, and Fixtures | 2009-07-01 | Non-unitized | RDDD416OH-Rep Def Equip-OH-Pineville | KY | 0 | 0 | 0 | 0
E364.00-Poles, Towers, and Fixtures | 2009-10-01 | Non-unitized | 145 PARADISE CAMP RD 40330 | KY | 0 | 0 | 0 | 0
E364.00-Poles, Towers, and Fixtures | 2009-10-01 | Non-unitized | 144 HARDIN RD TSDE 40371 | KY | 0 | 0 | 0 | 0
E364.00-Poles, Towers, and Fixtures | 2009-10-01 | Non-unitized | 2138067 | KY | 0 | 0 | 0 | 0
E364.00-Poles, Towers, and Fixtures | 2009-10-01 | Non-unitized | SUNTAN CITY | KY | 0 | 0 | 0 | 0
E364.00-Poles, Towers, and Fixtures | 2009-04-01 | Non-unitized | 1015 MAYSVILLE RD OFFICE 40353 | KY | 0 | 0 | 0
E364.00-Poles, Towers, and Fixtures | 2009-10-01 | Non-unitized | 6629 POLEBRIDGE ROAD 24293 | KY | 0 | 0 | 0 | 0
E364.00-Poles, Towers, and Fixtures | 2008-11-01 | Non-unitized | KY 198 BARN 42541 | KY | 0 | 0 | 0
E364.00-Poles, Towers, and Fixtures | 2009-10-01 | Non-unitized | 821 PITTMAN ST Garage 42330 | KY | 0 | 0 | 0 | 0
E364.00-Poles, Towers, and Fixtures | 2009-10-01 | Non-unitized | 306 W PARK AVE 40977 | KY | 0 | 0 | 0 | 0
E364.00-Poles, Towers, and Fixtures | 2009-10-01 | Non-unitized | Pre RR 2 BOX 256 24277 | KY | 0 | 0 | 0 | 0
E364.00-Poles, Towers, and Fixtures | 2009-10-01 | Non-unitized | 260 MAHAFFEY RD 40445 | KY | 0 | 0 | 0 | 0
E364.00-Poles, Towers, and Fixtures | 2009-05-01 | Non-unitized | BETHLEHEM RD GRNHSES 40361 | KY | 0 | 0 | 0
E364.00-Poles, Towers, and Fixtures | 2009-10-01 | Non-unitized | STATE HWY 227 S 40359 | KY | 0 | 0 | 0
E364.00-Poles, Towers, and Fixtures | 2009-10-01 | Non-unitized | ST CREEK 40977 | KY | 0 | 0 | 0 | 0
E364.00-Poles, Towers, and Fixtures | 2009-08-01 | Non-unitized | 13255 DAWSON RD 42408 | KY | 0 | 0 | 0 | 0
E364.00-Poles, Towers, and Fixtures | 2009-10-01 | Non-unitized | 90 DUFF CIR 24224 | KY | 0 | 0 | 0 | 0
E364.00-Poles, Towers, and Fixtures | 2009-08-01 | Non-unitized | 116 OLD US 60 40351 | KY | 0 | 0 | 0 | 0
E364.00-Poles, Towers, and Fixtures | 2009-10-01 | Non-unitized | 265 REDWING DR 40391 | KY | 0 | 0 | 0 | 0
E364.00-Poles, Towers, and Fixtures | 2009-10-01 | Non-unitized | 111 MOCKINGBIRD LN 40390 | KY | 0 | 0 | 0 | 0
E364.00-Poles, Towers, and Fixtures | 2008-10-01 | Non-unitized | 1530864 | KY | 0 | 0 | 0
E364.00-Poles, Towers, and Fixtures | 2009-12-16 | POLE WOOD 50 FT (DIST) | POLE WOOD 50 FT (00008) | KY | 3 | 5740.28 | 1913.4267
E364.00-Poles, Towers, and Fixtures | 2009-04-01 | Non-unitized | 63 RUSH LN 40741 | KY | 0 | 0 | 0
E364.00-Poles, Towers, and Fixtures | 2009-10-01 | Non-unitized | 456 CARLA RD 42442 | KY | 0 | 0 | 0 | 0
E364.00-Poles, Towers, and Fixtures | 2009-10-01 | Non-unitized | 227 OVERTON LN 40965 | KY | 0 | 0 | 0 | 0
E364.00-Poles, Towers, and Fixtures | 2008-11-01 | Non-unitized | 215 WASHINGTON ST | KY | 0 | 0 | 0
E364.00-Poles, Towers, and Fixtures | 2008-05-01 | Non-unitized | 1506464 | KY | 0 | 0 | 0
E364.00-Poles, Towers, and Fixtures | 2008-05-01 | Non-unitized | LAWNVALE 40806 | KY | 0 | 0 | 0
E364.00-Poles, Towers, and Fixtures | 2009-11-16 | POLE WOOD 45 FT (DIST) | POLE WOOD 45 FT (00007) | KY | 13 | 3090.08 | 237.6985
E364.00-Poles, Towers, and Fixtures | 2009-04-01 | Non-unitized | 1313 CONVICT PK 41041 | KY | 0 | 0 | 0
E364.00-Poles, Towers, and Fixtures | 2009-11-10 | POLE WOOD 50 FT (DIST) | POLE WOOD 50 FT (00008) | KY | 1 | 211.95 | 211.95
E364.00-Poles, Towers, and Fixtures | 2008-05-01 | Non-unitized | BURKS BRANCH RD | KY | 0 | 0 | 0
E364.00-Poles, Towers, and Fixtures | 2008-05-01 | Non-unitized | 10819 DAWSON ROAD 42445 | KY | 0 | 0 | 0
E364.00-Poles, Towers, and Fixtures | 2009-07-01 | Non-unitized | 496 BEAUMONT AVE 40330 | KY | 0 | 0 | 0
E364.00-Poles, Towers, and Fixtures | 2009-05-01 | Non-unitized | 1075 LAKEVIEW DR | KY | 0 | 0 | 0
E364.00-Poles, Towers, and Fixtures | 2009-01-01 | Non-unitized | CHURCH ST 42326 | KY | 0 | 0 | 0
E364.00-Poles, Towers, and Fixtures | 2009-05-01 | Non-unitized | 102 CARDEN ST GARAGE 42718 | KY | 0 | 0 | 0
E364.00-Poles, Towers, and Fixtures | 2008-11-01 | Non-unitized | MEADOWCREEK | KY | 0 | 0 | 0
E364.00-Poles, Towers, and Fixtures | 2009-07-01 | Non-unitized | 1535 HIGHWAY 26 40769 | KY | 0 | 0 | 0
E364.00-Poles, Towers, and Fixtures | 2008-05-01 | Non-unitized | FULTON AVE | KY | 0 | 0 | 0
E364.00-Poles, Towers, and Fixtures | 2008-05-01 | Non-unitized | 1219013 | KY | 0 | 0 | 0
E364.00-Poles, Towers, and Fixtures | 2008-10-01 | Non-unitized | 1256205 | KY | 0 | 0 | 0
E364.00-Poles, Towers, and Fixtures | 2008-05-01 | Non-unitized | 270 DITNEY HILL RD | KY | 0 | 0 | 0
E364.00-Poles, Towers, and Fixtures | 2009-07-01 | Non-unitized | 4156 PERRYVILLE ROAD | KY | 0 | 0 | 0
E364.00-Poles, Towers, and Fixtures | 2009-10-01 | Non-unitized | 16545 RUSSELL ST APT 3 24283 | KY | 0 | 0 | 0 | 0
E364.00-Poles, Towers, and Fixtures | 2009-01-01 | Non-unitized | 2751 HWY 431 42323 | KY | 0 | 0 | 0
E364.00-Poles, Towers, and Fixtures | 2009-11-01 | Non-unitized | 12750 US HWY 431 42357 | KY | 0 | 0 | 0 | 0
E364.00-Poles, Towers, and Fixtures | 2009-10-01 | Non-unitized | PRE WOHLFORD TRL PARK LOT 10 24224 | KY | 0 | 0 | 0 | 0
E364.00-Poles, Towers, and Fixtures | 2009-10-01 | Non-unitized | 604 GREENS CROSSING RD 40475 | KY | 0 | 0 | 0 | 0
E364.00-Poles, Towers, and Fixtures | 2009-11-01 | Non-unitized | HALEY RD | KY | 0 | 0 | 0 | 0
E364.00-Poles, Towers, and Fixtures | 2008-05-01 | Non-unitized | MUDDY FORK LN | KY | 0 | 0 | 0
E364.00-Poles, Towers, and Fixtures | 2009-10-01 | Non-unitized | WHITNEY YOUNG RD | KY | 0 | 0 | 0
E364.00-Poles, Towers, and Fixtures | 2009-11-01 | Non-unitized | 371 HILL N DALE RD 40503 | KY | 0 | 0 | 0 | 0
E364.00-Poles, Towers, and Fixtures | 2009-01-01 | Non-unitized | RUSSELL CAVE RD | KY | 0 | 0 | 0
E364.00-Poles, Towers, and Fixtures | 2009-10-01 | Non-unitized | 3703 Dungannon Road 24230 | KY | 0 | 0 | 0 | 0
E364.00-Poles, Towers, and Fixtures | 2009-10-01 | Non-unitized | 84 POPLAR SPRINGS RD | KY | 0 | 0 | 0 | 0
E364.00-Poles, Towers, and Fixtures | 2009-10-01 | Non-unitized | 436 RICHMOND ROAD | KY | 0 | 0 | 0 | 0
E364.00-Poles, Towers, and Fixtures | 2009-11-01 | Non-unitized | 846 GRASSY LICK RD 40353 | KY | 0 | 0 | 0 | 0
E364.00-Poles, Towers, and Fixtures | 2009-10-01 | Non-unitized | 7420 HARRODSBURG RD | KY | 0 | 0 | 0 | 0
E364.00-Poles, Towers, and Fixtures | 2009-11-01 | Non-unitized | 1984 IVAN BROWN RD 42350 | KY | 0 | 0 | 0
E364.00-Poles, Towers, and Fixtures | 2009-11-01 | Non-unitized | 1400 ALEXANDRIA DR 40504 | KY | 0 | 0 | 0 | 0
E364.00-Poles, Towers, and Fixtures | 2009-11-01 | Non-unitized | 1159 ROBINSON CREEK RD WELL HSE 40740 | KY | 0 | 0 | 0 | 0
E364.00-Poles, Towers, and Fixtures | 2006-01-01 | GUY | MP2006 Poles, Towers, and Fixtures | KY | 0 | 0 | 0 | 0
E364.00-Poles, Towers, and Fixtures | 2008-05-01 | Non-unitized | 1335210 | KY | 0 | 0 | 0
E364.00-Poles, Towers, and Fixtures | 2009-01-01 | Non-unitized | 435 SQUIRE RD 42442 | KY | 0 | 0 | 0
E364.00-Poles, Towers, and Fixtures | 2009-10-01 | Non-unitized | 599 RR 3 24219 | KY | 0 | 0 | 0 | 0
E364.00-Poles, Towers, and Fixtures | 2008-05-01 | Non-unitized | 108 FLANAGAN ST | KY | 0 | 0 | 0
E364.00-Poles, Towers, and Fixtures | 2009-11-01 | Non-unitized | 890 MCCARTY LN 40011 | KY | 0 | 0 | 0 | 0
E364.00-Poles, Towers, and Fixtures | 2008-05-01 | Non-unitized | ST RT 1379 RD | KY | 0 | 0 | 0
E364.00-Poles, Towers, and Fixtures | 2008-05-01 | Non-unitized | 1208 W EVERLY BROTHERS BLVD | KY | 0 | 0 | 0
E364.00-Poles, Towers, and Fixtures | 2009-07-01 | Non-unitized | OAK | KY | 0 | 0 | 0
E364.00-Poles, Towers, and Fixtures | 2008-10-01 | Non-unitized | CORPORATE WAY 40475 | KY | 0 | 0 | 0
E364.00-Poles, Towers, and Fixtures | 2009-11-01 | Non-unitized | HOBBS RD 42053 | KY | 0 | 0 | 0 | 0
E364.00-Poles, Towers, and Fixtures | 2009-11-01 | Non-unitized | 823 E MAIN ST 42078 | KY | 0 | 0 | 0 | 0
E364.00-Poles, Towers, and Fixtures | 2009-11-01 | Non-unitized | 711 Baileys Creek Rd 40828 | KY | 0 | 0 | 0 | 0
E364.00-Poles, Towers, and Fixtures | 2009-10-01 | Non-unitized | WHITLEY COUNTY JUDICIAL BLDG. | KY | 0 | 0 | 0 | 0
E364.00-Poles, Towers, and Fixtures | 2010-01-01 | Non-unitized | PRESIDENTIAL BLVD LOT 3 | KY | 0 | 0 | 0 | 0
E364.00-Poles, Towers, and Fixtures | 2010-01-01 | Non-unitized | 15913 FLAGS RD 24283 | KY | 0 | 0 | 0 | 0
E364.00-Poles, Towers, and Fixtures | 2010-01-01 | Non-unitized | 1027 HILL RD 40361 | KY | 0 | 0 | 0 | 0
E364.00-Poles, Towers, and Fixtures | 2010-01-01 | Non-unitized | 1101 BRANNON RD | KY | 2 | 0 | 0 | 0
E364.00-Poles, Towers, and Fixtures | 2010-04-01 | POLE WOOD 45 FT (DIST) | POLE WOOD 45 FT (00007) | KY | 65 | 150795.58 | 2319.932 | 0
E364.00-Poles, Towers, and Fixtures | 2010-01-01 | Non-unitized | POLD426-OUTDOOR LIGHTING 426 | KY | 0 | 0 | 0 | 0
E364.00-Poles, Towers, and Fixtures | 2010-01-01 | Non-unitized | S US 127 | KY | 0 | 0 | 0 | 0
E364.00-Poles, Towers, and Fixtures | 2010-02-01 | Non-unitized | 285 E MAIN ST 41311 | KY | 0 | 0 | 0 | 0
E364.00-Poles, Towers, and Fixtures | 2010-01-01 | Non-unitized | 1229 VERSAILLES RD 40508 | KY | 0 | 0 | 0 | 0
E364.00-Poles, Towers, and Fixtures | 2010-01-01 | Non-unitized | 2540 RESEARCH PARK DR 40511 | KY | 0 | 0 | 0 | 0
E364.00-Poles, Towers, and Fixtures | 2010-01-01 | Non-unitized | 3157 DUNGANNON RD 24230 | KY | 0 | 0 | 0 | 0
E364.00-Poles, Towers, and Fixtures | 2010-01-01 | Non-unitized | Pre Trinity Dr TEMP 42701 | KY | 0 | 0 | 0 | 0
E364.00-Poles, Towers, and Fixtures | 2010-01-01 | Non-unitized | 5 TH ST 41008 | KY | 0 | 0 | 0 | 0
E364.00-Poles, Towers, and Fixtures | 2010-04-12 | POLE WOOD 45 FT (DIST) | POLE WOOD 45 FT (00007) | KY | 7 | 64479.45 | 9211.35
E364.00-Poles, Towers, and Fixtures | 2010-02-26 | Non-unitized | Bryant RD # 3 East Circuit | KY | 0 | 0 | 0 | 0
E364.00-Poles, Towers, and Fixtures | 2010-01-25 | POLE WOOD 50 FT (DIST) | POLE WOOD 50 FT (00008) | KY | 15 | 21874.35 | 1458.29 | 0
E364.00-Poles, Towers, and Fixtures | 2010-01-01 | Non-unitized | 281 W NEW CIRCLE RD | KY | 0 | 0 | 0 | 0
E364.00-Poles, Towers, and Fixtures | 2010-02-01 | Non-unitized | VAUGHT RD 40391 | KY | 0 | 0 | 0 | 0
E364.00-Poles, Towers, and Fixtures | 2010-02-01 | Non-unitized | MCAPR256-CAP/REG/RECL - 012560 | KY | 0 | 0 | 0 | 0
E364.00-Poles, Towers, and Fixtures | 2008-10-01 | Non-unitized | 1545746 | KY | 0 | 0 | 0
E364.00-Poles, Towers, and Fixtures | 2009-07-01 | Non-unitized | 757 CADEN LN 40509 | KY | 0 | 0 | 0
E364.00-Poles, Towers, and Fixtures | 2010-01-01 | Non-unitized | 231 DOGWOOD DR 24293 | KY | 0 | 0 | 0 | 0
E364.00-Poles, Towers, and Fixtures | 2010-01-01 | Non-unitized | RDDD315OH-Rep Def Equip-OH-Lexington | KY | 0 | 0 | 0 | 0
E364.00-Poles, Towers, and Fixtures | 2010-06-01 | CROSS ARMS | CROSS ARMS (07362) | KY | 75 | 46117.47 | 614.8996 | 0
E364.00-Poles, Towers, and Fixtures | 2010-01-01 | Non-unitized | 2640 LANCASTER RD 40475 | KY | 0 | 0 | 0 | 0
E364.00-Poles, Towers, and Fixtures | 2010-01-01 | Non-unitized | 1617454 | KY | 0 | 0 | 0 | 0
E364.00-Poles, Towers, and Fixtures | 2010-03-03 | POLE WOOD 50 FT (DIST) | POLE WOOD 50 FT (00008) | KY | 15 | 85329.16 | 5688.6107 | 0
E364.00-Poles, Towers, and Fixtures | 2010-01-01 | Non-unitized | NBSV256OH-New Elect Serv-Ovhd-Shelbyvl | KY | 0 | 0 | 0 | 0
E364.00-Poles, Towers, and Fixtures | 2010-01-01 | Non-unitized | TRBORD156-TROUBLE ORDERS 156 | KY | 0 | 0 | 0 | 0
E364.00-Poles, Towers, and Fixtures | 2010-01-01 | Non-unitized | 661 MAIN ST | KY | 0 | 0 | 0 | 0
E364.00-Poles, Towers, and Fixtures | 2010-01-01 | Non-unitized | FALCON DRIVE | KY | 0 | 0 | 0 | 0
E364.00-Poles, Towers, and Fixtures | 2010-01-01 | Non-unitized | 6530 HELENA RD 41055 | KY | 0 | 0 | 0 | 0
E364.00-Poles, Towers, and Fixtures | 2010-01-01 | Non-unitized | 3061 LEXINGTON RD 40356 | KY | 0 | 0 | 0 | 0
E364.00-Poles, Towers, and Fixtures | 2009-10-01 | Non-unitized | T014- Replace one way Air Brake Switch. | KY | 0 | 0 | 0
E364.00-Poles, Towers, and Fixtures | 2010-01-01 | Non-unitized | 711 Baileys Creek Rd 40828 | KY | 0 | 0 | 0 | 0
E364.00-Poles, Towers, and Fixtures | 2010-01-01 | Non-unitized | STLT256-STREET LIGHTING 256 | KY | 0 | 0 | 0 | 0
E364.00-Poles, Towers, and Fixtures | 2008-10-01 | Non-unitized | 1568397 | KY | 0 | 0 | 0
E364.00-Poles, Towers, and Fixtures | 2010-01-01 | Non-unitized | 7430 ELK LICK FALLS RD 40515 | KY | 0 | 0 | 0 | 0
E364.00-Poles, Towers, and Fixtures | 2010-01-01 | Non-unitized | 112 OLD LEMONS MILL CT 40324 | KY | 0 | 0 | 0 | 0
E364.00-Poles, Towers, and Fixtures | 2010-01-01 | Non-unitized | HWY 127 | KY | 0 | 0 | 0 | 0
E364.00-Poles, Towers, and Fixtures | 2010-01-01 | Non-unitized | BYPASS RD SAFECITY 40361 | KY | 0 | 0 | 0 | 0
E364.00-Poles, Towers, and Fixtures | 2010-01-01 | Non-unitized | 100 KY HWY 801 S 40351 | KY | 0 | 0 | 0 | 0
E364.00-Poles, Towers, and Fixtures | 2010-01-01 | Non-unitized | RDPOLE216-Pole repair/replacement 216 | KY | 0 | 0 | 0 | 0
E364.00-Poles, Towers, and Fixtures | 2010-01-01 | Non-unitized | 241 S HANOVER AVE | KY | 0 | 0 | 0 | 0
E364.00-Poles, Towers, and Fixtures | 2010-01-01 | Non-unitized | 356 LEWISTOWN CHURCH RD 42445 | KY | 0 | 0 | 0 | 0
E364.00-Poles, Towers, and Fixtures | 2010-01-01 | Non-unitized | RDPOLD216-REP/REPL DEF POL'S 216 | KY | 0 | 0 | 0 | 0
E364.00-Poles, Towers, and Fixtures | 2010-01-01 | Non-unitized | LAKEVIEW DRIVE 41039 | KY | 0 | 0 | 0 | 0
E364.00-Poles, Towers, and Fixtures | 2010-01-01 | Non-unitized | 753 STEWART BRANCH RD RD #2 40977 | KY | 0 | 0 | 0 | 0
E364.00-Poles, Towers, and Fixtures | 2010-01-01 | Non-unitized | TRBORD315-TROUBLE ORDERS 315 | KY | 0 | 0 | 0 | 0
E364.00-Poles, Towers, and Fixtures | 1960-12-31 | GUY | GUY | KY | 188 | 7199.47 | 38.2951 | 0
E364.00-Poles, Towers, and Fixtures | 1969-01-01 | POLE WOOD 35 FT (DIST) | POLE WOOD 35 FT | KY | 1284 | 97412.54 | 75.8665 | 0
E364.00-Poles, Towers, and Fixtures | 2008-01-31 | POLE WOOD 50 FT (DIST) | POLE WOOD 50 FT (00008) | KY | 11 | 16243.51 | 1476.6827 | 0
E364.00-Poles, Towers, and Fixtures | 2009-12-31 | POLE WOOD 55 FT (DIST) | POLE WOOD 55 FT (00009) | KY | 1 | 1124.33 | 1124.33
E364.00-Poles, Towers, and Fixtures | 1962-12-31 | POLE WOOD 60 FT (DIST) | POLE WOOD 35 FT | KY | 23 | 1621.69 | 70.5083 | 0
E364.00-Poles, Towers, and Fixtures | 1986-12-31 | POLE WOOD 60 FT (DIST) | POLE WOOD 40 FT | KY | 0 | 0 | 0 | 0
E364.00-Poles, Towers, and Fixtures | 1964-01-01 | POLE WOOD 35 FT (DIST) | POLE WOOD 35 FT | KY | 1791 | 108059.94 | 60.335 | 0
E364.00-Poles, Towers, and Fixtures | 2008-10-01 | Non-unitized | 1572669 | KY | 0 | 0 | 0
E364.00-Poles, Towers, and Fixtures | 1944-12-31 | CROSS ARMS | POLE WOOD 40 FT | KY | 0 | 0 | 0 | 0
E364.00-Poles, Towers, and Fixtures | 2010-04-01 | Non-unitized | 17 CHEROKEE DR 40965 | KY | 0 | 0 | 0 | 0
E364.00-Poles, Towers, and Fixtures | 2010-04-01 | Non-unitized | 236 BROADWAY 42056 | KY | 0 | 0 | 0 | 0
E364.00-Poles, Towers, and Fixtures | 2010-04-01 | Non-unitized | CHEAPSIDE 40507 | KY | 0 | 0 | 0 | 0
E364.00-Poles, Towers, and Fixtures | 2010-04-01 | Non-unitized | 2078 MT CARMEL RD 42464 | KY | 0 | 0 | 0 | 0
E364.00-Poles, Towers, and Fixtures | 2010-04-01 | Non-unitized | DOUBLE CULVERT RD 40324 | KY | 0 | 0 | 0 | 0
E364.00-Poles, Towers, and Fixtures | 2010-04-01 | Non-unitized | 14787 LEITCHFIELD RD TEMP 42732 | KY | 0 | 0 | 0 | 0
E364.00-Poles, Towers, and Fixtures | 2010-04-01 | Non-unitized | MAIN | KY | 0 | 0 | 0 | 0
E364.00-Poles, Towers, and Fixtures | 2010-02-01 | Non-unitized | BURKESVILLE | KY | 0 | 0 | 0 | 0
E364.00-Poles, Towers, and Fixtures | 2010-04-01 | Non-unitized | HURRICANE RD 640 RT 24293 | KY | 0 | 0 | 0 | 0
E364.00-Poles, Towers, and Fixtures | 2010-04-01 | Non-unitized | PENN STATION LONDON | KY | 0 | 0 | 0 | 0
E364.00-Poles, Towers, and Fixtures | 1948-12-31 | POLE WOOD 60 FT (DIST) | POLE WOOD 30 FT | KY | 0 | 0 | 0
E364.00-Poles, Towers, and Fixtures | 2010-02-01 | Non-unitized | 1580 JESSAMINE STATION RD 40390 | KY | 0 | 0 | 0 | 0
E364.00-Poles, Towers, and Fixtures | 2010-01-01 | Non-unitized | 215 DALTON RD 42411 | KY | 0 | 0 | 0 | 0
E364.00-Poles, Towers, and Fixtures | 2010-04-01 | Non-unitized | 413 VIRGINIA AVE 24273 | KY | 0 | 0 | 0 | 0
E364.00-Poles, Towers, and Fixtures | 2010-04-01 | Non-unitized | WHITLEY CITY JUDICIAL CTR. | KY | 0 | 0 | 0 | 0
E364.00-Poles, Towers, and Fixtures | 2010-04-01 | Non-unitized | 117 LINCOLN DR TEMP 42748 | KY | 0 | 0 | 0 | 0
E364.00-Poles, Towers, and Fixtures | 2010-02-01 | Non-unitized | 290 PRESLEY DR 42712 | KY | 0 | 0 | 0 | 0
E364.00-Poles, Towers, and Fixtures | 2010-02-01 | Non-unitized | 2591 BOONESBORO RD 40475 | KY | 0 | 0 | 0 | 0
E364.00-Poles, Towers, and Fixtures | 2010-02-01 | Non-unitized | 55 HWY 801 40351 | KY | 0 | 0 | 0 | 0
E364.00-Poles, Towers, and Fixtures | 2010-04-01 | Non-unitized | HWY 552 NEAR LANDFILL BROKE POLE | KY | 0 | 0 | 0 | 0
E364.00-Poles, Towers, and Fixtures | 2010-04-01 | Non-unitized | 100 ENDEAVOR WAY 40160 | KY | 0 | 0 | 0 | 0
E364.00-Poles, Towers, and Fixtures | 1944-01-01 | POLE WOOD 55 FT (DIST) | MP1944 Poles, Towers, and Fixtures | KY | 0 | 0 | 0 | 0
E364.00-Poles, Towers, and Fixtures | 2010-04-01 | Non-unitized | 370 ARDERY RD 40361 | KY | 0 | 0 | 0 | 0
E364.00-Poles, Towers, and Fixtures | 2010-04-01 | Non-unitized | CONTINENTAL DR 40475 | KY | 0 | 0 | 0 | 0
E364.00-Poles, Towers, and Fixtures | 2010-04-01 | Non-unitized | LONDON LAUREL CO. TOURISM | KY | 0 | 0 | 0 | 0
E364.00-Poles, Towers, and Fixtures | 2010-04-01 | Non-unitized | INDUSTRY RD | KY | 0 | 0 | 0 | 0
E364.00-Poles, Towers, and Fixtures | 2008-05-01 | Non-unitized | 297 MICHELLE DR SE 40475 | KY | 0 | 0 | 0
E364.00-Poles, Towers, and Fixtures | 2010-04-30 | POLE WOOD 45 FT (DIST) | POLE WOOD 45 FT (00007) | KY | 78 | 80532.96 | 1032.4738 | 0
E364.00-Poles, Towers, and Fixtures | 2009-07-29 | POLE WOOD 30 FT (DIST) | POLE WOOD 30 FT (00004) | KY | 1 | 225.22 | 225.22
E364.00-Poles, Towers, and Fixtures | 2009-10-01 | Non-unitized | 15535 Bull Run Road 24283 | KY | 0 | 0 | 0
E364.00-Poles, Towers, and Fixtures | 2009-08-01 | Non-unitized | W DEPOT ST 42031 | KY | 0 | 0 | 0
E364.00-Poles, Towers, and Fixtures | 1994-01-01 | STEEL POLES | STEEL POLES | KY | 2 | 9647.72 | 4823.86
E364.00-Poles, Towers, and Fixtures | 1989-01-01 | POLE WOOD UNDER 20 FT (DIST) | POLE WOOD UNDER 20 FT (DIST) | KY | 1 | 134.05 | 134.05
E364.00-Poles, Towers, and Fixtures | 1971-01-01 | POLE WOOD 70 FT (DIST) | POLE WOOD 70 FT | KY | 1 | 416.24 | 416.24
E364.00-Poles, Towers, and Fixtures | 1989-01-01 | POLE WOOD 75 FT (DIST) | POLE WOOD 75 FT (DIST) | KY | 2 | 3443.3 | 1721.65 | 0
E364.00-Poles, Towers, and Fixtures | 1971-01-01 | PLATFORM | MP1971 Poles, Towers, and Fixtures | KY | 0 | 0 | 0
E364.00-Poles, Towers, and Fixtures | 1967-01-01 | POLE WOOD 55 FT (DIST) | POLE WOOD 55 FT | KY | 11 | 1824.57 | 165.87 | 0
E364.00-Poles, Towers, and Fixtures | 1987-01-01 | POLE WOOD 20 FT (DIST) | POLE WOOD 20 FT (DIST) | KY | 2 | 286.99 | 143.495
E364.00-Poles, Towers, and Fixtures | 1982-01-01 | POLE WOOD 25 FT (DIST) | POLE WOOD 25 FT (DIST) | KY | 2 | 639.11 | 319.555
E364.00-Poles, Towers, and Fixtures | 1981-01-01 | FENCE | FENCE (FEET) (01012) | KY | 240 | 827.72 | 3.4488
E364.00-Poles, Towers, and Fixtures | 1970-01-01 | POLE WOOD 55 FT (DIST) | POLE WOOD 55 FT | KY | 8 | 1555.72 | 194.465 | 0
E364.00-Poles, Towers, and Fixtures | 1986-01-01 | PLATFORM | MP1986 Poles, Towers, and Fixtures | KY | 0 | 0 | 0
E364.00-Poles, Towers, and Fixtures | 1959-01-01 | POLE WOOD 25 FT (DIST) | POLE WOOD 25 FT (DIST) | KY | 30 | 1205.26 | 40.1753
E364.00-Poles, Towers, and Fixtures | 1944-01-01 | CROSS ARMS | MP1944 Poles, Towers, and Fixtures | KY | 1 | 0 | 0 | 0
E364.00-Poles, Towers, and Fixtures | 1961-01-01 | POLE WOOD 20 FT (DIST) | POLE WOOD 20 FT (DIST) | KY | 2 | 105.79 | 52.895 | 0
E364.00-Poles, Towers, and Fixtures | 1952-01-01 | POLE WOOD 65 FT (DIST) | POLE WOOD 65 FT | KY | 0 | 0 | 0 | 0
E364.00-Poles, Towers, and Fixtures | 1995-01-01 | POLE WOOD 65 FT (DIST) | POLE WOOD 65 FT (DIST) | KY | 6 | 9783.82 | 1630.6367
E364.00-Poles, Towers, and Fixtures | 2003-01-01 | POLE WOOD 100 FT (DIST) | POLE WOOD 100 FT (DIST) | KY | 1 | 41916.61 | 41916.61 | 0
E364.00-Poles, Towers, and Fixtures | 1943-01-01 | POLE WOOD 65 FT (DIST) | MP1943 Poles, Towers, and Fixtures | KY | 0 | 0 | 0
E364.00-Poles, Towers, and Fixtures | 1960-01-01 | PLATFORM | MP1960 Poles, Towers, and Fixtures | KY | 0 | 0 | 0
E364.00-Poles, Towers, and Fixtures | 1956-01-01 | POLE WOOD 55 FT (DIST) | POLE WOOD 55 FT | KY | 0 | 0 | 0 | 0
E364.00-Poles, Towers, and Fixtures | 1987-01-01 | FENCE | FENCE (FEET) (01012) | KY | 132 | 2209.54 | 16.7389
E364.00-Poles, Towers, and Fixtures | 1994-01-01 | POLE WOOD 90 FT (DIST) | POLE WOOD 90 FT (DIST) | KY | 3 | 11611.94 | 3870.6467
E364.00-Poles, Towers, and Fixtures | 1963-01-01 | POLE WOOD 20 FT (DIST) | POLE WOOD 20 FT (DIST) | KY | 1 | 38.76 | 38.76
E364.00-Poles, Towers, and Fixtures | 1993-01-01 | POLE WOOD 50 FT (DIST) | POLE WOOD 50 FT (DIST) | KY | 183 | 125564.81 | 686.1465 | 0
E364.00-Poles, Towers, and Fixtures | 1966-01-01 | POLE WOOD 60 FT (DIST) | POLE WOOD 60 FT | KY | 15 | 2961.13 | 197.4087 | 0
E364.00-Poles, Towers, and Fixtures | 1947-01-01 | PAD / MAT | MP1947 Poles, Towers, and Fixtures | KY | 0 | 0 | 0
E364.00-Poles, Towers, and Fixtures | 1967-01-01 | FENCE | FENCE (FEET) (01012) | KY | 91 | 3122.76 | 34.316
E364.00-Poles, Towers, and Fixtures | 2008-05-01 | Non-unitized | 2456 DUTCH RIDGE ROAD 41002 | KY | 0 | 0 | 0 | 0
E364.00-Poles, Towers, and Fixtures | 2008-05-01 | Non-unitized | 400 DAYLIGHT RD 42408 | KY | 0 | 0 | 0
E364.00-Poles, Towers, and Fixtures | 2008-05-01 | Non-unitized | 2148 BETHLEHEM RD 40361 | KY | 0 | 0 | 0 | 0
E364.00-Poles, Towers, and Fixtures | 2008-05-01 | Non-unitized | 297 NEW HOPE ROAD 41043 | KY | 0 | 0 | 0 | 0
E364.00-Poles, Towers, and Fixtures | 2008-05-01 | Non-unitized | 9703 LEXINGTON RD SHED 40444 | KY | 0 | 0 | 0 | 0
E364.00-Poles, Towers, and Fixtures | 2008-05-01 | Non-unitized | 47 OLD PEA RIDGE RD 41002 | KY | 0 | 0 | 0 | 0
E364.00-Poles, Towers, and Fixtures | 2008-05-01 | Non-unitized | 20 JACKSON SUBD 40769 | KY | 0 | 0 | 0 | 0
E364.00-Poles, Towers, and Fixtures | 2008-05-01 | Non-unitized | 409 BRUSH ARBOR RD #2 40769 | KY | 0 | 0 | 0 | 0
E364.00-Poles, Towers, and Fixtures | 2008-05-01 | Non-unitized | 1230687 | KY | 0 | 0 | 0
E364.00-Poles, Towers, and Fixtures | 2008-05-01 | Non-unitized | 3710 KENNEDY BRIDGE RD | KY | 0 | 0 | 0 | 0
E364.00-Poles, Towers, and Fixtures | 2008-05-01 | Non-unitized | 403 W BONTA LN 40310 | KY | 0 | 0 | 0 | 0
E364.00-Poles, Towers, and Fixtures | 2008-05-01 | Non-unitized | 1600 LOCUST FORK RD 40379 | KY | 0 | 0 | 0 | 0
E364.00-Poles, Towers, and Fixtures | 2008-05-01 | Non-unitized | 1860 CINCINNATI RD 40324 | KY | 0 | 0 | 0 | 0
E364.00-Poles, Towers, and Fixtures | 2008-05-01 | Non-unitized | MELDRUM | KY | 0 | 0 | 0 | 0
E364.00-Poles, Towers, and Fixtures | 2008-05-01 | Non-unitized | 1420087 | KY | 0 | 0 | 0
E364.00-Poles, Towers, and Fixtures | 2008-05-01 | Non-unitized | 1435044 | KY | 0 | 0 | 0
E364.00-Poles, Towers, and Fixtures | 2008-05-01 | Non-unitized | 255 CRAIGS CREEK RD | KY | 0 | 0 | 0 | 0
E364.00-Poles, Towers, and Fixtures | 2008-05-01 | Non-unitized | 1156186 | KY | 0 | 0 | 0 | 0
E364.00-Poles, Towers, and Fixtures | 2008-05-01 | Non-unitized | 2433 BEAVER DAM ROAD 42754 | KY | 0 | 0 | 0 | 0
E364.00-Poles, Towers, and Fixtures | 2008-05-01 | Non-unitized | 1464596 | KY | 0 | 0 | 0
E364.00-Poles, Towers, and Fixtures | 2008-05-01 | Non-unitized | 1302436 | KY | 0 | 0 | 0
E364.00-Poles, Towers, and Fixtures | 2008-05-01 | Non-unitized | 1169437 | KY | 0 | 0 | 0 | 0
E364.00-Poles, Towers, and Fixtures | 2008-05-01 | Non-unitized | 2583 BILLY DRAKE RD 42330 | KY | 0 | 0 | 0 | 0
E364.00-Poles, Towers, and Fixtures | 2008-05-01 | Non-unitized | S US 27, SOMERSET ROAD | KY | 0 | 0 | 0
E364.00-Poles, Towers, and Fixtures | 2008-05-01 | Non-unitized | 1093303 | KY | 0 | 0 | 0
E364.00-Poles, Towers, and Fixtures | 2008-05-01 | Non-unitized | 1134054 | KY | 0 | 0 | 0 | 0
E364.00-Poles, Towers, and Fixtures | 2008-05-01 | Non-unitized | 1283087 | KY | 0 | 0 | 0
E364.00-Poles, Towers, and Fixtures | 2008-05-01 | Non-unitized | STATE HWY 293 42038 | KY | 0 | 0 | 0 | 0
E364.00-Poles, Towers, and Fixtures | 2008-05-01 | Non-unitized | CRANE RD | KY | 0 | 0 | 0 | 0
E364.00-Poles, Towers, and Fixtures | 2008-05-01 | Non-unitized | 335 COLD IRON HOLLOW RD 40351 | KY | 0 | 0 | 0 | 0
E364.00-Poles, Towers, and Fixtures | 2008-05-01 | Non-unitized | 1790 WELCH RD TEMP 40337 | KY | 0 | 0 | 0 | 0
E364.00-Poles, Towers, and Fixtures | 2008-05-01 | Non-unitized | ABBEY DR LOT 3 42642 | KY | 0 | 0 | 0
E364.00-Poles, Towers, and Fixtures | 2008-05-01 | Non-unitized | 1065654 | KY | 0 | 0 | 0
E364.00-Poles, Towers, and Fixtures | 2008-05-01 | Non-unitized | OAKTREE PLAZA | KY | 0 | 0 | 0
E364.00-Poles, Towers, and Fixtures | 2008-05-01 | Non-unitized | 129 LONG AV 40033 | KY | 0 | 0 | 0
E364.00-Poles, Towers, and Fixtures | 2008-04-07 | Non-unitized | 117898-Rp Taylorsville Sub | KY | 0 | 0 | 0
E364.00-Poles, Towers, and Fixtures | 2008-05-01 | Non-unitized | 1313618 | KY | 0 | 0 | 0
E364.00-Poles, Towers, and Fixtures | 2008-05-01 | Non-unitized | 1070576 | KY | 0 | 0 | 0
E364.00-Poles, Towers, and Fixtures | 2008-05-01 | Non-unitized | 1267 E MAIN ST EXT | KY | 0 | 0 | 0
E364.00-Poles, Towers, and Fixtures | 2008-05-01 | Non-unitized | 620 STATE HWY 293 42038 | KY | 0 | 0 | 0
E364.00-Poles, Towers, and Fixtures | 2008-05-01 | Non-unitized | 903 OLD OWINGSVILLE RD 40353 | KY | 0 | 0 | 0 | 0
E364.00-Poles, Towers, and Fixtures | 2008-05-01 | Non-unitized | 4790 ATHENS WALNUT HILL PIKE 40515 | KY | 0 | 0 | 0 | 0
E364.00-Poles, Towers, and Fixtures | 2008-05-01 | Non-unitized | 3285 OLD HWY 52 40051 | KY | 0 | 0 | 0 | 0
E364.00-Poles, Towers, and Fixtures | 2008-05-01 | Non-unitized | 1263964 | KY | 0 | 0 | 0
E364.00-Poles, Towers, and Fixtures | 2008-05-01 | Non-unitized | 1205394 | KY | 0 | 0 | 0
E364.00-Poles, Towers, and Fixtures | 2008-05-01 | Non-unitized | 1337504 | KY | 0 | 0 | 0
E364.00-Poles, Towers, and Fixtures | 2008-05-01 | Non-unitized | 1434365 | KY | 0 | 0 | 0
E364.00-Poles, Towers, and Fixtures | 2008-05-01 | Non-unitized | 1454177 | KY | 0 | 0 | 0
E364.00-Poles, Towers, and Fixtures | 2008-05-01 | Non-unitized | 1141415 | KY | 0 | 0 | 0 | 0
E364.00-Poles, Towers, and Fixtures | 2008-05-01 | Non-unitized | 8102 BEAVER DAM RD 42762 | KY | 0 | 0 | 0 | 0
E364.00-Poles, Towers, and Fixtures | 2008-05-01 | Non-unitized | 304 MOORE DR TS 42701 | KY | 0 | 0 | 0 | 0
E364.00-Poles, Towers, and Fixtures | 2008-05-01 | Non-unitized | 1233 COLONIAL DR 40504 | KY | 0 | 0 | 0
E364.00-Poles, Towers, and Fixtures | 2008-05-01 | Non-unitized | JEPTHA KNOB RD LOT 5 40065 | KY | 0 | 0 | 0 | 0
E364.00-Poles, Towers, and Fixtures | 2008-05-01 | Non-unitized | 265 WHISPERING HILLS LN 42345 | KY | 0 | 0 | 0
E364.00-Poles, Towers, and Fixtures | 2008-05-01 | Non-unitized | S DOCTOR ST 40069 | KY | 0 | 0 | 0
E364.00-Poles, Towers, and Fixtures | 2008-05-01 | Non-unitized | 305 OLD SPRINGFIELD RD 40033 | KY | 0 | 0 | 0
E364.00-Poles, Towers, and Fixtures | 2008-05-01 | Non-unitized | 1613 ELIZABETHTOWN ROAD 42754 | KY | 0 | 0 | 0
E364.00-Poles, Towers, and Fixtures | 2008-05-01 | Non-unitized | 1475974 | KY | 0 | 0 | 0
E364.00-Poles, Towers, and Fixtures | 2008-05-01 | Non-unitized | 85 KENNEDY AVE 40701 | KY | 0 | 0 | 0 | 0
E364.00-Poles, Towers, and Fixtures | 2008-05-01 | Non-unitized | 1341486 | KY | 0 | 0 | 0
E364.00-Poles, Towers, and Fixtures | 2008-05-01 | Non-unitized | 1404005 | KY | 0 | 0 | 0
E364.00-Poles, Towers, and Fixtures | 2008-05-01 | Non-unitized | TENNESSEE AVE | KY | 0 | 0 | 0 | 0
E364.00-Poles, Towers, and Fixtures | 2008-05-01 | Non-unitized | ELIZABETH ST 40324 | KY | 0 | 0 | 0 | 0
E364.00-Poles, Towers, and Fixtures | 2008-05-01 | Non-unitized | 24 OWENS 40313 | KY | 0 | 0 | 0 | 0
E364.00-Poles, Towers, and Fixtures | 2008-05-01 | Non-unitized | 116 REED RD 42716 | KY | 0 | 0 | 0 | 0
E364.00-Poles, Towers, and Fixtures | 2008-05-01 | Non-unitized | 3843 US 27 N 41031 | KY | 0 | 0 | 0 | 0
E364.00-Poles, Towers, and Fixtures | 2008-05-01 | Non-unitized | SONIC RESTAURANT LONDON | KY | 0 | 0 | 0 | 0
E364.00-Poles, Towers, and Fixtures | 2008-05-01 | Non-unitized | LEGEND SUZUKI | KY | 0 | 0 | 0 | 0
E364.00-Poles, Towers, and Fixtures | 2008-05-01 | Non-unitized | 1408 ESSEX PK 40502 | KY | 0 | 0 | 0 | 0
E364.00-Poles, Towers, and Fixtures | 2008-05-01 | Non-unitized | E DALE AVE 42038 | KY | 0 | 0 | 0 | 0
E364.00-Poles, Towers, and Fixtures | 2008-05-01 | Non-unitized | 1185 APPIAN XING 40517 | KY | 0 | 0 | 0 | 0
E364.00-Poles, Towers, and Fixtures | 2008-05-01 | Non-unitized | 146 TURFWAY LN | KY | 0 | 0 | 0 | 0
E364.00-Poles, Towers, and Fixtures | 2008-05-01 | Non-unitized | BRACKEN RD 40601 | KY | 0 | 0 | 0 | 0
E364.00-Poles, Towers, and Fixtures | 2008-05-01 | Non-unitized | GREENS CROSSING RD 40475 | KY | 0 | 0 | 0 | 0
E364.00-Poles, Towers, and Fixtures | 2008-05-01 | Non-unitized | 5038 RAYMOND RD 41055 | KY | 0 | 0 | 0 | 0
E364.00-Poles, Towers, and Fixtures | 2008-05-01 | Non-unitized | 322 N MAYSVILLE ST 40353 | KY | 0 | 0 | 0
E364.00-Poles, Towers, and Fixtures | 2008-05-01 | Non-unitized | 10870 HWY # 10 41043 | KY | 0 | 0 | 0 | 0
E364.00-Poles, Towers, and Fixtures | 2008-05-01 | Non-unitized | 7021 OWENS PK PAY LAKE 41056 | KY | 0 | 0 | 0 | 0
E364.00-Poles, Towers, and Fixtures | 2008-05-01 | Non-unitized | 3204 MIDWAY RD 40383 | KY | 0 | 0 | 0 | 0
E364.00-Poles, Towers, and Fixtures | 2008-05-01 | Non-unitized | 1375 BEAUMONT CENTRE LN 40513 | KY | 0 | 0 | 0 | 0
E364.00-Poles, Towers, and Fixtures | 2008-05-01 | Non-unitized | 2178 HWY 80 40962 | KY | 0 | 0 | 0 | 0
E364.00-Poles, Towers, and Fixtures | 2008-05-01 | Non-unitized | 3069 FROGTOWN RD 40037 | KY | 0 | 0 | 0 | 0
E364.00-Poles, Towers, and Fixtures | 2008-05-01 | Non-unitized | 220 CHIMNEY ROCK RD 52 40330 | KY | 0 | 0 | 0 | 0
E364.00-Poles, Towers, and Fixtures | 2008-05-01 | Non-unitized | 794 CLEARANCE WOODIS ROAD | KY | 0 | 0 | 0 | 0
E364.00-Poles, Towers, and Fixtures | 2008-07-01 | Non-unitized | 1310085 | KY | 0 | 0 | 0
E364.00-Poles, Towers, and Fixtures | 2008-05-01 | Non-unitized | US HWY 150 E 40419 | KY | 0 | 0 | 0 | 0
E364.00-Poles, Towers, and Fixtures | 2008-05-01 | Non-unitized | FOX CREEK RD | KY | 0 | 0 | 0 | 0
E364.00-Poles, Towers, and Fixtures | 2008-05-01 | Non-unitized | 1225 KY HWY 223 40935 | KY | 0 | 0 | 0 | 0
E364.00-Poles, Towers, and Fixtures | 2008-05-01 | Non-unitized | 3177 HWY # 11 41041 | KY | 0 | 0 | 0 | 0
E364.00-Poles, Towers, and Fixtures | 2008-05-01 | Non-unitized | 230 CORINTH OWENTON RD. GAR. | KY | 0 | 0 | 0 | 0
E364.00-Poles, Towers, and Fixtures | 2008-05-01 | Non-unitized | TUNNEL HILL 40806 | KY | 0 | 0 | 0 | 0
E364.00-Poles, Towers, and Fixtures | 2008-05-01 | Non-unitized | 1000 GREENDALE RD 40511 | KY | 0 | 0 | 0 | 0
E364.00-Poles, Towers, and Fixtures | 2008-05-01 | Non-unitized | WILDWOOD RD 40965 | KY | 0 | 0 | 0 | 0
E364.00-Poles, Towers, and Fixtures | 2008-05-01 | Non-unitized | GATEWAY DRIVE 42701 | KY | 0 | 0 | 0 | 0
E364.00-Poles, Towers, and Fixtures | 2008-05-01 | Non-unitized | RT1 FLOUR CREEK RD 41006 | KY | 0 | 0 | 0 | 0
E364.00-Poles, Towers, and Fixtures | 2008-05-01 | Non-unitized | 660 VINEYARD LN 40356 | KY | 0 | 0 | 0 | 0
E364.00-Poles, Towers, and Fixtures | 2008-05-01 | Non-unitized | 2670 ELK CREEK RD GARAGE 40071 | KY | 0 | 0 | 0 | 0
E364.00-Poles, Towers, and Fixtures | 2008-05-01 | Non-unitized | DOBSON HILL 40962 | KY | 0 | 0 | 0 | 0
E364.00-Poles, Towers, and Fixtures | 2008-05-01 | Non-unitized | 1076 LUCILLE DR 40511 | KY | 0 | 0 | 0 | 0
E364.00-Poles, Towers, and Fixtures | 2008-05-01 | Non-unitized | 180 E MAIN STREET 40351 | KY | 0 | 0 | 0 | 0
E364.00-Poles, Towers, and Fixtures | 2008-05-01 | Non-unitized | 305 CODELL DR 40509 | KY | 0 | 0 | 0 | 0
E364.00-Poles, Towers, and Fixtures | 2008-05-01 | Non-unitized | 400 SELLERS MILL RD | KY | 0 | 0 | 0 | 0
E364.00-Poles, Towers, and Fixtures | 2008-05-01 | Non-unitized | 430 MCCOUN RD 40068 | KY | 0 | 0 | 0 | 0
E364.00-Poles, Towers, and Fixtures | 2008-07-01 | Non-unitized | 1216595 | KY | 0 | 0 | 0
E364.00-Poles, Towers, and Fixtures | 2008-05-01 | Non-unitized | HINKLE QUARRY TATEVILLE | KY | 0 | 0 | 0 | 0
E364.00-Poles, Towers, and Fixtures | 2008-05-01 | Non-unitized | 565 LENOXBURG FOSTER RD 41043 | KY | 0 | 0 | 0 | 0
E364.00-Poles, Towers, and Fixtures | 2008-05-01 | Non-unitized | 130 DUDLEY STREET 41041 | KY | 0 | 0 | 0 | 0
E364.00-Poles, Towers, and Fixtures | 2008-05-01 | Non-unitized | 625 N SPALDING | KY | 0 | 0 | 0 | 0
E364.00-Poles, Towers, and Fixtures | 2008-05-01 | Non-unitized | 1233034 | KY | 0 | 0 | 0 | 0
E364.00-Poles, Towers, and Fixtures | 2008-05-01 | Non-unitized | 286 E FORTNEY BRANCH RD 40935 | KY | 0 | 0 | 0 | 0
E364.00-Poles, Towers, and Fixtures | 2008-05-01 | Non-unitized | 203 MARGUS DR TSE 40440 | KY | 0 | 0 | 0 | 0
E364.00-Poles, Towers, and Fixtures | 2008-05-01 | Non-unitized | DONNA REED BLVD DR | KY | 0 | 0 | 0 | 0
E364.00-Poles, Towers, and Fixtures | 2008-05-01 | Non-unitized | 2121 DRY RIDGE RD | KY | 0 | 0 | 0 | 0
E364.00-Poles, Towers, and Fixtures | 2008-05-01 | Non-unitized | 221 LAUREL FORD 40988 | KY | 0 | 0 | 0 | 0
E364.00-Poles, Towers, and Fixtures | 2008-05-01 | Non-unitized | 305 WATERWORKS RD 40741 | KY | 0 | 0 | 0 | 0
E364.00-Poles, Towers, and Fixtures | 2008-05-01 | Non-unitized | 1363 BRIAR CREEK RD TSE 40769 | KY | 0 | 0 | 0 | 0
E364.00-Poles, Towers, and Fixtures | 2008-05-01 | Non-unitized | 251 RIDGECREST RD GAR/TSE 40444 | KY | 0 | 0 | 0 | 0
E364.00-Poles, Towers, and Fixtures | 2008-05-01 | Non-unitized | 3655 BAGDAD RD LOT 1-A 40003 | KY | 0 | 0 | 0 | 0
E364.00-Poles, Towers, and Fixtures | 2008-05-01 | Non-unitized | 314 N PADGETT | KY | 0 | 0 | 0 | 0
E364.00-Poles, Towers, and Fixtures | 2008-05-01 | Non-unitized | 1246644 | KY | 0 | 0 | 0
E364.00-Poles, Towers, and Fixtures | 2008-05-01 | Non-unitized | 4259 WOODWARD ROAD 41044 | KY | 0 | 0 | 0 | 0
E364.00-Poles, Towers, and Fixtures | 2008-05-01 | Non-unitized | 1475 JINGLE BELL LN | KY | 0 | 0 | 0 | 0
E364.00-Poles, Towers, and Fixtures | 2008-05-01 | Non-unitized | 1259786 | KY | 0 | 0 | 0 | 0
E364.00-Poles, Towers, and Fixtures | 2008-05-01 | Non-unitized | 1166797 | KY | 0 | 0 | 0 | 0
E364.00-Poles, Towers, and Fixtures | 2008-05-01 | Non-unitized | 1088 W HIGHWAY 60 TSE 40360 | KY | 0 | 0 | 0 | 0
E364.00-Poles, Towers, and Fixtures | 2008-05-01 | Non-unitized | 1079347 | KY | 0 | 0 | 0 | 0
E364.00-Poles, Towers, and Fixtures | 2008-05-01 | Non-unitized | 206 WALKER LN | KY | 0 | 0 | 0 | 0
E364.00-Poles, Towers, and Fixtures | 2008-05-01 | Non-unitized | 4468 MT HOREB RD NEW BARN 40511 | KY | 0 | 0 | 0 | 0
E364.00-Poles, Towers, and Fixtures | 2008-05-01 | Non-unitized | 2679 LEESTOWN RD 40511 | KY | 0 | 0 | 0 | 0
E364.00-Poles, Towers, and Fixtures | 2008-05-01 | Non-unitized | ALTON RD | KY | 0 | 0 | 0 | 0
E364.00-Poles, Towers, and Fixtures | 2008-05-01 | Non-unitized | 1109 VERSAILLES RD 40508 | KY | 0 | 0 | 0 | 0
E364.00-Poles, Towers, and Fixtures | 2008-05-01 | Non-unitized | 100 BRISTOL LN | KY | 0 | 0 | 0 | 0
E364.00-Poles, Towers, and Fixtures | 2008-05-01 | Non-unitized | 4100 NICHOLASVILLE RD TRL 40503 | KY | 0 | 0 | 0 | 0
E364.00-Poles, Towers, and Fixtures | 2008-05-01 | Non-unitized | 411 LEIGHWAY DR 40475 | KY | 0 | 0 | 0 | 0
E364.00-Poles, Towers, and Fixtures | 2008-05-01 | Non-unitized | 380 ARTZ DR 40475 | KY | 0 | 0 | 0 | 0
E364.00-Poles, Towers, and Fixtures | 2008-05-01 | Non-unitized | 267 OLD HWY 25 40701 | KY | 0 | 0 | 0 | 0
E364.00-Poles, Towers, and Fixtures | 2008-05-01 | Non-unitized | E HWY 80 42501 | KY | 0 | 0 | 0 | 0
E364.00-Poles, Towers, and Fixtures | 2008-05-01 | Non-unitized | 7851 CINCINNATI RD 40370 | KY | 0 | 0 | 0 | 0
E364.00-Poles, Towers, and Fixtures | 2008-05-01 | Non-unitized | 339/341 COURT ST. | KY | 0 | 0 | 0 | 0
E364.00-Poles, Towers, and Fixtures | 2008-05-01 | Non-unitized | 454 LEVY RD HSE 40361 | KY | 0 | 0 | 0 | 0
E364.00-Poles, Towers, and Fixtures | 2008-05-01 | Non-unitized | 5742 ATHENS WALNUT HL PK FG 21 40515 | KY | 0 | 0 | 0 | 0
E364.00-Poles, Towers, and Fixtures | 2008-05-01 | Non-unitized | 1348916 | KY | 0 | 0 | 0 | 0
E364.00-Poles, Towers, and Fixtures | 2008-05-01 | Non-unitized | 1176955 | KY | 0 | 0 | 0 | 0
E364.00-Poles, Towers, and Fixtures | 2008-05-01 | Non-unitized | 1220666 | KY | 0 | 0 | 0
E364.00-Poles, Towers, and Fixtures | 2008-05-01 | Non-unitized | 1106177 | KY | 0 | 0 | 0 | 0
E364.00-Poles, Towers, and Fixtures | 2008-05-01 | Non-unitized | STINKING CR RD 40930 | KY | 0 | 0 | 0 | 0
E364.00-Poles, Towers, and Fixtures | 2008-05-01 | Non-unitized | RED BUD KY 215 EVARTS KY. | KY | 0 | 0 | 0 | 0
E364.00-Poles, Towers, and Fixtures | 2008-05-01 | Non-unitized | 1040 FRANKFORT RD | KY | 0 | 0 | 0 | 0
E364.00-Poles, Towers, and Fixtures | 2008-05-01 | Non-unitized | 2121 CAPSTONE DR 40511 | KY | 0 | 0 | 0 | 0
E364.00-Poles, Towers, and Fixtures | 2008-05-01 | Non-unitized | 3939 COMBS FERRY RD TSE 40391 | KY | 0 | 0 | 0 | 0
E364.00-Poles, Towers, and Fixtures | 2008-05-01 | Non-unitized | DEWEY DR 40515 | KY | 0 | 0 | 0 | 0
E364.00-Poles, Towers, and Fixtures | 2008-05-01 | Non-unitized | CONNOR STATION (TRACT 1) | KY | 0 | 0 | 0 | 0
E364.00-Poles, Towers, and Fixtures | 2008-05-01 | Non-unitized | 3033 VAN METER RD | KY | 0 | 0 | 0 | 0
E364.00-Poles, Towers, and Fixtures | 2008-05-01 | Non-unitized | 150 RICHMOND PLAZA RD | KY | 0 | 0 | 0 | 0
E364.00-Poles, Towers, and Fixtures | 2008-05-01 | Non-unitized | LOWER ELCOMB 40831 | KY | 0 | 0 | 0 | 0
E364.00-Poles, Towers, and Fixtures | 2008-05-01 | Non-unitized | 805 US HIGHWAY 27 | KY | 0 | 0 | 0 | 0
E364.00-Poles, Towers, and Fixtures | 2008-05-01 | Non-unitized | 1870 INDIAN GAP RD GARAGE 40601 | KY | 0 | 0 | 0 | 0
E364.00-Poles, Towers, and Fixtures | 2008-05-01 | Non-unitized | JOHN BILL KECK | KY | 0 | 0 | 0 | 0
E364.00-Poles, Towers, and Fixtures | 2008-05-01 | Non-unitized | HARLAN RD DW 40977 | KY | 0 | 0 | 0 | 0
E364.00-Poles, Towers, and Fixtures | 2008-05-01 | Non-unitized | 5369 LAYTHAM PIKE PI SILO 41055 | KY | 0 | 0 | 0 | 0
E364.00-Poles, Towers, and Fixtures | 2008-05-01 | Non-unitized | 1130 CINCINNATI RD 40324 | KY | 0 | 0 | 0 | 0
E364.00-Poles, Towers, and Fixtures | 2008-05-01 | Non-unitized | 5103 BETHEL 40324 | KY | 0 | 0 | 0 | 0
E364.00-Poles, Towers, and Fixtures | 2008-05-01 | Non-unitized | MURPHY SUBDIV. | KY | 0 | 0 | 0 | 0
E364.00-Poles, Towers, and Fixtures | 2008-05-01 | Non-unitized | 1055135 | KY | 0 | 0 | 0 | 0
E364.00-Poles, Towers, and Fixtures | 2008-05-01 | Non-unitized | 4461 HWY 42 W 40006 | KY | 0 | 0 | 0 | 0
E364.00-Poles, Towers, and Fixtures | 2008-05-01 | Non-unitized | PARKSIDE | KY | 0 | 0 | 0 | 0
E364.00-Poles, Towers, and Fixtures | 2008-05-01 | Non-unitized | 11331 MAIN ST 40337 | KY | 0 | 0 | 0 | 0
E364.00-Poles, Towers, and Fixtures | 2008-05-01 | Non-unitized | 8383 HIGHWAY 987 40820 | KY | 0 | 0 | 0 | 0
E364.00-Poles, Towers, and Fixtures | 2008-05-01 | Non-unitized | 92 OLD GEORGETOWN RD 41031 | KY | 0 | 0 | 0 | 0
E364.00-Poles, Towers, and Fixtures | 2008-05-01 | Non-unitized | 9280 HIGH GROVE RD 40008 | KY | 0 | 0 | 0 | 0
E364.00-Poles, Towers, and Fixtures | 2008-05-01 | Non-unitized | 2937 PARIS PK BN 40511 | KY | 0 | 0 | 0 | 0
E364.00-Poles, Towers, and Fixtures | 2008-05-01 | Non-unitized | 555 ROLLING HILLS LN | KY | 0 | 0 | 0 | 0
E364.00-Poles, Towers, and Fixtures | 2008-05-01 | Non-unitized | 4060 IGO RD 40475 | KY | 0 | 0 | 0 | 0
E364.00-Poles, Towers, and Fixtures | 2008-05-01 | Non-unitized | 405 W EIGHTY TEMP 40741 | KY | 0 | 0 | 0 | 0
E364.00-Poles, Towers, and Fixtures | 2008-05-01 | Non-unitized | MADDOX ST 40324 | KY | 0 | 0 | 0 | 0
E364.00-Poles, Towers, and Fixtures | 2008-05-01 | Non-unitized | TRI COUNTY RENTAL | KY | 0 | 0 | 0 | 0
E364.00-Poles, Towers, and Fixtures | 2008-05-01 | Non-unitized | 1142336 | KY | 0 | 0 | 0 | 0
E364.00-Poles, Towers, and Fixtures | 2008-05-01 | Non-unitized | 1077487 | KY | 0 | 0 | 0
E364.00-Poles, Towers, and Fixtures | 2008-05-01 | Non-unitized | 1130668 | KY | 0 | 0 | 0 | 0
E364.00-Poles, Towers, and Fixtures | 2008-05-01 | Non-unitized | 1789 STATE HWY 69 | KY | 0 | 0 | 0
E364.00-Poles, Towers, and Fixtures | 2008-05-01 | Non-unitized | 1095 KIM KENT DR 40475 | KY | 0 | 0 | 0 | 0
E364.00-Poles, Towers, and Fixtures | 2008-05-01 | Non-unitized | 2497 PALUMBO DR 40509 | KY | 0 | 0 | 0 | 0
E364.00-Poles, Towers, and Fixtures | 2008-05-01 | Non-unitized | OFFICIAL HOLLOW 40847 | KY | 0 | 0 | 0 | 0
E364.00-Poles, Towers, and Fixtures | 2008-05-01 | Non-unitized | 1084884 | KY | 0 | 0 | 0 | 0
E364.00-Poles, Towers, and Fixtures | 2008-05-01 | Non-unitized | 422 BATES ST 40330 | KY | 0 | 0 | 0 | 0
E364.00-Poles, Towers, and Fixtures | 2008-05-01 | Non-unitized | 45 LITTON TOWN RD EXT 40729 | KY | 0 | 0 | 0 | 0
E364.00-Poles, Towers, and Fixtures | 2008-05-01 | Non-unitized | 2580 WATERWILD LN | KY | 0 | 0 | 0 | 0
E364.00-Poles, Towers, and Fixtures | 2008-05-01 | Non-unitized | 1192302 | KY | 0 | 0 | 0 | 0
E364.00-Poles, Towers, and Fixtures | 2008-05-01 | Non-unitized | 2005 BUTTON LN LOT 31 40031 | KY | 0 | 0 | 0 | 0
E364.00-Poles, Towers, and Fixtures | 2008-05-01 | Non-unitized | 120 FAIRFIELD FARM RD 40324 | KY | 0 | 0 | 0 | 0
E364.00-Poles, Towers, and Fixtures | 2008-05-01 | Non-unitized | GREYSTONE COURT | KY | 0 | 0 | 0 | 0
E364.00-Poles, Towers, and Fixtures | 2008-05-01 | Non-unitized | RHONDA KAY DR | KY | 0 | 0 | 0 | 0
E364.00-Poles, Towers, and Fixtures | 2008-05-01 | Non-unitized | 246 WINN AVE | KY | 0 | 0 | 0 | 0
E364.00-Poles, Towers, and Fixtures | 2008-05-01 | Non-unitized | CITY OF EVARTS R.V. HOOK UP'S | KY | 0 | 0 | 0 | 0
E364.00-Poles, Towers, and Fixtures | 2008-05-01 | Non-unitized | 1955 IRVINE RD 40475 | KY | 0 | 0 | 0 | 0
E364.00-Poles, Towers, and Fixtures | 2008-05-01 | Non-unitized | 1212234 | KY | 0 | 0 | 0 | 0
E364.00-Poles, Towers, and Fixtures | 2008-05-01 | Non-unitized | 1081386 | KY | 0 | 0 | 0 | 0
E364.00-Poles, Towers, and Fixtures | 2008-05-01 | Non-unitized | 3521 AETNA FURNACE HWY 42757 | KY | 0 | 0 | 0 | 0
E364.00-Poles, Towers, and Fixtures | 2008-05-01 | Non-unitized | 1116925 | KY | 0 | 0 | 0 | 0
E364.00-Poles, Towers, and Fixtures | 2008-05-01 | Non-unitized | 3090 CHARLESTON RD 42408 | KY | 0 | 0 | 0 | 0
E364.00-Poles, Towers, and Fixtures | 2008-05-01 | Non-unitized | OLD DRY RIDGE RD 40383 | KY | 0 | 0 | 0 | 0
E364.00-Poles, Towers, and Fixtures | 2008-05-01 | Non-unitized | 601 DOE RUN DR 40353 | KY | 0 | 0 | 0 | 0
E364.00-Poles, Towers, and Fixtures | 2008-05-01 | Non-unitized | INDUSTRY RD 40342 | KY | 0 | 0 | 0 | 0
E364.00-Poles, Towers, and Fixtures | 2008-05-01 | Non-unitized | 2365 LEXINGTON RD | KY | 0 | 0 | 0 | 0
E364.00-Poles, Towers, and Fixtures | 2008-05-01 | Non-unitized | 1212027 | KY | 0 | 0 | 0
E364.00-Poles, Towers, and Fixtures | 2008-05-01 | Non-unitized | 751 JACKSTOWN ROAD | KY | 0 | 0 | 0 | 0
E364.00-Poles, Towers, and Fixtures | 2008-05-01 | Non-unitized | 233 FOREST RIDGE DR 40601 | KY | 0 | 0 | 0 | 0
E364.00-Poles, Towers, and Fixtures | 2008-05-01 | Non-unitized | FORD RD. | KY | 0 | 0 | 0 | 0
E364.00-Poles, Towers, and Fixtures | 2008-05-01 | Non-unitized | 1129717 | KY | 0 | 0 | 0 | 0
E364.00-Poles, Towers, and Fixtures | 2008-05-01 | Non-unitized | 735 MAPLE LEAF ROAD 41056 | KY | 0 | 0 | 0 | 0
E364.00-Poles, Towers, and Fixtures | 2008-05-01 | Non-unitized | 3292 N HIGHWAY 27 42503 | KY | 0 | 0 | 0 | 0
E364.00-Poles, Towers, and Fixtures | 2008-05-01 | Non-unitized | NO2 OLD CORBIN PIKE RD | KY | 0 | 0 | 0 | 0
E364.00-Poles, Towers, and Fixtures | 2008-05-01 | Non-unitized | PATRIOT DR | KY | 0 | 0 | 0 | 0
E364.00-Poles, Towers, and Fixtures | 2008-05-01 | Non-unitized | 1815 RICHMOND RD 40502 | KY | 0 | 0 | 0 | 0
E364.00-Poles, Towers, and Fixtures | 2008-05-01 | Non-unitized | 340 CONCORD RD 40475 | KY | 0 | 0 | 0 | 0
E364.00-Poles, Towers, and Fixtures | 2008-05-01 | Non-unitized | 3333 LEXINGTON RD | KY | 0 | 0 | 0 | 0
E364.00-Poles, Towers, and Fixtures | 2008-05-01 | Non-unitized | KENDALL SPRINGS RD 40360 | KY | 0 | 0 | 0 | 0
E364.00-Poles, Towers, and Fixtures | 2008-05-01 | Non-unitized | 504 F. STREET 41056 | KY | 0 | 0 | 0 | 0
E364.00-Poles, Towers, and Fixtures | 2008-05-01 | Non-unitized | 1148504 | KY | 0 | 0 | 0 | 0
E364.00-Poles, Towers, and Fixtures | 2008-05-01 | Non-unitized | 700 ENTERPRISE DR 40510 | KY | 0 | 0 | 0 | 0
E364.00-Poles, Towers, and Fixtures | 2008-05-01 | Non-unitized | 3009 BRIAR HILL RD | KY | 0 | 0 | 0 | 0
E364.00-Poles, Towers, and Fixtures | 2008-05-01 | Non-unitized | CAUDILL GAP | KY | 0 | 0 | 0 | 0
E364.00-Poles, Towers, and Fixtures | 2008-05-01 | Non-unitized | US HWY 60 - COMMUNITY COLLEGE | KY | 0 | 0 | 0
E364.00-Poles, Towers, and Fixtures | 2008-05-01 | Non-unitized | SLACK PI TSE 41056 | KY | 0 | 0 | 0 | 0
E364.00-Poles, Towers, and Fixtures | 2008-05-01 | Non-unitized | 4780 HWY 435, AUGUSTA / MINERVA RD 41034 | KY | 0 | 0 | 0 | 0
E364.00-Poles, Towers, and Fixtures | 2008-05-01 | Non-unitized | 1297 MILLERSBURG RD BARN 2 40361 | KY | 0 | 0 | 0 | 0
E364.00-Poles, Towers, and Fixtures | 2008-05-01 | Non-unitized | 3202 ROYSTER RD FG 40 40516 | KY | 0 | 0 | 0 | 0
E364.00-Poles, Towers, and Fixtures | 2008-05-01 | Non-unitized | 1008 HOLIDAY DR TSE 40422 | KY | 0 | 0 | 0 | 0
E364.00-Poles, Towers, and Fixtures | 2008-05-01 | Non-unitized | 519 E WALNUT ST 40422 | KY | 0 | 0 | 0 | 0
E364.00-Poles, Towers, and Fixtures | 2008-05-01 | Non-unitized | 321 RINGGOLD RD | KY | 0 | 0 | 0 | 0
E364.00-Poles, Towers, and Fixtures | 2008-05-01 | Non-unitized | 1183621 | KY | 0 | 0 | 0 | 0
E364.00-Poles, Towers, and Fixtures | 2008-05-01 | Non-unitized | 1201977 | KY | 0 | 0 | 0 | 0
E364.00-Poles, Towers, and Fixtures | 2008-05-01 | Non-unitized | 4395 BROOKSVILLE / GERMANTOWN ROAD 41044 | KY | 0 | 0 | 0 | 0
E364.00-Poles, Towers, and Fixtures | 2008-05-01 | Non-unitized | 202 REXROAT RD 42728 | KY | 0 | 0 | 0 | 0
E364.00-Poles, Towers, and Fixtures | 2008-05-01 | Non-unitized | 814 SULLIVAN LN 40601 | KY | 0 | 0 | 0 | 0
E364.00-Poles, Towers, and Fixtures | 2008-05-01 | Non-unitized | 813 SIMS RD 40324 | KY | 0 | 0 | 0 | 0
E364.00-Poles, Towers, and Fixtures | 2008-05-01 | Non-unitized | 1188122 | KY | 0 | 0 | 0
E364.00-Poles, Towers, and Fixtures | 2008-05-01 | Non-unitized | 712 PIKE LN 40444 | KY | 0 | 0 | 0 | 0
E364.00-Poles, Towers, and Fixtures | 2008-05-01 | Non-unitized | RR01 SPARTA RD 41086 | KY | 0 | 0 | 0 | 0
E364.00-Poles, Towers, and Fixtures | 2008-05-01 | Non-unitized | 1919 S HIGHWAY 53 | KY | 0 | 0 | 0 | 0
E364.00-Poles, Towers, and Fixtures | 2008-05-01 | Non-unitized | 26 OXFORD WAY 425032813 | KY | 0 | 0 | 0 | 0
E364.00-Poles, Towers, and Fixtures | 2008-05-01 | Non-unitized | 1162293 | KY | 0 | 0 | 0 | 0
E364.00-Poles, Towers, and Fixtures | 2008-05-01 | Non-unitized | 1201794 | KY | 0 | 0 | 0 | 0
E364.00-Poles, Towers, and Fixtures | 2008-05-01 | Non-unitized | 1116986 | KY | 0 | 0 | 0 | 0
E364.00-Poles, Towers, and Fixtures | 2008-05-01 | Non-unitized | 1317196 | KY | 0 | 0 | 0
E364.00-Poles, Towers, and Fixtures | 2008-05-01 | Non-unitized | 15833 N US HWY 431 42330 | KY | 0 | 0 | 0 | 0
E364.00-Poles, Towers, and Fixtures | 2008-05-01 | Non-unitized | 37 S JACKSON HWY GARAGE 42746 | KY | 0 | 0 | 0 | 0
E364.00-Poles, Towers, and Fixtures | 2008-05-01 | Non-unitized | 1190294 | KY | 0 | 0 | 0 | 0
E364.00-Poles, Towers, and Fixtures | 2008-05-01 | Non-unitized | EIGHT OAK LANE | KY | 0 | 0 | 0 | 0
E364.00-Poles, Towers, and Fixtures | 2008-05-01 | Non-unitized | 2601 OLD FRANKFORT PIKE 40510 | KY | 0 | 0 | 0 | 0
E364.00-Poles, Towers, and Fixtures | 2008-05-01 | Non-unitized | 158 CHAPEL HILL RD | KY | 0 | 0 | 0 | 0
E364.00-Poles, Towers, and Fixtures | 2008-05-01 | Non-unitized | WHITE OAK TRC 40511 | KY | 0 | 0 | 0 | 0
E364.00-Poles, Towers, and Fixtures | 2008-05-01 | Non-unitized | 520 VEECHDALE RD 3G 40067 | KY | 0 | 0 | 0 | 0
E364.00-Poles, Towers, and Fixtures | 2008-05-01 | Non-unitized | 1068231 | KY | 0 | 0 | 0 | 0
E364.00-Poles, Towers, and Fixtures | 2008-05-01 | Non-unitized | 904 WADDY RD MODULAR 40076 | KY | 0 | 0 | 0 | 0
E364.00-Poles, Towers, and Fixtures | 2008-05-01 | Non-unitized | 3211 MAIN 40379 | KY | 0 | 0 | 0 | 0
E364.00-Poles, Towers, and Fixtures | 2008-05-01 | Non-unitized | BENTLY CT 41064 | KY | 0 | 0 | 0 | 0
E364.00-Poles, Towers, and Fixtures | 2008-05-01 | Non-unitized | ROCK QUARRY RD. | KY | 0 | 0 | 0 | 0
E364.00-Poles, Towers, and Fixtures | 2008-05-01 | Non-unitized | 169 STONETOWN RD 40379 | KY | 0 | 0 | 0 | 0
E364.00-Poles, Towers, and Fixtures | 2008-05-01 | Non-unitized | 1071 MULBERRY PI 40019 | KY | 0 | 0 | 0 | 0
E364.00-Poles, Towers, and Fixtures | 2008-05-01 | Non-unitized | 3598 CASTLE HIGHWAY 40057 | KY | 0 | 0 | 0 | 0
E364.00-Poles, Towers, and Fixtures | 2008-05-01 | Non-unitized | 33 WATER TANK RD 40828 | KY | 0 | 0 | 0 | 0
E364.00-Poles, Towers, and Fixtures | 2008-05-01 | Non-unitized | 1099135 | KY | 0 | 0 | 0 | 0
E364.00-Poles, Towers, and Fixtures | 2008-05-01 | Non-unitized | N 10TH ST 40965 | KY | 0 | 0 | 0 | 0
E364.00-Poles, Towers, and Fixtures | 2008-05-01 | Non-unitized | EDGEWOOD @ CORMAN DR. | KY | 0 | 0 | 0 | 0
E364.00-Poles, Towers, and Fixtures | 2008-05-01 | Non-unitized | 910 LEGION PARK RD R 42743 | KY | 0 | 0 | 0 | 0
E364.00-Poles, Towers, and Fixtures | 2008-05-01 | Non-unitized | STATE HWY 1268 40390 | KY | 0 | 0 | 0
E364.00-Poles, Towers, and Fixtures | 2008-05-01 | Non-unitized | 481 CANE RIDGE ROAD | KY | 0 | 0 | 0 | 0
E364.00-Poles, Towers, and Fixtures | 2008-05-01 | Non-unitized | 433 PVK HOLLOW 40849 | KY | 0 | 0 | 0 | 0
E364.00-Poles, Towers, and Fixtures | 2008-05-01 | Non-unitized | HUTCH | KY | 0 | 0 | 0 | 0
E364.00-Poles, Towers, and Fixtures | 2008-05-01 | Non-unitized | BIG BRANCH RD | KY | 0 | 0 | 0 | 0
E364.00-Poles, Towers, and Fixtures | 2008-05-01 | Non-unitized | 131 SUMMERS LN 42053 | KY | 0 | 0 | 0 | 0
E364.00-Poles, Towers, and Fixtures | 2008-05-01 | Non-unitized | CLARENCE DRIVE | KY | 0 | 0 | 0 | 0
E364.00-Poles, Towers, and Fixtures | 2008-05-01 | Non-unitized | FOREST RIDGE DR 40601 | KY | 0 | 0 | 0
E364.00-Poles, Towers, and Fixtures | 2008-05-01 | Non-unitized | CARPENTER PIKE | KY | 0 | 0 | 0 | 0
E364.00-Poles, Towers, and Fixtures | 2008-05-01 | Non-unitized | N 25TH ST 40965 | KY | 0 | 0 | 0 | 0
E364.00-Poles, Towers, and Fixtures | 2008-05-01 | Non-unitized | 1125594 | KY | 0 | 0 | 0 | 0
E364.00-Poles, Towers, and Fixtures | 2008-05-01 | Non-unitized | 6825 OLD RICHMOND RD 40515 | KY | 0 | 0 | 0 | 0
E364.00-Poles, Towers, and Fixtures | 2008-05-01 | Non-unitized | 1095795 | KY | 0 | 0 | 0 | 0
E364.00-Poles, Towers, and Fixtures | 2008-05-01 | Non-unitized | 1228 DUNBAR STREET 41056 | KY | 0 | 0 | 0 | 0
E364.00-Poles, Towers, and Fixtures | 2008-05-01 | Non-unitized | NORTH CORBIN MISSIONARY CH. | KY | 0 | 0 | 0 | 0
E364.00-Poles, Towers, and Fixtures | 2008-05-01 | Non-unitized | 222 POST OFFICE LN 42328 | KY | 0 | 0 | 0
E364.00-Poles, Towers, and Fixtures | 2008-05-01 | Non-unitized | FORD DR | KY | 0 | 0 | 0 | 0
E364.00-Poles, Towers, and Fixtures | 2008-05-01 | Non-unitized | 2515 FRANKFORT RD 40383 | KY | 0 | 0 | 0 | 0
E364.00-Poles, Towers, and Fixtures | 2008-05-01 | Non-unitized | 2516 PIKEVIEW RD 42757 | KY | 0 | 0 | 0 | 0
E364.00-Poles, Towers, and Fixtures | 2008-05-01 | Non-unitized | N WALNUT ST 42784 | KY | 0 | 0 | 0 | 0
E364.00-Poles, Towers, and Fixtures | 2008-05-01 | Non-unitized | 239 MARTIN NETHERY RD 40076 | KY | 0 | 0 | 0 | 0
E364.00-Poles, Towers, and Fixtures | 2008-05-01 | Non-unitized | 3161 GEORGETOWN RD 40361 | KY | 0 | 0 | 0 | 0
E364.00-Poles, Towers, and Fixtures | 2008-05-01 | Non-unitized | Lincoln Drive | KY | 0 | 0 | 0 | 0
E364.00-Poles, Towers, and Fixtures | 1988-12-31 | POLE WOOD 25 FT (DIST) | ARM WOOD 10 FT AND UNDER (TRANS) | KY | 0 | 0 | 0
E364.00-Poles, Towers, and Fixtures | 1963-12-31 | POLE WOOD 25 FT (DIST) | ARM WOOD 10 FT AND UNDER (TRANS) | KY | 0 | 0 | 0
E364.00-Poles, Towers, and Fixtures | 1998-12-31 | POLE WOOD 25 FT (DIST) | POLE WOOD 25 FT (DIST) | KY | 5 | 4185.54 | 837.108
E364.00-Poles, Towers, and Fixtures | 2003-01-01 | PLATFORMS NEW (05491) | PLATFORMS NEW (05491) | KY | 2 | 60600.79 | 30300.395
E364.00-Poles, Towers, and Fixtures | 1955-12-31 | POLE WOOD 20 FT (DIST) | POLE WOOD 20 FT (DIST) | KY | 22 | 3178.83 | 144.4923 | 0
E364.00-Poles, Towers, and Fixtures | 1961-12-31 | POLE WOOD 60 FT (DIST) | POLE WOOD 55 FT | KY | 1 | 143.04 | 143.04
E364.00-Poles, Towers, and Fixtures | 1969-12-31 | POLE WOOD 60 FT (DIST) | POLE WOOD 65 FT | KY | 1 | 324.24 | 324.24
E364.00-Poles, Towers, and Fixtures | 1991-12-31 | POLE WOOD 60 FT (DIST) | POLE WOOD 70 FT | KY | 8 | 18083.52 | 2260.44
E364.00-Poles, Towers, and Fixtures | 1995-12-31 | POLE WOOD 60 FT (DIST) | POLE WOOD 60 FT | KY | 8 | 9022.12 | 1127.765 | 0
E364.00-Poles, Towers, and Fixtures | 1955-12-31 | POLE WOOD 25 FT (DIST) | POLE WOOD 25 FT (DIST) | KY | 15 | 1860.51 | 124.034 | 0
E364.00-Poles, Towers, and Fixtures | 1981-12-31 | POLE WOOD 60 FT (DIST) | POLE WOOD 55 FT | KY | 0 | 0 | 0 | 0
E364.00-Poles, Towers, and Fixtures | 2008-10-01 | Non-unitized | 1516238 | KY | 0 | 0 | 0
E364.00-Poles, Towers, and Fixtures | 2008-10-01 | Non-unitized | 3654 STEELE BRANCH | KY | 0 | 0 | 0
E364.00-Poles, Towers, and Fixtures | 1971-12-31 | POLE WOOD 60 FT (DIST) | POLE WOOD 40 FT | KY | 7 | 1159.29 | 165.6129
E364.00-Poles, Towers, and Fixtures | 1970-12-31 | POLE WOOD 60 FT (DIST) | POLE WOOD 40 FT | KY | 14 | 1967.32 | 140.5229
E364.00-Poles, Towers, and Fixtures | 1964-12-31 | POLE WOOD 60 FT (DIST) | POLE WOOD 40 FT | KY | 13 | 711.39 | 54.7223 | 0
E364.00-Poles, Towers, and Fixtures | 1978-12-31 | CROSS ARMS | GUY | KY | 0 | 0 | 0
E364.00-Poles, Towers, and Fixtures | 2002-07-31 | POLE WOOD 40 FT (DIST) | ARM WOOD OVER 10 FT (TRANS) | KY | 0 | 0 | 0
E364.00-Poles, Towers, and Fixtures | 2004-12-31 | POLE WOOD 40 FT (DIST) | POLE WOOD 40 FT (DIST) | KY | 3 | 2421.5 | 807.1667
E364.00-Poles, Towers, and Fixtures | 1950-12-31 | POLE WOOD 60 FT (DIST) | POLE WOOD 45 FT | KY | 6 | 322.57 | 53.7617 | 0
E364.00-Poles, Towers, and Fixtures | 1981-12-31 | POLE WOOD 60 FT (DIST) | POLE WOOD 50 FT | KY | 0 | 0 | 0 | 0
E364.00-Poles, Towers, and Fixtures | 1943-12-31 | POLE WOOD 25 FT (DIST) | POLE WOOD 25 FT (DIST) | KY | 0 | 0 | 0 | 0
E364.00-Poles, Towers, and Fixtures | 1976-12-31 | POLE WOOD 25 FT (DIST) | POLE WOOD 25 FT (DIST) | KY | 1 | 197.42 | 197.42
E364.00-Poles, Towers, and Fixtures | 1973-01-01 | PLATFORMS NEW (05491) | PLATFORMS NEW (05491) | KY | 16 | 5894.33 | 368.3956 | 0
E364.00-Poles, Towers, and Fixtures | 1976-01-01 | PLATFORMS NEW (05491) | PLATFORMS NEW (05491) | KY | 6 | 2293.44 | 382.24
E364.00-Poles, Towers, and Fixtures | 1987-12-31 | POLE WOOD 60 FT (DIST) | POLE WOOD 45 FT | KY | 0 | 0 | 0 | 0
E364.00-Poles, Towers, and Fixtures | 1979-12-31 | POLE WOOD 60 FT (DIST) | POLE WOOD 45 FT | KY | 6 | 1555.88 | 259.3133
E364.00-Poles, Towers, and Fixtures | 1965-12-31 | POLE WOOD 60 FT (DIST) | POLE WOOD 45 FT | KY | 9 | 670.89 | 74.5433
E364.00-Poles, Towers, and Fixtures | 1962-12-31 | POLE WOOD 60 FT (DIST) | POLE WOOD 45 FT | KY | 40 | 4774.94 | 119.3735 | 0
E364.00-Poles, Towers, and Fixtures | 1963-01-01 | PLATFORMS NEW (05491) | PLATFORMS NEW (05491) | KY | 9 | 2673.67 | 297.0744 | 0
E364.00-Poles, Towers, and Fixtures | 1970-01-01 | PLATFORMS NEW (05491) | PLATFORMS NEW (05491) | KY | 10 | 2748.45 | 274.845 | 0
E364.00-Poles, Towers, and Fixtures | 1942-12-31 | POLE WOOD 25 FT (DIST) | GUY | KY | 0 | 0 | 0
E364.00-Poles, Towers, and Fixtures | 2008-10-01 | Non-unitized | 1498736 | KY | 0 | 0 | 0
E364.00-Poles, Towers, and Fixtures | 2008-10-01 | Non-unitized | 1551685 | KY | 0 | 0 | 0
E364.00-Poles, Towers, and Fixtures | 1987-12-31 | POLE WOOD 60 FT (DIST) | X BRACE WOOD PR. | KY | 0 | 0 | 0
E364.00-Poles, Towers, and Fixtures | 2008-10-01 | Non-unitized | 1433644 | KY | 0 | 0 | 0
E364.00-Poles, Towers, and Fixtures | 2008-10-01 | Non-unitized | 1388365 | KY | 0 | 0 | 0
E364.00-Poles, Towers, and Fixtures | 1999-01-01 | TOWERS | MP1999 Poles, Towers, and Fixtures | KY | 0 | 0 | 0 | 0
E364.00-Poles, Towers, and Fixtures | 2008-10-01 | Non-unitized | 1621104 | KY | 0 | 0 | 0 | 0
E364.00-Poles, Towers, and Fixtures | 1982-12-31 | POLE WOOD 60 FT (DIST) | ARM WOOD 10 FT AND UNDER (TRANS) | KY | 0 | 0 | 0
E364.00-Poles, Towers, and Fixtures | 1967-12-31 | POLE WOOD 60 FT (DIST) | GUY | KY | 0 | 0 | 0
E364.00-Poles, Towers, and Fixtures | 2003-12-31 | GUY | GUY (00070) | KY | 7 | 2122.45 | 303.2071
E364.00-Poles, Towers, and Fixtures | 1941-12-31 | POLE WOOD 60 FT (DIST) | POLE WOOD UNDER 20 FT | KY | 0 | 0 | 0 | 0
E364.00-Poles, Towers, and Fixtures | 2008-10-01 | Non-unitized | 4339 KY 10 SHOP 41034 | KY | 0 | 0 | 0
E364.00-Poles, Towers, and Fixtures | 2008-10-01 | Non-unitized | 1093 STATE HWY 947 | KY | 0 | 0 | 0
E364.00-Poles, Towers, and Fixtures | 2009-04-01 | Non-unitized | ONE INDUSTRIAL BLVD 40855 | KY | 0 | 0 | 0
E364.00-Poles, Towers, and Fixtures | 2009-04-01 | Non-unitized | LAKE RD 40353 | KY | 0 | 0 | 0
E364.00-Poles, Towers, and Fixtures | 2009-04-01 | Non-unitized | 9300 HALL RD 42086 | KY | 0 | 0 | 0
E364.00-Poles, Towers, and Fixtures | 2009-04-01 | Non-unitized | KENTUCKY STREET 41056 | KY | 0 | 0 | 0
E364.00-Poles, Towers, and Fixtures | 2009-07-19 | BRACKET - NEUTRAL FASTENING | BRACKET - NEUTRAL FASTENING | KY | 2 | 25.23 | 12.615
E364.00-Poles, Towers, and Fixtures | 2009-01-01 | Non-unitized | MT STERLING RD 40391 | KY | 0 | 0 | 0
E364.00-Poles, Towers, and Fixtures | 2009-04-01 | Non-unitized | 400 E MAIN ST 42367 | KY | 0 | 0 | 0
E364.00-Poles, Towers, and Fixtures | 2009-01-01 | Non-unitized | 1673 N WILSON ROAD 40160 | KY | 0 | 0 | 0
E364.00-Poles, Towers, and Fixtures | 2009-04-01 | Non-unitized | 8950 OGDEN LANDING RD 42086 | KY | 0 | 0 | 0
E364.00-Poles, Towers, and Fixtures | 2009-04-01 | Non-unitized | 408 HILLCREST RD | KY | 0 | 0 | 0
E364.00-Poles, Towers, and Fixtures | 2009-04-01 | Non-unitized | OAK | KY | 0 | 0 | 0
E364.00-Poles, Towers, and Fixtures | 1955-12-31 | POLE WOOD 60 FT (DIST) | POLE WOOD 60 FT (DIST) | KY | 3 | 137.18 | 45.7267
E364.00-Poles, Towers, and Fixtures | 1946-12-31 | POLE WOOD 60 FT (DIST) | POLE WOOD 60 FT (DIST) | KY | 0 | 0 | 0 | 0
E364.00-Poles, Towers, and Fixtures | 2008-10-01 | Non-unitized | 1278616 | KY | 0 | 0 | 0
E364.00-Poles, Towers, and Fixtures | 2008-10-01 | Non-unitized | 1574296 | KY | 0 | 0 | 0
E364.00-Poles, Towers, and Fixtures | 2008-10-01 | Non-unitized | 1621768 | KY | 0 | 0 | 0
E364.00-Poles, Towers, and Fixtures | 1975-12-31 | POLE WOOD 60 FT (DIST) | POLE WOOD 35 FT | KY | 18 | 3121.78 | 173.4322 | 0
E364.00-Poles, Towers, and Fixtures | 2008-10-01 | Non-unitized | 1606437 | KY | 0 | 0 | 0
E364.00-Poles, Towers, and Fixtures | 1999-05-31 | POLE WOOD 60 FT (DIST) | GUY,DOWN,TRANSMISSION,FOR CHECKOUT AND RETURN | KY | 0 | 0 | 0
E364.00-Poles, Towers, and Fixtures | 2009-01-01 | Non-unitized | N LIMESTONE | KY | 0 | 0 | 0
E364.00-Poles, Towers, and Fixtures | 2009-01-01 | Non-unitized | EAST SECOND STREET | KY | 0 | 0 | 0
E364.00-Poles, Towers, and Fixtures | 2009-05-01 | Non-unitized | 1902 OLD MAIN STREET 41056 | KY | 0 | 0 | 0
E364.00-Poles, Towers, and Fixtures | 2008-11-01 | Non-unitized | 6870 Highway 42 East 41045 | KY | 0 | 0 | 0
E364.00-Poles, Towers, and Fixtures | 2008-11-01 | Non-unitized | 133 BUCHANAN ST 40508 | KY | 0 | 0 | 0
E364.00-Poles, Towers, and Fixtures | 2009-01-01 | Non-unitized | US HWY 62 | KY | 0 | 0 | 0
E364.00-Poles, Towers, and Fixtures | 2009-05-01 | Non-unitized | 2404 US 432 HWY | KY | 0 | 0 | 0
E364.00-Poles, Towers, and Fixtures | 2009-05-01 | Non-unitized | 11419 STATE RT N 181 42325 | KY | 0 | 0 | 0
E364.00-Poles, Towers, and Fixtures | 2009-01-01 | Non-unitized | 5199 STATE ROUTE 70 W 42330 | KY | 0 | 0 | 0 | 0
E364.00-Poles, Towers, and Fixtures | 2009-01-01 | Non-unitized | 5155 CHARLESTON RD 42408 | KY | 0 | 0 | 0
E364.00-Poles, Towers, and Fixtures | 2009-01-01 | Non-unitized | 1500706 | KY | 0 | 0 | 0
E364.00-Poles, Towers, and Fixtures | 2009-01-01 | Non-unitized | 238 N TOWNSEND ST 42437 | KY | 0 | 0 | 0
E364.00-Poles, Towers, and Fixtures | 2009-01-01 | Non-unitized | 308 DORTON BRANCH DBLWIDE 40977 | KY | 0 | 0 | 0
E364.00-Poles, Towers, and Fixtures | 2009-01-01 | Non-unitized | 58 ELMBURG RD 40076 | KY | 0 | 0 | 0 | 0
E364.00-Poles, Towers, and Fixtures | 2009-01-01 | Non-unitized | TRAILER PARK ON SLATE LICK | KY | 0 | 0 | 0
E364.00-Poles, Towers, and Fixtures | 2009-01-01 | Non-unitized | SARDIS RD 41064 | KY | 0 | 0 | 0 | 0
E364.00-Poles, Towers, and Fixtures | 2009-01-01 | Non-unitized | 196 PALISADES RD 40514 | KY | 0 | 0 | 0
E364.00-Poles, Towers, and Fixtures | 2009-01-01 | Non-unitized | 4990 GEORGETOWN RD | KY | 0 | 0 | 0
E364.00-Poles, Towers, and Fixtures | 2008-11-01 | Non-unitized | SARDIS RD 41064 | KY | 0 | 0 | 0 | 0
E364.00-Poles, Towers, and Fixtures | 2009-05-01 | Non-unitized | 1647338 | KY | 0 | 0 | 0
E364.00-Poles, Towers, and Fixtures | 2008-11-01 | Non-unitized | SOMERSET KIA | KY | 0 | 0 | 0
E364.00-Poles, Towers, and Fixtures | 2008-11-01 | Non-unitized | 105 S WALNUT STREET | KY | 0 | 0 | 0
E364.00-Poles, Towers, and Fixtures | 2008-11-01 | Non-unitized | CLEVLAND DRIVE | KY | 0 | 0 | 0 | 0
E364.00-Poles, Towers, and Fixtures | 2006-12-06 | POLE WOOD 40 FT (DIST) | POLE WOOD 40 FT (00006) | KY | 1 | 2457.25 | 2457.25
E364.00-Poles, Towers, and Fixtures | 2009-07-01 | Non-unitized | 307 TRAMWAY ST | KY | 0 | 0 | 0
E364.00-Poles, Towers, and Fixtures | 2009-07-01 | Non-unitized | RT2 RD 690 BOX | KY | 0 | 0 | 0 | 0
E364.00-Poles, Towers, and Fixtures | 2009-07-01 | Non-unitized | 4360 CLEMENS DR 40514 | KY | 0 | 0 | 0
E364.00-Poles, Towers, and Fixtures | 2009-07-01 | Non-unitized | 4057 MOON COIN 40515 | KY | 0 | 0 | 0 | 0
E364.00-Poles, Towers, and Fixtures | 2009-07-01 | Non-unitized | 1350 N DIXIE HWY 40160 | KY | 0 | 0 | 0
E364.00-Poles, Towers, and Fixtures | 2009-08-01 | Non-unitized | 6278 HELENA ROAD 41055 | KY | 0 | 0 | 0 | 0
E364.00-Poles, Towers, and Fixtures | 2009-08-01 | Non-unitized | 146 N MAIN ST 41064 | KY | 0 | 0 | 0 | 0
E364.00-Poles, Towers, and Fixtures | 2009-07-01 | Non-unitized | 5472 PARIS PK | KY | 0 | 0 | 0
E364.00-Poles, Towers, and Fixtures | 2009-08-01 | Non-unitized | 1003 WINCHESTER RD 40505 | KY | 0 | 0 | 0 | 0
E364.00-Poles, Towers, and Fixtures | 2009-08-01 | Non-unitized | RT 4 BOX 4969 24263 | KY | 0 | 0 | 0 | 0
E364.00-Poles, Towers, and Fixtures | 2009-07-01 | Non-unitized | STATE HWY 358 42056 | KY | 0 | 0 | 0
E364.00-Poles, Towers, and Fixtures | 2009-07-01 | Non-unitized | CLEAR CREEK DBLWIDE 40977 | KY | 0 | 0 | 0
E364.00-Poles, Towers, and Fixtures | 2009-07-01 | Non-unitized | 1500684 | KY | 0 | 0 | 0
E364.00-Poles, Towers, and Fixtures | 2009-07-01 | Non-unitized | 700 FAIRGROUNDS RD 40033 | KY | 0 | 0 | 0 | 0
E364.00-Poles, Towers, and Fixtures | 2009-07-01 | Non-unitized | 5091 OLD MAIN STREET 41055 | KY | 0 | 0 | 0
E364.00-Poles, Towers, and Fixtures | 2009-07-01 | Non-unitized | 100 DURHAM RD 40311 | KY | 0 | 0 | 0 | 0
E364.00-Poles, Towers, and Fixtures | 2009-07-01 | Non-unitized | N SPALDING | KY | 0 | 0 | 0
E364.00-Poles, Towers, and Fixtures | 2009-08-01 | Non-unitized | W LOUDON AVE | KY | 0 | 0 | 0 | 0
E364.00-Poles, Towers, and Fixtures | 2009-08-01 | Non-unitized | 2393 HIGHWAY 92 40955 | KY | 0 | 0 | 0 | 0
E364.00-Poles, Towers, and Fixtures | 2009-08-03 | CROSS ARMS | CROSS ARMS (07362) | KY | 0 | 0 | 0 | 0
E364.00-Poles, Towers, and Fixtures | 2009-08-03 | POLE WOOD 35 FT (DIST) | POLE WOOD 35 FT (00005) | KY | 2 | 0 | 0
E364.00-Poles, Towers, and Fixtures | 2009-10-21 | POLE WOOD 35 FT (DIST) | POLE WOOD 35 FT (00005) | KY | 1 | 240.24 | 240.24
E364.00-Poles, Towers, and Fixtures | 2001-07-31 | GUY | GUY (00070) | KY | 1 | 281.16 | 281.16
E364.00-Poles, Towers, and Fixtures | 1981-12-31 | CROSS ARMS | ARM WOOD OVER 10 FT (TRANS) | KY | 0 | 0 | 0 | 0
E364.00-Poles, Towers, and Fixtures | 2000-09-30 | GUY | GUY | KY | 4 | 3691.14 | 922.785
E364.00-Poles, Towers, and Fixtures | 1997-04-30 | GUY | GUY | KY | 12 | 1306.96 | 108.9133
E364.00-Poles, Towers, and Fixtures | 2009-08-12 | STEEL POLES | STEEL POLES (07726) | KY | 3 | 6412.69 | 2137.5633
E364.00-Poles, Towers, and Fixtures | 2009-10-06 | POLE WOOD 35 FT (DIST) | POLE WOOD 35 FT (00005) | KY | 0 | 0 | 0 | 0
E364.00-Poles, Towers, and Fixtures | 2009-09-30 | BRACKET - NEUTRAL FASTENING | BRACKET - NEUTRAL FASTENING | KY | 7 | 251.04 | 35.8629
E364.00-Poles, Towers, and Fixtures | 2009-10-20 | GUY | GUY (00070) | KY | 2 | 18.5 | 9.25
E364.00-Poles, Towers, and Fixtures | 2009-10-01 | Non-unitized | 653 LAKEWAY DR DR 42642 | KY | 0 | 0 | 0
E364.00-Poles, Towers, and Fixtures | 2009-10-01 | Non-unitized | 2795 ST RT 176 42345 | KY | 0 | 0 | 0 | 0
E364.00-Poles, Towers, and Fixtures | 2009-10-01 | Non-unitized | HARLAN GAS RD | KY | 0 | 0 | 0 | 0
E364.00-Poles, Towers, and Fixtures | 2009-10-01 | Non-unitized | HURRICANE ROAD 24293 | KY | 0 | 0 | 0 | 0
E364.00-Poles, Towers, and Fixtures | 2009-10-01 | Non-unitized | 490 CURRY AVE 40508 | KY | 0 | 0 | 0 | 0
E364.00-Poles, Towers, and Fixtures | 2009-10-01 | Non-unitized | 7675 COLBY RD | KY | 0 | 0 | 0 | 0
E364.00-Poles, Towers, and Fixtures | 2009-10-01 | Non-unitized | 101 WINDSOR PATH 40324 | KY | 0 | 0 | 0 | 0
E364.00-Poles, Towers, and Fixtures | 2009-10-01 | Non-unitized | 1617302 | KY | 0 | 0 | 0 | 0
E364.00-Poles, Towers, and Fixtures | 2009-10-01 | Non-unitized | 4000 L AND N TURNPIKE TIRE BARN 42729 | KY | 0 | 0 | 0 | 0
E364.00-Poles, Towers, and Fixtures | 2009-10-01 | Non-unitized | 1617335 | KY | 0 | 0 | 0 | 0
E364.00-Poles, Towers, and Fixtures | 2009-10-01 | Non-unitized | ELK KNOB ROAD 24277 | KY | 0 | 0 | 0 | 0
E364.00-Poles, Towers, and Fixtures | 2009-10-01 | Non-unitized | NORTHSIDE EST 42127 | KY | 0 | 0 | 0 | 0
E364.00-Poles, Towers, and Fixtures | 2009-10-01 | Non-unitized | 917 E NINTH ST | KY | 0 | 0 | 0 | 0
E364.00-Poles, Towers, and Fixtures | 2009-10-01 | Non-unitized | 14821 SANDY RIDGE RD 24283 | KY | 0 | 0 | 0 | 0
E364.00-Poles, Towers, and Fixtures | 2009-10-01 | Non-unitized | 3601 PALOMAR CENTRE DR 40513 | KY | 0 | 0 | 0 | 0
E364.00-Poles, Towers, and Fixtures | 2009-10-01 | Non-unitized | 55 BLUEGRASS ESTATES 41004 | KY | 0 | 0 | 0 | 0
E364.00-Poles, Towers, and Fixtures | 2009-11-01 | Non-unitized | STATE HWY 109 42404 | KY | 0 | 0 | 0
E364.00-Poles, Towers, and Fixtures | 2009-11-01 | Non-unitized | 1538 Forest Avenue 41056 | KY | 0 | 0 | 0 | 0
E364.00-Poles, Towers, and Fixtures | 2009-11-01 | Non-unitized | 1125 TATES CREEK RD 40502 | KY | 0 | 0 | 0 | 0
E364.00-Poles, Towers, and Fixtures | 2009-11-01 | Non-unitized | 101 S MAYSVILLE ST 40353 | KY | 0 | 0 | 0 | 0
E364.00-Poles, Towers, and Fixtures | 2009-11-01 | Non-unitized | 170 WOLCUT LN TEMP 42330 | KY | 0 | 0 | 0 | 0
E364.00-Poles, Towers, and Fixtures | 2009-11-01 | Non-unitized | 1161 SULLIVAN LN 40601 | KY | 0 | 0 | 0 | 0
E364.00-Poles, Towers, and Fixtures | 2009-11-01 | Non-unitized | 125 COX ST 40508 | KY | 0 | 0 | 0 | 0
E364.00-Poles, Towers, and Fixtures | 2009-11-01 | Non-unitized | 4500 HWY 138 42350 | KY | 0 | 0 | 0 | 0
E364.00-Poles, Towers, and Fixtures | 2009-11-01 | Non-unitized | CHILES AT POPLAR | KY | 0 | 0 | 0 | 0
E364.00-Poles, Towers, and Fixtures | 2009-11-01 | Non-unitized | 740 DRAKES CREEK RD GARAGE 42464 | KY | 0 | 0 | 0 | 0
E364.00-Poles, Towers, and Fixtures | 2010-01-01 | Non-unitized | 80 JASPER DAVIS RD 42408 | KY | 0 | 0 | 0 | 0
E364.00-Poles, Towers, and Fixtures | 2010-01-01 | Non-unitized | NOETOWN 40965 | KY | 0 | 0 | 0 | 0
E364.00-Poles, Towers, and Fixtures | 2010-01-01 | Non-unitized | 775 DRY CREEK ROAD 40313 | KY | 0 | 0 | 0 | 0
E364.00-Poles, Towers, and Fixtures | 2010-01-01 | Non-unitized | 304 SURGENER ST 40831 | KY | 0 | 0 | 0 | 0
E364.00-Poles, Towers, and Fixtures | 2010-01-01 | Non-unitized | 65 INDIAN OAKS DR GARAGE 40701 | KY | 0 | 0 | 0 | 0
E364.00-Poles, Towers, and Fixtures | 2010-01-01 | Non-unitized | 6330 LAGRANGE RD | KY | 0 | 0 | 0
E364.00-Poles, Towers, and Fixtures | 2009-10-31 | POLE WOOD 80 FT (DIST) | POLE WOOD 80 FT (DIST) | KY | 23 | 751533.79 | 32675.3822 | 0
E364.00-Poles, Towers, and Fixtures | 2010-01-01 | Non-unitized | CHERRY CREEK RD 40031 | KY | 3 | 0 | 0 | 0
E364.00-Poles, Towers, and Fixtures | 2010-03-17 | POLE WOOD 50 FT (DIST) | POLE WOOD 50 FT (00008) | KY | 1 | 2306.18 | 2306.18
E364.00-Poles, Towers, and Fixtures | 2010-01-01 | Non-unitized | CHILESBURG RD 40509 | KY | 4 | 0 | 0 | 0
E364.00-Poles, Towers, and Fixtures | 2010-01-01 | Non-unitized | 4200 IRON WORKS | KY | 0 | 0 | 0 | 0
E364.00-Poles, Towers, and Fixtures | 2010-01-01 | Non-unitized | 374 NEW BETHEL CHURCH RD 42038 | KY | 0 | 0 | 0 | 0
E364.00-Poles, Towers, and Fixtures | 2010-01-01 | Non-unitized | 1470654 | KY | 0 | 0 | 0 | 0
E364.00-Poles, Towers, and Fixtures | 2010-01-01 | Non-unitized | 306 DORTON BR TRLR 40977 | KY | 0 | 0 | 0 | 0
E364.00-Poles, Towers, and Fixtures | 2010-02-01 | Non-unitized | HUDSON BLVD | KY | 0 | 0 | 0 | 0
E364.00-Poles, Towers, and Fixtures | 2010-03-18 | GUY | GUY (00070) | KY | 197 | 45613.24 | 231.5393 | 0
E364.00-Poles, Towers, and Fixtures | 2010-03-09 | POLE WOOD 40 FT (DIST) | POLE WOOD 40 FT (00006) | KY | 3 | 26207.16 | 8735.72 | 0
E364.00-Poles, Towers, and Fixtures | 2010-01-31 | POLE WOOD 30 FT (DIST) | POLE WOOD 30 FT (00004) | KY | 2 | 9851.31 | 4925.655
E364.00-Poles, Towers, and Fixtures | 2009-07-17 | POLE WOOD 60 FT (DIST) | POLE WOOD 60 FT (00010) | KY | 2 | 3958.04 | 1979.02
E364.00-Poles, Towers, and Fixtures | 2010-01-01 | Non-unitized | 740 DRAKES CREEK RD GARAGE 42464 | KY | 0 | 0 | 0 | 0
E364.00-Poles, Towers, and Fixtures | 2010-01-01 | Non-unitized | 1310115 | KY | 0 | 0 | 0 | 0
E364.00-Poles, Towers, and Fixtures | 2010-01-01 | Non-unitized | 585 WESTPORT RD 42701 | KY | 0 | 0 | 0 | 0
E364.00-Poles, Towers, and Fixtures | 2010-01-01 | Non-unitized | KY HWY 152 , BURGIN ROAD | KY | 0 | 0 | 0 | 0
E364.00-Poles, Towers, and Fixtures | 2010-01-01 | Non-unitized | 16600 RIVERSIDE DR PUMP ENTR 24283 | KY | 0 | 0 | 0 | 0
E364.00-Poles, Towers, and Fixtures | 2010-01-01 | Non-unitized | 104 HIGH STREET 41006 | KY | 0 | 0 | 0 | 0
E364.00-Poles, Towers, and Fixtures | 2010-01-01 | Non-unitized | 11018 HOPKINSVILLE RD 42445 | KY | 0 | 0 | 0 | 0
E364.00-Poles, Towers, and Fixtures | 2010-01-01 | Non-unitized | 293 JOHNSON CEMETERY RD 40965 | KY | 0 | 0 | 0 | 0
E364.00-Poles, Towers, and Fixtures | 2010-01-01 | Non-unitized | 4530 CHARLESTON RD | KY | 1 | 0 | 0
E364.00-Poles, Towers, and Fixtures | 2010-02-01 | Non-unitized | RUSSELL CAVE RD | KY | 0 | 0 | 0 | 0
E364.00-Poles, Towers, and Fixtures | 2010-01-01 | Non-unitized | HALEY ST | KY | 0 | 0 | 0 | 0
E364.00-Poles, Towers, and Fixtures | 2010-01-01 | Non-unitized | RADIO PARK 40475 | KY | 0 | 0 | 0 | 0
E364.00-Poles, Towers, and Fixtures | 2010-04-01 | Non-unitized | PARK | KY | 0 | 0 | 0 | 0
E364.00-Poles, Towers, and Fixtures | 2010-04-01 | Non-unitized | CLEAR CREEK 40977 | KY | 0 | 0 | 0 | 0
E364.00-Poles, Towers, and Fixtures | 2010-04-01 | Non-unitized | 511 E PIKE ST 41031 | KY | 0 | 0 | 0 | 0
E364.00-Poles, Towers, and Fixtures | 2010-04-01 | Non-unitized | S COLUMBIA | KY | 0 | 0 | 0 | 0
E364.00-Poles, Towers, and Fixtures | 2010-04-01 | Non-unitized | 523 VARILLA RD 40813 | KY | 0 | 0 | 0 | 0
E364.00-Poles, Towers, and Fixtures | 2010-04-01 | Non-unitized | 425 S CHERRY HILL RD TEMP 42330 | KY | 0 | 0 | 0 | 0
E364.00-Poles, Towers, and Fixtures | 2010-04-01 | Non-unitized | 98 SHADOWRIDGE DR' 40769 | KY | 0 | 0 | 0 | 0
E364.00-Poles, Towers, and Fixtures | 2010-04-01 | Non-unitized | 3649C EAST STONE GAP 24219 | KY | 0 | 0 | 0 | 0
E364.00-Poles, Towers, and Fixtures | 2010-04-01 | Non-unitized | 750 SNAVELY RD 40601 | KY | 0 | 0 | 0 | 0
E364.00-Poles, Towers, and Fixtures | 2010-04-01 | Non-unitized | 8314 BEAGLE RD 24293 | KY | 0 | 0 | 0 | 0
E364.00-Poles, Towers, and Fixtures | 2010-04-01 | Non-unitized | 60 CONN DR 40390 | KY | 0 | 0 | 0 | 0
E364.00-Poles, Towers, and Fixtures | 2010-04-01 | Non-unitized | 135 KY 718 TRLR 40935 | KY | 0 | 0 | 0 | 0
E364.00-Poles, Towers, and Fixtures | 2010-04-01 | Non-unitized | 1490 BULL LEA RD 40511 | KY | 0 | 0 | 0 | 0
E364.00-Poles, Towers, and Fixtures | 2010-04-01 | Non-unitized | 420 CATES RD TRL 42442 | KY | 0 | 0 | 0 | 0
E364.00-Poles, Towers, and Fixtures | 2010-04-01 | Non-unitized | SOUTHERN SECTION 24219 | KY | 0 | 0 | 0 | 0
E364.00-Poles, Towers, and Fixtures | 2010-04-01 | Non-unitized | 725 MAPLE AVE | KY | 0 | 0 | 0 | 0
E364.00-Poles, Towers, and Fixtures | 2010-04-01 | Non-unitized | BALKAN RD 40977 | KY | 0 | 0 | 0 | 0
E364.00-Poles, Towers, and Fixtures | 2010-04-01 | Non-unitized | 718 COLSTON LN 40601 | KY | 0 | 0 | 0 | 0
E364.00-Poles, Towers, and Fixtures | 2010-04-01 | Non-unitized | 58 E CENTER ST 41311 | KY | 0 | 0 | 0 | 0
E364.00-Poles, Towers, and Fixtures | 2010-04-01 | Non-unitized | 234 ROCHESTER RD 42320 | KY | 0 | 0 | 0 | 0
E364.00-Poles, Towers, and Fixtures | 2008-12-01 | CROSS ARMS | CROSS ARMS (07362) | KY | 4 | 299.42 | 74.855
E364.00-Poles, Towers, and Fixtures | 2010-07-01 | POLE WOOD 35 FT (DIST) | POLE WOOD 35 FT (00005) | KY | 27 | 14666.54 | 543.2052 | 0
E364.00-Poles, Towers, and Fixtures | 2010-05-31 | POLE WOOD 30 FT (DIST) | POLE WOOD 30 FT (00004) | KY | 8 | 8848.93 | 1106.1163 | 0
E364.00-Poles, Towers, and Fixtures | 2010-05-31 | POLE WOOD 40 FT (DIST) | POLE WOOD 40 FT (00006) | KY | 11 | 35377.43 | 3216.13 | 0
E364.00-Poles, Towers, and Fixtures | 2010-05-01 | Non-unitized | TYRONE RD | KY | 0 | 0 | 0 | 0
E364.00-Poles, Towers, and Fixtures | 2010-05-01 | Non-unitized | 112 AUTUMN LN 40324 | KY | 0 | 0 | 0 | 0
E364.00-Poles, Towers, and Fixtures | 2010-05-01 | Non-unitized | RT 2 BOX 349 (ASP DR) 24263 | KY | 0 | 0 | 0 | 0
E364.00-Poles, Towers, and Fixtures | 2010-05-01 | Non-unitized | S CENTER AVE | KY | 0 | 0 | 0 | 0
E364.00-Poles, Towers, and Fixtures | 2010-05-01 | Non-unitized | 7139 CINCINNATI RD 40324 | KY | 0 | 0 | 0 | 0
E364.00-Poles, Towers, and Fixtures | 2010-05-01 | Non-unitized | 605 E MAIN ST 40475 | KY | 0 | 0 | 0 | 0
E364.00-Poles, Towers, and Fixtures | 2010-05-01 | Non-unitized | 65 SMITH CEMETERY RD 40965 | KY | 0 | 0 | 0 | 0
E364.00-Poles, Towers, and Fixtures | 2010-05-01 | Non-unitized | 105 HONEYSUCKLE DR 40175 | KY | 0 | 0 | 0 | 0
E364.00-Poles, Towers, and Fixtures | 2010-05-01 | Non-unitized | DEER PARK DR | KY | 0 | 0 | 0 | 0
E364.00-Poles, Towers, and Fixtures | 2010-05-01 | Non-unitized | 88 MORGAN BERRY RD HWY 1054 | KY | 0 | 0 | 0 | 0
E364.00-Poles, Towers, and Fixtures | 2010-05-01 | Non-unitized | 1055 HWY 519 40313 | KY | 0 | 0 | 0 | 0
E364.00-Poles, Towers, and Fixtures | 2010-05-01 | Non-unitized | COMMERCE | KY | 0 | 0 | 0 | 0
E364.00-Poles, Towers, and Fixtures | 2010-05-01 | Non-unitized | 3010 RED HILL RD 42442 | KY | 0 | 0 | 0 | 0
E364.00-Poles, Towers, and Fixtures | 2010-05-01 | Non-unitized | NEW HOUSE COTTON BEND RD | KY | 0 | 0 | 0 | 0
E364.00-Poles, Towers, and Fixtures | 2010-05-01 | Non-unitized | 4939 HOLLOWAY LANDING RD 42024 | KY | 0 | 0 | 0 | 0
E364.00-Poles, Towers, and Fixtures | 2010-05-01 | Non-unitized | 2421 CURTIS PIKE 40475 | KY | 0 | 0 | 0 | 0
E364.00-Poles, Towers, and Fixtures | 2010-05-01 | Non-unitized | 878 HWY 231 S 42320 | KY | 0 | 0 | 0 | 0
E364.00-Poles, Towers, and Fixtures | 2010-05-01 | Non-unitized | 8032 JENNINGS RD 24293 | KY | 0 | 0 | 0 | 0
E364.00-Poles, Towers, and Fixtures | 2010-05-01 | Non-unitized | PAGE CUT OFF TRL 40977 | KY | 0 | 0 | 0 | 0
E364.00-Poles, Towers, and Fixtures | 2010-05-01 | Non-unitized | FRANK BENSON RD 42456 | KY | 0 | 0 | 0 | 0
E364.00-Poles, Towers, and Fixtures | 2024-01-19 | CROSS ARMS | CROSS ARMS (07362) | KY | 0 | 0 | 0 | 0
E364.00-Poles, Towers, and Fixtures | 2024-01-19 | POLE WOOD 35 FT (DIST) | POLE WOOD 35 FT (00005) | KY | 0 | 0 | 0 | 0
E364.00-Poles, Towers, and Fixtures | 2021-06-30 | GUY | GUY (00070) | KY | 0 | 0 | 0 | 0
E364.00-Poles, Towers, and Fixtures | 2010-06-17 | POLE WOOD 45 FT (DIST) | POLE WOOD 45 FT (00007) | KY | 18 | 27034.6 | 1501.9222 | 0
E364.00-Poles, Towers, and Fixtures | 2010-07-01 | Non-unitized | 108 E BELLVILLE ST 42064 | KY | 0 | 0 | 0 | 0
E364.00-Poles, Towers, and Fixtures | 2010-07-01 | Non-unitized | 1406 WINCHESTER AVE 40965 | KY | 0 | 0 | 0 | 0
E364.00-Poles, Towers, and Fixtures | 2010-07-01 | Non-unitized | 112 WINCHESTER AVE 40965 | KY | 0 | 0 | 0 | 0
E364.00-Poles, Towers, and Fixtures | 2010-07-01 | Non-unitized | S CENTRAL | KY | 0 | 0 | 0 | 0
E364.00-Poles, Towers, and Fixtures | 2010-07-01 | Non-unitized | 9047 MASON LEWIS RD 41056 | KY | 0 | 0 | 0 | 0
E364.00-Poles, Towers, and Fixtures | 2010-07-01 | Non-unitized | 137 MCCREARY ST 40828 | KY | 0 | 0 | 0 | 0
E364.00-Poles, Towers, and Fixtures | 2010-07-01 | Non-unitized | PARIS PIKE 40391 | KY | 0 | 0 | 0 | 0
E364.00-Poles, Towers, and Fixtures | 2010-07-01 | Non-unitized | 1044 S HIGHWAY 27 | KY | 0 | 0 | 0 | 0
E364.00-Poles, Towers, and Fixtures | 2010-07-01 | Non-unitized | 25E 40977 | KY | 0 | 0 | 0 | 0
E364.00-Poles, Towers, and Fixtures | 2010-07-01 | Non-unitized | 130 KY HIGHWAY 213 40337 | KY | 0 | 0 | 0 | 0
E364.00-Poles, Towers, and Fixtures | 2010-09-30 | POLE WOOD 30 FT (DIST) | POLE WOOD 30 FT (00004) | KY | 7 | 5616.47 | 802.3529 | 0
E364.00-Poles, Towers, and Fixtures | 2010-07-01 | Non-unitized | 107 SPURLIN LN 40419 | KY | 0 | 0 | 0 | 0
E364.00-Poles, Towers, and Fixtures | 2010-07-01 | Non-unitized | 729 KENTON STATION RD 41056 | KY | 0 | 0 | 0 | 0
E364.00-Poles, Towers, and Fixtures | 2010-07-01 | Non-unitized | THOMPSON RD 40162 | KY | 0 | 0 | 0 | 0
E364.00-Poles, Towers, and Fixtures | 2010-07-01 | Non-unitized | CLY MENE LOT 36 TS | KY | 0 | 0 | 0 | 0
E364.00-Poles, Towers, and Fixtures | 2010-07-01 | Non-unitized | 1071 INDIAN HILLS TRL 42038 | KY | 0 | 0 | 0 | 0
E364.00-Poles, Towers, and Fixtures | 2010-08-01 | Non-unitized | 15540 FROGPOND ROAD 24283 | KY | 0 | 0 | 0 | 0
E364.00-Poles, Towers, and Fixtures | 2010-07-01 | Non-unitized | GO CORP STORAGE | KY | 0 | 0 | 0 | 0
E364.00-Poles, Towers, and Fixtures | 2010-08-01 | Non-unitized | 499 HORTON RD 40031 | KY | 0 | 0 | 0 | 0
E364.00-Poles, Towers, and Fixtures | 2010-08-01 | Non-unitized | 500 BRADLEY SISK RD 42431 | KY | 0 | 0 | 0 | 0
E364.00-Poles, Towers, and Fixtures | 2010-08-25 | Non-unitized | Bryant RD Temp #3 West Circuit Work | KY | 0 | 0 | 0 | 0
E364.00-Poles, Towers, and Fixtures | 2010-08-01 | Non-unitized | 129 ALEXANDRIA JETT 40324 | KY | 0 | 0 | 0 | 0
E364.00-Poles, Towers, and Fixtures | 2010-08-01 | Non-unitized | UNIVERSITY | KY | 0 | 0 | 0 | 0
E364.00-Poles, Towers, and Fixtures | 2010-08-01 | Non-unitized | 1606 FORESTERS CK | KY | 0 | 0 | 0 | 0
E364.00-Poles, Towers, and Fixtures | 2010-08-01 | Non-unitized | 1107 COPPINGER DR, GARAGE 40823 | KY | 0 | 0 | 0 | 0
E364.00-Poles, Towers, and Fixtures | 2010-08-01 | Non-unitized | BOONE STATION RD | KY | 0 | 0 | 0 | 0
E364.00-Poles, Towers, and Fixtures | 2010-08-01 | Non-unitized | HIMYAR RD TRLR 3 40935 | KY | 0 | 0 | 0 | 0
E364.00-Poles, Towers, and Fixtures | 2010-08-01 | Non-unitized | 4492 E HWY 552 40744 | KY | 0 | 0 | 0 | 0
E364.00-Poles, Towers, and Fixtures | 2010-08-01 | Non-unitized | 609 ELDER CT 40160 | KY | 0 | 0 | 0 | 0
E364.00-Poles, Towers, and Fixtures | 2010-08-01 | Non-unitized | 64 PINE LN. 40828 | KY | 0 | 0 | 0 | 0
E364.00-Poles, Towers, and Fixtures | 2010-08-01 | Non-unitized | 44 FITCH AVE 40391 | KY | 0 | 0 | 0 | 0
E364.00-Poles, Towers, and Fixtures | 2010-07-01 | Non-unitized | 1065 OLD HOUSE BRANCH RD TEMP 40988 | KY | 0 | 0 | 0 | 0
E364.00-Poles, Towers, and Fixtures | 2010-07-01 | Non-unitized | 461 SPRINGHILL DR 40503 | KY | 0 | 0 | 0 | 0
E364.00-Poles, Towers, and Fixtures | 2010-08-01 | Non-unitized | LEXINGTON AVE 40391 | KY | 0 | 0 | 0 | 0
E364.00-Poles, Towers, and Fixtures | 2010-08-01 | Non-unitized | 368 PAYNES DEPOT 40324 | KY | 0 | 0 | 0 | 0
E364.00-Poles, Towers, and Fixtures | 2010-08-01 | Non-unitized | 5805 MAYFIELD METROPOLIS RD 42086 | KY | 0 | 0 | 0 | 0
E364.00-Poles, Towers, and Fixtures | 2010-09-01 | POLE WOOD 55 FT (DIST) | POLE WOOD 55 FT (00009) | KY | 1 | 3381.64 | 3381.64 | 0
E364.00-Poles, Towers, and Fixtures | 2010-08-01 | Non-unitized | 245 E HIGHWAY 92 42635 | KY | 0 | 0 | 0 | 0
E364.00-Poles, Towers, and Fixtures | 2010-07-01 | Non-unitized | 3900 N DIXIE AVE 42701 | KY | 0 | 0 | 0 | 0
E364.00-Poles, Towers, and Fixtures | 2010-07-01 | Non-unitized | 1632 CEDAR RD 40379 | KY | 0 | 0 | 0 | 0
E364.00-Poles, Towers, and Fixtures | 2010-07-01 | Non-unitized | 2465512 | KY | 0 | 0 | 0 | 0
E364.00-Poles, Towers, and Fixtures | 2010-07-01 | Non-unitized | 58 MAPLE STREET 40011 | KY | 0 | 0 | 0 | 0
E364.00-Poles, Towers, and Fixtures | 2010-07-01 | Non-unitized | 1518 VERSAILLES RD 40504 | KY | 0 | 0 | 0 | 0
E364.00-Poles, Towers, and Fixtures | 2010-07-01 | Non-unitized | HAPPY HOLLOW ROAD GYM | KY | 0 | 0 | 0 | 0
E364.00-Poles, Towers, and Fixtures | 2010-10-01 | Non-unitized | 299 MAIN ST 40336 | KY | 0 | 0 | 0 | 0
E364.00-Poles, Towers, and Fixtures | 2010-10-01 | Non-unitized | CUMBERLAND COLLEGE ADDITION | KY | 0 | 0 | 0 | 0
E364.00-Poles, Towers, and Fixtures | 2010-10-01 | Non-unitized | 4124 VANCOUVER CT 40515 | KY | 0 | 0 | 0 | 0
E364.00-Poles, Towers, and Fixtures | 2010-10-01 | Non-unitized | 1619 LAWRENCEBURG RD TRACT 20 40008 | KY | 0 | 0 | 0 | 0
E364.00-Poles, Towers, and Fixtures | 2010-10-01 | Non-unitized | 72 TURKEY TROT TRL 40351 | KY | 0 | 0 | 0 | 0
E364.00-Poles, Towers, and Fixtures | 2010-10-01 | Non-unitized | 3489 LANSDOWNE DR 40517 | KY | 0 | 0 | 0 | 0
E364.00-Poles, Towers, and Fixtures | 2010-10-01 | Non-unitized | 109 S WALTERS AVE 42748 | KY | 0 | 0 | 0 | 0
E364.00-Poles, Towers, and Fixtures | 2010-10-01 | Non-unitized | SHANES LANE 42501 | KY | 0 | 0 | 0 | 0
E364.00-Poles, Towers, and Fixtures | 2010-10-01 | Non-unitized | W WATER STREET 41041 | KY | 0 | 0 | 0 | 0
E364.00-Poles, Towers, and Fixtures | 2010-10-01 | Non-unitized | N MAIN ST | KY | 0 | 0 | 0 | 0
E364.00-Poles, Towers, and Fixtures | 2010-10-01 | Non-unitized | BOONE AVE & SHORT ST 40391 | KY | 0 | 0 | 0 | 0
E364.00-Poles, Towers, and Fixtures | 2010-10-01 | Non-unitized | 1714 HIGHLAND AVE | KY | 0 | 0 | 0 | 0
E364.00-Poles, Towers, and Fixtures | 2010-10-01 | Non-unitized | N 7 TH ST 42024 | KY | 0 | 0 | 0 | 0
E364.00-Poles, Towers, and Fixtures | 2010-10-01 | Non-unitized | 182 S PROPERTY RD 40050 | KY | 0 | 0 | 0 | 0
E364.00-Poles, Towers, and Fixtures | 2010-10-01 | Non-unitized | PRE DELIA WAY WEST TEMP 40162 | KY | 0 | 0 | 0 | 0
E364.00-Poles, Towers, and Fixtures | 2010-10-01 | Non-unitized | 1282 ROBINSON CREEK ROAD 40740 | KY | 0 | 0 | 0 | 0
E364.00-Poles, Towers, and Fixtures | 2010-10-01 | Non-unitized | 211 STONE 40351 | KY | 0 | 0 | 0 | 0
E364.00-Poles, Towers, and Fixtures | 2010-10-01 | Non-unitized | 99 STATE ROUTE 1163 42345 | KY | 0 | 0 | 0 | 0
E364.00-Poles, Towers, and Fixtures | 2010-10-01 | Non-unitized | HIGHWAY 38 40843 | KY | 0 | 0 | 0 | 0
E364.00-Poles, Towers, and Fixtures | 2010-10-01 | Non-unitized | 955 WARWICK RD TEMP 40330 | KY | 0 | 0 | 0 | 0
E364.00-Poles, Towers, and Fixtures | 2010-10-01 | Non-unitized | 109 W MAIN ST 42078 | KY | 0 | 0 | 0 | 0
E364.00-Poles, Towers, and Fixtures | 2010-10-01 | Non-unitized | US HWY 27 S CARNIVAL 41031 | KY | 0 | 0 | 0 | 0
E364.00-Poles, Towers, and Fixtures | 2010-10-01 | Non-unitized | 4512 KY HWY 1032 E 41003 | KY | 0 | 0 | 0 | 0
E364.00-Poles, Towers, and Fixtures | 2010-10-01 | Non-unitized | 421 N CHERRY ST | KY | 0 | 0 | 0 | 0
E364.00-Poles, Towers, and Fixtures | 2010-10-01 | Non-unitized | WHITE MTN 40902 | KY | 0 | 0 | 0 | 0
E364.00-Poles, Towers, and Fixtures | 2010-10-01 | Non-unitized | 4980 ILSLEY RD 42453 | KY | 0 | 0 | 0 | 0
E364.00-Poles, Towers, and Fixtures | 2010-10-01 | Non-unitized | 199 STATE HWY 93 42055 | KY | 0 | 0 | 0 | 0
E364.00-Poles, Towers, and Fixtures | 2010-10-01 | Non-unitized | 232 BOSTON DR | KY | 0 | 0 | 0 | 0
E364.00-Poles, Towers, and Fixtures | 2010-10-01 | Non-unitized | 6165 MARSHALL STATION ROAD 41056 | KY | 0 | 0 | 0 | 0
E364.00-Poles, Towers, and Fixtures | 2010-10-01 | Non-unitized | 9085 MAIN ST 40337 | KY | 0 | 0 | 0 | 0
E364.00-Poles, Towers, and Fixtures | 2010-10-06 | POLE WOOD 40 FT (DIST) | POLE WOOD 40 FT (00006) | KY | 1 | -829.56 | -829.56 | 0
E364.00-Poles, Towers, and Fixtures | 2010-10-26 | Non-unitized | DSP Picadome 4kV Ckt 0080 | KY | 0 | 0 | 0 | 0
E364.00-Poles, Towers, and Fixtures | 2010-10-01 | Non-unitized | 947 MCCLANAHAN LN TEMP 40509 | KY | 0 | 0 | 0 | 0
E364.00-Poles, Towers, and Fixtures | 2010-10-01 | Non-unitized | HUBERT REID DR | KY | 0 | 0 | 0 | 0
E364.00-Poles, Towers, and Fixtures | 2010-10-01 | Non-unitized | 13982 OWENTON RD 40601 | KY | 0 | 0 | 0 | 0
E364.00-Poles, Towers, and Fixtures | 2010-11-01 | Non-unitized | WARWICK ROAD | KY | 0 | 0 | 0 | 0
E364.00-Poles, Towers, and Fixtures | 2010-11-01 | Non-unitized | 90 TOOMBS LN 42325 | KY | 0 | 0 | 0 | 0
E364.00-Poles, Towers, and Fixtures | 2010-11-01 | Non-unitized | 1337 CLAY ST 42347 | KY | 0 | 0 | 0 | 0
E364.00-Poles, Towers, and Fixtures | 2010-11-01 | Non-unitized | 224 LEXINGTON ST 40444 | KY | 0 | 0 | 0 | 0
E364.00-Poles, Towers, and Fixtures | 2010-11-01 | Non-unitized | BARDSTOWN | KY | 0 | 0 | 0 | 0
E364.00-Poles, Towers, and Fixtures | 2010-11-01 | Non-unitized | 3540 CARRICK RD 40324 | KY | 0 | 0 | 0 | 0
E364.00-Poles, Towers, and Fixtures | 2010-11-01 | Non-unitized | 6575 RUSSELL CAVE RD 40511 | KY | 0 | 0 | 0 | 0
E364.00-Poles, Towers, and Fixtures | 2010-11-01 | Non-unitized | 252 PEARCE IND RD 40065 | KY | 0 | 0 | 0 | 0
E364.00-Poles, Towers, and Fixtures | 2010-11-01 | Non-unitized | BAKERSFIELD ROAD 40741 | KY | 0 | 0 | 0 | 0
E364.00-Poles, Towers, and Fixtures | 2010-11-01 | Non-unitized | W HISEVILLE MAIN ST 42152 | KY | 0 | 0 | 0 | 0
E364.00-Poles, Towers, and Fixtures | 2010-11-01 | Non-unitized | WATER STREET | KY | 0 | 0 | 0 | 0
E364.00-Poles, Towers, and Fixtures | 2010-11-01 | Non-unitized | 369 MCHARGUE BRANCH RD 40456 | KY | 0 | 0 | 0 | 0
E364.00-Poles, Towers, and Fixtures | 2010-11-01 | Non-unitized | 37 KINGS RD 40051 | KY | 0 | 0 | 0 | 0
E364.00-Poles, Towers, and Fixtures | 2010-12-31 | CROSS ARMS | CROSS ARMS (07362) | KY | 77 | 32663.12 | 424.1964 | 0
E364.00-Poles, Towers, and Fixtures | 2011-01-01 | Non-unitized | CORPORATE DR 40391 | KY | 0 | 0 | 0 | 0
E364.00-Poles, Towers, and Fixtures | 2010-12-27 | Non-unitized | DSP Ckt 481 Upgrade | KY | 0 | 0 | 0 | 0
E364.00-Poles, Towers, and Fixtures | 2011-01-01 | Non-unitized | SUTTON PLACE 40324 | KY | 0 | 0 | 0 | 0
E364.00-Poles, Towers, and Fixtures | 2011-01-01 | Non-unitized | 940 MIDNIGHT PASS 40513 | KY | 0 | 0 | 0 | 0
E364.00-Poles, Towers, and Fixtures | 2011-01-01 | Non-unitized | 4539 MCCRACKEN PIKE FG-39 | KY | 0 | 0 | 0 | 0
E364.00-Poles, Towers, and Fixtures | 2011-01-01 | Non-unitized | 172 FLAT CREEK RD 42440 | KY | 0 | 0 | 0 | 0
E364.00-Poles, Towers, and Fixtures | 2011-01-01 | Non-unitized | 1014 LAUREL AVE 24230 | KY | 0 | 0 | 0 | 0
E364.00-Poles, Towers, and Fixtures | 2011-01-01 | Non-unitized | EMERY ST. AND RADISH ST. | KY | 0 | 0 | 0 | 0
E364.00-Poles, Towers, and Fixtures | 2011-01-01 | Non-unitized | STATE HWY 221 | KY | 0 | 0 | 0 | 0
E364.00-Poles, Towers, and Fixtures | 2011-01-01 | Non-unitized | PRE CLYMENE RD LOT 34 42724 | KY | 0 | 0 | 0 | 0
E364.00-Poles, Towers, and Fixtures | 2011-01-01 | Non-unitized | MADISON ST 42461 | KY | 0 | 0 | 0 | 0
E364.00-Poles, Towers, and Fixtures | 2011-01-01 | Non-unitized | S PROPERTY RD 40050 | KY | 0 | 0 | 0 | 0
E364.00-Poles, Towers, and Fixtures | 2011-01-01 | Non-unitized | 1871 N DIXIE 40160 | KY | 0 | 0 | 0 | 0
E364.00-Poles, Towers, and Fixtures | 2011-01-01 | Non-unitized | 121 BOONE AVE 40391 | KY | 0 | 0 | 0 | 0
E364.00-Poles, Towers, and Fixtures | 2011-01-01 | Non-unitized | CAMARGO RD PUMP 8 40353 | KY | 0 | 0 | 0 | 0
E364.00-Poles, Towers, and Fixtures | 2011-01-01 | Non-unitized | 110 S MAIN ST | KY | 1 | 0 | 0 | 0
E364.00-Poles, Towers, and Fixtures | 2011-01-01 | Non-unitized | 263 LAKE WALES DR | KY | 0 | 0 | 0 | 0
E364.00-Poles, Towers, and Fixtures | 2011-01-01 | Non-unitized | WINTER'S GONE LN | KY | 0 | 0 | 0 | 0
E364.00-Poles, Towers, and Fixtures | 2011-01-01 | Non-unitized | 281 GOOD NEIGHBOR 40854 | KY | 0 | 0 | 0 | 0
E364.00-Poles, Towers, and Fixtures | 2011-01-01 | Non-unitized | 3295 SHAKERTOWN RD 40422 | KY | 0 | 0 | 0 | 0
E364.00-Poles, Towers, and Fixtures | 2011-01-01 | Non-unitized | 437 W MAIN ST 42718 | KY | 0 | 0 | 0 | 0
E364.00-Poles, Towers, and Fixtures | 2011-01-01 | Non-unitized | 3010 CANE RIDGE RD 40361 | KY | 0 | 0 | 0 | 0
E364.00-Poles, Towers, and Fixtures | 2011-01-01 | Non-unitized | BARDSTOWN | KY | 0 | 0 | 0 | 0
E364.00-Poles, Towers, and Fixtures | 2011-01-01 | Non-unitized | ECAPRR315-Inst cap/reg/recl-Lexington | KY | 0 | 0 | 0 | 0
E364.00-Poles, Towers, and Fixtures | 2011-01-01 | Non-unitized | 8950 OLD RICHMOND RD 40475 | KY | 0 | 0 | 0 | 0
E364.00-Poles, Towers, and Fixtures | 2011-01-01 | Non-unitized | TODDS ROAD @ PRICETOWN LN | KY | 0 | 0 | 0 | 0
E364.00-Poles, Towers, and Fixtures | 2011-01-01 | Non-unitized | DORCHESTER AVE 2 T-HNGR 40965 | KY | 0 | 0 | 0 | 0
E364.00-Poles, Towers, and Fixtures | 2011-01-01 | Non-unitized | LEXINGTON AVE & WESTSIDE 40391 | KY | 0 | 0 | 0 | 0
E364.00-Poles, Towers, and Fixtures | 2011-01-01 | Non-unitized | TRBORD315-TROUBLE ORDERS 315 | KY | 0 | 0 | 0 | 0
E364.00-Poles, Towers, and Fixtures | 2011-01-01 | Non-unitized | HWY 22 40327 | KY | 0 | 0 | 0 | 0
E364.00-Poles, Towers, and Fixtures | 2011-01-01 | Non-unitized | 87 TRADING POST LN 42350 | KY | 0 | 0 | 0 | 0
E364.00-Poles, Towers, and Fixtures | 2011-01-01 | Non-unitized | BRIAN WALTERS | KY | 0 | 0 | 0 | 0
E364.00-Poles, Towers, and Fixtures | 2011-01-01 | Non-unitized | WALNUT 40475 | KY | 0 | 0 | 0 | 0
E364.00-Poles, Towers, and Fixtures | 2011-01-01 | Non-unitized | 703 E NEW CIRCLE RD | KY | 0 | 0 | 0 | 0
E364.00-Poles, Towers, and Fixtures | 2011-01-01 | Non-unitized | OAKLAND 40475 | KY | 0 | 0 | 0 | 0
E364.00-Poles, Towers, and Fixtures | 2011-01-01 | Non-unitized | EQUITY DR 40006 | KY | 1 | 0 | 0 | 0
E364.00-Poles, Towers, and Fixtures | 2011-01-01 | Non-unitized | RDDD256OH-Rep Def Equip-OH-Shelbyvl | KY | 0 | 0 | 0 | 0
E364.00-Poles, Towers, and Fixtures | 2011-01-01 | Non-unitized | 540 W MARY INGLES HWY 41002 | KY | 0 | 0 | 0 | 0
E364.00-Poles, Towers, and Fixtures | 2011-01-01 | Non-unitized | 1665 SUTHARDS CHURCH RD | KY | 0 | 0 | 0 | 0
E364.00-Poles, Towers, and Fixtures | 2011-01-01 | Non-unitized | 12921 HIGHWAY 421 OFFICE 40045 | KY | 1 | 0 | 0 | 0
E364.00-Poles, Towers, and Fixtures | 2011-01-01 | Non-unitized | 130 ALEXANDRIA JETT 40324 | KY | 0 | 0 | 0 | 0
E364.00-Poles, Towers, and Fixtures | 2011-01-01 | Non-unitized | WOODLAKE RD 40601 - DO NOT WORK ON THE BLANKET PROJECT - THIS SHOULD BE AN INDIVIDUAL PROJECT! | KY | 0 | 0 | 0 | 0
E364.00-Poles, Towers, and Fixtures | 2011-01-01 | Non-unitized | EPWORTH AVE 40390 | KY | 0 | 0 | 0 | 0
E364.00-Poles, Towers, and Fixtures | 2011-01-01 | Non-unitized | 3540 CARRICK RD 40324 | KY | 0 | 0 | 0 | 0
E364.00-Poles, Towers, and Fixtures | 2011-01-01 | Non-unitized | 4130 MT STERLING RD 40391 | KY | 0 | 0 | 0 | 0
E364.00-Poles, Towers, and Fixtures | 2011-01-01 | Non-unitized | RDSTLT416-REP REPL DEF ST LIGHTS 416 | KY | 0 | 0 | 0 | 0
E364.00-Poles, Towers, and Fixtures | 2011-01-01 | Non-unitized | TRAMMELL RD | KY | 0 | 0 | 0 | 0
E364.00-Poles, Towers, and Fixtures | 2011-01-01 | Non-unitized | RDSTLT315-REP REPL ST LIGHTS 315 | KY | 0 | 0 | 0 | 0
E364.00-Poles, Towers, and Fixtures | 2011-01-01 | Non-unitized | MAIN ST | KY | 0 | 0 | 0 | 0
E364.00-Poles, Towers, and Fixtures | 2011-01-01 | Non-unitized | NBSV236UG-New Bus Serv-UG-Richmond | KY | 5 | 0 | 0 | 0
E364.00-Poles, Towers, and Fixtures | 2011-01-01 | Non-unitized | 176 MUSKIE LANE MIDLAND 40371 | KY | 0 | 0 | 0 | 0
E364.00-Poles, Towers, and Fixtures | 2011-02-16 | Non-unitized | Maysville Pole Treatment | KY | 0 | 0 | 0 | 0
E364.00-Poles, Towers, and Fixtures | 2011-02-01 | Non-unitized | HWY 38 | KY | 0 | 0 | 0 | 0
E364.00-Poles, Towers, and Fixtures | 2011-02-28 | POLE WOOD 45 FT (DIST) | POLE WOOD 45 FT (00007) | KY | 147 | 433699.89 | 2950.3394 | 0
E364.00-Poles, Towers, and Fixtures | 2011-02-01 | Non-unitized | 518 MONTOCELLO ST, TEMP | KY | 0 | 0 | 0 | 0
E364.00-Poles, Towers, and Fixtures | 2011-04-30 | POLE WOOD 35 FT (DIST) | POLE WOOD 35 FT (00005) | KY | 3 | 17542.41 | 5847.47 | 0
E364.00-Poles, Towers, and Fixtures | 2011-03-31 | POLE WOOD 30 FT (DIST) | POLE WOOD 30 FT (00004) | KY | 8 | -35353.38 | -4419.1725 | 0
E364.00-Poles, Towers, and Fixtures | 2011-02-01 | Non-unitized | 67 BAKER BRANCH RD 40988 | KY | 0 | 0 | 0 | 0
E364.00-Poles, Towers, and Fixtures | 2011-02-01 | Non-unitized | 88 MEEKS LN 42344 | KY | 0 | 0 | 0 | 0
E364.00-Poles, Towers, and Fixtures | 2011-02-01 | Non-unitized | HWY 467 | KY | 0 | 0 | 0 | 0
E364.00-Poles, Towers, and Fixtures | 2011-02-01 | Non-unitized | 573 LYNN DR 40330 | KY | 0 | 0 | 0 | 0
E364.00-Poles, Towers, and Fixtures | 2011-02-01 | Non-unitized | WHITE OAK PK 41031 | KY | 0 | 0 | 0 | 0
E364.00-Poles, Towers, and Fixtures | 2011-03-31 | POLE WOOD 55 FT (DIST) | POLE WOOD 55 FT (00009) | KY | 1 | 1816.43 | 1816.43 | 0
E364.00-Poles, Towers, and Fixtures | 2011-02-01 | Non-unitized | 710 HENDRICKSON | KY | 0 | 0 | 0 | 0
E364.00-Poles, Towers, and Fixtures | 2011-02-01 | Non-unitized | 3215 E HWY. 22 40068 | KY | 0 | 0 | 0 | 0
E364.00-Poles, Towers, and Fixtures | 2011-02-01 | Non-unitized | 613 HIGHLAND AV | KY | 0 | 0 | 0 | 0
E364.00-Poles, Towers, and Fixtures | 2011-02-01 | Non-unitized | 241 RUSSELL LN 40965 | KY | 0 | 0 | 0 | 0
E364.00-Poles, Towers, and Fixtures | 2011-02-01 | Non-unitized | MCWHORTER RD. BAD TEL POLE | KY | 0 | 0 | 0 | 0
E364.00-Poles, Towers, and Fixtures | 2011-02-16 | Non-unitized | London Pole Treatment | KY | 0 | 0 | 0 | 0
E364.00-Poles, Towers, and Fixtures | 2011-11-01 | POLE WOOD 35 FT (DIST) | POLE WOOD 35 FT (00005) | KY | 9 | 27953.06 | 3105.8956 | 0
E364.00-Poles, Towers, and Fixtures | 2011-04-01 | Non-unitized | 3900 HILLTOP RD 42461 | KY | 0 | 0 | 0 | 0
E364.00-Poles, Towers, and Fixtures | 2011-04-01 | Non-unitized | 032311-I | KY | 0 | 0 | 0 | 0
E364.00-Poles, Towers, and Fixtures | 2011-04-01 | Non-unitized | HWY N 1223 DORTHIE ROAD | KY | 0 | 0 | 0 | 0
E364.00-Poles, Towers, and Fixtures | 2011-04-01 | Non-unitized | STATE HWY 58 42031 | KY | 0 | 0 | 0 | 0
E364.00-Poles, Towers, and Fixtures | 2011-04-01 | Non-unitized | 509 REDBUD CT | KY | 0 | 0 | 0 | 0
E364.00-Poles, Towers, and Fixtures | 2011-04-01 | Non-unitized | 041511-I | KY | 0 | 0 | 0 | 0
E364.00-Poles, Towers, and Fixtures | 2011-04-01 | Non-unitized | 736 HWY 3451 A 40824 | KY | 0 | 0 | 0 | 0
E364.00-Poles, Towers, and Fixtures | 2011-04-01 | Non-unitized | 210 KNOSP ST | KY | 1 | 0 | 0 | 0
E364.00-Poles, Towers, and Fixtures | 2011-04-01 | Non-unitized | 335 W DIXIE AVE 42701 | KY | 0 | 0 | 0 | 0
E364.00-Poles, Towers, and Fixtures | 2011-04-01 | Non-unitized | LARKHILL LN 40509 | KY | 0 | 0 | 0 | 0
E364.00-Poles, Towers, and Fixtures | 2011-04-01 | Non-unitized | 1040 MAYSVILLE ROAD | KY | 0 | 0 | 0 | 0
E364.00-Poles, Towers, and Fixtures | 2011-04-01 | Non-unitized | 3401 BEREA RD 40475 | KY | 0 | 0 | 0 | 0
E364.00-Poles, Towers, and Fixtures | 2011-04-01 | Non-unitized | SOMERSET JUDICIAL BUILDING | KY | 0 | 0 | 0 | 0
E364.00-Poles, Towers, and Fixtures | 2011-04-01 | Non-unitized | 512 E MAPLE ST | KY | 0 | 0 | 0 | 0
E364.00-Poles, Towers, and Fixtures | 2011-04-01 | Non-unitized | 88 STANLY RD | KY | 0 | 0 | 0 | 0
E364.00-Poles, Towers, and Fixtures | 2011-04-01 | Non-unitized | MINOR STORM | KY | 0 | 0 | 0 | 0
E364.00-Poles, Towers, and Fixtures | 2011-04-01 | Non-unitized | END OF MULLINS STATION RD 40456 | KY | 0 | 0 | 0 | 0
E364.00-Poles, Towers, and Fixtures | 2011-04-01 | Non-unitized | E HWY 52 40475 | KY | 0 | 0 | 0 | 0
E364.00-Poles, Towers, and Fixtures | 2011-04-01 | Non-unitized | 2151 WEST PARK RD 42701 | KY | 0 | 0 | 0 | 0
E364.00-Poles, Towers, and Fixtures | 2011-05-01 | Non-unitized | 884 ROCHESTER RD 42320 | KY | 0 | 0 | 0 | 0
E364.00-Poles, Towers, and Fixtures | 2011-05-01 | Non-unitized | 391 N FIRST ST 400051 | KY | 0 | 0 | 0 | 0
E364.00-Poles, Towers, and Fixtures | 2011-05-01 | Non-unitized | 602 W MAIN ST | KY | 0 | 0 | 0 | 0
E364.00-Poles, Towers, and Fixtures | 2011-05-01 | Non-unitized | 3100 WALL ST 40513 | KY | 0 | 0 | 0 | 0
E364.00-Poles, Towers, and Fixtures | 2011-05-01 | Non-unitized | W OFFICE STREET | KY | 0 | 0 | 0 | 0
E364.00-Poles, Towers, and Fixtures | 2011-05-01 | Non-unitized | MANCHESTER BASEBALL FIEILD | KY | 0 | 0 | 0 | 0
E364.00-Poles, Towers, and Fixtures | 2011-05-01 | Non-unitized | TOTZ SUB RD | KY | 0 | 0 | 0 | 0
E364.00-Poles, Towers, and Fixtures | 2011-05-01 | Non-unitized | 112 JAYCEES RD BARN 40444 | KY | 0 | 0 | 0 | 0
E364.00-Poles, Towers, and Fixtures | 2011-05-01 | Non-unitized | 465 HINKSTON PK 40353 | KY | 0 | 0 | 0 | 0
E364.00-Poles, Towers, and Fixtures | 2011-05-01 | Non-unitized | PERRYVILLE ROAD | KY | 0 | 0 | 0 | 0
E364.00-Poles, Towers, and Fixtures | 2011-05-01 | Non-unitized | 2865 STATE ROUTE 175 42325 | KY | 0 | 0 | 0 | 0
E364.00-Poles, Towers, and Fixtures | 2011-11-30 | CROSS ARMS | CROSS ARMS (07362) | KY | 330 | 51885.43 | 157.2286 | 0
E364.00-Poles, Towers, and Fixtures | 2011-05-01 | Non-unitized | 450 CREEKSIDE DR 40855 | KY | 0 | 0 | 0 | 0
E364.00-Poles, Towers, and Fixtures | 2011-05-01 | Non-unitized | CLYMINE RD 42724 | KY | 0 | 0 | 0 | 0
E364.00-Poles, Towers, and Fixtures | 2011-06-01 | POLE WOOD 55 FT (DIST) | POLE WOOD 55 FT (00009) | KY | 3 | 7995.99 | 2665.33 | 0
E364.00-Poles, Towers, and Fixtures | 2011-05-01 | Non-unitized | 1538 MIDLAND TRL W US60 40065 | KY | 0 | 0 | 0 | 0
E364.00-Poles, Towers, and Fixtures | 2011-04-01 | Non-unitized | 040411-I | KY | 0 | 0 | 0 | 0
E364.00-Poles, Towers, and Fixtures | 2011-04-01 | Non-unitized | 3331 LEXINGTON RD RD GARAGE 40475 | KY | 0 | 0 | 0 | 0
E364.00-Poles, Towers, and Fixtures | 2011-04-01 | Non-unitized | STINKING CREEK | KY | 0 | 0 | 0 | 0
E364.00-Poles, Towers, and Fixtures | 2011-04-01 | Non-unitized | E FACTORY | KY | 0 | 0 | 0 | 0
E364.00-Poles, Towers, and Fixtures | 2011-04-01 | Non-unitized | 426 N WINTER ST | KY | 0 | 0 | 0 | 0
E364.00-Poles, Towers, and Fixtures | 2011-03-30 | Non-unitized | Ckt 0316 KU Mill Creek Sub | KY | 0 | 0 | 0 | 0
E364.00-Poles, Towers, and Fixtures | 2011-04-30 | POLE WOOD 75 FT (DIST) | POLE WOOD 75 FT (00013) | KY | 1 | 7515.18 | 7515.18 | 0
E364.00-Poles, Towers, and Fixtures | 2011-04-30 | POLE WOOD 80 FT (DIST) | POLE WOOD 80 FT (00014) | KY | 2 | 19134.01 | 9567.005 | 0
E364.00-Poles, Towers, and Fixtures | 2011-04-01 | Non-unitized | S US HWY 421 | KY | 0 | 0 | 0 | 0
E364.00-Poles, Towers, and Fixtures | 2011-10-31 | POLE WOOD 35 FT (DIST) | POLE WOOD 35 FT (00005) | KY | 21 | 46105.24 | 2195.4876 | 0
E364.00-Poles, Towers, and Fixtures | 2011-06-30 | Non-unitized | NBSV156OH-New Elect Serv-Ovhd-Earlington | KY | 0 | 0 | 0 | 0
E364.00-Poles, Towers, and Fixtures | 2011-07-01 | Non-unitized | CORY LANE | KY | 0 | 0 | 0 | 0
E364.00-Poles, Towers, and Fixtures | 2011-07-01 | Non-unitized | 3050 S DIXIE BLVD 40160 | KY | 0 | 0 | 0 | 0
E364.00-Poles, Towers, and Fixtures | 2011-07-01 | Non-unitized | 612 W ROCHESTER AVE 40965 | KY | 0 | 0 | 0 | 0
E364.00-Poles, Towers, and Fixtures | 2011-07-01 | Non-unitized | LEBANON BYPASS | KY | 0 | 0 | 0 | 0
E364.00-Poles, Towers, and Fixtures | 2011-07-31 | POLE WOOD 30 FT (DIST) | POLE WOOD 30 FT (00004) | KY | 22 | 29217.84 | 1328.0836 | 0
E364.00-Poles, Towers, and Fixtures | 2011-07-01 | Non-unitized | 230 TRACY LN 40601 | KY | 0 | 0 | 0 | 0
E364.00-Poles, Towers, and Fixtures | 2011-07-01 | Non-unitized | 467 ANNISTON DR 40505 | KY | 0 | 0 | 0 | 0
E364.00-Poles, Towers, and Fixtures | 2011-07-01 | Non-unitized | MIKE STEELE, DEVILS NECK | KY | 0 | 0 | 0 | 0
E364.00-Poles, Towers, and Fixtures | 2011-07-01 | Non-unitized | SOMERSET PLASTICS | KY | 0 | 0 | 0 | 0
E364.00-Poles, Towers, and Fixtures | 2011-08-31 | POLE WOOD 55 FT (DIST) | POLE WOOD 55 FT (00009) | KY | 14 | 66593.37 | 4756.6693 | 0
E364.00-Poles, Towers, and Fixtures | 2011-07-01 | Non-unitized | RT.1,HWY #8 41007 | KY | 0 | 0 | 0 | 0
E364.00-Poles, Towers, and Fixtures | 2011-07-01 | Non-unitized | 304 S QUEEN ST 40353 | KY | 0 | 0 | 0 | 0
E364.00-Poles, Towers, and Fixtures | 2011-07-01 | Non-unitized | 800 BUTTERMILK LN 42320 | KY | 0 | 0 | 0 | 0
E364.00-Poles, Towers, and Fixtures | 2011-07-01 | Non-unitized | TS 4 pm | KY | 0 | 0 | 0 | 0
E364.00-Poles, Towers, and Fixtures | 2011-07-01 | Non-unitized | 827 BETHLEHEM RD 40361 | KY | 0 | 0 | 0 | 0
E364.00-Poles, Towers, and Fixtures | 2011-07-01 | Non-unitized | STATE HWY 902 42037 | KY | 0 | 0 | 0 | 0
E364.00-Poles, Towers, and Fixtures | 2011-07-01 | Non-unitized | TUNNEL RIDGE RD | KY | 0 | 0 | 0 | 0
E364.00-Poles, Towers, and Fixtures | 2011-07-01 | Non-unitized | 966 CAMPBELLSVILLE RD 42728 | KY | 0 | 0 | 0 | 0
E364.00-Poles, Towers, and Fixtures | 2010-12-31 | Non-unitized | CKT 0390 Meldrum Sub | KY | 0 | 0 | 0 | 0
E364.00-Poles, Towers, and Fixtures | 2011-07-01 | Non-unitized | 614 MAPLE AVE 40508 | KY | 0 | 0 | 0 | 0
E364.00-Poles, Towers, and Fixtures | 2011-07-01 | Non-unitized | 694 DANIELS MTN 40873 | KY | 0 | 0 | 0 | 0
E364.00-Poles, Towers, and Fixtures | 2011-07-01 | Non-unitized | 626 N 12TH ST 40965 | KY | 0 | 0 | 0 | 0
E364.00-Poles, Towers, and Fixtures | 2011-07-01 | Non-unitized | 3903 US HIGHWAY 431 TEMP 42323 | KY | 0 | 0 | 0 | 0
E364.00-Poles, Towers, and Fixtures | 2011-07-01 | Non-unitized | 10524 US HIGHWAY 25 40977 | KY | 0 | 0 | 0 | 0
E364.00-Poles, Towers, and Fixtures | 2011-07-01 | Non-unitized | 504 HOPKINSVILLE ST 42345 | KY | 0 | 0 | 0 | 0
E364.00-Poles, Towers, and Fixtures | 2011-07-01 | Non-unitized | 062111-I | KY | 0 | 0 | 0 | 0
E364.00-Poles, Towers, and Fixtures | 2011-07-01 | Non-unitized | 150 SPENCER HAMILTON | KY | 0 | 0 | 0 | 0
E364.00-Poles, Towers, and Fixtures | 2011-07-01 | Non-unitized | 30 STATE ROUTE 2917 42459 | KY | 0 | 0 | 0 | 0
E364.00-Poles, Towers, and Fixtures | 2011-07-01 | Non-unitized | 1033 STATE ROUTE 365 42459 | KY | 0 | 0 | 0 | 0
E364.00-Poles, Towers, and Fixtures | 2011-07-01 | Non-unitized | 345 N WINTER ST | KY | 0 | 0 | 0 | 0
E364.00-Poles, Towers, and Fixtures | 2011-07-01 | Non-unitized | 260 OLD CORINTH OWENTON RD. | KY | 0 | 0 | 0 | 0
E364.00-Poles, Towers, and Fixtures | 2011-08-01 | POLE WOOD 75 FT (DIST) | POLE WOOD 75 FT (00013) | KY | 1 | 18441.28 | 18441.28 | 0
E364.00-Poles, Towers, and Fixtures | 2011-07-01 | Non-unitized | 5580 METROPOLIS LAKE RD 42086 | KY | 0 | 0 | 0 | 0
E364.00-Poles, Towers, and Fixtures | 2011-07-01 | Non-unitized | 2601 LEBANON RD 40422 | KY | 0 | 0 | 0 | 0
E364.00-Poles, Towers, and Fixtures | 2011-07-01 | Non-unitized | MARTIN L KING BLVD | KY | 0 | 0 | 0 | 0
E364.00-Poles, Towers, and Fixtures | 2011-12-01 | STEEL POLES | STEEL POLES (07726) | KY | 4 | 3882.93 | 970.7325 | 0
E364.00-Poles, Towers, and Fixtures | 2011-12-01 | POLE WOOD 30 FT (DIST) | POLE WOOD 30 FT (00004) | KY | 74 | 33162.69 | 448.1445 | 0
E364.00-Poles, Towers, and Fixtures | 2011-08-01 | Non-unitized | Project = WorkOrder | KY | 0 | 0 | 0 | 0
E364.00-Poles, Towers, and Fixtures | 2011-08-01 | Non-unitized | Project Level Work Order | KY | 0 | 0 | 0 | 0
E364.00-Poles, Towers, and Fixtures | 2011-08-01 | Non-unitized | 174 BLANCHE AVE | KY | 0 | 0 | 0 | 0
E364.00-Poles, Towers, and Fixtures | 2011-08-01 | Non-unitized | Rep Thrd Pty Dmg - Project Level Work Order | KY | 0 | 0 | 0 | 0
E364.00-Poles, Towers, and Fixtures | 2011-08-01 | Non-unitized | 367 MAIN ST 42642 | KY | 0 | 0 | 0 | 0
E364.00-Poles, Towers, and Fixtures | 2011-08-01 | Non-unitized | New Bus Ind - Ovhd - Project Level Work Order | KY | 0 | 0 | 0 | 0
E364.00-Poles, Towers, and Fixtures | 2011-08-01 | Non-unitized | GLENBORO RD | KY | 0 | 0 | 0 | 0
E364.00-Poles, Towers, and Fixtures | 2011-08-01 | Non-unitized | 188 OLD SAW MILL RD | KY | 0 | 0 | 0 | 0
E364.00-Poles, Towers, and Fixtures | 2011-08-01 | Non-unitized | New Bus Com - UG - Project Level Work Order | KY | 0 | 0 | 0 | 0
E364.00-Poles, Towers, and Fixtures | 2011-08-01 | Non-unitized | US HWY 60 W 42064 | KY | 0 | 0 | 0 | 0
E364.00-Poles, Towers, and Fixtures | 2011-08-01 | Non-unitized | 1466 STATE ROUTE 601 SHOP 42345 | KY | 0 | 0 | 0 | 0
E364.00-Poles, Towers, and Fixtures | 2011-08-01 | Non-unitized | 675 ROLLING HILLS LN 40391 | KY | 0 | 0 | 0 | 0
E364.00-Poles, Towers, and Fixtures | 2012-04-30 | POLE WOOD 45 FT (DIST) | POLE WOOD 45 FT (00007) | KY | 1 | 1831.64 | 1831.64 | 0
E364.00-Poles, Towers, and Fixtures | 2012-01-01 | Non-unitized | NBSV246OH-New Elect Services-Overhead | KY | 0 | 0 | 0 | 0
E364.00-Poles, Towers, and Fixtures | 2012-02-29 | POLE WOOD 50 FT (DIST) | POLE WOOD 50 FT (00008) | KY | 5 | 23315.17 | 4663.034 | 0
E364.00-Poles, Towers, and Fixtures | 2012-02-01 | POLE WOOD 35 FT (DIST) | POLE WOOD 35 FT (00005) | KY | 43 | 72534.73 | 1686.8542 | 0
E364.00-Poles, Towers, and Fixtures | 2012-01-01 | Non-unitized | Cir Hard Reliab - OH - Project Level Work Order | KY | 0 | 0 | 0 | 0
E364.00-Poles, Towers, and Fixtures | 2011-11-30 | Non-unitized | TBRD416OH-Trouble Orders OH - 014160 | KY | 0 | 0 | 0 | 0
E364.00-Poles, Towers, and Fixtures | 2012-11-01 | POLE WOOD 35 FT (DIST) | POLE WOOD 35 FT (00005) | KY | 145 | 286347.91 | 1974.8132 | 0
E364.00-Poles, Towers, and Fixtures | 2011-11-01 | Non-unitized | E. PITTSBURG RD SUBDIVISION | KY | 0 | 0 | 0 | 0
E364.00-Poles, Towers, and Fixtures | 2011-10-01 | Non-unitized | 103 HILL-N-DALE AVE | KY | 0 | 0 | 0 | 0
E364.00-Poles, Towers, and Fixtures | 2011-10-01 | Non-unitized | Cust Req - Project Level Work Order | KY | 0 | 0 | 0 | 0
E364.00-Poles, Towers, and Fixtures | 2012-01-01 | Non-unitized | STLT315-STREET LIGHTING 315 | KY | 0 | 0 | 0 | 0
E364.00-Poles, Towers, and Fixtures | 2012-01-01 | Non-unitized | New Bus Resid - Project Level Work Order | KY | 0 | 0 | 0 | 0
E364.00-Poles, Towers, and Fixtures | 2012-01-01 | Non-unitized | STLT256-STREET LIGHTING 256 | KY | 0 | 0 | 0 | 0
E364.00-Poles, Towers, and Fixtures | 2012-01-01 | Non-unitized | TBRD216OH-Trouble Orders OH - 012160 | KY | 0 | 0 | 0 | 0
E364.00-Poles, Towers, and Fixtures | 2012-02-01 | Non-unitized | CORINTH STRING RD 41010 | KY | 0 | 0 | 0 | 0
E364.00-Poles, Towers, and Fixtures | 2012-02-01 | Non-unitized | 8958 BIRCHFIELD HGTS RD 24293 | KY | 0 | 0 | 0 | 0
E364.00-Poles, Towers, and Fixtures | 2012-02-01 | Non-unitized | HWY 431 ISLAND TO PERDUE 42350 | KY | 0 | 0 | 0 | 0
E364.00-Poles, Towers, and Fixtures | 2012-02-01 | Non-unitized | 1229 VERSAILLES RD 40508 | KY | 0 | 0 | 0 | 0
E364.00-Poles, Towers, and Fixtures | 2012-01-01 | Non-unitized | New Bus Resident - Project Level Work Order | KY | 0 | 0 | 0 | 0
E364.00-Poles, Towers, and Fixtures | 2012-01-01 | Non-unitized | RDPOLE366-Pole repair/replacement 366 | KY | 0 | 0 | 0 | 0
E364.00-Poles, Towers, and Fixtures | 2012-09-01 | POLE WOOD 30 FT (DIST) | POLE WOOD 30 FT (00004) | KY | 44 | 44818.93 | 1018.612 | 0
E364.00-Poles, Towers, and Fixtures | 2012-12-01 | CROSS ARMS | CROSS ARMS (07362) | KY | 181 | 176490.32 | 975.0846 | 0
E364.00-Poles, Towers, and Fixtures | 2012-01-01 | Non-unitized | 3914 DELANEY FERRY RD FG-100 | KY | 0 | 0 | 0 | 0
E364.00-Poles, Towers, and Fixtures | 2011-12-31 | Non-unitized | UK HOSPITAL DISTRIBUTION RELOC OH INSTALL WOODLAND & EUCLID | KY | 0 | 0 | 0 | 0
E364.00-Poles, Towers, and Fixtures | 2012-05-01 | POLE WOOD 30 FT (DIST) | POLE WOOD 30 FT (00004) | KY | 6 | 7388.82 | 1231.47 | 0
E364.00-Poles, Towers, and Fixtures | 2012-12-30 | POLE WOOD 45 FT (DIST) | POLE WOOD 45 FT (00007) | KY | 55 | 308971.32 | 5617.6604 | 0
E364.00-Poles, Towers, and Fixtures | 2012-05-01 | POLE WOOD 55 FT (DIST) | POLE WOOD 55 FT (00009) | KY | 1 | 10105.73 | 10105.73 | 0
E364.00-Poles, Towers, and Fixtures | 2012-10-01 | POLE WOOD 40 FT (DIST) | POLE WOOD 40 FT (00006) | KY | 183 | 731465.96 | 3997.0817 | 0
E364.00-Poles, Towers, and Fixtures | 2012-04-01 | Non-unitized | NBID166-NEW BUSINESS IND 166 | KY | 0 | 0 | 0 | 0
E364.00-Poles, Towers, and Fixtures | 2012-10-01 | POLE WOOD 50 FT (DIST) | POLE WOOD 50 FT (00008) | KY | 25 | 147095.39 | 5883.8156 | 0
E364.00-Poles, Towers, and Fixtures | 2012-01-01 | Non-unitized | Cust Req - Project Level Work Order | KY | 0 | 0 | 0 | 0
E364.00-Poles, Towers, and Fixtures | 2012-01-01 | Non-unitized | 208 HIGH ST | KY | 0 | 0 | 0 | 0
E364.00-Poles, Towers, and Fixtures | 2012-04-01 | Non-unitized | 589 LONGVIEW DR 40503 | KY | 0 | 0 | 0 | 0
E364.00-Poles, Towers, and Fixtures | 2012-02-01 | STEEL POLES | STEEL POLES (07726) | KY | 2 | 19541.88 | 9770.94 | 0
E364.00-Poles, Towers, and Fixtures | 2012-09-01 | POLE WOOD 45 FT (DIST) | POLE WOOD 45 FT (00007) | KY | 72 | 230506.1 | 3201.4736 | 0
E364.00-Poles, Towers, and Fixtures | 2012-03-31 | POLE WOOD 70 FT (DIST) | POLE WOOD 70 FT (00012) | KY | 6 | 55205.89 | 9200.9817 | 0
E364.00-Poles, Towers, and Fixtures | 1946-01-01 | GUY | MP1946 Poles, Towers, and Fixtures | KY | 0 | 0 | 0 | 0
E364.00-Poles, Towers, and Fixtures | 2012-04-01 | Non-unitized | 2863 GEORGETOWN RD 40361 | KY | 0 | 0 | 0 | 0
E364.00-Poles, Towers, and Fixtures | 2012-04-30 | Non-unitized | Construction Work in Progress | KY | 0 | 0 | 0 | 0
E364.00-Poles, Towers, and Fixtures | 2012-04-01 | Non-unitized | NBSV426UG-New Bus Serv-UG-London | KY | 0 | 0 | 0 | 0
E364.00-Poles, Towers, and Fixtures | 2012-04-01 | Non-unitized | HENDRICKSON | KY | 0 | 0 | 0 | 0
E364.00-Poles, Towers, and Fixtures | 2012-04-01 | Non-unitized | MOORMAN TO ISLAND 34.5KV 42357 | KY | 1 | 0 | 0 | 0
E364.00-Poles, Towers, and Fixtures | 2012-04-01 | Non-unitized | RDPOLD216-REP/REPL DEF POL'S 216 | KY | 0 | 0 | 0 | 0
E364.00-Poles, Towers, and Fixtures | 2012-04-01 | Non-unitized | SWITC766-SWITCHING T/D - 017660 | KY | 0 | 0 | 0 | 0
E364.00-Poles, Towers, and Fixtures | 2012-07-31 | POLE WOOD 50 FT (DIST) | POLE WOOD 50 FT (00008) | KY | 7 | 16821.47 | 2403.0671 | 0
E364.00-Poles, Towers, and Fixtures | 2012-09-30 | POLE WOOD 50 FT (DIST) | POLE WOOD 50 FT (00008) | KY | 10 | 35290.93 | 3529.093 | 0
E364.00-Poles, Towers, and Fixtures | 2012-06-30 | Non-unitized | 2826434 | KY | 0 | 0 | 0 | 0
E364.00-Poles, Towers, and Fixtures | 2012-10-01 | Non-unitized | TS | KY | 0 | 0 | 0 | 0
E364.00-Poles, Towers, and Fixtures | 2012-10-01 | Non-unitized | 26 LAWRENCEBURG LP 40012 | KY | 0 | 0 | 0 | 0
E364.00-Poles, Towers, and Fixtures | 2012-07-01 | Non-unitized | Pole Reinforcement | KY | 0 | 0 | 0 | 0
E364.00-Poles, Towers, and Fixtures | 2012-07-01 | Non-unitized | Pole Treatment | KY | 0 | 0 | 0 | 0
E364.00-Poles, Towers, and Fixtures | 2013-02-28 | POLE WOOD 30 FT (DIST) | POLE WOOD 30 FT (00004) | KY | 45 | 43237.7 | 960.8378 | 0
E364.00-Poles, Towers, and Fixtures | 2013-02-28 | POLE WOOD 35 FT (DIST) | POLE WOOD 35 FT (00005) | KY | 70 | 119058.27 | 1700.8324 | 0
E364.00-Poles, Towers, and Fixtures | 2012-10-31 | POLE WOOD 45 FT (DIST) | POLE WOOD 45 FT (00007) | KY | 5 | 13875.7 | 2775.14 | 0
E364.00-Poles, Towers, and Fixtures | 2012-06-30 | Non-unitized | 133081 - Construct 2.5 miles of over head primary three phase 397 ASCR wire to serve new mine load. This is a refundable project. WR - 2793474 | KY | 0 | 0 | 0 | 0
E364.00-Poles, Towers, and Fixtures | 2012-07-01 | Non-unitized | US 68 | KY | 0 | 0 | 0 | 0
E364.00-Poles, Towers, and Fixtures | 2012-09-01 | POLE WOOD 55 FT (DIST) | POLE WOOD 55 FT (00009) | KY | 3 | 7410.3 | 2470.1 | 0
E364.00-Poles, Towers, and Fixtures | 2012-06-30 | Estimated Retirement | 133081 - Construct 2.5 miles of over head primary three phase 397 ASCR wire to serve new mine load. This is a refundable project. WR - 2793474 | KY | 0 | 0 | 0 | 0
E364.00-Poles, Towers, and Fixtures | 2012-08-01 | Non-unitized | 071812-I | KY | 0 | 0 | 0 | 0
E364.00-Poles, Towers, and Fixtures | 2012-08-01 | Non-unitized | ts PM | KY | 0 | 0 | 0 | 0
E364.00-Poles, Towers, and Fixtures | 2012-08-01 | POLE WOOD 40 FT (DIST) | POLE WOOD 40 FT (00006) | KY | 6 | 67504.1 | 11250.6833 | 0
E364.00-Poles, Towers, and Fixtures | 2012-08-31 | STEEL POLES | STEEL POLES (07726) | KY | 1 | 11071.37 | 11071.37 | 0
E364.00-Poles, Towers, and Fixtures | 2012-08-01 | POLE WOOD 100 FT (DIST) | POLE WOOD 100 FT (00018) | KY | 0 | 0 | 0 | 0
E364.00-Poles, Towers, and Fixtures | 2012-07-01 | Non-unitized | FUSE426-Fuse Coord-London | KY | 1 | 0 | 0 | 0
E364.00-Poles, Towers, and Fixtures | 2012-06-30 | Non-unitized | Black Branch Rd Uflex | KY | 0 | 0 | 0 | 0
E364.00-Poles, Towers, and Fixtures | 2012-12-31 | Non-unitized | 3715 FICKLIN RD 40353 | KY | 0 | 0 | 0 | 0
E364.00-Poles, Towers, and Fixtures | 2012-11-01 | Non-unitized | PERRYVILLE ROAD | KY | 0 | 0 | 0 | 0
E364.00-Poles, Towers, and Fixtures | 2012-11-01 | Non-unitized | 634 N MULBERRY ST. 42701 | KY | 0 | 0 | 0 | 0
E364.00-Poles, Towers, and Fixtures | 2012-09-26 | CROSS ARMS | CROSS ARMS (07362) | KY | 1 | 2298.66 | 2298.66 | 0
E364.00-Poles, Towers, and Fixtures | 2012-09-26 | POLE WOOD 35 FT (DIST) | POLE WOOD 35 FT (00005) | KY | 1 | 11392.55 | 11392.55 | 0
E364.00-Poles, Towers, and Fixtures | 2013-01-01 | Non-unitized | Cap. Install Work | KY | 0 | 0 | 0 | 0
E364.00-Poles, Towers, and Fixtures | 2012-12-31 | POLE WOOD 55 FT (DIST) | POLE WOOD 55 FT (00009) | KY | 9 | 27730.05 | 3081.1167 | 0
E364.00-Poles, Towers, and Fixtures | 2013-03-31 | POLE WOOD 30 FT (DIST) | POLE WOOD 30 FT (00004) | KY | 69 | 59129.99 | 856.9564 | 0
E364.00-Poles, Towers, and Fixtures | 2013-03-31 | POLE WOOD 60 FT (DIST) | POLE WOOD 60 FT (00010) | KY | 1 | 6300.32 | 6300.32 | 0
E364.00-Poles, Towers, and Fixtures | 2013-02-01 | Non-unitized | CNBCD236O-NB Comm OH - 012360 | KY | 0 | 0 | 0 | 0
E364.00-Poles, Towers, and Fixtures | 2012-08-31 | Non-unitized | 3023228 | KY | 0 | 0 | 0 | 0
E364.00-Poles, Towers, and Fixtures | 2013-01-01 | Non-unitized | NONE | KY | 0 | 0 | 0 | 0
E364.00-Poles, Towers, and Fixtures | 2012-11-30 | Non-unitized | KU MAJOR STORM 062912 | KY | 0 | 0 | 0 | 0
E364.00-Poles, Towers, and Fixtures | 2012-11-30 | POLE WOOD 60 FT (DIST) | POLE WOOD 60 FT (00010) | KY | 7 | 18139.83 | 2591.4043 | 0
E364.00-Poles, Towers, and Fixtures | 2013-01-01 | Non-unitized | CNBCD156O-NB Comm OH - 011560 | KY | 0 | 0 | 0 | 0
E364.00-Poles, Towers, and Fixtures | 2012-12-31 | Non-unitized | REP THRD PARTY DAM | KY | 0 | 0 | 0 | 0
E364.00-Poles, Towers, and Fixtures | 2013-02-01 | Non-unitized | CPOL256-NB Outdoor Lights - 012560 | KY | 0 | 0 | 0 | 0
E364.00-Poles, Towers, and Fixtures | 2013-01-01 | Non-unitized | CRCST156-Cust Requested - 011560 | KY | 0 | 0 | 0 | 0
E364.00-Poles, Towers, and Fixtures | 2013-01-31 | Non-unitized | KU MAJOR STORM 070812 | KY | 0 | 0 | 0 | 0
E364.00-Poles, Towers, and Fixtures | 2013-01-31 | Non-unitized | KU MAJOR STORM 071912 | KY | 0 | 0 | 0 | 0
E364.00-Poles, Towers, and Fixtures | 2013-01-01 | Non-unitized | CRPOLE246-Pole Repair/Replace - 012460 | KY | 0 | 0 | 0 | 0
E364.00-Poles, Towers, and Fixtures | 2013-02-01 | Non-unitized | 013013-I | KY | 0 | 0 | 0 | 0
E364.00-Poles, Towers, and Fixtures | 2013-01-01 | Non-unitized | CTPD236-Capital Thrd Party - 012360 | KY | 0 | 0 | 0 | 0
E364.00-Poles, Towers, and Fixtures | 2013-01-01 | Non-unitized | CTPD366-Capital Thrd Party - 013660 | KY | 0 | 0 | 0 | 0
E364.00-Poles, Towers, and Fixtures | 2013-01-01 | Non-unitized | 1122 SAINT CHARLES RD | KY | 0 | 0 | 0 | 0
E364.00-Poles, Towers, and Fixtures | 2013-01-01 | Non-unitized | CREEKBEND | KY | 0 | 0 | 0 | 0
E364.00-Poles, Towers, and Fixtures | 2013-04-30 | POLE WOOD 30 FT (DIST) | POLE WOOD 30 FT (00004) | KY | 21 | 51041.4 | 2430.5429 | 0
E364.00-Poles, Towers, and Fixtures | 2013-06-01 | POLE WOOD 50 FT (DIST) | POLE WOOD 50 FT (00008) | KY | 6 | 59203.37 | 9867.2283 | 0
E364.00-Poles, Towers, and Fixtures | 2013-04-01 | Non-unitized | CTPD216-Capital Thrd Party - 012160 | KY | 0 | 0 | 0 | 0
E364.00-Poles, Towers, and Fixtures | 2013-04-30 | Non-unitized | New Bus Resid - Ovhd - Project Level Work Order | KY | 0 | 0 | 0 | 0
E364.00-Poles, Towers, and Fixtures | 2013-04-01 | Non-unitized | CRDD315O-Capital Rep Def OH - 013150 | KY | 0 | 0 | 0 | 0
E364.00-Poles, Towers, and Fixtures | 2013-04-01 | Non-unitized | CRDD426O-Capital Rep Def OH - 014260 | KY | 0 | 0 | 0 | 0
E364.00-Poles, Towers, and Fixtures | 2013-05-30 | POLE WOOD 30 FT (DIST) | POLE WOOD 30 FT (00004) | KY | 2 | 243.76 | 121.88 | 0
E364.00-Poles, Towers, and Fixtures | 2013-05-01 | Non-unitized | Investment | KY | 0 | 0 | 0 | 0
E364.00-Poles, Towers, and Fixtures | 2013-04-30 | Non-unitized | New Bus Resid - Project Level Work Order | KY | 4 | 0 | 0 | 0
E364.00-Poles, Towers, and Fixtures | 2013-07-31 | POLE WOOD 45 FT (DIST) | POLE WOOD 45 FT (00007) | KY | 11 | 17806.05 | 1618.7318 | 0
E364.00-Poles, Towers, and Fixtures | 2013-07-31 | POLE WOOD 50 FT (DIST) | POLE WOOD 50 FT (00008) | KY | 16 | 34454.66 | 2153.4163 | 0
E364.00-Poles, Towers, and Fixtures | 2013-08-31 | POLE WOOD 35 FT (DIST) | POLE WOOD 35 FT (00005) | KY | 6 | 6505.12 | 1084.1867 | 0
E364.00-Poles, Towers, and Fixtures | 2013-07-01 | Non-unitized | SANDY BR 40935 | KY | 0 | 0 | 0 | 0
E364.00-Poles, Towers, and Fixtures | 2013-07-01 | Non-unitized | 315 2ND ST 40977 | KY | 0 | 0 | 0 | 0
E364.00-Poles, Towers, and Fixtures | 2013-07-01 | Non-unitized | CNBSV216O-NB Elect Serv OH - 012160 | KY | 0 | 0 | 0 | 0
E364.00-Poles, Towers, and Fixtures | 2013-07-01 | Non-unitized | CNBSV315U-NB Elect Serv UG - 013150 | KY | 0 | 0 | 0 | 0
E364.00-Poles, Towers, and Fixtures | 2013-08-01 | Non-unitized | 011213-I | KY | 0 | 0 | 0 | 0
E364.00-Poles, Towers, and Fixtures | 2013-08-01 | Non-unitized | 080913-I | KY | 0 | 0 | 0 | 0
E364.00-Poles, Towers, and Fixtures | 2013-07-01 | Non-unitized | ts 1930 | KY | 0 | 0 | 0 | 0
E364.00-Poles, Towers, and Fixtures | 2013-08-01 | Non-unitized | 013113-I | KY | 0 | 0 | 0 | 0
E364.00-Poles, Towers, and Fixtures | 2013-08-01 | Non-unitized | THUNDERSTORM 10:00PM | KY | 0 | 0 | 0 | 0
E364.00-Poles, Towers, and Fixtures | 2013-08-01 | Non-unitized | ts 1800 | KY | 0 | 0 | 0 | 0
E364.00-Poles, Towers, and Fixtures | 2013-08-01 | Non-unitized | ts 1600 | KY | 0 | 0 | 0 | 0
E364.00-Poles, Towers, and Fixtures | 2013-07-01 | Non-unitized | 061813-I | KY | 0 | 0 | 0 | 0
E364.00-Poles, Towers, and Fixtures | 2013-12-01 | POLE WOOD 40 FT (DIST) | POLE WOOD 40 FT (00006) | KY | 45 | 159297.33 | 3539.9407 | 0
E364.00-Poles, Towers, and Fixtures | 2013-12-01 | POLE WOOD 55 FT (DIST) | POLE WOOD 55 FT (00009) | KY | 4 | 19316.63 | 4829.1575 | 0
E364.00-Poles, Towers, and Fixtures | 2013-11-01 | Non-unitized | CSYSEN256-Sys Enh - 012560 | KY | 0 | 0 | 0 | 0
E364.00-Poles, Towers, and Fixtures | 2014-01-01 | POLE WOOD 30 FT (DIST) | POLE WOOD 30 FT (00004) | KY | 172 | 165308.23 | 961.0944 | 0
E364.00-Poles, Towers, and Fixtures | 2014-01-01 | POLE WOOD 60 FT (DIST) | POLE WOOD 60 FT (00010) | KY | 1 | 4780.96 | 4780.96 | 0
E364.00-Poles, Towers, and Fixtures | 2014-01-01 | Non-unitized | CTPD426-Capital Thrd Party - 014260 | KY | 0 | 0 | 0 | 0
E364.00-Poles, Towers, and Fixtures | 2013-12-31 | Non-unitized | 138947-Earlington Pole Inspection 2013. This project is for inspecting and treating poles and reinforcing and/or replacing poles on the PITP. | KY | 0 | 0 | 0 | 0
E364.00-Poles, Towers, and Fixtures | 2013-12-31 | Non-unitized | 138948-Pineville Pole Inspection 2013. This project is for inspecting and treating and reinforcing and/or replacing poles as identified from the PITP. | KY | 0 | 0 | 0 | 0
E364.00-Poles, Towers, and Fixtures | 2013-12-31 | Non-unitized | 138949-London/Somerset Pole Inspection 2013. This project is for inspecting and treating and reinforcing and/or replacing poles as identified from the PITP. | KY | 0 | 0 | 0 | 0
E364.00-Poles, Towers, and Fixtures | 2013-11-30 | POLE WOOD 55 FT (DIST) | POLE WOOD 55 FT (00009) | KY | 12 | 41727.71 | 3477.3092 | 0
E364.00-Poles, Towers, and Fixtures | 2014-01-01 | Non-unitized | CNBCD366U-NB Comm UG - 013660 | KY | 0 | 0 | 0 | 0
E364.00-Poles, Towers, and Fixtures | 2014-01-01 | Non-unitized | CPOL236-NB Outdoor Lights - 012360 | KY | 0 | 0 | 0 | 0
E364.00-Poles, Towers, and Fixtures | 2014-01-01 | Non-unitized | CRCST315-Cust Requested - 013150 | KY | 0 | 0 | 0 | 0
E364.00-Poles, Towers, and Fixtures | 2014-01-01 | Non-unitized | CRDD426O-Capital Rep Def OH - 014260 | KY | 0 | 0 | 0 | 0
E364.00-Poles, Towers, and Fixtures | 2014-01-01 | Non-unitized | CRELD156-Capital Reliability - 011560 | KY | 0 | 0 | 0 | 0
E364.00-Poles, Towers, and Fixtures | 2014-02-01 | Non-unitized | CSTLT315-NB Street Lights - 013150 | KY | 0 | 0 | 0 | 0
E364.00-Poles, Towers, and Fixtures | 2014-06-01 | STEEL POLES | STEEL POLES | KY | 10 | 57194.18 | 5719.418 | 0
E364.00-Poles, Towers, and Fixtures | 2014-04-30 | POLE WOOD 30 FT (DIST) | POLE WOOD 30 FT (00004) | KY | 10 | 15275.72 | 1527.572 | 0
E364.00-Poles, Towers, and Fixtures | 2014-04-30 | POLE WOOD 45 FT (DIST) | POLE WOOD 45 FT (00007) | KY | 51 | 151194.85 | 2964.6049 | 0
E364.00-Poles, Towers, and Fixtures | 2014-03-31 | Non-unitized | CIFI 2013 Camargo 0659 | KY | 0 | 0 | 0 | 0
E364.00-Poles, Towers, and Fixtures | 1954-05-01 | Estimated Retirement | CIFI 2013 - EARL-ST CHAR 3410 | KY | 0 | 0 | 0 | 0
E364.00-Poles, Towers, and Fixtures | 1997-05-01 | Estimated Retirement | CIFI 2013 - BUTLER 0950 | KY | 0 | 0 | 0 | 0
E364.00-Poles, Towers, and Fixtures | 2014-04-30 | Non-unitized | CIFI 2013 LOCKPORT 2532 | KY | 0 | 0 | 0 | 0
E364.00-Poles, Towers, and Fixtures | 2014-06-30 | CROSS ARMS | CROSS ARMS (07362) | KY | 17 | 1203.49 | 70.7935 | 0
E364.00-Poles, Towers, and Fixtures | 2014-05-01 | Non-unitized | CSTRM256-050914-I-Taxable-050914-I-Taxable-11 | KY | 0 | 0 | 0 | 0
E364.00-Poles, Towers, and Fixtures | 2014-05-01 | Non-unitized | CSTRM315-051414-I-Taxable-051414-I-Taxable-11 | KY | 0 | 0 | 0 | 0
E364.00-Poles, Towers, and Fixtures | 2014-07-01 | Non-unitized | CRSTLT426-Taxable-Repair Street Lights - 01426012 | KY | 0 | 0 | 0 | 0
E364.00-Poles, Towers, and Fixtures | 2014-07-01 | Non-unitized | STRM12560-122012-MOL-Taxable-122012-MOL-Taxable-MOL11 | KY | 0 | 0 | 0 | 0
E364.00-Poles, Towers, and Fixtures | 2014-07-01 | Non-unitized | CNBRD216U-NB Resid UG - 012160 | KY | 0 | 0 | 0 | 0
E364.00-Poles, Towers, and Fixtures | 2013-09-24 | POLE WOOD 40 FT (DIST) | POLE WOOD 40 FT (00006) | KY | 2 | 3031.81 | 1515.905 | 0
E364.00-Poles, Towers, and Fixtures | 2014-09-30 | STEEL POLES | STEEL POLES | KY | 1 | 70745.81 | 70745.81 | 0
E364.00-Poles, Towers, and Fixtures | 2014-09-30 | POLE WOOD 30 FT (DIST) | POLE WOOD 30 FT (00004) | KY | 10 | 13600.33 | 1360.033 | 0
E364.00-Poles, Towers, and Fixtures | 2013-12-31 | Non-unitized | CIFI 2013 Lawrenceburg 2516 | KY | 0 | 0 | 0 | 0
E364.00-Poles, Towers, and Fixtures | 2014-06-24 | Non-unitized | Power Feed for TIC | KY | 0 | 0 | 0 | 0
E364.00-Poles, Towers, and Fixtures | 2014-11-30 | POLE WOOD 45 FT (DIST) | POLE WOOD 45 FT (00007) | KY | 251 | 948182.62 | 3777.62 | 0
E364.00-Poles, Towers, and Fixtures | 2015-01-01 | Non-unitized | CNBRD416O-NB Resid OH - 014160 | KY | 0 | 0 | 0 | 0
E364.00-Poles, Towers, and Fixtures | 2015-01-31 | Non-unitized | CNBSV156U-NB Elect Serv UG - 011560 | KY | 0 | 0 | 0 | 0
E364.00-Poles, Towers, and Fixtures | 2015-07-31 | CROSS ARMS | CROSS ARMS (07362) | KY | 424 | 236229.46 | 557.145 | 0
E364.00-Poles, Towers, and Fixtures | 2015-05-31 | POLE WOOD 40 FT (DIST) | POLE WOOD 40 FT (00006) | KY | 38 | 57266.76 | 1507.02 | 0
E364.00-Poles, Towers, and Fixtures | 2015-01-01 | Non-unitized | CTPD236-Taxable-Capital Thrd Party - 01236012 | KY | 0 | 0 | 0 | 0
E364.00-Poles, Towers, and Fixtures | 2015-01-01 | Non-unitized | CNBSV315O-NB Elect Serv OH - 013150 | KY | 0 | 0 | 0 | 0
E364.00-Poles, Towers, and Fixtures | 2015-02-01 | Non-unitized | CRCST216-Cust Requested - 012160 | KY | 0 | 0 | 0 | 0
E364.00-Poles, Towers, and Fixtures | 2015-02-01 | Non-unitized | CRCST256-Cust Requested - 012560 | KY | 0 | 0 | 0 | 0
E364.00-Poles, Towers, and Fixtures | 2015-04-01 | Non-unitized | CNBCD236O-NB Comm OH - 012360 | KY | 0 | 0 | 0 | 0
E364.00-Poles, Towers, and Fixtures | 2015-01-01 | Non-unitized | CNBCD246O-NB Comm OH - 012460 | KY | 0 | 0 | 0 | 0
E364.00-Poles, Towers, and Fixtures | 2015-02-01 | Non-unitized | CRCST416-Cust Requested - 014160 | KY | 0 | 0 | 0 | 0
E364.00-Poles, Towers, and Fixtures | 2015-01-01 | Non-unitized | CRDD216O-Taxable-Capital Rep Def OH - 01216012 | KY | 0 | 0 | 0 | 0
E364.00-Poles, Towers, and Fixtures | 2015-01-31 | Non-unitized | CNBCD426O-NB Comm OH - 014260 | KY | 0 | 0 | 0 | 0
E364.00-Poles, Towers, and Fixtures | 2015-01-31 | Non-unitized | CNBRD156U-NB Resid UG - 011560 | KY | 1 | 0 | 0 | 0
E364.00-Poles, Towers, and Fixtures | 2015-07-31 | POLE WOOD 35 FT (DIST) | POLE WOOD 35 FT (00005) | KY | 20 | 48931.61 | 2446.5805 | 0
E364.00-Poles, Towers, and Fixtures | 2015-03-31 | CROSS ARMS | CROSS ARMS (07362) | KY | 1921 | 1291805.54 | 672.4651 | 0
E364.00-Poles, Towers, and Fixtures | 2015-01-01 | Non-unitized | CRELD216-Capital Reliability - 012160 | KY | 1 | 0 | 0 | 0
E364.00-Poles, Towers, and Fixtures | 2015-01-01 | Non-unitized | CNBRD315O-NB Resid OH - 013150 | KY | 0 | 0 | 0 | 0
E364.00-Poles, Towers, and Fixtures | 2014-07-31 | POLE WOOD 55 FT (DIST) | POLE WOOD 55 FT (00009) | KY | 20 | 77848.06 | 3892.403 | 0
E364.00-Poles, Towers, and Fixtures | 2015-03-31 | POLE WOOD 45 FT (DIST) | POLE WOOD 45 FT (00007) | KY | 69 | 136143.24 | 1973.0904 | 0
E364.00-Poles, Towers, and Fixtures | 2015-04-01 | Non-unitized | CRPOL236-Taxable-Repair Outdoor Lights - 01236012 | KY | 0 | 0 | 0 | 0
E364.00-Poles, Towers, and Fixtures | 2015-02-01 | Non-unitized | CRPOLE416-Taxable-Pole Repair/Replace - 01416012 | KY | 0 | 0 | 0 | 0
E364.00-Poles, Towers, and Fixtures | 2014-12-31 | CROSS ARMS | CROSS ARMS (07362) | KY | 1229 | 926447.35 | 753.8221 | 0
E364.00-Poles, Towers, and Fixtures | 2015-02-01 | Non-unitized | CRSTLT426-Taxable-Repair Street Lights - 01426012 | KY | 0 | 0 | 0 | 0
E364.00-Poles, Towers, and Fixtures | 2015-02-01 | Non-unitized | CSTLT246-NB Street Lights - 012460 | KY | 0 | 0 | 0 | 0
E364.00-Poles, Towers, and Fixtures | 2015-03-15 | Non-unitized | ALEXANDER- 0501 | KY | 0 | 0 | 0 | 0
E364.00-Poles, Towers, and Fixtures | 2015-01-31 | POLE WOOD 45 FT (DIST) | POLE WOOD 45 FT (00007) | KY | 141 | 625356.68 | 4435.1538 | 0
E364.00-Poles, Towers, and Fixtures | 2015-02-01 | Non-unitized | CSTLT366-NB Street Lights - 013660 | KY | 0 | 0 | 0 | 0
E364.00-Poles, Towers, and Fixtures | 2015-10-01 | Non-unitized | NONE | KY | 0 | 0 | 0 | 0
E364.00-Poles, Towers, and Fixtures | 2014-09-15 | POLE WOOD 35 FT (DIST) | POLE WOOD 35 FT (00005) | KY | 1 | 1552.95 | 1552.95 | 0
E364.00-Poles, Towers, and Fixtures | 2014-12-31 | Non-unitized | MANCHESTER 0250 - CIFI 2014 | KY | 0 | 0 | 0 | 0
E364.00-Poles, Towers, and Fixtures | 2015-02-01 | Non-unitized | CRPOL246-Taxable-Repair Outdoor Lights - 01246012 | KY | 0 | 0 | 0 | 0
E364.00-Poles, Towers, and Fixtures | 2014-12-31 | Non-unitized | 854 W WATER STREET 41041 | KY | 0 | 0 | 0 | 0
E364.00-Poles, Towers, and Fixtures | 2015-08-31 | Non-unitized | MARTHA DENNY BARN | KY | 0 | 0 | 0 | 0
E364.00-Poles, Towers, and Fixtures | 2015-02-28 | POLE WOOD 45 FT (DIST) | POLE WOOD 45 FT (00007) | KY | 22 | 120633.03 | 5483.3195 | 0
E364.00-Poles, Towers, and Fixtures | 2014-12-31 | Non-unitized | KU MAJOR STORM 061014 | KY | 0 | 0 | 0 | 0
E364.00-Poles, Towers, and Fixtures | 2014-12-15 | CROSS ARMS | CROSS ARMS (07362) | KY | 13 | 6535.32 | 502.7169 | 0
E364.00-Poles, Towers, and Fixtures | 2014-10-31 | Non-unitized | CRSTLT256-Taxable-Repair Street Lights - 01256012 | KY | 0 | 0 | 0 | 0
E364.00-Poles, Towers, and Fixtures | 2015-01-01 | Non-unitized | CSTRM246-082313-I-Taxable-082313-I-Taxable-11 | KY | 0 | 0 | 0 | 0
E364.00-Poles, Towers, and Fixtures | 2015-01-01 | Non-unitized | CSTRM246-120813-I-Taxable-120813-I-Taxable-11 | KY | 0 | 0 | 0 | 0
E364.00-Poles, Towers, and Fixtures | 2015-01-31 | Non-unitized | CIFI 2013 EVARTS 4475 | KY | 0 | 0 | 0 | 0
E364.00-Poles, Towers, and Fixtures | 2015-04-01 | Non-unitized | NONE | KY | 0 | 0 | 0 | 0
E364.00-Poles, Towers, and Fixtures | 2015-02-01 | Non-unitized | CTBRD256O-Taxable-Cap Trouble Orders OH - 01256012 | KY | 0 | 0 | 0 | 0
E364.00-Poles, Towers, and Fixtures | 2015-02-01 | Non-unitized | CTPD426-Taxable-Capital Thrd Party - 01426012 | KY | 0 | 0 | 0 | 0
E364.00-Poles, Towers, and Fixtures | 2014-12-15 | Non-unitized | RICHMOND 2014 CEMI | KY | 0 | 0 | 0 | 0
E364.00-Poles, Towers, and Fixtures | 2014-12-31 | Non-unitized | Eddyville Hwy Project | KY | 0 | 0 | 0 | 0
E364.00-Poles, Towers, and Fixtures | 2013-04-30 | POLE WOOD 35 FT (DIST) | POLE WOOD 35 FT (DIST) | KY | 7 | 11140.7 | 1591.5286 | 0
E364.00-Poles, Towers, and Fixtures | 2015-10-01 | POLE WOOD 55 FT (DIST) | POLE WOOD 55 FT (00009) | KY | 1 | 3138.6 | 3138.6 | 0
E364.00-Poles, Towers, and Fixtures | 2015-07-25 | POLE WOOD 35 FT (DIST) | POLE WOOD 35 FT (00005) | KY | 1 | 987.33 | 987.33 | 0
E364.00-Poles, Towers, and Fixtures | 2015-11-30 | CROSS ARMS | CROSS ARMS (07362) | KY | 1 | 365.35 | 365.35 | 0
E364.00-Poles, Towers, and Fixtures | 2016-01-01 | Non-unitized | CRPOLE256-Taxable-Pole Repair/Replace - 01256012 | KY | 0 | 0 | 0 | 0
E364.00-Poles, Towers, and Fixtures | 2016-05-01 | Non-unitized | NONE | KY | 0 | 0 | 0 | 0
E364.00-Poles, Towers, and Fixtures | 2016-01-01 | Non-unitized | CNBSV426O-NB Elect Serv OH - 014260 | KY | 0 | 0 | 0 | 0
E364.00-Poles, Towers, and Fixtures | 2016-01-01 | Non-unitized | CRCST426-Cust Requested - 014260 | KY | 0 | 0 | 0 | 0
E364.00-Poles, Towers, and Fixtures | 2016-01-01 | Non-unitized | CRELD315-Capital Reliability - 013150 | KY | 0 | 0 | 0 | 0
E364.00-Poles, Towers, and Fixtures | 2015-10-31 | POLE WOOD 30 FT (DIST) | POLE WOOD 30 FT (00004) | KY | 6 | 8060.71 | 1343.4517 | 0
E364.00-Poles, Towers, and Fixtures | 2016-01-01 | Non-unitized | CRPOLE416-Taxable-Pole Repair/Replace - 01416012 | KY | 0 | 0 | 0 | 0
E364.00-Poles, Towers, and Fixtures | 2016-01-01 | Non-unitized | CRSTLT315-Taxable-Repair Street Lights - 01315012 | KY | 0 | 0 | 0 | 0
E364.00-Poles, Towers, and Fixtures | 2016-01-01 | Non-unitized | CSTLT156-NB Street Lights - 011560 | KY | 0 | 0 | 0 | 0
E364.00-Poles, Towers, and Fixtures | 2016-01-01 | Non-unitized | CSTLT246-NB Street Lights - 012460 | KY | 0 | 0 | 0 | 0
E364.00-Poles, Towers, and Fixtures | 2014-01-31 | POLE WOOD 40 FT (DIST) | POLE WOOD 40 FT (00006) | KY | 2 | 162.2 | 81.1 | 0
E364.00-Poles, Towers, and Fixtures | 2016-01-01 | Non-unitized | CSTLT366-NB Street Lights - 013660 | KY | 0 | 0 | 0 | 0
E364.00-Poles, Towers, and Fixtures | 2016-02-29 | Non-unitized | KU MAJOR STORM - 07/13/15 | KY | 0 | 0 | 0 | 0
E364.00-Poles, Towers, and Fixtures | 2016-01-01 | Non-unitized | CNBCD256O-NB Comm OH - 012560 | KY | 0 | 0 | 0 | 0
E364.00-Poles, Towers, and Fixtures | 2016-01-01 | Non-unitized | CNBCD315O-NB Comm OH - 013150 | KY | 0 | 0 | 0 | 0
E364.00-Poles, Towers, and Fixtures | 2016-01-01 | Non-unitized | CNBCD315U-NB Comm UG - 013150 | KY | 0 | 0 | 0 | 0
E364.00-Poles, Towers, and Fixtures | 2016-01-01 | Non-unitized | CNBCD416O-NB Comm OH - 014160 | KY | 0 | 0 | 0 | 0
E364.00-Poles, Towers, and Fixtures | 2016-01-01 | Non-unitized | CNBCD426O-NB Comm OH - 014260 | KY | 0 | 0 | 0 | 0
E364.00-Poles, Towers, and Fixtures | 2016-01-01 | Non-unitized | CNBRD246O-NB Resid OH - 012460 | KY | 0 | 0 | 0 | 0
E364.00-Poles, Towers, and Fixtures | 2016-01-01 | Non-unitized | CNBRD416U-NB Resid UG - 014160 | KY | 0 | 0 | 0 | 0
E364.00-Poles, Towers, and Fixtures | 2016-01-01 | Non-unitized | CNBSV246O-NB Elect Serv OH - 012460 | KY | 0 | 0 | 0 | 0
E364.00-Poles, Towers, and Fixtures | 2014-12-31 | POLE WOOD 55 FT (DIST) | POLE WOOD 55 FT (DIST) | KY | 17 | 51607.01 | 3035.7065 | 0
E364.00-Poles, Towers, and Fixtures | 2014-12-31 | POLE WOOD 60 FT (DIST) | POLE WOOD 60 FT (DIST) | KY | 4 | 30478.57 | 7619.6425 | 0
E364.00-Poles, Towers, and Fixtures | 2015-10-31 | POLE WOOD 55 FT (DIST) | POLE WOOD 55 FT (DIST) | KY | 30 | 138923.57 | 4630.7857 | 0
E364.00-Poles, Towers, and Fixtures | 2015-06-30 | POLE WOOD 35 FT (DIST) | POLE WOOD 35 FT (DIST) | KY | 121 | 231471.16 | 1912.9848 | 0
E364.00-Poles, Towers, and Fixtures | 2015-01-01 | Non-unitized | 146437-Maysville 2015 Pole Inspection and Treatment Project | KY | 0 | 0 | 0 | 0
E364.00-Poles, Towers, and Fixtures | 2015-01-31 | POLE WOOD 40 FT (DIST) | POLE WOOD 40 FT (DIST) | KY | 1700 | 3351644.36 | 1971.5555 | 0
E364.00-Poles, Towers, and Fixtures | 2015-01-31 | POLE,STEEL, 45 FT | POLE,STEEL, 45 FT | KY | 1 | 5147.16 | 5147.16 | 0
E364.00-Poles, Towers, and Fixtures | 2014-08-31 | POLE WOOD 50 FT (DIST) | POLE WOOD 50 FT (DIST) | KY | 46 | 76996.76 | 1673.8426 | 0
E364.00-Poles, Towers, and Fixtures | 2015-06-30 | POLE WOOD 30 FT (DIST) | POLE WOOD 30 FT (DIST) | KY | 132 | 138432.65 | 1048.7322 | 0
E364.00-Poles, Towers, and Fixtures | 2015-06-30 | POLE WOOD 55 FT (DIST) | POLE WOOD 55 FT (DIST) | KY | 55 | 241352.52 | 4388.2276 | 0
E364.00-Poles, Towers, and Fixtures | 2013-05-30 | POLE WOOD 35 FT (DIST) | POLE WOOD 35 FT (DIST) | KY | 11 | 22618.39 | 2056.2173 | 0
E364.00-Poles, Towers, and Fixtures | 2016-01-31 | POLE WOOD 40 FT (DIST) | POLE WOOD 40 FT (DIST) | KY | 1 | 4766.78 | 4766.78 | 0
E364.00-Poles, Towers, and Fixtures | 2015-03-31 | POLE WOOD 50 FT (DIST) | POLE WOOD 50 FT (DIST) | KY | 217 | 632375.76 | 2914.174 | 0
E364.00-Poles, Towers, and Fixtures | 2014-09-30 | Non-unitized | CTBRD246O-Taxable-Cap Trouble Orders OH - 01246012 | KY | 0 | 0 | 0 | 0
E364.00-Poles, Towers, and Fixtures | 2016-04-01 | Non-unitized | NONE | KY | 0 | 0 | 0 | 0
E364.00-Poles, Towers, and Fixtures | 2016-05-31 | POLE WOOD 55 FT (DIST) | POLE WOOD 55 FT (DIST) | KY | 35 | 231321.98 | 6609.1994 | 0
E364.00-Poles, Towers, and Fixtures | 2016-06-30 | Non-unitized | A O Smith 0607 CIFI 2015 | KY | 0 | 0 | 0 | 0
E364.00-Poles, Towers, and Fixtures | 2015-12-31 | POLE WOOD 50 FT (DIST) | POLE WOOD 50 FT (DIST) | KY | 11 | 13692.66 | 1244.7873 | 0
E364.00-Poles, Towers, and Fixtures | 2015-12-31 | POLE WOOD 55 FT (DIST) | POLE WOOD 55 FT (DIST) | KY | 4 | 4157.64 | 1039.41 | 0
E364.00-Poles, Towers, and Fixtures | 2016-05-31 | POLE WOOD 60 FT (DIST) | POLE WOOD 60 FT (DIST) | KY | 9 | 62062.43 | 6895.8256 | 0
E364.00-Poles, Towers, and Fixtures | 2016-02-29 | Non-unitized | 149944-Wire trailer for Midway | KY | 0 | 0 | 0 | 0
E364.00-Poles, Towers, and Fixtures | 2015-09-30 | POLE WOOD 30 FT (DIST) | POLE WOOD 30 FT (DIST) | KY | 1 | 548.55 | 548.55 | 0
E364.00-Poles, Towers, and Fixtures | 2015-09-30 | POLE WOOD 50 FT (DIST) | POLE WOOD 50 FT (DIST) | KY | 28 | 40877.39 | 1459.9068 | 0
E364.00-Poles, Towers, and Fixtures | 2016-01-31 | POLE WOOD 55 FT (DIST) | POLE WOOD 55 FT (DIST) | KY | 3 | 20860.37 | 6953.4567 | 0
E364.00-Poles, Towers, and Fixtures | 2014-10-31 | POLE WOOD 35 FT (DIST) | POLE WOOD 35 FT (DIST) | KY | 50 | 33668.69 | 673.3738 | 0
E364.00-Poles, Towers, and Fixtures | 2016-07-01 | CROSS ARMS | CROSS ARMS (07362) | KY | 53 | 52727.64 | 994.8611 | 0
E364.00-Poles, Towers, and Fixtures | 2016-07-01 | POLE WOOD 45 FT (DIST) | POLE WOOD 45 FT (DIST) | KY | 13 | 60056.29 | 4619.7146 | 0
E364.00-Poles, Towers, and Fixtures | 2015-04-30 | Non-unitized | CNBSV216U-NB Elect Serv UG - 012160 | KY | 0 | 0 | 0 | 0
E364.00-Poles, Towers, and Fixtures | 2016-08-01 | POLE WOOD 45 FT (DIST) | POLE WOOD 45 FT (DIST) | KY | 1 | 1721.79 | 1721.79 | 0
E364.00-Poles, Towers, and Fixtures | 2013-04-30 | POLE WOOD 50 FT (DIST) | POLE WOOD 50 FT (DIST) | KY | 3 | 10348.6 | 3449.5333 | 0
E364.00-Poles, Towers, and Fixtures | 1948-03-01 | Estimated Retirement | 144737-Lexington Area Major Project - Revised Circuit improvements identified in the Lexington area that are required to serve new load surrounding the University of Kentucky campus and near downtown Lexington, KY. including Central Baptist expansion, | KY | 0 | 0 | 0 | 0
E364.00-Poles, Towers, and Fixtures | 2013-12-31 | POLE WOOD 45 FT (DIST) | POLE WOOD 45 FT (DIST) | KY | 12 | 7009.02 | 584.085 | 0
E364.00-Poles, Towers, and Fixtures | 2013-12-31 | POLE WOOD 50 FT (DIST) | POLE WOOD 50 FT (DIST) | KY | 4 | 3209.04 | 802.26 | 0
E364.00-Poles, Towers, and Fixtures | 2016-01-01 | Non-unitized | 150292-150291-Danville PITP 2016 | KY | 0 | 0 | 0 | 0
E364.00-Poles, Towers, and Fixtures | 2017-01-01 | Non-unitized | CRPOLE315-Taxable-Pole Repair/Replace - 01315012 | KY | 0 | 0 | 0 | 0
E364.00-Poles, Towers, and Fixtures | 2016-10-31 | Non-unitized | NONE | KY | 0 | 0 | 0 | 0
E364.00-Poles, Towers, and Fixtures | 2017-01-01 | Non-unitized | CRSTLT236-Taxable-Repair Street Lights - 01236012 | KY | 0 | 0 | 0 | 0
E364.00-Poles, Towers, and Fixtures | 2017-01-01 | Non-unitized | CRSTLT246-Taxable-Repair Street Lights - 01246012 | KY | 14 | 0 | 0 | 0
E364.00-Poles, Towers, and Fixtures | 2017-01-01 | Non-unitized | CRDD315U-Taxable-Capital Rep Def UG - 01315012 | KY | 0 | 0 | 0 | 0
E364.00-Poles, Towers, and Fixtures | 2016-07-31 | Non-unitized | CKM070616-KU Major Storm Capital 070616 - Earlington, Elizabethtown, and Pineville ONLY | KY | 0 | 0 | 0 | 0
E364.00-Poles, Towers, and Fixtures | 2017-01-31 | Non-unitized | 151832-Somerset 3 - CIFI 2016 Install Midline device | KY | 0 | 0 | 0 | 0
E364.00-Poles, Towers, and Fixtures | 2015-04-30 | POLE WOOD 55 FT (DIST) | POLE WOOD 55 FT (DIST) | KY | 24 | 110918.39 | 4621.5996 | 0
E364.00-Poles, Towers, and Fixtures | 2015-04-30 | POLE WOOD 60 FT (DIST) | POLE WOOD 60 FT (DIST) | KY | 9 | 17484.08 | 1942.6756 | 0
E364.00-Poles, Towers, and Fixtures | 2016-01-31 | GUY | GUY (00070) | KY | 1 | 179.6 | 179.6 | 0
E364.00-Poles, Towers, and Fixtures | 2014-09-30 | POLE WOOD 35 FT (DIST) | POLE WOOD 35 FT (DIST) | KY | 24 | 25222.27 | 1050.9279 | 0
E364.00-Poles, Towers, and Fixtures | 2017-08-31 | POLE WOOD 45 FT (DIST) | POLE WOOD 45 FT (DIST) | KY | 336 | 668426.01 | 1989.3631 | 0
E364.00-Poles, Towers, and Fixtures | 2014-04-30 | POLE WOOD 50 FT (DIST) | POLE WOOD 50 FT (DIST) | KY | 82 | 287485.58 | 3505.9217 | 0
E364.00-Poles, Towers, and Fixtures | 2014-04-30 | POLE WOOD 65 FT (DIST) | POLE WOOD 65 FT (DIST) | KY | 2 | 17150.94 | 8575.47 | 0
E364.00-Poles, Towers, and Fixtures | 2014-12-31 | Non-unitized | CRDD426O-Taxable-Capital Rep Def OH - 01426012 | KY | 0 | 0 | 0 | 0
E364.00-Poles, Towers, and Fixtures | 2015-07-31 | POLES, MODIFIED | POLES, MODIFIED (EACH) (07549) | KY | 12 | 8274.24 | 689.52 | 0
E364.00-Poles, Towers, and Fixtures | 2017-04-01 | Non-unitized | CXFRM246-NB Transformers - 012460 | KY | 0 | 0 | 0 | 0
E364.00-Poles, Towers, and Fixtures | 2017-04-01 | Non-unitized | CNBCD216O-NB Comm OH - 012160 | KY | 0 | 0 | 0 | 0
E364.00-Poles, Towers, and Fixtures | 2017-04-01 | Non-unitized | CNBCD246O-NB Comm OH - 012460 | KY | 0 | 0 | 0 | 0
E364.00-Poles, Towers, and Fixtures | 2017-04-01 | Non-unitized | CNBCD416O-NB Comm OH - 014160 | KY | 0 | 0 | 0 | 0
E364.00-Poles, Towers, and Fixtures | 2017-04-01 | Non-unitized | CNBRD256O-NB Resid OH - 012560 | KY | 0 | 0 | 0 | 0
E364.00-Poles, Towers, and Fixtures | 2017-04-01 | Non-unitized | CNBRD366O-NB Resid OH - 013660 | KY | 0 | 0 | 0 | 0
E364.00-Poles, Towers, and Fixtures | 2017-04-01 | Non-unitized | CNBRD416O-NB Resid OH - 014160 | KY | 0 | 0 | 0 | 0
E364.00-Poles, Towers, and Fixtures | 2017-08-31 | Non-unitized | 153772-Caron 0210 Ckt Hard 2017 | KY | 0 | 0 | 0 | 0
E364.00-Poles, Towers, and Fixtures | 2017-04-01 | Non-unitized | CNBSV315U-NB Elect Serv UG - 013150 | KY | 0 | 0 | 0 | 0
E364.00-Poles, Towers, and Fixtures | 2017-04-01 | Non-unitized | CRELD416-Capital Reliability - 014160 | KY | 0 | 0 | 0 | 0
E364.00-Poles, Towers, and Fixtures | 2017-04-01 | Non-unitized | CSTLT246-NB Street Lights - 012460 | KY | 0 | 0 | 0 | 0
E364.00-Poles, Towers, and Fixtures | 2017-04-01 | Non-unitized | CSTLT315-NB Street Lights - 013150 | KY | 0 | 0 | 0 | 0
E364.00-Poles, Towers, and Fixtures | 2017-04-01 | Non-unitized | CSYSEN366-Sys Enh - 013660 | KY | 0 | 0 | 0 | 0
E364.00-Poles, Towers, and Fixtures | 2017-04-01 | Non-unitized | CSYSEN416-Sys Enh - 014160 | KY | 0 | 0 | 0 | 0
E364.00-Poles, Towers, and Fixtures | 2017-04-01 | Non-unitized | CTBRD236O-Taxable-Cap Trouble Orders OH - 01236012 | KY | 0 | 0 | 0 | 0
E364.00-Poles, Towers, and Fixtures | 2017-04-01 | Non-unitized | CTBRD246U-Taxable-Cap Trouble Orders UG - 01246012 | KY | 0 | 0 | 0 | 0
E364.00-Poles, Towers, and Fixtures | 2018-02-01 | Non-unitized | CNBRD256U-NB Resid UG - 012560 | KY | 0 | 0 | 0 | 0
E364.00-Poles, Towers, and Fixtures | 2018-01-01 | Non-unitized | CNBSV246O-NB Elect Serv OH - 012460 | KY | 0 | 0 | 0 | 0
E364.00-Poles, Towers, and Fixtures | 2018-01-01 | Non-unitized | CNBSV256O-NB Elect Serv OH - 012560 | KY | 0 | 0 | 0 | 0
E364.00-Poles, Towers, and Fixtures | 2018-01-01 | Non-unitized | CNBSV256U-NB Elect Serv UG - 012560 | KY | 0 | 0 | 0 | 0
E364.00-Poles, Towers, and Fixtures | 2018-01-01 | Non-unitized | CNBSV426O-NB Elect Serv OH - 014260 | KY | 0 | 0 | 0 | 0
E364.00-Poles, Towers, and Fixtures | 2018-01-01 | Non-unitized | CRCST256-Cust Requested - 012560 | KY | 0 | 0 | 0 | 0
E364.00-Poles, Towers, and Fixtures | 2018-01-01 | Non-unitized | CRELD156-Capital Reliability - 011560 | KY | 0 | 0 | 0 | 0
E364.00-Poles, Towers, and Fixtures | 2018-02-01 | Non-unitized | CRELD256-Capital Reliability - 012560 | KY | 0 | 0 | 0 | 0
E364.00-Poles, Towers, and Fixtures | 2018-01-01 | Non-unitized | CRSTLT246-Taxable-Repair Street Lights - 01246012 | KY | 0 | 0 | 0 | 0
E364.00-Poles, Towers, and Fixtures | 2018-01-01 | Non-unitized | CRSTLT366-Taxable-Repair Street Lights - 01366012 | KY | 0 | 0 | 0 | 0
E364.00-Poles, Towers, and Fixtures | 2018-01-01 | Non-unitized | CTBRD236O-Taxable-Cap Trouble Orders OH - 01236012 | KY | 0 | 0 | 0 | 0
E364.00-Poles, Towers, and Fixtures | 2018-02-01 | Non-unitized | CTBRD315U-Taxable-Cap Trouble Orders UG - 01315012 | KY | 0 | 0 | 0 | 0
E364.00-Poles, Towers, and Fixtures | 2018-02-01 | Non-unitized | CTBRD426O-Taxable-Cap Trouble Orders OH - 01426012 | KY | 0 | 0 | 0 | 0
E364.00-Poles, Towers, and Fixtures | 2018-02-01 | Non-unitized | CNBCD216O-NB Comm OH - 012160 | KY | 0 | 0 | 0 | 0
E364.00-Poles, Towers, and Fixtures | 2018-02-01 | Non-unitized | CNBCD426O-NB Comm OH - 014260 | KY | 0 | 0 | 0 | 0
E364.00-Poles, Towers, and Fixtures | 2016-01-01 | POLE WOOD 40 FT (DIST) | POLE WOOD 40 FT (DIST) | KY | 598 | 1287510.31 | 2153.0273 | 0
E364.00-Poles, Towers, and Fixtures | 2016-01-01 | POLE WOOD 55 FT (DIST) | POLE WOOD 55 FT (DIST) | KY | 24 | 107959.52 | 4498.3133 | 0
E364.00-Poles, Towers, and Fixtures | 2016-01-01 | H FRAME STRUCTURE | H FRAME STRUCTURE | KY | 1 | 19872.01 | 19872.01 | 0
E364.00-Poles, Towers, and Fixtures | 2016-01-01 | 40' FIBERGLASS POLE(COMPOSITE,RS MO | 40' FIBERGLASS POLE | KY | 4 | 71838.59 | 17959.6475 | 0
E364.00-Poles, Towers, and Fixtures | 2017-07-31 | Non-unitized | 151317-Shelby City 0533 CIFI 2016. Install Mid-Line electronic recloser and complete necessary fuse coordiantion | KY | 0 | 0 | 0 | 0
E364.00-Poles, Towers, and Fixtures | 2017-04-30 | Non-unitized | 153491-Taxable- Phase 1 Replace section of direct buried underground conductor which has failed in Soden Hills subdivisoin in western kentucky. | KY | 0 | 0 | 0 | 0
E364.00-Poles, Towers, and Fixtures | 2016-01-01 | POLE WOOD 75 FT (DIST) | POLE WOOD 75 FT (DIST) | KY | 1 | 32065.28 | 32065.28 | 0
E364.00-Poles, Towers, and Fixtures | 2017-08-31 | POLE WOOD 35 FT (DIST) | POLE WOOD 35 FT (DIST) | KY | 23 | 40521.31 | 1761.7961 | 0
E364.00-Poles, Towers, and Fixtures | 2018-02-05 | Non-unitized | NONE | KY | 0 | 0 | 0 | 0
E364.00-Poles, Towers, and Fixtures | 2017-05-31 | Non-unitized | Lex Arc Flash- Higby Mill 0023 | KY | 0 | 0 | 0 | 0
E364.00-Poles, Towers, and Fixtures | 2017-05-31 | Non-unitized | Lex Arc Flash-Higby Mill 1071 | KY | 0 | 0 | 0 | 0
E364.00-Poles, Towers, and Fixtures | 2015-03-31 | POLE WOOD 55 FT (DIST) | POLE WOOD 55 FT (DIST) | KY | 26 | 70854.92 | 2725.1892 | 0
E364.00-Poles, Towers, and Fixtures | 2017-01-31 | POLE WOOD 55 FT (DIST) | POLE WOOD 55 FT (DIST) | KY | 1 | 1851.52 | 1851.52 | 0
E364.00-Poles, Towers, and Fixtures | 2017-03-31 | POLE WOOD 50 FT (DIST) | POLE WOOD 50 FT (DIST) | KY | 2 | 5125.94 | 2562.97 | 0
E364.00-Poles, Towers, and Fixtures | 2017-05-01 | POLE WOOD 35 FT (DIST) | POLE WOOD 35 FT (DIST) | KY | 5 | 9270.23 | 1854.046 | 0
E364.00-Poles, Towers, and Fixtures | 2017-05-01 | POLE WOOD 40 FT (DIST) | POLE WOOD 40 FT (DIST) | KY | 5 | 19013.79 | 3802.758 | 0
E364.00-Poles, Towers, and Fixtures | 2018-02-28 | Non-unitized | 153574-Earlington Pole Inspection 2017 | KY | 0 | 0 | 0 | 0
E364.00-Poles, Towers, and Fixtures | 2018-02-28 | Non-unitized | 153576-Elizabethtown Pole Inspection 2017 | KY | 0 | 0 | 0 | 0
E364.00-Poles, Towers, and Fixtures | 2017-11-30 | Non-unitized | 150379-Meldrum 0390 CIFI 2017 | KY | 0 | 0 | 0 | 0
E364.00-Poles, Towers, and Fixtures | 2017-02-28 | POLE WOOD 50 FT (DIST) | POLE WOOD 50 FT (DIST) | KY | 1 | 3957.02 | 3957.02 | 0
E364.00-Poles, Towers, and Fixtures | 2016-10-31 | POLE WOOD 30 FT (DIST) | POLE WOOD 30 FT (DIST) | KY | 1 | 950.43 | 950.43 | 0
E364.00-Poles, Towers, and Fixtures | 2017-10-31 | POLE WOOD 45 FT (DIST) | POLE WOOD 45 FT (DIST) | KY | 128 | 309053.4 | 2414.4797 | 0
E364.00-Poles, Towers, and Fixtures | 2017-07-15 | Non-unitized | NONE | KY | 0 | 0 | 0 | 0
E364.00-Poles, Towers, and Fixtures | 2017-12-11 | Non-unitized | NONE | KY | 0 | 0 | 0 | 0
E364.00-Poles, Towers, and Fixtures | 2017-05-31 | Non-unitized | 151159 - Tunnel Hill 1443 - Smallwire 2016 | KY | 0 | 0 | 0 | 0
E364.00-Poles, Towers, and Fixtures | 2017-05-31 | Non-unitized | 151207 - Richmond Smallwire 2016 | KY | 0 | 0 | 0 | 0
E364.00-Poles, Towers, and Fixtures | 2017-09-30 | POLE WOOD 65 FT (DIST) | POLE WOOD 65 FT (DIST) | KY | 2 | 4867 | 2433.5 | 0
E364.00-Poles, Towers, and Fixtures | 2018-06-01 | CROSS ARMS | CROSS ARMS (07362) | KY | 482 | 341070.32 | 707.6148 | 0
E364.00-Poles, Towers, and Fixtures | 2018-05-01 | CROSS ARMS | CROSS ARMS (07362) | KY | 78 | 67903.46 | 870.5572 | 0
E364.00-Poles, Towers, and Fixtures | 2018-05-01 | POLE WOOD 35 FT (DIST) | POLE WOOD 35 FT (DIST) | KY | 19 | 31998.76 | 1684.1453 | 0
E364.00-Poles, Towers, and Fixtures | 2015-03-31 | POLE WOOD 30 FT (DIST) | POLE WOOD 30 FT (DIST) | KY | 211 | 102138.21 | 484.0673 | 0
E364.00-Poles, Towers, and Fixtures | 2014-09-30 | POLE WOOD 30 FT (DIST) | POLE WOOD 30 FT (DIST) | KY | 16 | 11244.44 | 702.7775 | 0
E364.00-Poles, Towers, and Fixtures | 2018-09-01 | POLE WOOD 40 FT (DIST) | POLE WOOD 40 FT (DIST) | KY | 18 | 57825.25 | 3212.5139 | 0
E364.00-Poles, Towers, and Fixtures | 2018-04-30 | Non-unitized | CRELD315-Capital Reliability - 013150 | KY | 0 | 0 | 0 | 0
E364.00-Poles, Towers, and Fixtures | 2018-05-01 | POLE WOOD 30 FT (DIST) | POLE WOOD 30 FT (DIST) | KY | 32 | 33500.97 | 1046.9053 | 0
E364.00-Poles, Towers, and Fixtures | 2018-07-01 | CROSS ARMS | CROSS ARMS (07362) | KY | 45 | 7439.42 | 165.3204 | 0
E364.00-Poles, Towers, and Fixtures | 2016-07-31 | POLE WOOD 45 FT (DIST) | POLE WOOD 45 FT (DIST) | KY | 6 | 32521.96 | 5420.3267 | 0
E364.00-Poles, Towers, and Fixtures | 2018-04-30 | POLE WOOD 50 FT (DIST) | POLE WOOD 50 FT (DIST) | KY | 11 | 48339.01 | 4394.4555 | 0
E364.00-Poles, Towers, and Fixtures | 2018-04-30 | GUY | GUY (00070) | KY | 49 | 7438.75 | 151.8112 | 0
E364.00-Poles, Towers, and Fixtures | 2014-11-30 | Non-unitized | CRPOLE315-Taxable-Pole Repair/Replace - 01315012 | KY | 0 | 0 | 0 | 0
E364.00-Poles, Towers, and Fixtures | 2018-07-31 | Non-unitized | 150749-Calloway 0311 CIFI 2017 | KY | 0 | 0 | 0 | 0
E364.00-Poles, Towers, and Fixtures | 2019-01-01 | Non-unitized | CTPD426-Taxable-Capital Thrd Party - 01426012 | KY | 0 | 0 | 0 | 0
E364.00-Poles, Towers, and Fixtures | 2018-09-30 | Non-unitized | 157742-Calhoun Distr Work for XM | KY | 0 | 0 | 0 | 0
E364.00-Poles, Towers, and Fixtures | 2018-12-31 | Non-unitized | 18PITP236-Richmond PITP 2018 | KY | 0 | 0 | 0 | 0
E364.00-Poles, Towers, and Fixtures | 2018-12-31 | Non-unitized | 18PITP366-Maysville PITP 2018 | KY | 0 | 0 | 0 | 0
E364.00-Poles, Towers, and Fixtures | 2018-12-31 | Non-unitized | 18XMUB216-2018 XM Underbuild DANOC | KY | 0 | 0 | 0 | 0
E364.00-Poles, Towers, and Fixtures | 2019-01-31 | Non-unitized | CKM070518-KU MAJOR STORM-070518 | KY | 0 | 0 | 0 | 0
E364.00-Poles, Towers, and Fixtures | 2019-01-01 | Non-unitized | CNBCD246O-NB Comm OH - 012460 | KY | 0 | 0 | 0 | 0
E364.00-Poles, Towers, and Fixtures | 2019-01-01 | Non-unitized | CNBCD256U-NB Comm UG - 012560 | KY | 0 | 0 | 0 | 0
E364.00-Poles, Towers, and Fixtures | 2019-01-01 | Non-unitized | CNBRD156U-NB Resid UG - 011560 | KY | 0 | 0 | 0 | 0
E364.00-Poles, Towers, and Fixtures | 2019-01-01 | Non-unitized | CNBRD366O-NB Resid OH - 013660 | KY | 0 | 0 | 0 | 0
E364.00-Poles, Towers, and Fixtures | 2019-01-01 | Non-unitized | CNBSV416U-NB Elect Serv UG - 014160 | KY | 0 | 0 | 0 | 0
E364.00-Poles, Towers, and Fixtures | 2019-01-01 | Non-unitized | CRELD236-Capital Reliability - 012360 | KY | 0 | 0 | 0 | 0
E364.00-Poles, Towers, and Fixtures | 2019-01-01 | Non-unitized | CRPOLE156-Taxable-Pole Repair/Replace - 01156012 | KY | 0 | 0 | 0 | 0
E364.00-Poles, Towers, and Fixtures | 2019-01-01 | Non-unitized | CRPOLE236-Taxable-Pole Repair/Replace - 01236012 | KY | 0 | 0 | 0 | 0
E364.00-Poles, Towers, and Fixtures | 2019-02-06 | Non-unitized | NONE | KY | 0 | 0 | 0 | 0
E364.00-Poles, Towers, and Fixtures | 2019-01-01 | Non-unitized | CTBRD246U-Taxable-Cap Trouble Orders UG - 01246012 | KY | 0 | 0 | 0 | 0
E364.00-Poles, Towers, and Fixtures | 2019-02-28 | Non-unitized | 156251 - Hodgenville 2430 Ckt Hard 2018 | KY | 0 | 0 | 0 | 0
E364.00-Poles, Towers, and Fixtures | 2018-12-31 | Non-unitized | 19PITP216-Danville PITP 2019 | KY | 0 | 0 | 0 | 0
E364.00-Poles, Towers, and Fixtures | 2019-12-01 | POLE WOOD 50 FT (DIST) | POLE WOOD 50 FT (DIST) | KY | 210 | 986233.32 | 4696.3491 | 0
E364.00-Poles, Towers, and Fixtures | 2019-03-31 | Non-unitized | 154115-CKT 0101 UPGRADE (REYNOLDS) | KY | 0 | 0 | 0 | 0
E364.00-Poles, Towers, and Fixtures | 2018-06-30 | POLE WOOD 30 FT (DIST) | POLE WOOD 30 FT (DIST) | KY | 61 | 54454.59 | 892.6982 | 0
E364.00-Poles, Towers, and Fixtures | 2018-11-01 | CROSS ARMS | CROSS ARMS (07362) | KY | 2 | 221.73 | 110.865 | 0
E364.00-Poles, Towers, and Fixtures | 2018-11-30 | Non-unitized | LFUCG - MNA 5E | KY | 0 | 0 | 0 | 0
E364.00-Poles, Towers, and Fixtures | 2018-08-31 | Non-unitized | 156817-2018 Earl Trans Line Clear | KY | 0 | 0 | 0 | 0
E364.00-Poles, Towers, and Fixtures | 2018-09-24 | Non-unitized | NONE | KY | 0 | 0 | 0 | 0
E364.00-Poles, Towers, and Fixtures | 2018-11-30 | Non-unitized | 2501 RUSSELL CAVE RD | KY | 0 | 0 | 0 | 0
E364.00-Poles, Towers, and Fixtures | 2018-10-31 | Non-unitized | US 68 STATE RD JOB/C | KY | 0 | 0 | 0 | 0
E364.00-Poles, Towers, and Fixtures | 2018-09-26 | POLE WOOD 35 FT (DIST) | POLE WOOD 35 FT (DIST) | KY | 8 | 21992.47 | 2749.0588 | 0
E364.00-Poles, Towers, and Fixtures | 2019-01-01 | Non-unitized | CSYSEN236-Sys Enh - 012360 | KY | 0 | 0 | 0 | 0
E364.00-Poles, Towers, and Fixtures | 2019-01-01 | Non-unitized | CSYSEN246-Sys Enh - 012460 | KY | 0 | 0 | 0 | 0
E364.00-Poles, Towers, and Fixtures | 2019-01-01 | Non-unitized | CTBRD216O-Taxable-Cap Trouble Orders OH - 01216012 | KY | 0 | 0 | 0 | 0
E364.00-Poles, Towers, and Fixtures | 2019-01-01 | Non-unitized | CTBRD236O-Taxable-Cap Trouble Orders OH - 01236012 | KY | 8 | 0 | 0 | 0
E364.00-Poles, Towers, and Fixtures | 2019-01-01 | Non-unitized | CRDD315U-Taxable-Capital Rep Def UG - 01315012 | KY | 0 | 0 | 0 | 0
E364.00-Poles, Towers, and Fixtures | 2018-09-01 | CROSS ARMS | CROSS ARMS (07362) | KY | 5 | 6771.38 | 1354.276 | 0
E364.00-Poles, Towers, and Fixtures | 2018-09-01 | POLE WOOD 35 FT (DIST) | POLE WOOD 35 FT (DIST) | KY | 3 | 3934.73 | 1311.5767 | 0
E364.00-Poles, Towers, and Fixtures | 2018-09-01 | POLE WOOD 50 FT (DIST) | POLE WOOD 50 FT (DIST) | KY | 1 | 3153.47 | 3153.47 | 0
E364.00-Poles, Towers, and Fixtures | 2018-12-31 | Non-unitized | 19PITP156-Earlington PITP 2019 | KY | 0 | 0 | 0 | 0
E364.00-Poles, Towers, and Fixtures | 2019-07-31 | Non-unitized | KENTUCKY TRANSPORTAT | KY | 0 | 0 | 0 | 0
E364.00-Poles, Towers, and Fixtures | 2019-10-31 | Non-unitized | 159014 - Brodhead 2103 2019 CIFI | KY | 0 | 0 | 0 | 0
E364.00-Poles, Towers, and Fixtures | 2019-04-01 | Non-unitized | NONE | KY | 0 | 0 | 0 | 0
E364.00-Poles, Towers, and Fixtures | 2019-04-19 | Non-unitized | NONE | KY | 0 | 0 | 0 | 0
E364.00-Poles, Towers, and Fixtures | 2019-08-31 | Non-unitized | 158975 - Munfordville 2442 to Rio 2451 Ckt Hard 2019 | KY | 0 | 0 | 0 | 0
E364.00-Poles, Towers, and Fixtures | 2019-08-31 | Non-unitized | 158976 - Rio 2451 Ckt Hard 2019 | KY | 0 | 0 | 0 | 0
E364.00-Poles, Towers, and Fixtures | 2019-04-30 | Non-unitized | 158833-156220 - Somerset South 0542 2018 CEMI | KY | 0 | 0 | 0 | 0
E364.00-Poles, Towers, and Fixtures | 2019-04-30 | Non-unitized | 152793-Mt. Vernon Substation Project Distribution | KY | 0 | 0 | 0 | 0
E364.00-Poles, Towers, and Fixtures | 2019-12-01 | POLE,STEEL, 45 FT | POLE,STEEL, 45 FT | KY | 2 | 33922.32 | 16961.16 | 0
E364.00-Poles, Towers, and Fixtures | 2019-05-31 | Non-unitized | 155272-London Ckt 200 Main St Recon | KY | 0 | 0 | 0 | 0
E364.00-Poles, Towers, and Fixtures | 2019-05-31 | Non-unitized | 155277-Ckt 286 Echo Valley Slate Ridge | KY | 0 | 0 | 0 | 0
E364.00-Poles, Towers, and Fixtures | 2019-06-30 | Non-unitized | 152840-DSP Hume Road Sub Phase 2 distribution | KY | 0 | 0 | 0 | 0
E364.00-Poles, Towers, and Fixtures | 2014-09-30 | POLE WOOD 65 FT (DIST) | POLE WOOD 65 FT (DIST) | KY | 2 | 35242.68 | 17621.34 | 0
E364.00-Poles, Towers, and Fixtures | 2014-09-30 | POLE WOOD 70 FT (DIST) | POLE WOOD 70 FT (DIST) | KY | 1 | 17563.16 | 17563.16 | 0
E364.00-Poles, Towers, and Fixtures | 2014-04-30 | POLE WOOD 70 FT (DIST) | POLE WOOD 70 FT (DIST) | KY | 2 | 35269.99 | 17634.995 | 0
E364.00-Poles, Towers, and Fixtures | 2019-08-31 | Non-unitized | KYTC -WALLINS CREEK | KY | 0 | 0 | 0 | 0
E364.00-Poles, Towers, and Fixtures | 2019-06-30 | Non-unitized | XFER TO NEW BELL POL | KY | 0 | 0 | 0 | 0
E364.00-Poles, Towers, and Fixtures | 2019-10-31 | Non-unitized | REMOVE EXISTING DOWN | KY | 0 | 0 | 0 | 0
E364.00-Poles, Towers, and Fixtures | 2019-06-30 | Non-unitized | Minor Storm | KY | 0 | 0 | 0 | 0
E364.00-Poles, Towers, and Fixtures | 2019-10-17 | Non-unitized | NONE | KY | 0 | 0 | 0 | 0
E364.00-Poles, Towers, and Fixtures | 2019-07-31 | CROSS ARMS | CROSS ARMS (07362) | KY | 9 | 49850.81 | 5538.9789 | 0
E364.00-Poles, Towers, and Fixtures | 2019-12-31 | Non-unitized | 19XMUB156-2019 XM Underbuild EAROC | KY | 0 | 0 | 0 | 0
E364.00-Poles, Towers, and Fixtures | 2019-12-31 | Non-unitized | LFUCG- MNA 6A-1 EDGE | KY | 0 | 0 | 0 | 0
E364.00-Poles, Towers, and Fixtures | 2019-12-31 | Non-unitized | POSSIBLE CROSS BORE | KY | 0 | 0 | 0 | 0
E364.00-Poles, Towers, and Fixtures | 2019-10-31 | POLE WOOD 60 FT (DIST) | POLE WOOD 60 FT (DIST) | KY | 1 | 4891.84 | 4891.84 | 0
E364.00-Poles, Towers, and Fixtures | 2020-01-01 | POLE WOOD 45 FT (DIST) | POLE WOOD 45 FT (DIST) | KY | 68 | 258649.9 | 3803.675 | 0
E364.00-Poles, Towers, and Fixtures | 2020-01-01 | Non-unitized | CCAPR216-Taxable-Capital CAP/REG/RECL - 012160 12 | KY | 0 | 0 | 0 | 0
E364.00-Poles, Towers, and Fixtures | 2020-01-01 | Non-unitized | CSYSEN426-Sys Enh - 014260 | KY | 0 | 0 | 0 | 0
E364.00-Poles, Towers, and Fixtures | 2020-01-01 | Non-unitized | CTBRD216O-Taxable-Cap Trouble Orders OH - 01216012 | KY | 0 | 0 | 0 | 0
E364.00-Poles, Towers, and Fixtures | 2020-04-01 | Non-unitized | CCAPR156-Capital CAP/REG/RECL - 011560 | KY | 0 | 0 | 0 | 0
E364.00-Poles, Towers, and Fixtures | 2018-10-31 | POLE WOOD 45 FT (DIST) | POLE WOOD 45 FT (DIST) | KY | 2 | 8791.5 | 4395.75 | 0
E364.00-Poles, Towers, and Fixtures | 2019-09-30 | POLE WOOD 45 FT (DIST) | POLE WOOD 45 FT (DIST) | KY | 521 | 2132311.58 | 4092.7286 | 0
E364.00-Poles, Towers, and Fixtures | 2019-09-30 | GUY | GUY (00070) | KY | 109 | 35467.13 | 325.3865 | 0
E364.00-Poles, Towers, and Fixtures | 2020-01-01 | Non-unitized | CCAPR315-Taxable-Capital CAP/REG/RECL - 01315012 | KY | 1 | 0 | 0 | 0
E364.00-Poles, Towers, and Fixtures | 2020-01-01 | Non-unitized | CNBCD156O-NB Comm OH - 011560 | KY | 0 | 0 | 0 | 0
E364.00-Poles, Towers, and Fixtures | 2020-01-01 | Non-unitized | CTPD366-Taxable-Capital Thrd Party - 01366012 | KY | 0 | 0 | 0 | 0
E364.00-Poles, Towers, and Fixtures | 2020-01-01 | Non-unitized | CTBRD256O-Taxable-Cap Trouble Orders OH - 01256012 | KY | 1 | 0 | 0 | 0
E364.00-Poles, Towers, and Fixtures | 2019-07-31 | POLE WOOD 55 FT (DIST) | POLE WOOD 55 FT (DIST) | KY | 5 | 28196.14 | 5639.228 | 0
E364.00-Poles, Towers, and Fixtures | 2018-07-31 | GUY | GUY (00070) | KY | 3 | 3631.73 | 1210.5767 | 0
E364.00-Poles, Towers, and Fixtures | 2020-01-01 | GUY | GUY (00070) | KY | 683 | 64774.6 | 94.8384 | 0
E364.00-Poles, Towers, and Fixtures | 2020-01-01 | Non-unitized | CNBRD236U-NB Resid UG - 012360 | KY | 0 | 0 | 0 | 0
E364.00-Poles, Towers, and Fixtures | 2020-01-01 | Non-unitized | CNBRD246O-NB Resid OH - 012460 | KY | 0 | 0 | 0 | 0
E364.00-Poles, Towers, and Fixtures | 2020-01-01 | Non-unitized | CNBRD416O-NB Resid OH - 014160 | KY | 0 | 0 | 0 | 0
E364.00-Poles, Towers, and Fixtures | 2020-02-01 | Non-unitized | CNBSV236O-NB Elect Serv OH - 012360 | KY | 0 | 0 | 0 | 0
E364.00-Poles, Towers, and Fixtures | 2020-01-01 | Non-unitized | CRCST236-Cust Requested - 012360 | KY | 0 | 0 | 0 | 0
E364.00-Poles, Towers, and Fixtures | 2020-01-01 | Non-unitized | CRCST256-Cust Requested - 012560 | KY | 0 | 0 | 0 | 0
E364.00-Poles, Towers, and Fixtures | 2020-02-29 | CROSS ARMS | CROSS ARMS (07362) | KY | 38 | 25995.05 | 684.0803 | 0
E364.00-Poles, Towers, and Fixtures | 2020-07-01 | GUY | GUY (00070) | KY | 23 | 1432.34 | 62.2757 | 0
E364.00-Poles, Towers, and Fixtures | 2020-06-30 | Non-unitized | TS PM | KY | 0 | 0 | 0 | 0
E364.00-Poles, Towers, and Fixtures | 2020-06-30 | Non-unitized | 022419-I | KY | 0 | 0 | 0 | 0
E364.00-Poles, Towers, and Fixtures | 2020-06-30 | Non-unitized | 030919-I | KY | 0 | 0 | 0 | 0
E364.00-Poles, Towers, and Fixtures | 2020-01-01 | Non-unitized | CRELD366-Capital Reliability - 013660 | KY | 0 | 0 | 0 | 0
E364.00-Poles, Towers, and Fixtures | 2020-01-01 | Non-unitized | CRSTLT246-Taxable-Repair Street Lights - 01246012 | KY | 0 | 0 | 0 | 0
E364.00-Poles, Towers, and Fixtures | 2020-01-01 | Non-unitized | CRSTLT256-Taxable-Repair Street Lights - 01256012 | KY | 0 | 0 | 0 | 0
E364.00-Poles, Towers, and Fixtures | 2000-03-01 | Estimated Retirement | 163044-Irvine/Dark Hollow Tie | KY | 0 | 0 | 0 | 0
E364.00-Poles, Towers, and Fixtures | 2020-02-01 | CROSS ARMS | CROSS ARMS (07362) | KY | 46 | 26813.96 | 582.9122 | 0
E364.00-Poles, Towers, and Fixtures | 2020-05-31 | Non-unitized | TS 1800 | KY | 0 | 0 | 0 | 0
E364.00-Poles, Towers, and Fixtures | 2018-03-31 | POLE WOOD 30 FT (DIST) | POLE WOOD 30 FT (DIST) | KY | 18 | 596.25 | 33.125 | 0
E364.00-Poles, Towers, and Fixtures | 2020-03-01 | POLE WOOD 35 FT (DIST) | POLE WOOD 35 FT (DIST) | KY | 9 | 7972.63 | 885.8478 | 0
E364.00-Poles, Towers, and Fixtures | 2020-06-01 | POLE WOOD 40 FT (DIST) | POLE WOOD 40 FT (DIST) | KY | 1 | 473.94 | 473.94 | 0
E364.00-Poles, Towers, and Fixtures | 2020-01-31 | Non-unitized | 158863-156219 - East Bernstadt 0221 2019 CIFI | KY | 0 | 0 | 0 | 0
E364.00-Poles, Towers, and Fixtures | 2020-02-29 | Non-unitized | 159016 - Campbellsville Industrial 0206 2019 CIFI | KY | 0 | 0 | 0 | 0
E364.00-Poles, Towers, and Fixtures | 2020-03-01 | POLE WOOD 50 FT (DIST) | POLE WOOD 50 FT (DIST) | KY | 1 | 3678.51 | 3678.51 | 0
E364.00-Poles, Towers, and Fixtures | 2020-05-01 | Non-unitized | THUNDERSTORM | KY | 0 | 0 | 0 | 0
E364.00-Poles, Towers, and Fixtures | 2019-07-31 | Non-unitized | GRAHAM HSIP 2-9007 I | KY | 0 | 0 | 0 | 0
E364.00-Poles, Towers, and Fixtures | 2020-02-29 | Non-unitized | 112719-I | KY | 0 | 0 | 0 | 0
E364.00-Poles, Towers, and Fixtures | 2020-08-01 | POLE WOOD 55 FT (DIST) | POLE WOOD 55 FT (DIST) | KY | 1 | 925.35 | 925.35 | 0
E364.00-Poles, Towers, and Fixtures | 2020-06-30 | Non-unitized | 032820-I | KY | 0 | 0 | 0 | 0
E364.00-Poles, Towers, and Fixtures | 2020-11-01 | Non-unitized | ANBRD315U-Taxable-NB Resid UG 01315012 Includes all primary work or extensions to serve this customer or group of customers. Transformer installation charged to CXFRMXXX Does not include residential multi-family buildings exceeding three stories, thes | KY | 0 | 0 | 0 | 0
E364.00-Poles, Towers, and Fixtures | 2020-11-01 | Non-unitized | ASTLT156-Taxable-NB Street Lights 01156012 | KY | 0 | 0 | 0 | 0
E364.00-Poles, Towers, and Fixtures | 2020-11-01 | Non-unitized | ATBRD246O-Taxable-Cap Trouble Orders OH 01246012 | KY | 0 | 0 | 0 | 0
E364.00-Poles, Towers, and Fixtures | 2020-11-01 | Non-unitized | ANBRD156U-Taxable-NB Resid UG 01156012 Any work that is performed related to extending or adding primary (or secondary to a common splice or pull off point) to serve underground a new residential customer or group of residential customers (includes all | KY | 0 | 0 | 0 | 0
E364.00-Poles, Towers, and Fixtures | 2020-11-01 | Non-unitized | ANBCD315O-Taxable-NB Comm OH 01315012 Includes primary upgrades and new construction to support commercial/industrial (typically GS, LC, or LC-TOD services), small business, government and public service facilities construction and development, as well | KY | 0 | 0 | 0 | 0
E364.00-Poles, Towers, and Fixtures | 2020-11-01 | Non-unitized | ARPOLE256-Taxable-Cap Pole Rep/Repl 01256012 | KY | 0 | 0 | 0 | 0
E364.00-Poles, Towers, and Fixtures | 2021-01-01 | Non-unitized | CNBSV236U-NB Elect Serv UG - 012360 | KY | 0 | 0 | 0 | 0
E364.00-Poles, Towers, and Fixtures | 2021-01-01 | Non-unitized | CNBSV366U-NB Elect Serv UG - 013660 | KY | 0 | 0 | 0 | 0
E364.00-Poles, Towers, and Fixtures | 2021-01-01 | Non-unitized | CRDD315O-Taxable-Capital Rep Def OH - 01315012 | KY | 0 | 0 | 0 | 0
E364.00-Poles, Towers, and Fixtures | 2021-01-01 | Non-unitized | CRELD416-Capital Reliability - 014160 | KY | 0 | 0 | 0 | 0
E364.00-Poles, Towers, and Fixtures | 2021-01-01 | Non-unitized | CCAPR156-Capital CAP/REG/RECL - 011560 | KY | 0 | 0 | 0 | 0
E364.00-Poles, Towers, and Fixtures | 2021-01-01 | Non-unitized | ACAPR156-Taxable-Cap/Reg/Recloser 01156012 | KY | 0 | 0 | 0 | 0
E364.00-Poles, Towers, and Fixtures | 2021-01-01 | Non-unitized | ACAPR216-Taxable-Cap/Reg/Recloser 01216012 | KY | 0 | 0 | 0 | 0
E364.00-Poles, Towers, and Fixtures | 2021-01-01 | Non-unitized | ACAPR256-Taxable-Cap/Reg/Recloser 01256012 | KY | 0 | 0 | 0 | 0
E364.00-Poles, Towers, and Fixtures | 2021-01-01 | Non-unitized | ANBCD156O-Taxable-NB Comm OH 01156012 Any work that is performed to install primary (>600V) overhead equipment to serve a new commercial, industrial, or mine power customer, includes any work needed to connect new facilities to existing system. Does no | KY | 0 | 0 | 0 | 0
E364.00-Poles, Towers, and Fixtures | 2021-01-01 | Non-unitized | ANBCD156U-Taxable-NB Comm UG 01156012 | KY | 0 | 0 | 0 | 0
E364.00-Poles, Towers, and Fixtures | 2021-01-01 | Non-unitized | CRSTLT366-Taxable-Repair Street Lights - 01366012 | KY | 0 | 0 | 0 | 0
E364.00-Poles, Towers, and Fixtures | 2021-01-01 | Non-unitized | CRSTLT416-Taxable-Repair Street Lights - 01416012 | KY | 0 | 0 | 0 | 0
E364.00-Poles, Towers, and Fixtures | 2020-11-19 | Non-unitized | 161818-2020XMUB Middle-Harrogate | KY | 0 | 0 | 0 | 0
E364.00-Poles, Towers, and Fixtures | 2021-01-01 | Non-unitized | ANBCD315O-Taxable-NB Comm OH 01315012 Includes primary upgrades and new construction to support commercial/industrial (typically GS, LC, or LC-TOD services), small business, government and public service facilities construction and development, as well | KY | 0 | 0 | 0 | 0
E364.00-Poles, Towers, and Fixtures | 2021-01-01 | Non-unitized | ANBCD416O-Taxable-NB Comm OH 01416012 Includes all primary work or extensions to serve this customer or group of customers. Transformer installation charged to CXFRMXXX. Does not include residential multi-family buildings exceeding three stories, thes | KY | 0 | 0 | 0 | 0
E364.00-Poles, Towers, and Fixtures | 2021-01-01 | Non-unitized | CSYSEN216-Sys Enh - 012160 | KY | 0 | 0 | 0 | 0
E364.00-Poles, Towers, and Fixtures | 2021-01-01 | Non-unitized | ANBRD366U-Taxable-NB Resid UG 01366012 Includes all primary work or extensions to serve this customer or group of customers. Transformer installation charged to AXFRMXXX Does not include residential multi-family buildings exceeding three stories, thes | KY | 0 | 0 | 0 | 0
E364.00-Poles, Towers, and Fixtures | 2021-01-01 | Non-unitized | ANBRD426O-Taxable-NB Resid OH 01426012 | KY | 0 | 0 | 0 | 0
E364.00-Poles, Towers, and Fixtures | 2021-01-01 | Non-unitized | CSYSEN366-Sys Enh - 013660 | KY | 0 | 0 | 0 | 0
E364.00-Poles, Towers, and Fixtures | 2021-01-01 | Non-unitized | CTBRD216O-Taxable-Cap Trouble Orders OH - 01216012 | KY | 0 | 0 | 0 | 0
E364.00-Poles, Towers, and Fixtures | 2021-01-01 | Non-unitized | CTBRD256O-Taxable-Cap Trouble Orders OH - 01256012 | KY | 0 | 0 | 0 | 0
E364.00-Poles, Towers, and Fixtures | 2021-01-01 | Non-unitized | ARCST315-Taxable-Cust Requested 01315012 | KY | 0 | 0 | 0 | 0
E364.00-Poles, Towers, and Fixtures | 2021-01-01 | Non-unitized | CTBRD426O-Taxable-Cap Trouble Orders OH - 01426012 | KY | 0 | 0 | 0 | 0
E364.00-Poles, Towers, and Fixtures | 2021-01-01 | Non-unitized | CTPD236-Taxable-Capital Thrd Party - 01236012 | KY | 0 | 0 | 0 | 0
E364.00-Poles, Towers, and Fixtures | 2021-01-01 | Non-unitized | CTPD315-Taxable-Capital Thrd Party - 01315012 | KY | 0 | 0 | 0 | 0
E364.00-Poles, Towers, and Fixtures | 2021-01-01 | Non-unitized | ARCST426-Taxable-Cust Requested 01426012 | KY | 0 | 0 | 0 | 0
E364.00-Poles, Towers, and Fixtures | 2021-01-01 | Non-unitized | ARDD416O-Taxable-Cap Rep Def OH 01416012 | KY | 0 | 0 | 0 | 0
E364.00-Poles, Towers, and Fixtures | 2021-01-01 | Non-unitized | ARELD156-Taxable-Capital Reliability 01156012 | KY | 0 | 0 | 0 | 0
E364.00-Poles, Towers, and Fixtures | 2021-01-01 | Non-unitized | ARELD416-Taxable-Capital Reliability 01416012 | KY | 0 | 0 | 0 | 0
E364.00-Poles, Towers, and Fixtures | 2021-01-01 | Non-unitized | ARPOLE236-Taxable-Cap Pole Rep/Repl 01236012 | KY | 0 | 0 | 0 | 0
E364.00-Poles, Towers, and Fixtures | 2021-01-01 | Non-unitized | ARPOLE246-Taxable-Cap Pole Rep/Repl 01246012 | KY | 0 | 0 | 0 | 0
E364.00-Poles, Towers, and Fixtures | 2021-01-01 | Non-unitized | ARPOLE256-Taxable-Cap Pole Rep/Repl 01256012 | KY | 0 | 0 | 0 | 0
E364.00-Poles, Towers, and Fixtures | 2021-01-01 | Non-unitized | ARPOLE416-Taxable-Cap Pole Rep/Repl 01416012 | KY | 0 | 0 | 0 | 0
E364.00-Poles, Towers, and Fixtures | 2020-11-19 | CROSS ARMS | CROSS ARMS (07362) | KY | 108 | 200036.46 | 1852.1894 | 0
E364.00-Poles, Towers, and Fixtures | 2021-01-01 | Non-unitized | ATBRD216O-Taxable-Cap Trouble Orders OH 01216012 | KY | 0 | 0 | 0 | 0
E364.00-Poles, Towers, and Fixtures | 2021-01-01 | Non-unitized | ATBRD246O-Taxable-Cap Trouble Orders OH 01246012 | KY | 0 | 0 | 0 | 0
E364.00-Poles, Towers, and Fixtures | 2021-01-01 | Non-unitized | ATBRD246U-Taxable-Cap Trouble Orders UG 01246012 | KY | 0 | 0 | 0 | 0
E364.00-Poles, Towers, and Fixtures | 2020-06-30 | POLE WOOD 50 FT (DIST) | POLE WOOD 50 FT (DIST) | KY | 12 | 62291.62 | 5190.9683 | 0
E364.00-Poles, Towers, and Fixtures | 2021-01-01 | Non-unitized | ATPD246-Taxable-Cap Third Party 0124601222 Replacement cost of complete units of property due to damage from a third party, typically reimbursed. | KY | 0 | 0 | 0 | 0
E364.00-Poles, Towers, and Fixtures | 2021-01-01 | Non-unitized | ATPD426-Taxable-Cap Third Party 01426012 Replacement cost of complete units of property due to damage from a third party, typically reimbursed. | KY | 0 | 0 | 0 | 0
E364.00-Poles, Towers, and Fixtures | 2021-01-01 | Non-unitized | CNBCD366O-NB Comm OH - 013660 | KY | 0 | 0 | 0 | 0
E364.00-Poles, Towers, and Fixtures | 2021-01-01 | Non-unitized | CNBCD426O-NB Comm OH - 014260 | KY | 0 | 0 | 0 | 0
E364.00-Poles, Towers, and Fixtures | 2021-01-01 | Non-unitized | CNBCD426U-NB Comm UG - 014260 | KY | 0 | 0 | 0 | 0
E364.00-Poles, Towers, and Fixtures | 2021-01-01 | Non-unitized | CNBRD156O-NB Resid OH - 011560 | KY | 0 | 0 | 0 | 0
E364.00-Poles, Towers, and Fixtures | 2021-01-01 | Non-unitized | CNBRD156U-NB Resid UG - 011560 | KY | 0 | 0 | 0 | 0
E364.00-Poles, Towers, and Fixtures | 2021-01-01 | Non-unitized | CNBRD216O-NB Resid OH - 012160 | KY | 0 | 0 | 0 | 0
E364.00-Poles, Towers, and Fixtures | 2021-01-01 | Non-unitized | CNBRD236U-NB Resid UG - 012360 | KY | 0 | 0 | 0 | 0
E364.00-Poles, Towers, and Fixtures | 2020-12-23 | Non-unitized | 152820-DSP Viley 2 Dist | KY | 0 | 0 | 0 | 0
E364.00-Poles, Towers, and Fixtures | 2021-01-01 | Non-unitized | CTPD156-Taxable-Capital Thrd Party - 01156012 | KY | 0 | 0 | 0 | 0
E364.00-Poles, Towers, and Fixtures | 2021-01-01 | Non-unitized | CRDD156O-Taxable-Capital Rep Def OH - 01156012 | KY | 0 | 0 | 0 | 0
E364.00-Poles, Towers, and Fixtures | 2021-01-01 | Non-unitized | CRELD246-Capital Reliability - 012460 | KY | 0 | 0 | 0 | 0
E364.00-Poles, Towers, and Fixtures | 2020-11-01 | Non-unitized | ARELD236-Taxable-Capital Reliability 01236012 | KY | 0 | 0 | 0 | 0
E364.00-Poles, Towers, and Fixtures | 2021-02-01 | Non-unitized | ATBRD366O-Taxable-Cap Trouble Orders OH 01366012 | KY | 0 | 0 | 0 | 0
E364.00-Poles, Towers, and Fixtures | 2021-01-01 | Non-unitized | CSTLT315-NB Street Lights - 013150 | KY | 0 | 0 | 0 | 0
E364.00-Poles, Towers, and Fixtures | 2021-01-01 | Non-unitized | ATBRD236U-Taxable-Cap Trouble Orders UG 01236012 | KY | 0 | 0 | 0 | 0
E364.00-Poles, Towers, and Fixtures | 2021-02-28 | Non-unitized | 20CAPS315-KU Lex Dist Capacitors 2020 | KY | 0 | 0 | 0 | 0
E364.00-Poles, Towers, and Fixtures | 2021-01-01 | Non-unitized | CNBRD426O-NB Resid OH - 014260 | KY | 0 | 0 | 0 | 0
E364.00-Poles, Towers, and Fixtures | 2021-01-01 | Non-unitized | CCAPR366-Taxable-Capital CAP/REG/RECL - 01366012 | KY | 0 | 0 | 0 | 0
E364.00-Poles, Towers, and Fixtures | 2020-12-23 | POLE WOOD 40 FT (DIST) | POLE WOOD 40 FT (DIST) | KY | 8 | 25351.7 | 3168.9625 | 0
E364.00-Poles, Towers, and Fixtures | 2020-12-23 | POLE WOOD 55 FT (DIST) | POLE WOOD 55 FT (DIST) | KY | 23 | 133467.76 | 5802.9461 | 0
E364.00-Poles, Towers, and Fixtures | 2021-02-01 | Non-unitized | CCAPR246-Taxable-Capital CAP/REG/RECL - 01246012 | KY | 0 | 0 | 0 | 0
E364.00-Poles, Towers, and Fixtures | 2021-03-01 | POLE WOOD 45 FT (DIST) | POLE WOOD 45 FT (DIST) | KY | 35 | 102567.92 | 2930.512 | 0
E364.00-Poles, Towers, and Fixtures | 2021-03-31 | Non-unitized | 159005 - Kentenia 0422 2019 CIFI | KY | 0 | 0 | 0 | 0
E364.00-Poles, Towers, and Fixtures | 2021-01-31 | POLE WOOD 40 FT (DIST) | POLE WOOD 40 FT (DIST) | KY | 514 | 1552709.19 | 3020.835 | 0
E364.00-Poles, Towers, and Fixtures | 2021-01-31 | POLES, MODIFIED | POLES, MODIFIED (EACH) | KY | 7902 | 877820.56 | 111.0884 | 0
E364.00-Poles, Towers, and Fixtures | 2021-03-31 | POLE WOOD 60 FT (DIST) | POLE WOOD 60 FT (DIST) | KY | 9 | 71115.23 | 7901.6922 | 0
E364.00-Poles, Towers, and Fixtures | 2021-07-01 | Non-unitized | CRDD216U-Taxable-Capital Rep Def UG - 01216012 | KY | 0 | 0 | 0 | 0
E364.00-Poles, Towers, and Fixtures | 2021-11-01 | POLE WOOD 35 FT (DIST) | POLE WOOD 35 FT (DIST) | KY | 6 | 12736.29 | 2122.715 | 0
E364.00-Poles, Towers, and Fixtures | 2021-07-01 | Non-unitized | Investment | KY | 0 | 0 | 0 | 0
E364.00-Poles, Towers, and Fixtures | 2021-06-04 | Non-unitized | HIGH WIND | KY | 0 | 0 | 0 | 0
E364.00-Poles, Towers, and Fixtures | 2021-07-01 | Non-unitized | ANBRD236U-Taxable-NB Resid UG 01236012 Includes all primary work or extensions to serve this customer or group of customers. Transformer installation charged to CXFRMXXX Does not include residential multi-family buildings exceeding three stories, thes | KY | 0 | 0 | 0 | 0
E364.00-Poles, Towers, and Fixtures | 2021-10-01 | Non-unitized | INVESTMENT | KY | 0 | 0 | 0 | 0
E364.00-Poles, Towers, and Fixtures | 2021-10-31 | Non-unitized | Investment | KY | 0 | 0 | 0 | 0
E364.00-Poles, Towers, and Fixtures | 2021-05-01 | Non-unitized | ANBSV416U-Taxable-NB Elec Serv UG 01416012 | KY | 0 | 0 | 0 | 0
E364.00-Poles, Towers, and Fixtures | 2021-07-01 | Non-unitized | THDR STORMS | KY | 0 | 0 | 0 | 0
E364.00-Poles, Towers, and Fixtures | 2021-08-01 | Non-unitized | TS WED 8/10 | KY | 0 | 0 | 0 | 0
E364.00-Poles, Towers, and Fixtures | 2021-10-01 | Non-unitized | Investment | KY | 0 | 0 | 0 | 0
E364.00-Poles, Towers, and Fixtures | 2021-07-01 | Non-unitized | CRELD216-Capital Reliability - 012160 | KY | 0 | 0 | 0 | 0
E364.00-Poles, Towers, and Fixtures | 2021-04-01 | Non-unitized | ANBRD426U-Taxable-NB Resid UG 01426012: Includes all primary work or extensions to serve this customer or group of customers. Transformer installation charged to AXFRMXXX Does not include residential multi-family buildings exceeding three stories, the | KY | 0 | 0 | 0 | 0
E364.00-Poles, Towers, and Fixtures | 2021-08-18 | Non-unitized | NEW CIRCLE HWY PROJE | KY | 0 | 0 | 0 | 0
E364.00-Poles, Towers, and Fixtures | 2021-05-01 | GUY | GUY (00070) | KY | 102 | -1501.54 | -14.721 | 0
E364.00-Poles, Towers, and Fixtures | 2021-12-31 | Non-unitized | AKM021021-KU MAJOR STORM-021021 | KY | 0 | 0 | 0 | 0
E364.00-Poles, Towers, and Fixtures | 2021-12-01 | Non-unitized | CTBRD236O-Taxable-Cap Trouble Orders OH - 01236012 | KY | 0 | 0 | 0 | 0
E364.00-Poles, Towers, and Fixtures | 2015-03-31 | POLE,STEEL, 45 FT | POLE,STEEL, 45 FT | KY | 1 | 11308.99 | 11308.99 | 0
E364.00-Poles, Towers, and Fixtures | 2021-06-27 | Non-unitized | Investment | KY | 0 | 0 | 0 | 0
E364.00-Poles, Towers, and Fixtures | 2022-01-01 | POLE WOOD 40 FT (DIST) | POLE WOOD 40 FT (DIST) | KY | 132 | 493318.57 | 3737.2619 | 0
E364.00-Poles, Towers, and Fixtures | 2021-11-01 | Non-unitized | 111121-I | KY | 0 | 0 | 0 | 0
E364.00-Poles, Towers, and Fixtures | 2022-01-01 | Non-unitized | ACAPR216-Taxable-Cap/Reg/Recloser 01216012 | KY | 0 | 0 | 0 | 0
E364.00-Poles, Towers, and Fixtures | 2022-01-01 | Non-unitized | ANBSV366U-Taxable-NB Elec Serv UG 01366012 | KY | 0 | 0 | 0 | 0
E364.00-Poles, Towers, and Fixtures | 2022-01-01 | Non-unitized | ASTLT236-Taxable-NB Street Lights 01236012 | KY | 0 | 0 | 0 | 0
E364.00-Poles, Towers, and Fixtures | 2022-01-01 | Non-unitized | ASTLT315-Taxable-NB Street Lights 01315012 | KY | 0 | 0 | 0 | 0
E364.00-Poles, Towers, and Fixtures | 2022-01-01 | Non-unitized | ASTLT426-Taxable-NB Street Lights 01426012 | KY | 0 | 0 | 0 | 0
E364.00-Poles, Towers, and Fixtures | 2022-01-01 | Non-unitized | 121121-I | KY | 0 | 0 | 0 | 0
E364.00-Poles, Towers, and Fixtures | 2022-01-01 | Non-unitized | STORM W/HIGH WINDS | KY | 0 | 0 | 0 | 0
E364.00-Poles, Towers, and Fixtures | 2022-01-01 | Non-unitized | ASYSEN426-Taxable-Sys Enhance 01426012 Any improvements/upgrades to the electric/gas distribution system for the benefit of existing customers, but does not include load growth or expansion of a specific customer, this would be charged to a Connect New | KY | 0 | 0 | 0 | 0
E364.00-Poles, Towers, and Fixtures | 2022-01-01 | Non-unitized | ATBRD216O-Taxable-Cap Trouble Orders OH 01216012 | KY | 0 | 0 | 0 | 0
E364.00-Poles, Towers, and Fixtures | 2022-01-01 | Non-unitized | ATBRD216U-Taxable-Cap Trouble Orders UG 01216012 | KY | 0 | 0 | 0 | 0
E364.00-Poles, Towers, and Fixtures | 2022-01-01 | Non-unitized | ATBRD366O-Taxable-Cap Trouble Orders OH 01366012 | KY | 0 | 0 | 0 | 0
E364.00-Poles, Towers, and Fixtures | 2022-01-01 | Non-unitized | CNBSV236O-NB Elect Serv OH - 012360 | KY | 0 | 0 | 0 | 0
E364.00-Poles, Towers, and Fixtures | 2022-01-01 | Non-unitized | ANBCD236O-Taxable-NB Comm OH 01236012 Any work that is performed related to extending or adding primary (or secondary to a common splice or pull off point) to serve overhead a new residential customer or group of residential customers (includes all subd | KY | 0 | 0 | 0 | 0
E364.00-Poles, Towers, and Fixtures | 2022-01-01 | Non-unitized | ANBSV156U-Taxable-NB Elec Serv UG 01156012 | KY | 0 | 0 | 0 | 0
E364.00-Poles, Towers, and Fixtures | 2022-01-01 | Non-unitized | ANBSV216O-Taxable-NB Elec Serv OH 01216012 | KY | 0 | 0 | 0 | 0
E364.00-Poles, Towers, and Fixtures | 2022-01-01 | Non-unitized | ANBSV246U-Taxable-NB Elec Serv UG 01246012 | KY | 0 | 0 | 0 | 0
E364.00-Poles, Towers, and Fixtures | 2022-01-01 | Non-unitized | ARDD315O-Taxable-Cap Rep Def OH 01315012 | KY | 0 | 0 | 0 | 0
E364.00-Poles, Towers, and Fixtures | 2022-01-01 | Non-unitized | ARDD416O-Taxable-Cap Rep Def OH 01416012 | KY | 0 | 0 | 0 | 0
E364.00-Poles, Towers, and Fixtures | 2022-01-01 | Non-unitized | CNBSV366U-NB Elect Serv UG - 013660 | KY | 0 | 0 | 0 | 0
E364.00-Poles, Towers, and Fixtures | 2022-01-01 | Non-unitized | CTBRD236O-Taxable-Cap Trouble Orders OH - 01236012 | KY | 0 | 0 | 0 | 0
E364.00-Poles, Towers, and Fixtures | 2015-04-30 | PLATFORMS NEW (05491) | PLATFORMS NEW (05491) | KY | 2 | 20907.82 | 10453.91 | 0
E364.00-Poles, Towers, and Fixtures | 2021-12-31 | Non-unitized | 159811-Taxable-W. High St. Sub Exp. Dist.1222 | KY | 0 | 0 | 0 | 0
E364.00-Poles, Towers, and Fixtures | 2021-12-31 | Non-unitized | 152860-DSP Paynes Mill Road Substation - Distribution and exit feeders | KY | 0 | 0 | 0 | 0
E364.00-Poles, Towers, and Fixtures | 2021-11-03 | Non-unitized | WILMORE WYE HIGHWAY | KY | 1 | 35.73 | 35.73 | 0
E364.00-Poles, Towers, and Fixtures | 2022-04-01 | Non-unitized | Investmeny | KY | 0 | 0 | 0 | 0
E364.00-Poles, Towers, and Fixtures | 2022-03-31 | Non-unitized | 164316-PR-Elizabethtown-Elizabethtown #2 (Project #LI-160922) | KY | 0 | 0 | 0 | 0
E364.00-Poles, Towers, and Fixtures | 2022-01-01 | Non-unitized | ATBRD246U-Taxable-Cap Trouble Orders UG 01246012 | KY | 0 | 0 | 0 | 0
E364.00-Poles, Towers, and Fixtures | 2022-01-01 | Non-unitized | ACAPR366-Taxable-Cap/Reg/Recloser 01366012 | KY | 0 | 0 | 0 | 0
E364.00-Poles, Towers, and Fixtures | 2022-04-01 | Non-unitized | CCAPR366-Taxable-Capital CAP/REG/RECL - 01366012 | KY | 0 | 0 | 0 | 0
E364.00-Poles, Towers, and Fixtures | 2022-01-01 | Non-unitized | ASTLT156-Taxable-NB Street Lights 01156012 | KY | 0 | 0 | 0 | 0
E364.00-Poles, Towers, and Fixtures | 2021-10-31 | CROSS ARMS | CROSS ARMS (07362) | KY | 1173 | 2201330.07 | 1876.6667 | 0
E364.00-Poles, Towers, and Fixtures | 2022-04-15 | Non-unitized | LFUCG-POLO CLUB EXTE | KY | 0 | 0 | 0 | 0
E364.00-Poles, Towers, and Fixtures | 2022-04-01 | Non-unitized | 033022-I | KY | 0 | 0 | 0 | 0
E364.00-Poles, Towers, and Fixtures | 2022-04-01 | Non-unitized | CRSTLT236-Taxable-Repair Street Lights - 01236012 | KY | 0 | 0 | 0 | 0
E364.00-Poles, Towers, and Fixtures | 2022-02-01 | Non-unitized | 021722-I | KY | 0 | 0 | 0 | 0
E364.00-Poles, Towers, and Fixtures | 2022-02-28 | Non-unitized | 159868-DSP Detroit Harvester 743-2 Circuit 801 new circuit | KY | 0 | 0 | 0 | 0
E364.00-Poles, Towers, and Fixtures | 2021-11-04 | CROSS ARMS | CROSS ARMS (07362) | KY | 26 | 27211.67 | 1046.6027 | 0
E364.00-Poles, Towers, and Fixtures | 2021-11-04 | H-BEAM STEEL GUY | H-BEAM STEEL GUY (EACH) (07410) | KY | 1 | 20068.58 | 20068.58 | 0
E364.00-Poles, Towers, and Fixtures | 2022-02-28 | Non-unitized | PARK AND RIDE - STRE | KY | 0 | 0 | 0 | 0
E364.00-Poles, Towers, and Fixtures | 2022-01-15 | Non-unitized | MANCHESTER KY-421 PO | KY | 0 | 0 | 0 | 0
E364.00-Poles, Towers, and Fixtures | 2021-11-11 | POLE,STEEL, 75 FT | POLE,STEEL, 75 FT | KY | 2 | 25131.53 | 12565.765 | 0
E364.00-Poles, Towers, and Fixtures | 2020-12-31 | POLE WOOD 55 FT (DIST) | POLE WOOD 55 FT (DIST) | KY | 15 | 114127.27 | 7608.4847 | 0
E364.00-Poles, Towers, and Fixtures | 2022-02-01 | POLE WOOD 30 FT (DIST) | POLE WOOD 30 FT (DIST) | KY | 354 | 336195.45 | 949.7047 | 0
E364.00-Poles, Towers, and Fixtures | 2022-02-28 | Non-unitized | 159871-Pineville John Deere 302E | KY | 0 | 0 | 0 | 0
E364.00-Poles, Towers, and Fixtures | 2021-02-28 | POLE WOOD 40 FT (DIST) | POLE WOOD 40 FT (DIST) | KY | 1 | 4048.31 | 4048.31 | 0
E364.00-Poles, Towers, and Fixtures | 2022-06-30 | Non-unitized | 166540 - Crittenden to Princeton XMUB | KY | 0 | 0 | 0 | 0
E364.00-Poles, Towers, and Fixtures | 2022-06-30 | Non-unitized | 167431 -Taxable-Richmond Trailers1222 | KY | 0 | 0 | 0 | 0
E364.00-Poles, Towers, and Fixtures | 2022-09-07 | Non-unitized | 162253-XMUB Lebanon East | KY | 0 | 0 | 0 | 0
E364.00-Poles, Towers, and Fixtures | 2022-08-03 | Non-unitized | ST JOHN RD KY1357 KY | KY | 0 | 0 | 0 | 0
E364.00-Poles, Towers, and Fixtures | 2022-08-09 | Non-unitized | LEXINGTON RD SEWER L | KY | 0 | 0 | 0 | 0
E364.00-Poles, Towers, and Fixtures | 2022-08-26 | Non-unitized | KYTC FIELDS RD BR | KY | 1 | 1014.47 | 1014.47 | 0
E364.00-Poles, Towers, and Fixtures | 2022-09-07 | Non-unitized | 167072 - STANFORD-LANCASTER XMUB | KY | 0 | 0 | 0 | 0
E364.00-Poles, Towers, and Fixtures | 2022-09-30 | Non-unitized | 167432 - Stone Road Tanks Refurb | KY | 0 | 0 | 0 | 0
E364.00-Poles, Towers, and Fixtures | 2022-03-31 | POLE WOOD 55 FT (DIST) | POLE WOOD 55 FT (DIST) | KY | 4 | 2160.87 | 540.2175 | 0
E364.00-Poles, Towers, and Fixtures | 2021-12-31 | POLE WOOD 75 FT (DIST) | POLE WOOD 75 FT (DIST) | KY | 2 | 44876.2 | 22438.1 | 0
E364.00-Poles, Towers, and Fixtures | 2022-11-01 | Non-unitized | WIND STORM | KY | 0 | 0 | 0 | 0
E364.00-Poles, Towers, and Fixtures | 2022-10-31 | Non-unitized | CNBCD246U-NB Comm UG - 012460 | KY | 0 | 0 | 0 | 0
E364.00-Poles, Towers, and Fixtures | 2022-10-31 | Non-unitized | CRDD246O-Taxable-Capital Rep Def OH - 01246012 | KY | 0 | 0 | 0 | 0
E364.00-Poles, Towers, and Fixtures | 2020-06-30 | POLE WOOD 55 FT (DIST) | POLE WOOD 55 FT (DIST) | KY | 4 | 15708.8 | 3927.2 | 0
E364.00-Poles, Towers, and Fixtures | 2022-10-31 | Non-unitized | CTBRD246O-Taxable-Cap Trouble Orders OH - 01246012 | KY | 0 | 0 | 0 | 0
E364.00-Poles, Towers, and Fixtures | 2023-01-13 | POLE WOOD 50 FT (DIST) | POLE WOOD 50 FT (DIST) | KY | 676 | 2237235.87 | 3309.5205 | 0
E364.00-Poles, Towers, and Fixtures | 2023-01-13 | POLE WOOD 35 FT (DIST) | POLE WOOD 35 FT (DIST) | KY | 634 | 995222.14 | 1569.751 | 0
E364.00-Poles, Towers, and Fixtures | 2023-01-01 | Non-unitized | ARSTLT315-Taxable-Rep Street Lights 01315012 | KY | 0 | 0 | 0 | 0
E364.00-Poles, Towers, and Fixtures | 2023-01-01 | Non-unitized | ANBSV156U-Taxable-NB Elec Serv UG 01156012 | KY | 0 | 0 | 0 | 0
E364.00-Poles, Towers, and Fixtures | 2021-04-30 | POLE WOOD 45 FT (DIST) | POLE WOOD 45 FT (DIST) | KY | 20 | 50116.25 | 2505.8125 | 0
E364.00-Poles, Towers, and Fixtures | 2023-01-01 | Non-unitized | ATPD156-Taxable-Cap Third Party 01156012 Replacement cost of complete units of property due to damage from a third party, typically reimbursed. | KY | 0 | 0 | 0 | 0
E364.00-Poles, Towers, and Fixtures | 2023-01-01 | Non-unitized | ATBRD236O-Taxable-Cap Trouble Orders OH 01236012 | KY | 0 | 0 | 0 | 0
E364.00-Poles, Towers, and Fixtures | 2023-01-31 | Non-unitized | Investment | KY | 0 | 0 | 0 | 0
E364.00-Poles, Towers, and Fixtures | 2023-01-01 | Non-unitized | ARCST315-Taxable-Cust Requested 01315012 | KY | 0 | 0 | 0 | 0
E364.00-Poles, Towers, and Fixtures | 2023-01-01 | Non-unitized | ARDD426O-Taxable-Cap Rep Def OH 01426012 | KY | 0 | 0 | 0 | 0
E364.00-Poles, Towers, and Fixtures | 2023-02-28 | Non-unitized | KYTC - 1.97 - RELOCA | KY | 0 | 0 | 0 | 0
E364.00-Poles, Towers, and Fixtures | 2023-02-28 | Non-unitized | KYTC - 2.17 - RELOCA | KY | 0 | 0 | 0 | 0
E364.00-Poles, Towers, and Fixtures | 2023-01-01 | Non-unitized | ANBCD256O-Taxable-NB Comm OH 01256012 Any work that is performed related to extending or adding primary (or secondary to a common splice or pull off point) to serve overhead a new residential customer or group of residential customers (includes all subd | KY | 0 | 0 | 0 | 0
E364.00-Poles, Towers, and Fixtures | 2023-01-01 | Non-unitized | ANBCD366O-Taxable-NB Comm OH 01366012 Any work that is performed related to extending or adding primary (or secondary to a common splice or pull off point) to serve overhead a new residential customer or group of residential customers (includes all subd | KY | 0 | 0 | 0 | 0
E364.00-Poles, Towers, and Fixtures | 2023-01-01 | Non-unitized | ANBCD416O-Taxable-NB Comm OH 01416012 Includes all primary work or extensions to serve this customer or group of customers. Transformer installation charged to CXFRMXXX. Does not include residential multi-family buildings exceeding three stories, thes | KY | 0 | 0 | 0 | 0
E364.00-Poles, Towers, and Fixtures | 2023-01-01 | Non-unitized | ANBCD426U-Taxable-NB Comm UG 01426012 | KY | 0 | 0 | 0 | 0
E364.00-Poles, Towers, and Fixtures | 2023-01-01 | Non-unitized | Investment | KY | 0 | 0 | 0 | 0
E364.00-Poles, Towers, and Fixtures | 2023-01-01 | Non-unitized | ANBRD366U-Taxable-NB Resid UG 01366012 Includes all primary work or extensions to serve this customer or group of customers. Transformer installation charged to AXFRMXXX Does not include residential multi-family buildings exceeding three stories, thes | KY | 0 | 0 | 0 | 0
E364.00-Poles, Towers, and Fixtures | 2023-04-01 | Non-unitized | 22PITP426-2022 PITP London | KY | 0 | 0 | 0 | 0
E364.00-Poles, Towers, and Fixtures | 2023-02-01 | Non-unitized | ARSTLT216-Taxable-Rep Street Lights 01216012 | KY | 0 | 0 | 0 | 0
E364.00-Poles, Towers, and Fixtures | 2023-01-01 | Non-unitized | ARPOLE216-Taxable-Cap Pole Rep/Repl 01216012 | KY | 0 | 0 | 0 | 0
E364.00-Poles, Towers, and Fixtures | 2023-02-01 | POLE,STEEL, 45 FT | POLE,STEEL, 45 FT | KY | 9 | 100113.47 | 11123.7189 | 0
E364.00-Poles, Towers, and Fixtures | 2023-01-01 | Non-unitized | ARPOLE416-Taxable-Cap Pole Rep/Repl 01416012 | KY | 0 | 0 | 0 | 0
E364.00-Poles, Towers, and Fixtures | 2023-01-01 | Non-unitized | 011923-I | KY | 0 | 0 | 0 | 0
E364.00-Poles, Towers, and Fixtures | 2023-05-01 | Non-unitized | 050823-I | KY | 0 | 0 | 0 | 0
E364.00-Poles, Towers, and Fixtures | 2023-04-01 | Non-unitized | ANBRD156U-Taxable-NB Resid UG 01156012 Any work that is performed related to extending or adding primary (or secondary to a common splice or pull off point) to serve underground a new residential customer or group of residential customers (includes all | KY | 0 | 0 | 0 | 0
E364.00-Poles, Towers, and Fixtures | 2023-07-01 | Non-unitized | 051623-I | KY | 0 | 0 | 0 | 0
E364.00-Poles, Towers, and Fixtures | 2023-02-01 | Non-unitized | FEB 27TH HIGH WIND | KY | 0 | 0 | 0 | 0
E364.00-Poles, Towers, and Fixtures | 2023-05-01 | Non-unitized | WIND/RAIN STORM | KY | 0 | 0 | 0 | 0
E364.00-Poles, Towers, and Fixtures | 2021-11-11 | POLE WOOD 45 FT (DIST) | POLE WOOD 45 FT (DIST) | KY | 12 | 26405.41 | 2200.4508 | 0
E364.00-Poles, Towers, and Fixtures | 2021-11-11 | POLE WOOD 50 FT (DIST) | POLE WOOD 50 FT (DIST) | KY | 5 | 14414.66 | 2882.932 | 0
E364.00-Poles, Towers, and Fixtures | 2023-02-28 | Non-unitized | 167240 - Lagrange East 2510 CIFI 2022 | KY | 0 | 0 | 0 | 0
E364.00-Poles, Towers, and Fixtures | 2022-12-31 | Non-unitized | 168292- Richmond DOT Hwy | KY | 0 | 0 | 0 | 0
E364.00-Poles, Towers, and Fixtures | 2023-03-31 | Non-unitized | PERRYVILLE BRIDGE HW | KY | 0 | 0 | 0 | 0
E364.00-Poles, Towers, and Fixtures | 2023-03-31 | Non-unitized | RELOCATE 3PH FOR BOY | KY | 0 | 0 | 0 | 0
E364.00-Poles, Towers, and Fixtures | 2021-12-31 | POLE WOOD 40 FT (DIST) | POLE WOOD 40 FT (DIST) | KY | 12 | 415549.08 | 34629.09 | 0
E364.00-Poles, Towers, and Fixtures | 2023-01-01 | Non-unitized | AXFRM426-Taxable-NB Transformers 01426012 | KY | 0 | 0 | 0 | 0
E364.00-Poles, Towers, and Fixtures | 2023-04-30 | POLE WOOD 70 FT (DIST) | POLE WOOD 70 FT (DIST) | KY | 6 | 146877.81 | 24479.635 | 0
E364.00-Poles, Towers, and Fixtures | 2023-06-30 | POLE WOOD 75 FT (DIST) | POLE WOOD 75 FT (DIST) | KY | 6 | 185989.96 | 30998.3267 | 0
E364.00-Poles, Towers, and Fixtures | 2023-06-30 | Non-unitized | 167443 - Maysville 2022 CEMI | KY | 0 | 0 | 0 | 0
E364.00-Poles, Towers, and Fixtures | 2023-04-01 | Non-unitized | 022723-I | KY | 0 | 0 | 0 | 0
E364.00-Poles, Towers, and Fixtures | 2023-01-01 | Non-unitized | 112922-I | KY | 0 | 0 | 0 | 0
E364.00-Poles, Towers, and Fixtures | 2022-12-31 | Non-unitized | 164155 - Greasy Creek 0309 CIFI 2021 | KY | 0 | 0 | 0 | 0
E364.00-Poles, Towers, and Fixtures | 2023-08-01 | Non-unitized | ACAPR426-Taxable-Cap/Reg/Recloser 01426012 | KY | 0 | 0 | 0 | 0
E364.00-Poles, Towers, and Fixtures | 2023-11-29 | Non-unitized | CORBIN 25E PULL OLD | KY | 1 | -4449.18 | -4449.18 | 0
E364.00-Poles, Towers, and Fixtures | 2023-08-19 | Non-unitized | MT. TABOR SIDEWALK/B | KY | 0 | 0 | 0 | 0
E364.00-Poles, Towers, and Fixtures | 2023-08-24 | Non-unitized | Investment | KY | 1 | 9055.34 | 9055.34 | 0
E364.00-Poles, Towers, and Fixtures | 2023-08-30 | Non-unitized | Lincoln US 27 | KY | 1 | 157.55 | 157.55 | 0
E364.00-Poles, Towers, and Fixtures | 2023-08-29 | Non-unitized | 4145 HARRODSBURG RD. | KY | 1 | -862.1 | -862.1 | 0
E364.00-Poles, Towers, and Fixtures | 2023-08-29 | Non-unitized | LFUCG - VERSAILLES R | KY | 1 | -26.67 | -26.67 | 0
E364.00-Poles, Towers, and Fixtures | 2024-01-01 | Non-unitized | ANBCD366O-Taxable-NB Comm OH 01366012 Any work that is performed related to extending or adding primary (or secondary to a common splice or pull off point) to serve overhead a new residential customer or group of residential customers (includes all subd | KY | 12 | 211921.65 | 17660.1375 | 0
E364.00-Poles, Towers, and Fixtures | 2024-06-17 | Non-unitized | SCIENCE HILL HWY 635 | KY | 3 | -790.75 | -263.5833 | 0
E364.00-Poles, Towers, and Fixtures | 2024-03-15 | Non-unitized | 170407- Dewitt Strunk OH Line Res | KY | 0 | 0 | 0 | 0
E364.00-Poles, Towers, and Fixtures | 2024-01-01 | Non-unitized | ATPD426-Taxable-Cap Third Party 01426012 Replacement cost of complete units of property due to damage from a third party, typically reimbursed. | KY | 7 | 58170.09 | 8310.0129 | 0
E364.00-Poles, Towers, and Fixtures | 2024-01-01 | Non-unitized | ANBCD426O-Taxable-NB Comm OH 01426012Includes all primary work or extensions to serve this customer or group of customers. Transformer installation charged to CXFRMXXX. Does not include residential multi-family buildings exceeding three stories, these | KY | 6 | 92892.41 | 15482.0683 | 0
E364.00-Poles, Towers, and Fixtures | 2024-01-01 | Non-unitized | ANBRD256O-Taxable-NB Resid OH 01256012 | KY | 5 | 79201.88 | 15840.376 | 0
E364.00-Poles, Towers, and Fixtures | 2024-01-01 | Non-unitized | ANBRD256U-Taxable-NB Resid UG 01256012 Any work that is performed related to extending or adding primary (or secondary to a common splice or pull off point) to serve underground a new residential customer or group of residential customers (includes all | KY | 3 | 22977.98 | 7659.3267 | 0
E364.00-Poles, Towers, and Fixtures | 2024-01-01 | Non-unitized | ANBRD416O-Taxable-NB Resid OH 01416012 | KY | 7 | 136472.37 | 19496.0529 | 0
E364.00-Poles, Towers, and Fixtures | 2024-01-01 | Non-unitized | ASTLT315-Taxable-NB Street Lights 01315012 | KY | 1 | 9041.43 | 9041.43 | 0
E364.00-Poles, Towers, and Fixtures | 2024-01-01 | Non-unitized | ANBRD416U-Taxable-NB Resid UG 01416012 Includes all primary work or extensions to serve this customer or group of customers. Transformer installation charged to AXFRMXXX Does not include residential multi-family buildings exceeding three stories, thes | KY | 4 | 1450.8 | 362.7 | 0
E364.00-Poles, Towers, and Fixtures | 2024-01-01 | Non-unitized | ANBSV216U-Taxable-NB Elec Serv UG 01216012 | KY | 8 | 162840.89 | 20355.1113 | 0
E364.00-Poles, Towers, and Fixtures | 2024-04-29 | Non-unitized | 170187 - Shadrack 476 - CEMI 2023 | KY | 0 | 0 | 0 | 0
E364.00-Poles, Towers, and Fixtures | 2024-01-01 | Non-unitized | ANBSV315O-Taxable-NB Elec Serv OH 01315012 | KY | 8 | 182412.66 | 22801.5825 | 0
E364.00-Poles, Towers, and Fixtures | 2024-01-01 | Non-unitized | ANBSV366O-Taxable-NB Elec Serv OH 01366012 | KY | 8 | 80560.12 | 10070.015 | 0
E364.00-Poles, Towers, and Fixtures | 2024-01-01 | Non-unitized | ARDD216O-Taxable-Cap Rep Def OH 01216012 | KY | 0 | 0 | 0 | 0
E364.00-Poles, Towers, and Fixtures | 2024-01-01 | Non-unitized | ARDD216U-Taxable-Cap Rep Def UG 01216012 Typically used for planned or scheduled jobs. | KY | 1 | 43.87 | 43.87 | 0
E364.00-Poles, Towers, and Fixtures | 2024-01-01 | Non-unitized | ARDD246O-Taxable-Cap Rep Def OH 01246012 | KY | 0 | 0 | 0 | 0
E364.00-Poles, Towers, and Fixtures | 2024-02-01 | Non-unitized | ARDD246U-Taxable-Cap Rep Def UG 01246012 Typically used for planned or scheduled jobs. | KY | 1 | 553.7 | 553.7 | 0
E364.00-Poles, Towers, and Fixtures | 2024-01-01 | Non-unitized | ARPOLE426-Taxable-Cap Pole Rep/Repl 01426012 | KY | 8 | 81211.93 | 10151.4912 | 0
E364.00-Poles, Towers, and Fixtures | 2024-01-01 | Non-unitized | ARPOLE366-Taxable-Cap Pole Rep/Repl 01366012 | KY | 2 | 45501.77 | 22750.885 | 0
E364.00-Poles, Towers, and Fixtures | 2024-01-01 | Non-unitized | ARSTLT156-Taxable-Rep Street Lights 01156012 | KY | 1 | 1226.98 | 1226.98 | 0
E364.00-Poles, Towers, and Fixtures | 2024-01-01 | Non-unitized | ASTLT156-Taxable-NB Street Lights 01156012 | KY | 2 | 10786.61 | 5393.305 | 0
E364.00-Poles, Towers, and Fixtures | 2024-02-01 | Non-unitized | ARPSC416 - Cap PSC Inspections 014160 | KY | 1 | 247.61 | 247.61 | 0
E364.00-Poles, Towers, and Fixtures | 2024-04-01 | Non-unitized | 040224-I | KY | 6 | 27743.41 | 4623.9017 | 0
E364.00-Poles, Towers, and Fixtures | 2024-05-01 | Non-unitized | 050824-I | KY | 4 | 52142.43 | 13035.6075 | 0
E364.00-Poles, Towers, and Fixtures | 2024-01-01 | Non-unitized | ASYSEN416-Taxable-Sys Enhance 01416012 Any improvements/upgrades to the electric/gas distribution system for the benefit of existing customers, but does not include load growth or expansion of a specific customer, this would be charged to a Connect New | KY | 3 | 7336.32 | 2445.44 | 0
E364.00-Poles, Towers, and Fixtures | 2024-01-01 | Non-unitized | ATBRD216O-Taxable-Cap Trouble Orders OH 01216012 | KY | 2 | 42230.41 | 21115.205 | 0
E364.00-Poles, Towers, and Fixtures | 2024-01-01 | Non-unitized | ATBRD416U-Taxable-Cap Trouble Orders UG 01416012 | KY | 2 | 255.81 | 127.905 | 0
E364.00-Poles, Towers, and Fixtures | 2024-01-01 | Non-unitized | ATPD236-Taxable-Cap Third Party 01236012 Replacement cost of complete units of property due to damage from a third party, typically reimbursed. | KY | 6 | 13379.7 | 2229.95 | 0
E364.00-Poles, Towers, and Fixtures | 2024-01-01 | Non-unitized | ATPD256-Taxable-Cap Third Party 01256012 Replacement cost of complete units of property due to damage from a third party, typically reimbursed. | KY | 6 | 37440.18 | 6240.03 | 0
E364.00-Poles, Towers, and Fixtures | 2024-01-01 | Non-unitized | ATPD315-Taxable-Cap Third Party 01315012 Replacement cost of complete units of property due to damage from a third party, typically reimbursed. | KY | 2 | -2104.55 | -1052.275 | 0
E364.00-Poles, Towers, and Fixtures | 2024-01-04 | Non-unitized | 163576-DSP Camargo Sub CW | KY | 0 | 0 | 0 | 0
E364.00-Poles, Towers, and Fixtures | 2024-01-04 | CROSS ARMS | CROSS ARMS (07362) | KY | 297 | 521963.05 | 1757.4513 | 0
E364.00-Poles, Towers, and Fixtures | 2024-01-04 | POLE WOOD 50 FT (DIST) | POLE WOOD 50 FT (DIST) | KY | 75 | 215969.7 | 2879.596 | 0
E364.00-Poles, Towers, and Fixtures | 2024-06-27 | Non-unitized | 170189 - Direct Burial Project Earlington | KY | 0 | 0 | 0 | 0
E364.00-Poles, Towers, and Fixtures | 2024-04-01 | Non-unitized | ARELD246-Taxable-Capital Reliability 01246012 | KY | 1 | 77.14 | 77.14 | 0
E364.00-Poles, Towers, and Fixtures | 2024-04-01 | Non-unitized | 022824-I | KY | 0 | 0 | 0 | 0
E364.00-Poles, Towers, and Fixtures | 2024-04-01 | Non-unitized | 170822 - Lexington (Donerail 0105, Midway 504 and Clays Mill 147) - CEMI 2023 | KY | 0 | 0 | 0 | 0
E364.00-Poles, Towers, and Fixtures | 2024-01-01 | Non-unitized | ACAPR315-Taxable-Cap/Reg/Recloser 01315012 | KY | 0 | 0 | 0 | 0
E364.00-Poles, Towers, and Fixtures | 2023-02-28 | CROSS ARMS | CROSS ARMS (07362) | KY | 264 | 712185.23 | 2697.6713 | 0
E364.00-Poles, Towers, and Fixtures | 2024-04-01 | PLATFORMS NEW (05491) | PLATFORMS NEW (05491) | KY | 3 | 73631.83 | 24543.9433 | 0
E364.00-Poles, Towers, and Fixtures | 2024-04-01 | POLE,STEEL, 70 FT | POLE,STEEL, 70 FT | KY | 4 | 48369.22 | 12092.305 | 0
E364.00-Poles, Towers, and Fixtures | 2022-11-30 | CROSS ARMS | CROSS ARMS (07362) | KY | 30 | -18109.14 | -603.638 | 0
E364.00-Poles, Towers, and Fixtures | 2024-06-27 | POLE,STEEL, 75 FT | POLE,STEEL, 75 FT | KY | 2 | 35876.83 | 17938.415 | 0
E364.00-Poles, Towers, and Fixtures | 2024-08-01 | Non-unitized | 073024-I | KY | 2 | 7176.42 | 3588.21 | 0
E364.00-Poles, Towers, and Fixtures | 2024-06-20 | Non-unitized | HARLAN CRANKS LINE R | KY | 1 | 1397.28 | 1397.28 | 0
E364.00-Poles, Towers, and Fixtures | 2024-01-01 | POLE WOOD 45 FT (DIST) | POLE WOOD 45 FT (DIST) | KY | 38 | 101692.95 | 2676.1303 | 0
E364.00-Poles, Towers, and Fixtures | 2024-08-13 | Non-unitized | AKM040123 - KU | KY | 2 | 207517.4 | 103758.7 | 0
E364.00-Poles, Towers, and Fixtures | 2024-10-01 | Non-unitized | 092724-I | KY | 2 | 14712.61 | 7356.305 | 0
E364.00-Poles, Towers, and Fixtures | 2024-09-17 | Non-unitized | 24PITP246-24PITP246-24PITP246-2024 PITP Elizabethtown | KY | 1 | 1934.12 | 1934.12 | 0
E364.00-Poles, Towers, and Fixtures | 2024-12-31 | Non-unitized | 24PITP236-24PITP236-2024 PITP Richmond | KY | 2 | 68583.81 | 34291.905 | 0
E364.00-Poles, Towers, and Fixtures | 2024-11-19 | Non-unitized | PNC BANK UG SEC REMO | KY | 1 | 3891.46 | 3891.46 | 0
E364.00-Poles, Towers, and Fixtures | 2024-12-31 | Non-unitized | 167331 - Kentenia 0423 - 2022 CH | KY | 1 | 186012.44 | 186012.44 | 0
E364.00-Poles, Towers, and Fixtures | 2024-12-31 | Non-unitized | 167456-167351 - 2022 CEMI Dayhoit 0414 | KY | 1 | 80590.01 | 80590.01 | 0
E364.00-Poles, Towers, and Fixtures | 2024-12-31 | Non-unitized | 172273- Owingsville Reconductor | KY | 1 | 79724.41 | 79724.41 | 0
E364.00-Poles, Towers, and Fixtures | 2024-12-31 | Non-unitized | 162943-N1DT HOOVER CW | KY | 1 | 584302.7 | 584302.7 | 0
E364.00-Poles, Towers, and Fixtures | 2003-01-01 | POLE WOOD 45 FT (DIST) | POLE WOOD 45 FT (DIST) | KY | 1915 | 2768024.71 | 1445.4437 | 0
E364.00-Poles, Towers, and Fixtures | 2004-01-01 | POLE WOOD 45 FT (DIST) | POLE WOOD 45 FT (DIST) | KY | 1389 | 2515374.92 | 1810.9251 | 0
E364.00-Poles, Towers, and Fixtures | 2003-01-01 | POLE WOOD 50 FT (DIST) | POLE WOOD 50 FT (DIST) | KY | 510 | 865493.66 | 1697.0464 | 0
E364.00-Poles, Towers, and Fixtures | 2006-01-01 | GROUND | MP2006 Poles, Towers, and Fixtures | KY | 0 | 0 | 0
E364.00-Poles, Towers, and Fixtures | 1973-01-01 | POLE WOOD 40 FT (DIST) | POLE WOOD 40 FT | KY | 2624 | 566447.21 | 215.8717 | 0
E364.00-Poles, Towers, and Fixtures | 2001-01-01 | INSULATORS - LINE | MP2001 Poles, Towers, and Fixtures | KY | 0 | 0 | 0
E364.00-Poles, Towers, and Fixtures | 2002-01-01 | TO BE SPREAD OVER ASSETS IN ACCOUNT | MP2002 Poles, Towers, and Fixtures | KY | 0 | 0 | 0 | 0
E364.00-Poles, Towers, and Fixtures | 1998-01-01 | CROSS ARMS | CROSS ARMS (07362) | KY | 21618 | 1057400.38 | 48.913 | 0
E364.00-Poles, Towers, and Fixtures | 1992-01-01 | POLE WOOD 70 FT (DIST) | POLE WOOD 70 FT (DIST) | KY | 2 | 3670.87 | 1835.435
E364.00-Poles, Towers, and Fixtures | 1981-01-01 | POLE WOOD 60 FT (DIST) | POLE WOOD 60 FT | KY | 12 | 8586.36 | 715.53
E364.00-Poles, Towers, and Fixtures | 1956-01-01 | POLE WOOD 65 FT (DIST) | POLE WOOD 65 FT | KY | 1 | 171.58 | 171.58 | 0
E364.00-Poles, Towers, and Fixtures | 1987-01-01 | POLE WOOD 40 FT (DIST) | POLE WOOD 40 FT (DIST) | KY | 2967 | 1585787.32 | 534.475 | 0
E364.00-Poles, Towers, and Fixtures | 1997-01-01 | POLE WOOD 45 FT (DIST) | POLE WOOD 45 FT (DIST) | KY | 1495 | 1040421.5 | 695.9341 | 0
E364.00-Poles, Towers, and Fixtures | 2001-01-01 | POLE WOOD 50 FT (DIST) | POLE WOOD 50 FT (DIST) | KY | 282 | 491051.31 | 1741.3167 | 0
E364.00-Poles, Towers, and Fixtures | 1970-01-01 | FENCE | FENCE (FEET) (01012) | KY | 460 | 3023.84 | 6.5736
E364.00-Poles, Towers, and Fixtures | 2000-01-01 | POLE WOOD 45 FT (DIST) | POLE WOOD 45 FT (DIST) | KY | 1516 | 1568584.9 | 1034.6866 | 0
E364.00-Poles, Towers, and Fixtures | 2003-01-01 | POLE WOOD 65 FT (DIST) | MP2003 Poles, Towers, and Fixtures | KY | 0 | 0 | 0
E364.00-Poles, Towers, and Fixtures | 2002-01-01 | POLE WOOD 50 FT (DIST) | POLE WOOD 50 FT (DIST) | KY | 297 | 599905.26 | 2019.883 | 0
E364.00-Poles, Towers, and Fixtures | 2000-01-01 | PAD / MAT | MP2000 Poles, Towers, and Fixtures | KY | 0 | 0 | 0
E364.00-Poles, Towers, and Fixtures | 1998-01-01 | PLATFORM | MP1998 Poles, Towers, and Fixtures | KY | 0 | 0 | 0
E364.00-Poles, Towers, and Fixtures | 2004-01-01 | STEEL POLES | STEEL POLES | KY | 20 | 19880.09 | 994.0045
E364.00-Poles, Towers, and Fixtures | 2002-01-01 | GUY | MP2002 Poles, Towers, and Fixtures | KY | 0 | 0 | 0 | 0
E364.00-Poles, Towers, and Fixtures | 2004-01-01 | GUY | GUY | KY | 597 | 25284.68 | 42.3529 | 0
E364.00-Poles, Towers, and Fixtures | 2004-01-01 | GUY | GUY (00070) | KY | 1670 | 67737.2 | 40.5612 | 0
E364.00-Poles, Towers, and Fixtures | 1988-01-01 | STEEL POLES | STEEL POLES | KY | 1 | 10371.99 | 10371.99
E364.00-Poles, Towers, and Fixtures | 1983-01-01 | CROSS ARMS | CROSS ARMS | KY | 25135 | 636472.02 | 25.3221 | 0
E364.00-Poles, Towers, and Fixtures | 1945-01-01 | POLE WOOD 25 FT (DIST) | POLE WOOD 25 FT (DIST) | KY | 321 | 7193.46 | 22.4095 | 0
E364.00-Poles, Towers, and Fixtures | 1975-01-01 | POLE WOOD 25 FT (DIST) | POLE WOOD 25 FT (DIST) | KY | 2 | 103.78 | 51.89
E364.00-Poles, Towers, and Fixtures | 1961-01-01 | GRADING | MP1961 Poles, Towers, and Fixtures | KY | 0 | 0 | 0
E364.00-Poles, Towers, and Fixtures | 1945-01-01 | POLE WOOD 55 FT (DIST) | MP1945 Poles, Towers, and Fixtures | KY | 0 | 0 | 0 | 0
E364.00-Poles, Towers, and Fixtures | 1989-01-01 | GUY | GUY (00070) | KY | 6721 | 628346.7 | 93.4901 | 0
E364.00-Poles, Towers, and Fixtures | 1960-01-01 | POLE WOOD 40 FT (DIST) | POLE WOOD 40 FT | KY | 369 | 62378.97 | 169.0487 | 0
E364.00-Poles, Towers, and Fixtures | 2006-01-01 | POLE WOOD 35 FT (DIST) | POLE WOOD 35 FT (DIST) | KY | 17 | 21040.66 | 1237.6859
E364.00-Poles, Towers, and Fixtures | 1999-01-01 | POLE WOOD 45 FT (DIST) | POLE WOOD 45 FT (DIST) | KY | 424 | 1071349.7 | 2526.7682 | 0
E364.00-Poles, Towers, and Fixtures | 1984-01-01 | PAD / MAT | MP1984 Poles, Towers, and Fixtures | KY | 0 | 0 | 0
E364.00-Poles, Towers, and Fixtures | 1945-01-01 | POLE WOOD UNDER 20 FT (DIST) | MP1945 Poles, Towers, and Fixtures | KY | 0 | 0 | 0 | 0
E364.00-Poles, Towers, and Fixtures | 1970-01-01 | POLE WOOD 50 FT (DIST) | POLE WOOD 50 FT | KY | 31 | 4707.43 | 151.8526 | 0
E364.00-Poles, Towers, and Fixtures | 1961-01-01 | POLE WOOD 70 FT (DIST) | POLE WOOD 70 FT | KY | 0 | 0 | 0 | 0
E364.00-Poles, Towers, and Fixtures | 1953-01-01 | POLE WOOD 30 FT (DIST) | POLE WOOD 30 FT | KY | 113 | 6726.52 | 59.5267 | 0
E364.00-Poles, Towers, and Fixtures | 1965-01-01 | POLE WOOD 50 FT (DIST) | POLE WOOD 50 FT | KY | 0 | 0 | 0 | 0
E364.00-Poles, Towers, and Fixtures | 2003-01-01 | POLE WOOD 45 FT (DIST) | MP2003 Poles, Towers, and Fixtures | KY | 0 | 0 | 0 | 0
E364.00-Poles, Towers, and Fixtures | 1983-01-01 | POLE WOOD 50 FT (DIST) | POLE WOOD 50 FT | KY | 61 | 33265.98 | 545.3439 | 0
E364.00-Poles, Towers, and Fixtures | 1988-01-01 | PLATFORM | MP1988 Poles, Towers, and Fixtures | KY | 0 | 0 | 0
E364.00-Poles, Towers, and Fixtures | 1984-01-01 | POLE WOOD 55 FT (DIST) | POLE WOOD 55 FT | KY | 14 | 9115.51 | 651.1079 | 0
E364.00-Poles, Towers, and Fixtures | 1948-01-01 | POLE WOOD 60 FT (DIST) | POLE WOOD 60 FT | KY | 4 | 390.95 | 97.7375 | 0
E364.00-Poles, Towers, and Fixtures | 1994-01-01 | TO BE SPREAD OVER ASSETS IN ACCOUNT | MP1994 Poles, Towers, and Fixtures | KY | 0 | 0 | 0
E364.00-Poles, Towers, and Fixtures | 1979-01-01 | POLE WOOD 60 FT (DIST) | POLE WOOD 60 FT | KY | 6 | 3360 | 560
E364.00-Poles, Towers, and Fixtures | 1966-01-01 | PAD / MAT | MP1966 Poles, Towers, and Fixtures | KY | 0 | 0 | 0
E364.00-Poles, Towers, and Fixtures | 1968-01-01 | PLATFORM | MP1968 Poles, Towers, and Fixtures | KY | 0 | 0 | 0
E364.00-Poles, Towers, and Fixtures | 1953-01-01 | POLE WOOD UNDER 20 FT (DIST) | POLE WOOD UNDER 20 FT (DIST) | KY | 5 | 60.03 | 12.006
E364.00-Poles, Towers, and Fixtures | 1945-01-01 | POLE WOOD 20 FT (DIST) | MP1945 Poles, Towers, and Fixtures | KY | 0 | 0 | 0 | 0
E364.00-Poles, Towers, and Fixtures | 1979-01-01 | POLE WOOD 20 FT (DIST) | POLE WOOD 20 FT (DIST) | KY | 2 | 200.52 | 100.26
E364.00-Poles, Towers, and Fixtures | 1950-01-01 | TO BE SPREAD OVER ASSETS IN ACCOUNT | MP1950 Poles, Towers, and Fixtures | KY | 0 | 0 | 0
E364.00-Poles, Towers, and Fixtures | 2004-01-01 | POLE WOOD 65 FT (DIST) | MP2004 Poles, Towers, and Fixtures | KY | 0 | 0 | 0
E364.00-Poles, Towers, and Fixtures | 1961-01-01 | CROSS ARMS | CROSS ARMS | KY | 7877 | 85587.12 | 10.8654 | 0
E364.00-Poles, Towers, and Fixtures | 1969-01-01 | POLE WOOD 65 FT (DIST) | POLE WOOD 65 FT | KY | 9 | 2763.38 | 307.0422 | 0
E364.00-Poles, Towers, and Fixtures | 1979-01-01 | PLATFORM | MP1979 Poles, Towers, and Fixtures | KY | 0 | 0 | 0
E364.00-Poles, Towers, and Fixtures | 1979-01-01 | POLE WOOD 25 FT (DIST) | POLE WOOD 25 FT (DIST) | KY | 1 | 128.55 | 128.55
E364.00-Poles, Towers, and Fixtures | 1966-01-01 | CROSS ARMS | CROSS ARMS | KY | 21789 | 159776.53 | 7.3329 | 0
E364.00-Poles, Towers, and Fixtures | 1966-01-01 | TO BE SPREAD OVER ASSETS IN ACCOUNT | MP1966 Poles, Towers, and Fixtures | KY | 0 | 0 | 0
E364.00-Poles, Towers, and Fixtures | 2006-01-01 | GUY | GUY | KY | 720 | 13989.21 | 19.4295 | 0
E364.00-Poles, Towers, and Fixtures | 2004-01-01 | POLE WOOD 65 FT (DIST) | POLE WOOD 65 FT (DIST) | KY | 3 | 62279.7 | 20759.9
E364.00-Poles, Towers, and Fixtures | 1960-01-01 | GUY | GUY | KY | 499 | 8993.25 | 18.0225 | 0
E364.00-Poles, Towers, and Fixtures | 1997-01-01 | PLATFORM | MP1997 Poles, Towers, and Fixtures | KY | 0 | 0 | 0
E364.00-Poles, Towers, and Fixtures | 1958-01-01 | POLE WOOD 25 FT (DIST) | POLE WOOD 25 FT (DIST) | KY | 38 | 1417.01 | 37.2897
E364.00-Poles, Towers, and Fixtures | 2000-01-01 | POLE WOOD 80 FT (DIST) | MP2000 Poles, Towers, and Fixtures | KY | 0 | 0 | 0
E364.00-Poles, Towers, and Fixtures | 1945-01-01 | PAD / MAT | MP1945 Poles, Towers, and Fixtures | KY | 0 | 0 | 0
E364.00-Poles, Towers, and Fixtures | 1973-01-01 | TO BE SPREAD OVER ASSETS IN ACCOUNT | MP1973 Poles, Towers, and Fixtures | KY | 0 | 0 | 0
E364.00-Poles, Towers, and Fixtures | 1942-01-01 | POLE WOOD 60 FT (DIST) | MP1942 Poles, Towers, and Fixtures | KY | 0 | 0 | 0
E364.00-Poles, Towers, and Fixtures | 1980-01-01 | POLE WOOD 45 FT (DIST) | POLE WOOD 45 FT | KY | 385 | 112025.37 | 290.975 | 0
E364.00-Poles, Towers, and Fixtures | 2008-01-01 | POLE WOOD 40 FT (DIST) | POLE WOOD 40 FT (DIST) | KY | 1164 | 2288901.42 | 1966.4102 | 0
E364.00-Poles, Towers, and Fixtures | 2008-01-01 | TO BE SPREAD OVER ASSETS IN ACCOUNT | MP2008 Poles, Towers, and Fixtures | KY | 0 | 0 | 0 | 0
E364.00-Poles, Towers, and Fixtures | 1941-01-01 | POLE WOOD 55 FT (DIST) | MP1941 Poles, Towers, and Fixtures | KY | 0 | 0 | 0 | 0
E364.00-Poles, Towers, and Fixtures | 2006-01-01 | INSULATORS - LINE | MP2006 Poles, Towers, and Fixtures | KY | 0 | 0 | 0
E364.00-Poles, Towers, and Fixtures | 1972-01-01 | POLE WOOD 40 FT (DIST) | POLE WOOD 40 FT | KY | 1274 | 235071.99 | 184.5149 | 0
E364.00-Poles, Towers, and Fixtures | 2008-01-01 | GROUND | MP2008 Poles, Towers, and Fixtures | KY | 0 | 0 | 0
E364.00-Poles, Towers, and Fixtures | 2006-01-01 | STEEL POLES | STEEL POLES | KY | 1 | 668.69 | 668.69
E364.00-Poles, Towers, and Fixtures | 1988-01-01 | POLE WOOD 40 FT (DIST) | POLE WOOD 40 FT (DIST) | KY | 2478 | 1492975.56 | 602.4922 | 0
E364.00-Poles, Towers, and Fixtures | 1994-01-01 | POLE WOOD 40 FT (DIST) | POLE WOOD 40 FT (DIST) | KY | 3625 | 2797716.49 | 771.7839 | 0
E364.00-Poles, Towers, and Fixtures | 1977-01-01 | POLE WOOD 40 FT (DIST) | POLE WOOD 40 FT | KY | 2660 | 682462.9 | 256.565 | 0
E364.00-Poles, Towers, and Fixtures | 1954-01-01 | POLE WOOD 40 FT (DIST) | POLE WOOD 40 FT | KY | 0 | 0 | 0 | 0
E364.00-Poles, Towers, and Fixtures | 1956-01-01 | TO BE SPREAD OVER ASSETS IN ACCOUNT | MP1956 Poles, Towers, and Fixtures | KY | 0 | 0 | 0
E364.00-Poles, Towers, and Fixtures | 2008-01-01 | STEEL POLES | STEEL POLES | KY | 2 | 2095.4 | 1047.7 | 0
E364.00-Poles, Towers, and Fixtures | 2008-07-01 | Non-unitized | RDDD236OH-Rep Def Equip-OH-Richmond | KY | 0 | 0 | 0 | 0
E364.00-Poles, Towers, and Fixtures | 2008-07-01 | Non-unitized | NBSV366UG-New Bus Serv-UG-Maysville | KY | 2 | 0 | 0 | 0
E364.00-Poles, Towers, and Fixtures | 2008-05-01 | Non-unitized | 521 ASSEMBLY DRIVE 42701 | KY | 0 | 0 | 0
E364.00-Poles, Towers, and Fixtures | 2008-05-01 | Non-unitized | 1121355 | KY | 0 | 0 | 0
E364.00-Poles, Towers, and Fixtures | 2008-05-01 | Non-unitized | 345 CHESTNUT ST 42372 | KY | 0 | 0 | 0
E364.00-Poles, Towers, and Fixtures | 2008-05-01 | Non-unitized | 4405 HWY 138 W 42371 | KY | 0 | 0 | 0
E364.00-Poles, Towers, and Fixtures | 2008-05-01 | Non-unitized | 1594 E MAIN ST. 42749 | KY | 0 | 0 | 0
E364.00-Poles, Towers, and Fixtures | 2008-05-01 | Non-unitized | 1383424 | KY | 0 | 0 | 0
E364.00-Poles, Towers, and Fixtures | 2008-05-01 | Non-unitized | 116 RICEDALE CIR | KY | 0 | 0 | 0
E364.00-Poles, Towers, and Fixtures | 2008-05-01 | Non-unitized | 1367187 | KY | 0 | 0 | 0
E364.00-Poles, Towers, and Fixtures | 2008-05-01 | Non-unitized | 2284 DANFORTH DR 40511 | KY | 0 | 0 | 0 | 0
E364.00-Poles, Towers, and Fixtures | 2008-05-01 | Non-unitized | JACKS LN | KY | 0 | 0 | 0 | 0
E364.00-Poles, Towers, and Fixtures | 2008-05-01 | Non-unitized | MORRIS LN | KY | 0 | 0 | 0 | 0
E364.00-Poles, Towers, and Fixtures | 2008-05-01 | Non-unitized | 206 E DEPOT ST | KY | 0 | 0 | 0
E364.00-Poles, Towers, and Fixtures | 2008-05-01 | Non-unitized | 122 CLARK ST | KY | 0 | 0 | 0
E364.00-Poles, Towers, and Fixtures | 2008-05-01 | Non-unitized | COLBY RD | KY | 0 | 0 | 0 | 0
E364.00-Poles, Towers, and Fixtures | 2008-05-01 | Non-unitized | 336 W BELLVILLE ST 42064 | KY | 0 | 0 | 0
E364.00-Poles, Towers, and Fixtures | 2008-05-01 | Non-unitized | HWY 33 | KY | 0 | 0 | 0 | 0
E364.00-Poles, Towers, and Fixtures | 2008-05-01 | Non-unitized | 5501 BRIAR HILL RD 40516 | KY | 0 | 0 | 0
E364.00-Poles, Towers, and Fixtures | 2008-05-01 | Non-unitized | 2300 ELKHORN RD 40505 | KY | 0 | 0 | 0
E364.00-Poles, Towers, and Fixtures | 2008-05-01 | Non-unitized | 1318008 | KY | 0 | 0 | 0
E364.00-Poles, Towers, and Fixtures | 2008-05-01 | Non-unitized | 927 ST RT 602 HWY | KY | 0 | 0 | 0
E364.00-Poles, Towers, and Fixtures | 2008-05-01 | Non-unitized | 305 E KEIGAN ST 42408 | KY | 0 | 0 | 0
E364.00-Poles, Towers, and Fixtures | 2008-05-01 | Non-unitized | 4645 ST ROUTE 181N | KY | 0 | 0 | 0
E364.00-Poles, Towers, and Fixtures | 2008-05-01 | Non-unitized | 894 STATE ROUTE 1245 | KY | 0 | 0 | 0
E364.00-Poles, Towers, and Fixtures | 2008-05-01 | Non-unitized | 1556 S WILSON RD 40160 | KY | 0 | 0 | 0
E364.00-Poles, Towers, and Fixtures | 2008-05-01 | Non-unitized | 1650 TICKY FORK DR 40472 | KY | 0 | 0 | 0 | 0
E364.00-Poles, Towers, and Fixtures | 2008-05-01 | Non-unitized | HIGNITE CREEK RD | KY | 0 | 0 | 0 | 0
E364.00-Poles, Towers, and Fixtures | 2008-05-01 | Non-unitized | 901 WOODLAKE RD 40601 | KY | 0 | 0 | 0
E364.00-Poles, Towers, and Fixtures | 2008-05-01 | Non-unitized | 421 QUARRY ROAD 42754 | KY | 0 | 0 | 0
E364.00-Poles, Towers, and Fixtures | 2008-05-01 | Non-unitized | PROFESSIONAL DR SEWER LIFT | KY | 0 | 0 | 0 | 0
E364.00-Poles, Towers, and Fixtures | 2008-05-01 | Non-unitized | 125 CODELL DR 40509 | KY | 0 | 0 | 0 | 0
E364.00-Poles, Towers, and Fixtures | 2008-05-01 | Non-unitized | 1209457 | KY | 0 | 0 | 0 | 0
E364.00-Poles, Towers, and Fixtures | 2008-05-01 | Non-unitized | SPIDER CREEK RD | KY | 0 | 0 | 0 | 0
E364.00-Poles, Towers, and Fixtures | 2008-05-01 | Non-unitized | 1152524 | KY | 0 | 0 | 0 | 0
E364.00-Poles, Towers, and Fixtures | 2008-05-01 | Non-unitized | 7092 CINCINNATI RD 40370 | KY | 0 | 0 | 0 | 0
E364.00-Poles, Towers, and Fixtures | 2008-05-01 | Non-unitized | PLEASUREVILLE LOT 6 40057 | KY | 0 | 0 | 0 | 0
E364.00-Poles, Towers, and Fixtures | 2008-05-01 | Non-unitized | 314 BRIDGE ST PNE GROV 40351 | KY | 0 | 0 | 0 | 0
E364.00-Poles, Towers, and Fixtures | 2008-05-01 | Non-unitized | MONTGOMERY ST 40374 | KY | 0 | 0 | 0 | 0
E364.00-Poles, Towers, and Fixtures | 2008-05-01 | Non-unitized | 4560 TAYLORSVILLE RD BARN 40065 | KY | 0 | 0 | 0 | 0
E364.00-Poles, Towers, and Fixtures | 2008-05-01 | Non-unitized | HOLY CROSS RD. | KY | 0 | 0 | 0 | 0
E364.00-Poles, Towers, and Fixtures | 2008-05-01 | Non-unitized | 125 S HUDSON AVE 40336 | KY | 0 | 0 | 0 | 0
E364.00-Poles, Towers, and Fixtures | 2008-05-01 | Non-unitized | 571 FAIRFIELD DR | KY | 0 | 0 | 0 | 0
E364.00-Poles, Towers, and Fixtures | 2008-05-01 | Non-unitized | 3364 LEESTOWN RD | KY | 0 | 0 | 0 | 0
E364.00-Poles, Towers, and Fixtures | 2008-05-01 | Non-unitized | 1251 DEER HAVEN LN 40509 | KY | 0 | 0 | 0 | 0
E364.00-Poles, Towers, and Fixtures | 2008-05-01 | Non-unitized | 7875 HWY 227 N 41098 | KY | 0 | 0 | 0 | 0
E364.00-Poles, Towers, and Fixtures | 2008-05-01 | Non-unitized | 1238305 | KY | 0 | 0 | 0 | 0
E364.00-Poles, Towers, and Fixtures | 2008-05-01 | Non-unitized | 109 W WESTERN AVE 42776 | KY | 0 | 0 | 0 | 0
E364.00-Poles, Towers, and Fixtures | 2008-05-01 | Non-unitized | 2005 E PITTSBURG CHURCH RD 40755 | KY | 0 | 0 | 0 | 0
E364.00-Poles, Towers, and Fixtures | 2008-05-01 | Non-unitized | 156 W BELL CT 40508 | KY | 0 | 0 | 0 | 0
E364.00-Poles, Towers, and Fixtures | 2008-05-01 | Non-unitized | 1187 WOODLAKE TRACE | KY | 0 | 0 | 0 | 0
E364.00-Poles, Towers, and Fixtures | 2008-05-01 | Non-unitized | SMITH RD 40831 | KY | 0 | 0 | 0 | 0
E364.00-Poles, Towers, and Fixtures | 2008-05-01 | Non-unitized | HANCES CREEK | KY | 0 | 0 | 0 | 0
E364.00-Poles, Towers, and Fixtures | 2008-05-01 | Non-unitized | 3525 FORDS MILL RD 40383 | KY | 0 | 0 | 0 | 0
E364.00-Poles, Towers, and Fixtures | 2008-05-01 | Non-unitized | 1127946 | KY | 0 | 0 | 0 | 0
E364.00-Poles, Towers, and Fixtures | 2008-05-01 | Non-unitized | 1235524 | KY | 0 | 0 | 0 | 0
E364.00-Poles, Towers, and Fixtures | 2008-05-01 | Non-unitized | 1306 VERSAILLES RD 40513 | KY | 0 | 0 | 0
E364.00-Poles, Towers, and Fixtures | 2008-05-01 | Non-unitized | S US HWY 25 #1 40701 | KY | 0 | 0 | 0 | 0
E364.00-Poles, Towers, and Fixtures | 2008-05-01 | Non-unitized | 222 ADAMS RD | KY | 0 | 0 | 0 | 0
E364.00-Poles, Towers, and Fixtures | 2008-05-01 | Non-unitized | HINKSTON PIKE | KY | 0 | 0 | 0 | 0
E364.00-Poles, Towers, and Fixtures | 2008-05-01 | Non-unitized | MCGRATHIANA PKWY 40511 | KY | 0 | 0 | 0 | 0
E364.00-Poles, Towers, and Fixtures | 2008-05-01 | Non-unitized | 430 N PATTERSON ST TRL 42726 | KY | 0 | 0 | 0 | 0
E364.00-Poles, Towers, and Fixtures | 2008-05-01 | Non-unitized | 1083 SHAKERTOWN RD 40422 | KY | 0 | 0 | 0 | 0
E364.00-Poles, Towers, and Fixtures | 2008-05-01 | Non-unitized | MORRIS | KY | 0 | 0 | 0 | 0
E364.00-Poles, Towers, and Fixtures | 2008-05-01 | Non-unitized | 239 PEACHTREE ST 42784 | KY | 0 | 0 | 0 | 0
E364.00-Poles, Towers, and Fixtures | 2008-05-01 | Non-unitized | 216 SUMMIT RD 42732 | KY | 0 | 0 | 0 | 0
E364.00-Poles, Towers, and Fixtures | 2008-05-01 | Non-unitized | 313 HUDSON RD 40330 | KY | 0 | 0 | 0 | 0
E364.00-Poles, Towers, and Fixtures | 2008-05-01 | Non-unitized | 276 BURKE RD | KY | 0 | 0 | 0 | 0
E364.00-Poles, Towers, and Fixtures | 2008-05-01 | Non-unitized | 1907 VERSAILLES RD 40504 | KY | 0 | 0 | 0 | 0
E364.00-Poles, Towers, and Fixtures | 2008-05-01 | Non-unitized | 1522 S BLUEGRASS RD 41004 | KY | 0 | 0 | 0 | 0
E364.00-Poles, Towers, and Fixtures | 2008-05-01 | Non-unitized | SHIPP LN 42740 | KY | 0 | 0 | 0 | 0
E364.00-Poles, Towers, and Fixtures | 2008-05-01 | Non-unitized | 2800 NEWTOWN PIKE | KY | 0 | 0 | 0 | 0
E364.00-Poles, Towers, and Fixtures | 2008-05-01 | Non-unitized | 43 ROSEMONT ST TSE 40484 | KY | 0 | 0 | 0 | 0
E364.00-Poles, Towers, and Fixtures | 2008-05-01 | Non-unitized | 155 E HWY 1223 40701 | KY | 0 | 0 | 0 | 0
E364.00-Poles, Towers, and Fixtures | 2008-05-01 | Non-unitized | 1077055 | KY | 0 | 0 | 0 | 0
E364.00-Poles, Towers, and Fixtures | 2008-05-01 | Non-unitized | 1181955 | KY | 0 | 0 | 0 | 0
E364.00-Poles, Towers, and Fixtures | 2008-05-01 | Non-unitized | FOUR MILE 40939 | KY | 0 | 0 | 0 | 0
E364.00-Poles, Towers, and Fixtures | 2008-05-01 | Non-unitized | 3941 FICKLIN RD 40353 | KY | 0 | 0 | 0 | 0
E364.00-Poles, Towers, and Fixtures | 2008-05-01 | Non-unitized | 1077590 | KY | 0 | 0 | 0 | 0
E364.00-Poles, Towers, and Fixtures | 2008-05-01 | Non-unitized | 1139496 | KY | 0 | 0 | 0 | 0
E364.00-Poles, Towers, and Fixtures | 2008-05-01 | Non-unitized | 100 MALABU DR | KY | 0 | 0 | 0 | 0
E364.00-Poles, Towers, and Fixtures | 2008-05-01 | Non-unitized | COMMONWEALTH AVE TSE 40701 | KY | 0 | 0 | 0 | 0
E364.00-Poles, Towers, and Fixtures | 2008-05-01 | Non-unitized | 192 BY-PASS | KY | 0 | 0 | 0 | 0
E364.00-Poles, Towers, and Fixtures | 2008-05-01 | Non-unitized | 1216395 | KY | 0 | 0 | 0 | 0
E364.00-Poles, Towers, and Fixtures | 2008-05-01 | Non-unitized | CROSS KEYS RD TRACT10 40065 | KY | 0 | 0 | 0 | 0
E364.00-Poles, Towers, and Fixtures | 2008-05-01 | Non-unitized | 993967 | KY | 0 | 0 | 0 | 0
E364.00-Poles, Towers, and Fixtures | 2008-05-01 | Non-unitized | 1169757 | KY | 0 | 0 | 0 | 0
E364.00-Poles, Towers, and Fixtures | 2008-05-01 | Non-unitized | 3676 BRIAR HILL RD FG 9 40516 | KY | 0 | 0 | 0 | 0
E364.00-Poles, Towers, and Fixtures | 2008-05-01 | Non-unitized | KY. HWY. 55 40065 | KY | 0 | 0 | 0 | 0
E364.00-Poles, Towers, and Fixtures | 2008-05-01 | Non-unitized | HWY 399 41311 | KY | 0 | 0 | 0 | 0
E364.00-Poles, Towers, and Fixtures | 2008-05-01 | Non-unitized | 333 E MAIN ST 40507 | KY | 0 | 0 | 0 | 0
E364.00-Poles, Towers, and Fixtures | 2008-05-01 | Non-unitized | 1631 CEDAR RD 40379 | KY | 0 | 0 | 0 | 0
E364.00-Poles, Towers, and Fixtures | 2008-05-01 | Non-unitized | 2851 PARKERS MILL RD | KY | 0 | 0 | 0 | 0
E364.00-Poles, Towers, and Fixtures | 2008-05-01 | Non-unitized | 124 HWY 145 | KY | 0 | 0 | 0 | 0
E364.00-Poles, Towers, and Fixtures | 2008-05-01 | Non-unitized | 2332 STATE RTE 601 42345 | KY | 0 | 0 | 0 | 0
E364.00-Poles, Towers, and Fixtures | 2008-05-01 | Non-unitized | RT 3 42330 | KY | 0 | 0 | 0 | 0
E364.00-Poles, Towers, and Fixtures | 2008-05-01 | Non-unitized | 812 CLARK DR | KY | 0 | 0 | 0 | 0
E364.00-Poles, Towers, and Fixtures | 2008-05-01 | Non-unitized | GENEVA DR LOT 41 42642 | KY | 0 | 0 | 0 | 0
E364.00-Poles, Towers, and Fixtures | 2008-05-01 | Non-unitized | 1832 SWITZER RD 40379 | KY | 0 | 0 | 0 | 0
E364.00-Poles, Towers, and Fixtures | 2008-05-01 | Non-unitized | OLNEY ROAD | KY | 0 | 0 | 0 | 0
E364.00-Poles, Towers, and Fixtures | 2008-05-01 | Non-unitized | 91 MAIN STREET 40371 | KY | 0 | 0 | 0
E364.00-Poles, Towers, and Fixtures | 2008-05-01 | Non-unitized | 1174984 | KY | 0 | 0 | 0 | 0
E364.00-Poles, Towers, and Fixtures | 2008-05-01 | Non-unitized | 5094 PARRY LN 41056 | KY | 0 | 0 | 0 | 0
E364.00-Poles, Towers, and Fixtures | 2008-05-01 | Non-unitized | 17 SUNSHINE RD 40351 | KY | 0 | 0 | 0 | 0
E364.00-Poles, Towers, and Fixtures | 2008-05-01 | Non-unitized | DRY CREEK ROAD 40313 | KY | 0 | 0 | 0 | 0
E364.00-Poles, Towers, and Fixtures | 2008-05-01 | Non-unitized | UNION TEMPLE RD | KY | 0 | 0 | 0 | 0
E364.00-Poles, Towers, and Fixtures | 2008-05-01 | Non-unitized | 3008 RUSSELL SPRINGS RD TSE 42728 | KY | 0 | 0 | 0 | 0
E364.00-Poles, Towers, and Fixtures | 2008-05-01 | Non-unitized | 1005 HWY 327 GARAGE 40033 | KY | 0 | 0 | 0 | 0
E364.00-Poles, Towers, and Fixtures | 2008-05-01 | Non-unitized | 1151334 | KY | 0 | 0 | 0 | 0
E364.00-Poles, Towers, and Fixtures | 2008-05-01 | Non-unitized | 1249406 | KY | 0 | 0 | 0 | 0
E364.00-Poles, Towers, and Fixtures | 2008-05-01 | Non-unitized | 1294944 | KY | 0 | 0 | 0 | 0
E364.00-Poles, Towers, and Fixtures | 2008-05-01 | Non-unitized | 990 W NEW CIRCLE RD 40511 | KY | 0 | 0 | 0
E364.00-Poles, Towers, and Fixtures | 2008-05-01 | Non-unitized | 100 CORNWALLIS DR | KY | 0 | 0 | 0 | 0
E364.00-Poles, Towers, and Fixtures | 2008-05-01 | Non-unitized | 3472 US HWY 431 S 42323 | KY | 0 | 0 | 0 | 0
E364.00-Poles, Towers, and Fixtures | 2008-05-01 | Non-unitized | LEMONS MILL 40324 | KY | 0 | 0 | 0 | 0
E364.00-Poles, Towers, and Fixtures | 2008-05-01 | Non-unitized | 2320 OLD FINCHVILLE RD 40065 | KY | 0 | 0 | 0 | 0
E364.00-Poles, Towers, and Fixtures | 2008-05-01 | Non-unitized | CAMILLIER RD | KY | 0 | 0 | 0 | 0
E364.00-Poles, Towers, and Fixtures | 2008-05-01 | Non-unitized | 4360 COMBS FERRY RD 40391 | KY | 0 | 0 | 0 | 0
E364.00-Poles, Towers, and Fixtures | 2008-05-01 | Non-unitized | HWY36 WEST | KY | 0 | 0 | 0 | 0
E364.00-Poles, Towers, and Fixtures | 2008-05-01 | Non-unitized | W HIGHWAY 146 | KY | 0 | 0 | 0 | 0
E364.00-Poles, Towers, and Fixtures | 2008-05-01 | Non-unitized | WORK IN PROGRESS | KY | 0 | 0 | 0 | 0
E364.00-Poles, Towers, and Fixtures | 2008-05-01 | Non-unitized | 705 DUVALL STATION RD 40379 | KY | 0 | 0 | 0 | 0
E364.00-Poles, Towers, and Fixtures | 2008-05-01 | Non-unitized | BULL DOG ST. | KY | 0 | 0 | 0 | 0
E364.00-Poles, Towers, and Fixtures | 2008-05-01 | Non-unitized | BELLCASTLE RD 40505 | KY | 0 | 0 | 0 | 0
E364.00-Poles, Towers, and Fixtures | 2008-05-01 | Non-unitized | BUTTON LANE | KY | 0 | 0 | 0 | 0
E364.00-Poles, Towers, and Fixtures | 2008-05-01 | Non-unitized | 571 GALLOWAY RD 40324 | KY | 0 | 0 | 0
E364.00-Poles, Towers, and Fixtures | 2008-05-01 | Non-unitized | CRAB ORCHARD STREET | KY | 0 | 0 | 0
E364.00-Poles, Towers, and Fixtures | 2008-05-01 | Non-unitized | CREEKBEND | KY | 0 | 0 | 0 | 0
E364.00-Poles, Towers, and Fixtures | 2008-05-01 | Non-unitized | 1802 STATE ROUTE 81 42330 | KY | 0 | 0 | 0 | 0
E364.00-Poles, Towers, and Fixtures | 2008-05-01 | Non-unitized | 930 GEORGETOWN ST 40511 | KY | 0 | 0 | 0
E364.00-Poles, Towers, and Fixtures | 2008-05-01 | Non-unitized | 185 JOHNSON MILL RD 40324 | KY | 0 | 0 | 0 | 0
E364.00-Poles, Towers, and Fixtures | 2008-05-01 | Non-unitized | ROSLYN RD 40734 | KY | 0 | 0 | 0 | 0
E364.00-Poles, Towers, and Fixtures | 2008-05-01 | Non-unitized | 211 COTTER AVE | KY | 0 | 0 | 0 | 0
E364.00-Poles, Towers, and Fixtures | 2008-05-01 | Non-unitized | 414 ANDOVER DR | KY | 0 | 0 | 0 | 0
E364.00-Poles, Towers, and Fixtures | 2008-05-01 | Non-unitized | PROVIDENCE RD BARN 40330 | KY | 0 | 0 | 0 | 0
E364.00-Poles, Towers, and Fixtures | 2008-05-01 | Non-unitized | IRVINE ST 40475 | KY | 0 | 0 | 0 | 0
E364.00-Poles, Towers, and Fixtures | 2008-05-01 | Non-unitized | 256 ROY MCHARGUE RD DW 40740 | KY | 0 | 0 | 0 | 0
E364.00-Poles, Towers, and Fixtures | 2008-05-01 | Non-unitized | 168 S HWY 1651 | KY | 0 | 0 | 0 | 0
E364.00-Poles, Towers, and Fixtures | 2008-05-01 | Non-unitized | STONEBRIDGE 40342 | KY | 0 | 0 | 0 | 0
E364.00-Poles, Towers, and Fixtures | 2008-05-01 | Non-unitized | 1830 SWITZER 40379 | KY | 0 | 0 | 0 | 0
E364.00-Poles, Towers, and Fixtures | 2008-05-01 | Non-unitized | BAUGHMAN 40911 | KY | 0 | 0 | 0 | 0
E364.00-Poles, Towers, and Fixtures | 2008-05-01 | Non-unitized | BAILEY CREEK RD. 40828 | KY | 0 | 0 | 0 | 0
E364.00-Poles, Towers, and Fixtures | 2008-05-01 | Non-unitized | 1151 Queens Way Way | KY | 0 | 0 | 0 | 0
E364.00-Poles, Towers, and Fixtures | 2008-05-01 | Non-unitized | SARAH CT L21 TSE 40162 | KY | 0 | 0 | 0 | 0
E364.00-Poles, Towers, and Fixtures | 2008-05-01 | Non-unitized | 1293 ALTON RD | KY | 0 | 0 | 0
E364.00-Poles, Towers, and Fixtures | 2008-05-01 | Non-unitized | 1194661 | KY | 0 | 0 | 0 | 0
E364.00-Poles, Towers, and Fixtures | 2008-05-01 | Non-unitized | 1137994 | KY | 0 | 0 | 0 | 0
E364.00-Poles, Towers, and Fixtures | 2008-05-01 | Non-unitized | 403 REDDISH ST | KY | 0 | 0 | 0 | 0
E364.00-Poles, Towers, and Fixtures | 2008-05-01 | Non-unitized | 408 MAIN AVE | KY | 0 | 0 | 0 | 0
E364.00-Poles, Towers, and Fixtures | 2008-05-01 | Non-unitized | 1286894 | KY | 0 | 0 | 0 | 0
E364.00-Poles, Towers, and Fixtures | 2008-05-01 | Non-unitized | 101 DARBY DR | KY | 0 | 0 | 0 | 0
E364.00-Poles, Towers, and Fixtures | 2008-05-01 | Non-unitized | 277 QUALITY DR 40324 | KY | 0 | 0 | 0 | 0
E364.00-Poles, Towers, and Fixtures | 2008-05-01 | Non-unitized | 115 CARLSAN SPRINGS 40324 | KY | 0 | 0 | 0 | 0
E364.00-Poles, Towers, and Fixtures | 2008-05-01 | Non-unitized | 136 CHARLIE NORRIS RD WAREHSE 40475 | KY | 0 | 0 | 0 | 0
E364.00-Poles, Towers, and Fixtures | 2008-05-01 | Non-unitized | 6484 HIGHWAY 38 40828 | KY | 0 | 0 | 0
E364.00-Poles, Towers, and Fixtures | 2008-05-01 | Non-unitized | 1073786 | KY | 0 | 0 | 0 | 0
E364.00-Poles, Towers, and Fixtures | 2008-05-01 | Non-unitized | INGRAM | KY | 0 | 0 | 0 | 0
E364.00-Poles, Towers, and Fixtures | 2008-05-01 | Non-unitized | US HWY 60 | KY | 0 | 0 | 0 | 0
E364.00-Poles, Towers, and Fixtures | 2008-05-01 | Non-unitized | 614 EDGEWOOD DR 40356 | KY | 0 | 0 | 0 | 0
E364.00-Poles, Towers, and Fixtures | 2008-05-01 | Non-unitized | 1872 PLAUDIT PL 40509 | KY | 0 | 0 | 0 | 0
E364.00-Poles, Towers, and Fixtures | 2008-05-01 | Non-unitized | 260 OAK HILL RD 42501 | KY | 0 | 0 | 0 | 0
E364.00-Poles, Towers, and Fixtures | 2008-05-01 | Non-unitized | 100 CRIMSON CLASSIC WAY 40353 | KY | 0 | 0 | 0 | 0
E364.00-Poles, Towers, and Fixtures | 2008-05-01 | Non-unitized | AFFIRMED DRIVE 40422 | KY | 0 | 0 | 0 | 0
E364.00-Poles, Towers, and Fixtures | 2008-05-01 | Non-unitized | 1673 CLEVELAND RD 40509 | KY | 0 | 0 | 0
E364.00-Poles, Towers, and Fixtures | 2008-05-01 | Non-unitized | 840 TICKY FORK RD 40336 | KY | 0 | 0 | 0 | 0
E364.00-Poles, Towers, and Fixtures | 2008-05-01 | Non-unitized | 265 ARNOLD LN 40008 | KY | 0 | 0 | 0 | 0
E364.00-Poles, Towers, and Fixtures | 2008-05-01 | Non-unitized | 149 RIO VALLEY RD 40336 | KY | 0 | 0 | 0 | 0
E364.00-Poles, Towers, and Fixtures | 2008-05-01 | Non-unitized | 200 N MAIN ST 40383 | KY | 0 | 0 | 0 | 0
E364.00-Poles, Towers, and Fixtures | 2008-05-01 | Non-unitized | NEWTOWN PIKE | KY | 0 | 0 | 0 | 0
E364.00-Poles, Towers, and Fixtures | 2008-05-01 | Non-unitized | 4825 W PADUCAH SCHOOL RD 42086 | KY | 0 | 0 | 0 | 0
E364.00-Poles, Towers, and Fixtures | 2008-05-01 | Non-unitized | 498 S MAIN ST 42754 | KY | 0 | 0 | 0 | 0
E364.00-Poles, Towers, and Fixtures | 2008-05-01 | Non-unitized | 5302 CASTLE HIGHWAY TRL 40057 | KY | 0 | 0 | 0 | 0
E364.00-Poles, Towers, and Fixtures | 2008-05-01 | Non-unitized | 2510 ALLEN LN 40031 | KY | 0 | 0 | 0 | 0
E364.00-Poles, Towers, and Fixtures | 2008-05-01 | Non-unitized | ST. LT. SHADY LANE | KY | 0 | 0 | 0
E364.00-Poles, Towers, and Fixtures | 2008-05-01 | Non-unitized | 1335904 | KY | 0 | 0 | 0
E364.00-Poles, Towers, and Fixtures | 2008-05-01 | Non-unitized | 850 BILLY DRAKE RD 42330 | KY | 0 | 0 | 0
E364.00-Poles, Towers, and Fixtures | 2008-05-01 | Non-unitized | 1244885 | KY | 0 | 0 | 0
E364.00-Poles, Towers, and Fixtures | 2008-05-01 | Non-unitized | 233 ELMWOOD RD | KY | 0 | 0 | 0
E364.00-Poles, Towers, and Fixtures | 2008-05-01 | Non-unitized | FRONTIER WAY | KY | 0 | 0 | 0 | 0
E364.00-Poles, Towers, and Fixtures | 2008-05-01 | Non-unitized | 1263085 | KY | 0 | 0 | 0 | 0
E364.00-Poles, Towers, and Fixtures | 2008-05-01 | Non-unitized | 1192654 | KY | 0 | 0 | 0 | 0
E364.00-Poles, Towers, and Fixtures | 2008-05-01 | Non-unitized | 5508 RUSSELL CAVE RD | KY | 0 | 0 | 0 | 0
E364.00-Poles, Towers, and Fixtures | 2008-05-01 | Non-unitized | 183 JOEY DURHAM LN TSE 40701 | KY | 0 | 0 | 0 | 0
E364.00-Poles, Towers, and Fixtures | 2008-05-01 | Non-unitized | 798035 | KY | 0 | 0 | 0 | 0
E364.00-Poles, Towers, and Fixtures | 2008-05-01 | Non-unitized | 319 S BUELL ST 40468 | KY | 0 | 0 | 0 | 0
E364.00-Poles, Towers, and Fixtures | 2008-05-01 | Non-unitized | 508 LIMESTONE ST 41056 | KY | 0 | 0 | 0 | 0
E364.00-Poles, Towers, and Fixtures | 2008-05-01 | Non-unitized | 517 PATTERSON ST | KY | 0 | 0 | 0 | 0
E364.00-Poles, Towers, and Fixtures | 2008-05-01 | Non-unitized | 1535 KY HWY 519 40351 | KY | 0 | 0 | 0 | 0
E364.00-Poles, Towers, and Fixtures | 2008-05-01 | Non-unitized | 400 MOUNT STERLING RD | KY | 0 | 0 | 0
E364.00-Poles, Towers, and Fixtures | 2008-05-01 | Non-unitized | 1318348 | KY | 0 | 0 | 0 | 0
E364.00-Poles, Towers, and Fixtures | 2008-05-01 | Non-unitized | BLOOMFIELD RD 40071 | KY | 0 | 0 | 0 | 0
E364.00-Poles, Towers, and Fixtures | 2008-05-01 | Non-unitized | 325 RICHMOND RD | KY | 0 | 0 | 0 | 0
E364.00-Poles, Towers, and Fixtures | 2008-05-01 | Non-unitized | 2339 LEXINGTON RD 40475 | KY | 0 | 0 | 0
E364.00-Poles, Towers, and Fixtures | 2008-05-01 | Non-unitized | 2514 OLD MILLERSBURG RD. | KY | 0 | 0 | 0 | 0
E364.00-Poles, Towers, and Fixtures | 2008-05-01 | Non-unitized | 30 TWO LICK ROAD | KY | 0 | 0 | 0 | 0
E364.00-Poles, Towers, and Fixtures | 2008-05-01 | Non-unitized | 1429 BARNES MILL RD 40475 | KY | 0 | 0 | 0 | 0
E364.00-Poles, Towers, and Fixtures | 2008-05-01 | Non-unitized | JANE TRAIL | KY | 0 | 0 | 0 | 0
E364.00-Poles, Towers, and Fixtures | 2008-05-01 | Non-unitized | 1815 RICHMOND RD | KY | 0 | 0 | 0 | 0
E364.00-Poles, Towers, and Fixtures | 2008-05-01 | Non-unitized | 1150934 | KY | 0 | 0 | 0
E364.00-Poles, Towers, and Fixtures | 2008-05-01 | Non-unitized | 1205 STATE ROUTE 602 | KY | 0 | 0 | 0
E364.00-Poles, Towers, and Fixtures | 2008-05-01 | Non-unitized | RIVERPORT RD | KY | 0 | 0 | 0
E364.00-Poles, Towers, and Fixtures | 2008-05-01 | Non-unitized | 4223 KY 10 41034 | KY | 0 | 0 | 0 | 0
E364.00-Poles, Towers, and Fixtures | 2008-05-01 | Non-unitized | 1014 N BROADWAY 40508 | KY | 0 | 0 | 0 | 0
E364.00-Poles, Towers, and Fixtures | 2008-05-01 | Non-unitized | 211 MITCHELL ST | KY | 0 | 0 | 0 | 0
E364.00-Poles, Towers, and Fixtures | 2008-05-01 | Non-unitized | 1366 CATNIP HILL RD | KY | 0 | 0 | 0
E364.00-Poles, Towers, and Fixtures | 2008-05-01 | Non-unitized | 1097344 | KY | 0 | 0 | 0 | 0
E364.00-Poles, Towers, and Fixtures | 2008-05-01 | Non-unitized | 1193314 | KY | 0 | 0 | 0 | 0
E364.00-Poles, Towers, and Fixtures | 2008-05-01 | Non-unitized | 1156864 | KY | 0 | 0 | 0 | 0
E364.00-Poles, Towers, and Fixtures | 2008-05-01 | Non-unitized | 1130867 | KY | 0 | 0 | 0 | 0
E364.00-Poles, Towers, and Fixtures | 2008-05-01 | Non-unitized | 1182575 | KY | 0 | 0 | 0
E364.00-Poles, Towers, and Fixtures | 2008-05-01 | Non-unitized | 1016 ALTON STATION RD 40342 | KY | 0 | 0 | 0 | 0
E364.00-Poles, Towers, and Fixtures | 2008-05-01 | Non-unitized | ECTON RD | KY | 0 | 0 | 0 | 0
E364.00-Poles, Towers, and Fixtures | 2008-05-01 | Non-unitized | HIGHWAY 19 | KY | 0 | 0 | 0
E364.00-Poles, Towers, and Fixtures | 2008-05-01 | Non-unitized | 633 LAKE RD 41031 | KY | 0 | 0 | 0 | 0
E364.00-Poles, Towers, and Fixtures | 2008-05-01 | Non-unitized | US HWY 460 | KY | 0 | 0 | 0 | 0
E364.00-Poles, Towers, and Fixtures | 2008-05-01 | Non-unitized | 513 HAMPTON WAY LOT 4 | KY | 0 | 0 | 0 | 0
E364.00-Poles, Towers, and Fixtures | 2008-05-01 | Non-unitized | 1275 DEER HAVEN LN 40509 | KY | 0 | 0 | 0
E364.00-Poles, Towers, and Fixtures | 2008-05-01 | Non-unitized | 1228137 | KY | 0 | 0 | 0
E364.00-Poles, Towers, and Fixtures | 2008-05-01 | Non-unitized | 2525 MILL ST | KY | 0 | 0 | 0 | 0
E364.00-Poles, Towers, and Fixtures | 2008-05-01 | Non-unitized | LAKE LIBERTY ST 42539 | KY | 0 | 0 | 0 | 0
E364.00-Poles, Towers, and Fixtures | 2008-05-01 | Non-unitized | FRAZIER | KY | 0 | 0 | 0 | 0
E364.00-Poles, Towers, and Fixtures | 2008-05-01 | Non-unitized | 6800 SHELBYVILLE RD | KY | 0 | 0 | 0
E364.00-Poles, Towers, and Fixtures | 2008-05-01 | Non-unitized | LUCILLE DR 40511 | KY | 0 | 0 | 0
E364.00-Poles, Towers, and Fixtures | 2008-05-01 | Non-unitized | 1213044 | KY | 0 | 0 | 0
E364.00-Poles, Towers, and Fixtures | 2008-05-01 | Non-unitized | 1175616 | KY | 0 | 0 | 0
E364.00-Poles, Towers, and Fixtures | 2008-05-01 | Non-unitized | 1362277 | KY | 0 | 0 | 0
E364.00-Poles, Towers, and Fixtures | 2008-05-01 | Non-unitized | TATES CREEK RD | KY | 0 | 0 | 0
E364.00-Poles, Towers, and Fixtures | 2008-05-01 | Non-unitized | BUCK RD 42445 | KY | 0 | 0 | 0
E364.00-Poles, Towers, and Fixtures | 2008-05-01 | Non-unitized | FREDONIA QUARRY RD 42411 | KY | 0 | 0 | 0
E364.00-Poles, Towers, and Fixtures | 2008-05-01 | Non-unitized | 1426884 | KY | 0 | 0 | 0
E364.00-Poles, Towers, and Fixtures | 2008-05-01 | Non-unitized | SPEARS MILL RD | KY | 0 | 0 | 0
E364.00-Poles, Towers, and Fixtures | 2008-05-01 | Non-unitized | 216 PLEASANT HILL ROAD 41006 | KY | 0 | 0 | 0
E364.00-Poles, Towers, and Fixtures | 2008-05-01 | Non-unitized | 1300815 | KY | 0 | 0 | 0
E364.00-Poles, Towers, and Fixtures | 2008-05-01 | Non-unitized | 1155476 | KY | 0 | 0 | 0
E364.00-Poles, Towers, and Fixtures | 2008-05-01 | Non-unitized | 1160206 | KY | 0 | 0 | 0
E364.00-Poles, Towers, and Fixtures | 2008-05-01 | Non-unitized | 1083286 | KY | 0 | 0 | 0
E364.00-Poles, Towers, and Fixtures | 2008-05-01 | Non-unitized | ROCKWELL RD | KY | 0 | 0 | 0
E364.00-Poles, Towers, and Fixtures | 2008-05-01 | Non-unitized | 1388226 | KY | 0 | 0 | 0
E364.00-Poles, Towers, and Fixtures | 2008-05-01 | Non-unitized | 1209650 | KY | 0 | 0 | 0
E364.00-Poles, Towers, and Fixtures | 2008-05-01 | Non-unitized | BALLARD | KY | 0 | 0 | 0
E364.00-Poles, Towers, and Fixtures | 2008-05-01 | Non-unitized | WALL ALY | KY | 0 | 0 | 0
E364.00-Poles, Towers, and Fixtures | 2008-05-01 | Non-unitized | RICHMOND ST | KY | 0 | 0 | 0
E364.00-Poles, Towers, and Fixtures | 2008-05-01 | Non-unitized | HWY 1870 | KY | 0 | 0 | 0 | 0
E364.00-Poles, Towers, and Fixtures | 2008-05-01 | Non-unitized | 1633 N MAIN ST 42629 | KY | 0 | 0 | 0
E364.00-Poles, Towers, and Fixtures | 2008-05-01 | Non-unitized | 1473425 | KY | 0 | 0 | 0
E364.00-Poles, Towers, and Fixtures | 2008-05-01 | Non-unitized | BLOSSOM | KY | 0 | 0 | 0
E364.00-Poles, Towers, and Fixtures | 2008-05-01 | Non-unitized | SULPHUR SPRINGS ROAD | KY | 0 | 0 | 0
E364.00-Poles, Towers, and Fixtures | 2008-05-01 | Non-unitized | INDUSTRIAL PARK DR 42749 | KY | 0 | 0 | 0
E364.00-Poles, Towers, and Fixtures | 2008-05-01 | Non-unitized | SHELBY | KY | 0 | 0 | 0 | 0
E364.00-Poles, Towers, and Fixtures | 2008-05-01 | Non-unitized | N LEXINGTON | KY | 0 | 0 | 0
E364.00-Poles, Towers, and Fixtures | 2008-05-01 | Non-unitized | 1247187 | KY | 0 | 0 | 0
E364.00-Poles, Towers, and Fixtures | 2008-05-01 | Non-unitized | FORK SPRINGS RD | KY | 0 | 0 | 0
E364.00-Poles, Towers, and Fixtures | 2008-05-01 | Non-unitized | US 431 & WK PKY HWY | KY | 0 | 0 | 0
E364.00-Poles, Towers, and Fixtures | 2008-05-01 | Non-unitized | 910-1208 BILLY DRAKE RD | KY | 0 | 0 | 0
E364.00-Poles, Towers, and Fixtures | 2008-05-01 | Non-unitized | 1800 IRVINE RD 40475 | KY | 0 | 0 | 0
E364.00-Poles, Towers, and Fixtures | 2008-05-01 | Non-unitized | 1468316 | KY | 0 | 0 | 0
E364.00-Poles, Towers, and Fixtures | 2008-05-01 | Non-unitized | WALNUT GROVE RD | KY | 0 | 0 | 0
E364.00-Poles, Towers, and Fixtures | 2008-05-01 | Non-unitized | 1195704 | KY | 0 | 0 | 0
E364.00-Poles, Towers, and Fixtures | 2008-05-01 | Non-unitized | STATE HWY 325 | KY | 0 | 0 | 0
E364.00-Poles, Towers, and Fixtures | 2008-05-01 | Non-unitized | 499 E HIGH ST 40507 | KY | 0 | 0 | 0 | 0
E364.00-Poles, Towers, and Fixtures | 2008-05-01 | Non-unitized | 1024356 | KY | 0 | 0 | 0
E364.00-Poles, Towers, and Fixtures | 2008-05-01 | Non-unitized | 830 SAWMILL RD #5 42431 | KY | 0 | 0 | 0
E364.00-Poles, Towers, and Fixtures | 2008-05-01 | Non-unitized | 1331210 | KY | 0 | 0 | 0
E364.00-Poles, Towers, and Fixtures | 2008-05-01 | Non-unitized | CLINTONVILLE RD | KY | 0 | 0 | 0 | 0
E364.00-Poles, Towers, and Fixtures | 2008-05-01 | Non-unitized | 1478874 | KY | 0 | 0 | 0
E364.00-Poles, Towers, and Fixtures | 2008-05-01 | Non-unitized | 381 W MAIN ST 40311 | KY | 0 | 0 | 0 | 0
E364.00-Poles, Towers, and Fixtures | 2008-05-01 | Non-unitized | SECOND ST 42765 | KY | 0 | 0 | 0
E364.00-Poles, Towers, and Fixtures | 2008-05-01 | Non-unitized | 105 INDUSTRIAL DR 1 42345 | KY | 0 | 0 | 0
E364.00-Poles, Towers, and Fixtures | 2008-05-01 | Non-unitized | 1467574 | KY | 0 | 0 | 0
E364.00-Poles, Towers, and Fixtures | 2008-05-01 | Non-unitized | MAIN STREET | KY | 0 | 0 | 0 | 0
E364.00-Poles, Towers, and Fixtures | 2008-05-01 | Non-unitized | 1140284 | KY | 0 | 0 | 0
E364.00-Poles, Towers, and Fixtures | 2008-05-01 | Non-unitized | 1542 HWY 68 ST | KY | 0 | 0 | 0
E364.00-Poles, Towers, and Fixtures | 2008-05-01 | Non-unitized | 276 ELMBURG RD 40065 | KY | 0 | 0 | 0 | 0
E364.00-Poles, Towers, and Fixtures | 2008-05-01 | Non-unitized | 1370695 | KY | 0 | 0 | 0
E364.00-Poles, Towers, and Fixtures | 2008-05-01 | Non-unitized | 1412439 | KY | 0 | 0 | 0
E364.00-Poles, Towers, and Fixtures | 2008-05-01 | Non-unitized | 1302 POWERSV-HARRISON RD 41004 | KY | 0 | 0 | 0
E364.00-Poles, Towers, and Fixtures | 2008-05-01 | Non-unitized | 1288 E MAIN 42749 | KY | 0 | 0 | 0
E364.00-Poles, Towers, and Fixtures | 2008-05-01 | Non-unitized | 1842 N MAIN ST SHOP 42629 | KY | 0 | 0 | 0
E364.00-Poles, Towers, and Fixtures | 2008-05-01 | Non-unitized | 101 W HIGHWAY 635 | KY | 0 | 0 | 0
E364.00-Poles, Towers, and Fixtures | 2008-05-01 | Non-unitized | 1116445 | KY | 0 | 0 | 0
E364.00-Poles, Towers, and Fixtures | 2008-05-01 | Non-unitized | 1210916 | KY | 0 | 0 | 0
E364.00-Poles, Towers, and Fixtures | 2008-05-01 | Non-unitized | LITTLE CREEK ON CATRONS CREEK | KY | 0 | 0 | 0
E364.00-Poles, Towers, and Fixtures | 2008-05-01 | Non-unitized | RESERVOIR | KY | 0 | 0 | 0
E364.00-Poles, Towers, and Fixtures | 2008-05-01 | Non-unitized | 1151347 | KY | 0 | 0 | 0
E364.00-Poles, Towers, and Fixtures | 2008-05-01 | Non-unitized | 1139065 | KY | 0 | 0 | 0
E364.00-Poles, Towers, and Fixtures | 2008-05-01 | Non-unitized | 1242924 | KY | 0 | 0 | 0
E364.00-Poles, Towers, and Fixtures | 2008-05-01 | Non-unitized | STATE HWY 179 | KY | 0 | 0 | 0
E364.00-Poles, Towers, and Fixtures | 2008-05-01 | Non-unitized | 1194004 | KY | 0 | 0 | 0
E364.00-Poles, Towers, and Fixtures | 2008-05-01 | Non-unitized | 1097736 | KY | 0 | 0 | 0
E364.00-Poles, Towers, and Fixtures | 2008-05-01 | Non-unitized | 1387859 | KY | 0 | 0 | 0
E364.00-Poles, Towers, and Fixtures | 2008-05-01 | Non-unitized | 4244 RUSSELL SPRINGS RD 42728 | KY | 0 | 0 | 0
E364.00-Poles, Towers, and Fixtures | 2008-05-01 | Non-unitized | KEENELAND DR 40475 | KY | 0 | 0 | 0
E364.00-Poles, Towers, and Fixtures | 2008-05-01 | Non-unitized | 430 GREGORY LAKE RD LOT 14 42337 | KY | 0 | 0 | 0
E364.00-Poles, Towers, and Fixtures | 2008-05-01 | Non-unitized | 1123216 | KY | 0 | 0 | 0
E364.00-Poles, Towers, and Fixtures | 2008-05-01 | Non-unitized | 1479245 | KY | 0 | 0 | 0
E364.00-Poles, Towers, and Fixtures | 2008-05-01 | Non-unitized | SOUTH FOURTH STREET | KY | 0 | 0 | 0
E364.00-Poles, Towers, and Fixtures | 2008-05-01 | Non-unitized | 1210954 | KY | 0 | 0 | 0
E364.00-Poles, Towers, and Fixtures | 2008-05-01 | Non-unitized | 1085964 | KY | 0 | 0 | 0
E364.00-Poles, Towers, and Fixtures | 2008-05-01 | Non-unitized | 2087 MANNINGTON LOOP | KY | 0 | 0 | 0
E364.00-Poles, Towers, and Fixtures | 2008-05-01 | Non-unitized | 300 COLLEGE STREET FRONT 42701 | KY | 0 | 0 | 0
E364.00-Poles, Towers, and Fixtures | 2008-05-01 | Non-unitized | 2200 W PARK RD. 42701 | KY | 0 | 0 | 0
E364.00-Poles, Towers, and Fixtures | 2008-05-01 | Non-unitized | 1463115 | KY | 0 | 0 | 0
E364.00-Poles, Towers, and Fixtures | 2008-05-01 | Non-unitized | N MAIN ST. | KY | 0 | 0 | 0
E364.00-Poles, Towers, and Fixtures | 2008-05-01 | Non-unitized | S GRIDER | KY | 0 | 0 | 0
E364.00-Poles, Towers, and Fixtures | 2008-05-01 | Non-unitized | 1311074 | KY | 0 | 0 | 0
E364.00-Poles, Towers, and Fixtures | 2008-05-01 | Non-unitized | 4440 US 60 EAST 40351 | KY | 0 | 0 | 0
E364.00-Poles, Towers, and Fixtures | 2008-05-01 | Non-unitized | 5400 CORYDON - GREENLICK RD | KY | 0 | 0 | 0
E364.00-Poles, Towers, and Fixtures | 2008-05-01 | Non-unitized | 1954 WICKLAND CIR 40505 | KY | 0 | 0 | 0
E364.00-Poles, Towers, and Fixtures | 2008-05-01 | Non-unitized | STOCKYARD | KY | 0 | 0 | 0
E364.00-Poles, Towers, and Fixtures | 2008-05-01 | Non-unitized | 1600 MILLERSBURG ROAD | KY | 0 | 0 | 0 | 0
E364.00-Poles, Towers, and Fixtures | 2008-05-01 | Non-unitized | DRANE LN | KY | 0 | 0 | 0 | 0
E364.00-Poles, Towers, and Fixtures | 2008-05-01 | Non-unitized | 1148432 | KY | 0 | 0 | 0 | 0
E364.00-Poles, Towers, and Fixtures | 2008-05-01 | Non-unitized | 1119654 | KY | 0 | 0 | 0
E364.00-Poles, Towers, and Fixtures | 2008-05-01 | Non-unitized | 1259446 | KY | 0 | 0 | 0 | 0
E364.00-Poles, Towers, and Fixtures | 2008-05-01 | Non-unitized | 1477324 | KY | 0 | 0 | 0
E364.00-Poles, Towers, and Fixtures | 2008-05-01 | Non-unitized | 1341 FORD RD | KY | 0 | 0 | 0
E364.00-Poles, Towers, and Fixtures | 2008-05-01 | Non-unitized | 111 DEWEY RD 40356 | KY | 0 | 0 | 0
E364.00-Poles, Towers, and Fixtures | 2008-05-01 | Non-unitized | 135 BLAKE LN 40390 | KY | 0 | 0 | 0
E364.00-Poles, Towers, and Fixtures | 2008-05-01 | Non-unitized | 1256204 | KY | 0 | 0 | 0
E364.00-Poles, Towers, and Fixtures | 2008-05-01 | Non-unitized | 1204375 | KY | 0 | 0 | 0
E364.00-Poles, Towers, and Fixtures | 2008-05-01 | Non-unitized | 1250555 | KY | 0 | 0 | 0
E364.00-Poles, Towers, and Fixtures | 2008-05-01 | Non-unitized | 421 | KY | 0 | 0 | 0 | 0
E364.00-Poles, Towers, and Fixtures | 2008-05-01 | Non-unitized | 1322304 | KY | 0 | 0 | 0
E364.00-Poles, Towers, and Fixtures | 2008-05-01 | Non-unitized | CRIDER DULANEY RD 42445 | KY | 0 | 0 | 0
E364.00-Poles, Towers, and Fixtures | 2008-05-01 | Non-unitized | 1222218 | KY | 0 | 0 | 0
E364.00-Poles, Towers, and Fixtures | 2008-05-01 | Non-unitized | US HIGHWAY 62 E | KY | 0 | 0 | 0
E364.00-Poles, Towers, and Fixtures | 2008-05-01 | Non-unitized | 451 MADISON DR 42345 | KY | 0 | 0 | 0
E364.00-Poles, Towers, and Fixtures | 2008-05-01 | Non-unitized | AIRLINE RD, FAIRGROUND | KY | 0 | 0 | 0
E364.00-Poles, Towers, and Fixtures | 2008-05-01 | Non-unitized | 1081 OLNEY ROAD | KY | 0 | 0 | 0
E364.00-Poles, Towers, and Fixtures | 2008-05-01 | Non-unitized | 485 E WHITE SULPHUR RD 42411 | KY | 0 | 0 | 0
E364.00-Poles, Towers, and Fixtures | 2008-05-01 | Non-unitized | 1156185 | KY | 0 | 0 | 0
E364.00-Poles, Towers, and Fixtures | 2008-05-01 | Non-unitized | 1150394 | KY | 0 | 0 | 0
E364.00-Poles, Towers, and Fixtures | 2008-05-01 | Non-unitized | HWY 62 42345 | KY | 0 | 0 | 0
E364.00-Poles, Towers, and Fixtures | 2008-05-01 | Non-unitized | 330 N FOURTH ST TSE 42330 | KY | 0 | 0 | 0
E364.00-Poles, Towers, and Fixtures | 2008-05-01 | Non-unitized | 410 S CENTRAL AVE | KY | 0 | 0 | 0 | 0
E364.00-Poles, Towers, and Fixtures | 2008-05-01 | Non-unitized | 1293997 | KY | 0 | 0 | 0
E364.00-Poles, Towers, and Fixtures | 2008-05-01 | Non-unitized | 4675 STATE RT 181 N M16 ENTR 42345 | KY | 0 | 0 | 0
E364.00-Poles, Towers, and Fixtures | 2008-05-01 | Non-unitized | 107 LEGION DR 42330 | KY | 0 | 0 | 0
E364.00-Poles, Towers, and Fixtures | 2008-05-01 | Non-unitized | 317 LOCUST RD TRAILER 40045 | KY | 0 | 0 | 0 | 0
E364.00-Poles, Towers, and Fixtures | 2008-05-01 | Non-unitized | 3334 SLACK PI 41056 | KY | 0 | 0 | 0 | 0
E364.00-Poles, Towers, and Fixtures | 2008-05-01 | Non-unitized | 3178 DUTCH RIDGE RD 41002 | KY | 0 | 0 | 0
E364.00-Poles, Towers, and Fixtures | 2008-05-01 | Non-unitized | 100 W MAIN ST | KY | 0 | 0 | 0
E364.00-Poles, Towers, and Fixtures | 2008-05-01 | Non-unitized | 96 WINTERS RD 42038 | KY | 0 | 0 | 0
E364.00-Poles, Towers, and Fixtures | 2008-05-01 | Non-unitized | 1460604 | KY | 0 | 0 | 0
E364.00-Poles, Towers, and Fixtures | 2008-05-01 | Non-unitized | 1186625 | KY | 0 | 0 | 0
E364.00-Poles, Towers, and Fixtures | 2008-05-01 | Non-unitized | 713 LONG POND RD | KY | 0 | 0 | 0
E364.00-Poles, Towers, and Fixtures | 2008-05-01 | Non-unitized | 1015 E MAIN ST 42749 | KY | 0 | 0 | 0
E364.00-Poles, Towers, and Fixtures | 2008-05-01 | Non-unitized | 1326244 | KY | 0 | 0 | 0
E364.00-Poles, Towers, and Fixtures | 2008-05-01 | Non-unitized | MEADOWLARK LN | KY | 0 | 0 | 0
E364.00-Poles, Towers, and Fixtures | 2008-05-01 | Non-unitized | 15699 US HWY 431 N 42330 | KY | 0 | 0 | 0
E364.00-Poles, Towers, and Fixtures | 2008-05-01 | Non-unitized | HWY 2835 | KY | 0 | 0 | 0
E364.00-Poles, Towers, and Fixtures | 2008-05-01 | Non-unitized | 1085354 | KY | 0 | 0 | 0
E364.00-Poles, Towers, and Fixtures | 2008-05-01 | Non-unitized | HWY 270 | KY | 0 | 0 | 0
E364.00-Poles, Towers, and Fixtures | 2008-05-01 | Non-unitized | 130 CHURCH ST 42323 | KY | 0 | 0 | 0
E364.00-Poles, Towers, and Fixtures | 2008-05-01 | Non-unitized | 215 SEVENTH ST 42327 | KY | 0 | 0 | 0
E364.00-Poles, Towers, and Fixtures | 2008-05-01 | Non-unitized | 1335554 | KY | 0 | 0 | 0
E364.00-Poles, Towers, and Fixtures | 2008-05-01 | Non-unitized | 660 LUZERNE DEPOY RD 42345 | KY | 0 | 0 | 0
E364.00-Poles, Towers, and Fixtures | 2008-05-01 | Non-unitized | 1335705 | KY | 0 | 0 | 0
E364.00-Poles, Towers, and Fixtures | 2008-05-01 | Non-unitized | 1321065 | KY | 0 | 0 | 0 | 0
E364.00-Poles, Towers, and Fixtures | 2008-05-01 | Non-unitized | 129 MAYHAN DR. - LONDON | KY | 0 | 0 | 0
E364.00-Poles, Towers, and Fixtures | 2008-05-01 | Non-unitized | 1462121 | KY | 0 | 0 | 0
E364.00-Poles, Towers, and Fixtures | 2008-05-01 | Non-unitized | CREWS | KY | 0 | 0 | 0
E364.00-Poles, Towers, and Fixtures | 2008-05-01 | Non-unitized | 5113 RAYMOND RD P STRI 41055 | KY | 0 | 0 | 0 | 0
E364.00-Poles, Towers, and Fixtures | 2008-05-01 | Non-unitized | 7153 STATE RT 81 42372 | KY | 0 | 0 | 0
E364.00-Poles, Towers, and Fixtures | 2008-05-01 | Non-unitized | 1380421 | KY | 0 | 0 | 0
E364.00-Poles, Towers, and Fixtures | 2008-05-01 | Non-unitized | 443 SPRING ST 40353 | KY | 0 | 0 | 0
E364.00-Poles, Towers, and Fixtures | 2008-05-01 | Non-unitized | 1393714 | KY | 0 | 0 | 0
E364.00-Poles, Towers, and Fixtures | 2008-05-01 | Non-unitized | 1057064 | KY | 0 | 0 | 0
E364.00-Poles, Towers, and Fixtures | 2008-05-01 | Non-unitized | 1510 MULBERRY PIKE | KY | 0 | 0 | 0 | 0
E364.00-Poles, Towers, and Fixtures | 2008-05-01 | Non-unitized | 1156528 | KY | 0 | 0 | 0
E364.00-Poles, Towers, and Fixtures | 2008-05-01 | Non-unitized | US HWY 62 42055 | KY | 0 | 0 | 0
E364.00-Poles, Towers, and Fixtures | 2008-05-01 | Non-unitized | 210 N SECOND ST | KY | 0 | 0 | 0
E364.00-Poles, Towers, and Fixtures | 2008-05-01 | Non-unitized | 3450 TAYLOR MINES RD 42320 | KY | 0 | 0 | 0
E364.00-Poles, Towers, and Fixtures | 2008-05-01 | Non-unitized | 1204675 | KY | 0 | 0 | 0
E364.00-Poles, Towers, and Fixtures | 2008-05-01 | Non-unitized | KINGSRIDGE CT 42038 | KY | 0 | 0 | 0
E364.00-Poles, Towers, and Fixtures | 2008-05-01 | Non-unitized | 1293925 | KY | 0 | 0 | 0
E364.00-Poles, Towers, and Fixtures | 2008-05-01 | Non-unitized | 110 OLD WHITE PLAINS ROAD | KY | 0 | 0 | 0
E364.00-Poles, Towers, and Fixtures | 2008-05-01 | Non-unitized | 1598 BOONESBOROUGH RD 40475 | KY | 0 | 0 | 0 | 0
E364.00-Poles, Towers, and Fixtures | 2008-05-01 | Non-unitized | 1287524 | KY | 0 | 0 | 0
E364.00-Poles, Towers, and Fixtures | 2008-05-01 | Non-unitized | 1426415 | KY | 0 | 0 | 0
E364.00-Poles, Towers, and Fixtures | 2008-05-01 | Non-unitized | HWY 363 | KY | 0 | 0 | 0
E364.00-Poles, Towers, and Fixtures | 2008-05-01 | Non-unitized | 1148354 | KY | 0 | 0 | 0
E364.00-Poles, Towers, and Fixtures | 2008-05-01 | Non-unitized | 6430 CAIRO RD 42086 | KY | 0 | 0 | 0
E364.00-Poles, Towers, and Fixtures | 2008-05-01 | Non-unitized | 110 ROBERTSON ST 42330 | KY | 0 | 0 | 0
E364.00-Poles, Towers, and Fixtures | 2008-05-01 | Non-unitized | 3100 FRIENDSHIP RD | KY | 0 | 0 | 0
E364.00-Poles, Towers, and Fixtures | 2008-05-01 | Non-unitized | 265 FREDERICK RD 42408 | KY | 0 | 0 | 0
E364.00-Poles, Towers, and Fixtures | 2008-05-01 | Non-unitized | FOXWOOD COURT | KY | 0 | 0 | 0
E364.00-Poles, Towers, and Fixtures | 2008-05-01 | Non-unitized | 1338734 | KY | 0 | 0 | 0 | 0
E364.00-Poles, Towers, and Fixtures | 2008-05-01 | Non-unitized | 609 E WALNUT 42408 | KY | 0 | 0 | 0
E364.00-Poles, Towers, and Fixtures | 2008-05-01 | Non-unitized | E MAIN ST 40475 | KY | 0 | 0 | 0 | 0
E364.00-Poles, Towers, and Fixtures | 2008-05-01 | Non-unitized | HWY 1247 | KY | 0 | 0 | 0 | 0
E364.00-Poles, Towers, and Fixtures | 2008-05-01 | Non-unitized | 5629 STATE RT 81 42325 | KY | 0 | 0 | 0
E364.00-Poles, Towers, and Fixtures | 2008-05-01 | Non-unitized | 1333685 | KY | 0 | 0 | 0
E364.00-Poles, Towers, and Fixtures | 2008-05-01 | Non-unitized | 1212186 | KY | 0 | 0 | 0
E364.00-Poles, Towers, and Fixtures | 2008-05-01 | Non-unitized | 625 N SPALDING AVE | KY | 0 | 0 | 0 | 0
E364.00-Poles, Towers, and Fixtures | 2008-05-01 | Non-unitized | 9475 HWY 416 | KY | 0 | 0 | 0
E364.00-Poles, Towers, and Fixtures | 2008-05-01 | Non-unitized | 189 TANNER LN 42320 | KY | 0 | 0 | 0
E364.00-Poles, Towers, and Fixtures | 2008-05-01 | Non-unitized | 310 CHERRY ST 42038 | KY | 0 | 0 | 0
E364.00-Poles, Towers, and Fixtures | 2008-05-01 | Non-unitized | 127 NOFFSINGER LN | KY | 0 | 0 | 0
E364.00-Poles, Towers, and Fixtures | 2008-05-01 | Non-unitized | CANTRELL RD 42038 | KY | 0 | 0 | 0
E364.00-Poles, Towers, and Fixtures | 2008-05-01 | Non-unitized | 1389956 | KY | 0 | 0 | 0
E364.00-Poles, Towers, and Fixtures | 2008-05-01 | Non-unitized | HWY 36 WEST | KY | 0 | 0 | 0 | 0
E364.00-Poles, Towers, and Fixtures | 2008-07-01 | Non-unitized | HOTCHKISS | KY | 0 | 0 | 0
E364.00-Poles, Towers, and Fixtures | 2008-05-01 | Non-unitized | 1498915 | KY | 0 | 0 | 0
E364.00-Poles, Towers, and Fixtures | 2008-05-01 | Non-unitized | 1104736 | KY | 0 | 0 | 0 | 0
E364.00-Poles, Towers, and Fixtures | 2008-05-01 | Non-unitized | 1506 E MT VERNON | KY | 0 | 0 | 0 | 0
E364.00-Poles, Towers, and Fixtures | 2008-05-01 | Non-unitized | 1129716 | KY | 0 | 0 | 0 | 0
E364.00-Poles, Towers, and Fixtures | 2008-05-01 | Non-unitized | 58 OLD PINEVILLE PK TEMP 40965 | KY | 0 | 0 | 0 | 0
E364.00-Poles, Towers, and Fixtures | 2008-05-01 | Non-unitized | EQUINE WAY 40601 | KY | 0 | 0 | 0 | 0
E364.00-Poles, Towers, and Fixtures | 2008-05-01 | Non-unitized | DOVE TRACE RD | KY | 0 | 0 | 0
E364.00-Poles, Towers, and Fixtures | 2008-05-01 | Non-unitized | ALLISON DR 42776 | KY | 0 | 0 | 0 | 0
E364.00-Poles, Towers, and Fixtures | 2008-05-01 | Non-unitized | 366 HARP INNIS RD 40511 | KY | 0 | 0 | 0 | 0
E364.00-Poles, Towers, and Fixtures | 2008-05-01 | Non-unitized | POPCORN RD | KY | 0 | 0 | 0 | 0
E364.00-Poles, Towers, and Fixtures | 2008-05-01 | Non-unitized | 300 PAYNES DEPOT RD 40347 | KY | 0 | 0 | 0 | 0
E364.00-Poles, Towers, and Fixtures | 2008-05-01 | Non-unitized | MCDONALDS FERRY RD | KY | 0 | 0 | 0 | 0
E364.00-Poles, Towers, and Fixtures | 2008-05-01 | Non-unitized | 1201019 | KY | 0 | 0 | 0 | 0
E364.00-Poles, Towers, and Fixtures | 2008-07-01 | Non-unitized | MCAPR156-CAP/REG/RECL - 011560 | KY | 0 | 0 | 0
E364.00-Poles, Towers, and Fixtures | 2008-05-01 | Non-unitized | GEORGETOWN BYPASS 40324 | KY | 0 | 0 | 0 | 0
E364.00-Poles, Towers, and Fixtures | 2008-05-01 | Non-unitized | 39 RED BUD LN 42367 | KY | 0 | 0 | 0 | 0
E364.00-Poles, Towers, and Fixtures | 2008-05-01 | Non-unitized | 275 HARMONY LN 42337 | KY | 0 | 0 | 0 | 0
E364.00-Poles, Towers, and Fixtures | 2008-05-01 | Non-unitized | KEITH RD | KY | 0 | 0 | 0 | 0
E364.00-Poles, Towers, and Fixtures | 2008-05-01 | Non-unitized | 48 BOGART PL LT 54 42724 | KY | 0 | 0 | 0 | 0
E364.00-Poles, Towers, and Fixtures | 2008-05-01 | Non-unitized | MAJESTIC WAY LT40PERM 42724 | KY | 0 | 0 | 0 | 0
E364.00-Poles, Towers, and Fixtures | 2008-05-01 | Non-unitized | 370 PT PLEASANT RD NEW HSE 40019 | KY | 0 | 0 | 0 | 0
E364.00-Poles, Towers, and Fixtures | 2008-05-01 | Non-unitized | CAMARGO RD TEMP 40353 | KY | 0 | 0 | 0 | 0
E364.00-Poles, Towers, and Fixtures | 2008-07-01 | Non-unitized | 1504906 | KY | 0 | 0 | 0
E364.00-Poles, Towers, and Fixtures | 2008-05-01 | Non-unitized | 1311556 | KY | 0 | 0 | 0 | 0
E364.00-Poles, Towers, and Fixtures | 2008-05-01 | Non-unitized | 1168115 | KY | 0 | 0 | 0 | 0
E364.00-Poles, Towers, and Fixtures | 2008-05-01 | Non-unitized | 133 BUCHANAN ST 40508 | KY | 0 | 0 | 0 | 0
E364.00-Poles, Towers, and Fixtures | 2008-07-01 | Non-unitized | KENTUCKY UTILITIES COMPANY | KY | 0 | 0 | 0
E364.00-Poles, Towers, and Fixtures | 2008-05-01 | Non-unitized | 24 HORNBEEKS RD 41006 | KY | 0 | 0 | 0 | 0
E364.00-Poles, Towers, and Fixtures | 2008-05-01 | Non-unitized | 587 DRY CREEK ROAD 40313 | KY | 0 | 0 | 0 | 0
E364.00-Poles, Towers, and Fixtures | 2008-05-01 | Non-unitized | 3040 CARPENTER LANE 41034 | KY | 0 | 0 | 0 | 0
E364.00-Poles, Towers, and Fixtures | 2008-05-01 | Non-unitized | 7152 AA HWY # 9 41043 | KY | 0 | 0 | 0
E364.00-Poles, Towers, and Fixtures | 2008-05-01 | Non-unitized | 308 WILLIS ST 42749 | KY | 0 | 0 | 0 | 0
E364.00-Poles, Towers, and Fixtures | 2008-05-01 | Non-unitized | 410 & 412 N UNIVERSITY BLV 40351 | KY | 0 | 0 | 0 | 0
E364.00-Poles, Towers, and Fixtures | 2008-05-01 | Non-unitized | 203 S HARRISON ST 40033 | KY | 0 | 0 | 0 | 0
E364.00-Poles, Towers, and Fixtures | 2008-05-01 | Non-unitized | 15399 N HWY 1247 | KY | 0 | 0 | 0 | 0
E364.00-Poles, Towers, and Fixtures | 2008-05-01 | Non-unitized | CINCINNATI 40370 | KY | 0 | 0 | 0 | 0
E364.00-Poles, Towers, and Fixtures | 2008-05-01 | Non-unitized | 1056884 | KY | 0 | 0 | 0
E364.00-Poles, Towers, and Fixtures | 2008-05-01 | Non-unitized | MORRISS SCALE HOUSE | KY | 0 | 0 | 0 | 0
E364.00-Poles, Towers, and Fixtures | 2008-05-01 | Non-unitized | 435 WACO LOOP RD 40385 | KY | 0 | 0 | 0 | 0
E364.00-Poles, Towers, and Fixtures | 2008-07-01 | Non-unitized | 400 UHLAN CT 40504 | KY | 0 | 0 | 0
E364.00-Poles, Towers, and Fixtures | 2008-05-01 | Non-unitized | 112 E MAIN ST 40475 | KY | 0 | 0 | 0
E364.00-Poles, Towers, and Fixtures | 2008-07-01 | Non-unitized | 1437109 | KY | 0 | 0 | 0
E364.00-Poles, Towers, and Fixtures | 2008-05-01 | Non-unitized | 308 BOURNE AVE | KY | 0 | 0 | 0 | 0
E364.00-Poles, Towers, and Fixtures | 2008-05-01 | Non-unitized | 498 OLD HWY 25 40701 | KY | 0 | 0 | 0 | 0
E364.00-Poles, Towers, and Fixtures | 2008-05-01 | Non-unitized | 630 S HIGHWAY 25W 40769 | KY | 0 | 0 | 0 | 0
E364.00-Poles, Towers, and Fixtures | 2008-05-01 | Non-unitized | SABIN DR 40324 | KY | 0 | 0 | 0
E364.00-Poles, Towers, and Fixtures | 2008-05-01 | Non-unitized | CRAMER AVE | KY | 0 | 0 | 0
E364.00-Poles, Towers, and Fixtures | 2008-05-01 | Non-unitized | 650 CRAWFISH RD NEW TRL 40962 | KY | 0 | 0 | 0 | 0
E364.00-Poles, Towers, and Fixtures | 2008-05-01 | Non-unitized | HALEY RD 40511 | KY | 0 | 0 | 0 | 0
E364.00-Poles, Towers, and Fixtures | 2008-05-01 | Non-unitized | 2425 STATE RTE 1380 42330 | KY | 0 | 0 | 0 | 0
E364.00-Poles, Towers, and Fixtures | 2008-05-01 | Non-unitized | 4915 PARIS PIKE | KY | 0 | 0 | 0
E364.00-Poles, Towers, and Fixtures | 2008-05-01 | Non-unitized | 1263819 | KY | 0 | 0 | 0 | 0
E364.00-Poles, Towers, and Fixtures | 2008-05-01 | Non-unitized | 4726 OWENTON RD 40379 | KY | 0 | 0 | 0 | 0
E364.00-Poles, Towers, and Fixtures | 2008-05-01 | Non-unitized | 924 JUNCTION ROAD 41037 | KY | 0 | 0 | 0 | 0
E364.00-Poles, Towers, and Fixtures | 2008-05-01 | Non-unitized | 1116987 | KY | 0 | 0 | 0 | 0
E364.00-Poles, Towers, and Fixtures | 2008-05-01 | Non-unitized | 915 DULANEY RD 42445 | KY | 0 | 0 | 0 | 0
E364.00-Poles, Towers, and Fixtures | 2008-05-01 | Non-unitized | 992 JUNCTION RD 41037 | KY | 0 | 0 | 0 | 0
E364.00-Poles, Towers, and Fixtures | 2008-05-01 | Non-unitized | 71 BREEDING RD 42642 | KY | 0 | 0 | 0 | 0
E364.00-Poles, Towers, and Fixtures | 2008-07-01 | Non-unitized | RDSTLT216-REP REPL DEF ST LIGHTS 216 | KY | 0 | 0 | 0 | 0
E364.00-Poles, Towers, and Fixtures | 2008-07-01 | Non-unitized | 490 TODDS POINT RD SUB LEG 40067 | KY | 0 | 0 | 0
E364.00-Poles, Towers, and Fixtures | 2008-05-01 | Non-unitized | 1488554 | KY | 0 | 0 | 0
E364.00-Poles, Towers, and Fixtures | 2008-05-01 | Non-unitized | 1482435 | KY | 0 | 0 | 0
E364.00-Poles, Towers, and Fixtures | 2008-05-01 | Non-unitized | 3025 OWINGSVILLE RD 40353 | KY | 0 | 0 | 0 | 0
E364.00-Poles, Towers, and Fixtures | 2008-05-01 | Non-unitized | THIRD STREET | KY | 0 | 0 | 0
E364.00-Poles, Towers, and Fixtures | 2008-05-01 | Non-unitized | 1083308 | KY | 0 | 0 | 0
E364.00-Poles, Towers, and Fixtures | 2008-05-01 | Non-unitized | PIKE ST 41031 | KY | 0 | 0 | 0 | 0
E364.00-Poles, Towers, and Fixtures | 2008-08-01 | Non-unitized | 410 SPORTING CT 4053 | KY | 0 | 0 | 0
E364.00-Poles, Towers, and Fixtures | 2008-05-01 | Non-unitized | 2312 REMINGTON WY 40511 | KY | 0 | 0 | 0 | 0
E364.00-Poles, Towers, and Fixtures | 2008-05-01 | Non-unitized | 1421016 | KY | 0 | 0 | 0
E364.00-Poles, Towers, and Fixtures | 2008-05-01 | Non-unitized | 1116555 | KY | 0 | 0 | 0
E364.00-Poles, Towers, and Fixtures | 2008-05-01 | Non-unitized | 100 CRUCIBLE STEEL RD. 42701 | KY | 0 | 0 | 0
E364.00-Poles, Towers, and Fixtures | 2008-05-01 | Non-unitized | 5310 BRIAR HILL RD | KY | 0 | 0 | 0
E364.00-Poles, Towers, and Fixtures | 2008-05-01 | Non-unitized | HIGHWAY 568 | KY | 0 | 0 | 0
E364.00-Poles, Towers, and Fixtures | 2008-05-01 | Non-unitized | 1439236 | KY | 0 | 0 | 0
E364.00-Poles, Towers, and Fixtures | 2008-05-01 | Non-unitized | 175 MCNARY RD 42344 | KY | 0 | 0 | 0
E364.00-Poles, Towers, and Fixtures | 2008-05-01 | Non-unitized | 1355646 | KY | 0 | 0 | 0
E364.00-Poles, Towers, and Fixtures | 2008-05-01 | Non-unitized | 1094145 | KY | 0 | 0 | 0
E364.00-Poles, Towers, and Fixtures | 2008-05-01 | Non-unitized | 1150025 | KY | 0 | 0 | 0
E364.00-Poles, Towers, and Fixtures | 2008-05-01 | Non-unitized | 1047 STATE RT 176 APT4 42345 | KY | 0 | 0 | 0
E364.00-Poles, Towers, and Fixtures | 2008-05-01 | Non-unitized | BARNETT | KY | 0 | 0 | 0
E364.00-Poles, Towers, and Fixtures | 2008-05-01 | Non-unitized | 698719 | KY | 0 | 0 | 0
E364.00-Poles, Towers, and Fixtures | 2008-05-01 | Non-unitized | 1234695 | KY | 0 | 0 | 0
E364.00-Poles, Towers, and Fixtures | 2008-05-01 | Non-unitized | 135 CHURCH ST 42325 | KY | 0 | 0 | 0
E364.00-Poles, Towers, and Fixtures | 2008-05-01 | Non-unitized | 1305449 | KY | 0 | 0 | 0
E364.00-Poles, Towers, and Fixtures | 2008-05-01 | Non-unitized | 111 S 2ND ST | KY | 0 | 0 | 0
E364.00-Poles, Towers, and Fixtures | 2008-05-01 | Non-unitized | 8949 STATE RTE 181 42325 | KY | 0 | 0 | 0
E364.00-Poles, Towers, and Fixtures | 2008-05-01 | Non-unitized | HARRY LONG RD | KY | 0 | 0 | 0
E364.00-Poles, Towers, and Fixtures | 2008-05-01 | Non-unitized | PETERSON DR 42701 | KY | 0 | 0 | 0
E364.00-Poles, Towers, and Fixtures | 2008-05-01 | Non-unitized | 1144134 | KY | 0 | 0 | 0
E364.00-Poles, Towers, and Fixtures | 2008-05-01 | Non-unitized | 1156697 | KY | 0 | 0 | 0
E364.00-Poles, Towers, and Fixtures | 2008-05-01 | Non-unitized | HWY 84 | KY | 0 | 0 | 0
E364.00-Poles, Towers, and Fixtures | 2008-05-01 | Non-unitized | NORMANS CAMP RD | KY | 0 | 0 | 0
E364.00-Poles, Towers, and Fixtures | 2008-05-01 | Non-unitized | TALMAGE RD | KY | 0 | 0 | 0 | 0
E364.00-Poles, Towers, and Fixtures | 2008-05-01 | Non-unitized | 1028025 | KY | 0 | 0 | 0
E364.00-Poles, Towers, and Fixtures | 2008-07-01 | Non-unitized | RDPOLD236-REP/REP DEF POL'S | KY | 0 | 0 | 0
E364.00-Poles, Towers, and Fixtures | 2008-05-01 | Non-unitized | 1208634 | KY | 0 | 0 | 0
E364.00-Poles, Towers, and Fixtures | 2008-05-01 | Non-unitized | 1283059 | KY | 0 | 0 | 0
E364.00-Poles, Towers, and Fixtures | 2008-05-01 | Non-unitized | 1111410 | KY | 0 | 0 | 0
E364.00-Poles, Towers, and Fixtures | 2008-05-01 | Non-unitized | 1020905 | KY | 0 | 0 | 0
E364.00-Poles, Towers, and Fixtures | 2008-10-31 | CROSS ARMS | CROSS ARMS (07362) | KY | 165 | 63921.58 | 387.4035 | 0
E364.00-Poles, Towers, and Fixtures | 2008-10-31 | POLE WOOD 45 FT (DIST) | POLE WOOD 45 FT (00007) | KY | 134 | 235792.49 | 1759.6454 | 0
E364.00-Poles, Towers, and Fixtures | 1962-12-31 | POLE WOOD 25 FT (DIST) | GUY | KY | 0 | 0 | 0
E364.00-Poles, Towers, and Fixtures | 1961-12-31 | POLE WOOD 25 FT (DIST) | GUY | KY | 0 | 0 | 0
E364.00-Poles, Towers, and Fixtures | 1947-12-31 | POLE WOOD 25 FT (DIST) | GUY | KY | 0 | 0 | 0
E364.00-Poles, Towers, and Fixtures | 1941-12-31 | POLE WOOD 25 FT (DIST) | GUY | KY | 0 | 0 | 0
E364.00-Poles, Towers, and Fixtures | 2003-06-30 | POLE WOOD 40 FT (DIST) | POLE WOOD 40 FT (DIST) | KY | 1 | 16539.06 | 16539.06
E364.00-Poles, Towers, and Fixtures | 2008-10-31 | GUY | GUY (00070) | KY | 157 | 37538.52 | 239.0989 | 0
E364.00-Poles, Towers, and Fixtures | 2008-09-30 | POLE WOOD 50 FT (DIST) | POLE WOOD 50 FT (00008) | KY | 30 | 48054.2 | 1601.8067 | 0
E364.00-Poles, Towers, and Fixtures | 1969-01-01 | PLATFORMS NEW (05491) | PLATFORMS NEW (05491) | KY | 5 | 1326.3 | 265.26
E364.00-Poles, Towers, and Fixtures | 2008-05-01 | Non-unitized | 1423015 | KY | 0 | 0 | 0
E364.00-Poles, Towers, and Fixtures | 1953-12-31 | POLE WOOD 20 FT (DIST) | GUY | KY | 0 | 0 | 0
E364.00-Poles, Towers, and Fixtures | 1968-12-31 | POLE WOOD 60 FT (DIST) | POLE WOOD 40 FT | KY | 11 | 1503.84 | 136.7127
E364.00-Poles, Towers, and Fixtures | 1954-12-31 | POLE WOOD 60 FT (DIST) | POLE WOOD 40 FT | KY | 20 | 853.68 | 42.684 | 0
E364.00-Poles, Towers, and Fixtures | 1993-12-31 | POLE WOOD 20 FT (DIST) | POLE WOOD 20 FT (DIST) | KY | 9 | 9307.45 | 1034.1611
E364.00-Poles, Towers, and Fixtures | 1986-12-31 | POLE WOOD 20 FT (DIST) | POLE WOOD 20 FT (DIST) | KY | 5 | 4289.27 | 857.854
E364.00-Poles, Towers, and Fixtures | 1971-12-31 | POLE WOOD 20 FT (DIST) | POLE WOOD 20 FT (DIST) | KY | 2 | 250.47 | 125.235
E364.00-Poles, Towers, and Fixtures | 1962-12-31 | POLE WOOD 20 FT (DIST) | POLE WOOD 20 FT (DIST) | KY | 14 | 1785.36 | 127.5257
E364.00-Poles, Towers, and Fixtures | 1983-12-31 | CROSS ARMS | GUY | KY | 0 | 0 | 0
E364.00-Poles, Towers, and Fixtures | 1982-12-31 | CROSS ARMS | GUY | KY | 0 | 0 | 0
E364.00-Poles, Towers, and Fixtures | 1967-12-31 | CROSS ARMS | CROSS ARMS (07362) | KY | 76 | 5053.8 | 66.4974 | 0
E364.00-Poles, Towers, and Fixtures | 2008-05-01 | Non-unitized | LEBANON AVE | KY | 0 | 0 | 0
E364.00-Poles, Towers, and Fixtures | 1983-01-01 | PLATFORM | MP1983 Poles, Towers, and Fixtures | KY | 0 | 0 | 0
E364.00-Poles, Towers, and Fixtures | 2008-12-31 | POLE WOOD 35 FT (DIST) | POLE WOOD 35 FT (00005) | KY | 66 | 116621.77 | 1766.9965
E364.00-Poles, Towers, and Fixtures | 2008-05-01 | Non-unitized | 760 HENDRICKSON DR. | KY | 0 | 0 | 0
E364.00-Poles, Towers, and Fixtures | 1956-12-31 | POLE WOOD 60 FT (DIST) | POLE WOOD 45 FT | KY | 29 | 3709.24 | 127.9048 | 0
E364.00-Poles, Towers, and Fixtures | 1974-12-31 | POLE WOOD 20 FT (DIST) | POLE WOOD 20 FT (DIST) | KY | 28 | 25939.3 | 926.4036
E364.00-Poles, Towers, and Fixtures | 1973-12-31 | POLE WOOD 20 FT (DIST) | POLE WOOD 20 FT (DIST) | KY | 3 | 668.54 | 222.8467
E364.00-Poles, Towers, and Fixtures | 1968-12-31 | CROSS ARMS | GUY | KY | 0 | 0 | 0
E364.00-Poles, Towers, and Fixtures | 1956-12-31 | CROSS ARMS | GUY | KY | 0 | 0 | 0
E364.00-Poles, Towers, and Fixtures | 1950-12-31 | CROSS ARMS | GUY | KY | 0 | 0 | 0
E364.00-Poles, Towers, and Fixtures | 1943-12-31 | CROSS ARMS | GUY | KY | 0 | 0 | 0
E364.00-Poles, Towers, and Fixtures | 2008-05-01 | Non-unitized | 201 S HWY 127 | KY | 0 | 0 | 0
E364.00-Poles, Towers, and Fixtures | 2008-05-01 | Non-unitized | 1423064 | KY | 0 | 0 | 0
E364.00-Poles, Towers, and Fixtures | 1991-01-01 | PLATFORMS NEW (05491) | PLATFORMS NEW (05491) | KY | 4 | 6515.21 | 1628.8025
E364.00-Poles, Towers, and Fixtures | 1995-01-01 | PLATFORMS NEW (05491) | PLATFORMS NEW (05491) | KY | 12 | 21284.69 | 1773.7242
E364.00-Poles, Towers, and Fixtures | 2008-05-01 | Non-unitized | 1412544 | KY | 0 | 0 | 0
E364.00-Poles, Towers, and Fixtures | 1988-12-31 | POLE WOOD 60 FT (DIST) | POLE WOOD 50 FT | KY | 4 | 4961.14 | 1240.285
E364.00-Poles, Towers, and Fixtures | 1963-12-31 | POLE WOOD 60 FT (DIST) | POLE WOOD 50 FT | KY | 6 | 672.48 | 112.08
E364.00-Poles, Towers, and Fixtures | 2008-05-01 | Non-unitized | 970674 | KY | 0 | 0 | 0
E364.00-Poles, Towers, and Fixtures | 2008-05-01 | Non-unitized | 1203767 | KY | 0 | 0 | 0
E364.00-Poles, Towers, and Fixtures | 1941-12-31 | TOWERS | STEEL TOWER 100 FT | KY | 0 | 0 | 0 | 0
E364.00-Poles, Towers, and Fixtures | 1981-12-31 | POLE WOOD 20 FT (DIST) | POLE WOOD 20 FT (DIST) | KY | 17 | 9300.82 | 547.1071
E364.00-Poles, Towers, and Fixtures | 1955-12-31 | POLE WOOD 60 FT (DIST) | POLE WOOD 50 FT | KY | 18 | 3412.69 | 189.5939 | 0
E364.00-Poles, Towers, and Fixtures | 1951-12-31 | CROSS ARMS | CROSS ARMS (07362) | KY | 0 | 0 | 0 | 0
E364.00-Poles, Towers, and Fixtures | 2008-05-01 | Non-unitized | S HWY 127 | KY | 0 | 0 | 0
E364.00-Poles, Towers, and Fixtures | 2008-05-01 | Non-unitized | 510 FRANKLIN AVE TOWER 42701 | KY | 0 | 0 | 0
E364.00-Poles, Towers, and Fixtures | 2008-05-01 | Non-unitized | 1488878 | KY | 0 | 0 | 0
E364.00-Poles, Towers, and Fixtures | 1950-12-31 | POLE WOOD 60 FT (DIST) | POLE WOOD 50 FT | KY | 12 | 951.09 | 79.2575 | 0
E364.00-Poles, Towers, and Fixtures | 1983-12-31 | POLE WOOD 60 FT (DIST) | POLE WOOD 55 FT | KY | 1 | 772.97 | 772.97
E364.00-Poles, Towers, and Fixtures | 1943-12-31 | CROSS ARMS | POLE WOOD 40 FT | KY | 0 | 0 | 0 | 0
E364.00-Poles, Towers, and Fixtures | 1950-12-31 | POLE WOOD 60 FT (DIST) | POLE WOOD 55 FT | KY | 3 | 277.25 | 92.4167
E364.00-Poles, Towers, and Fixtures | 1989-12-31 | POLE WOOD 60 FT (DIST) | POLE WOOD 60 FT | KY | 5 | 6708.18 | 1341.636
E364.00-Poles, Towers, and Fixtures | 1983-12-31 | POLE WOOD 60 FT (DIST) | POLE WOOD 60 FT | KY | 2 | 1882.78 | 941.39
E364.00-Poles, Towers, and Fixtures | 1994-12-31 | POLE WOOD 25 FT (DIST) | POLE WOOD 25 FT (DIST) | KY | 5 | 4551.34 | 910.268
E364.00-Poles, Towers, and Fixtures | 1985-12-31 | POLE WOOD 25 FT (DIST) | POLE WOOD 25 FT (DIST) | KY | 8 | 5025 | 628.125
E364.00-Poles, Towers, and Fixtures | 1947-12-31 | CROSS ARMS | CROSS ARMS (07362) | KY | 0 | 0 | 0 | 0
E364.00-Poles, Towers, and Fixtures | 1983-12-31 | POLE WOOD 60 FT (DIST) | POLE WOOD 65 FT | KY | 1 | 1095.15 | 1095.15
E364.00-Poles, Towers, and Fixtures | 1981-12-31 | POLE WOOD 60 FT (DIST) | POLE WOOD 65 FT | KY | 0 | 0 | 0 | 0
E364.00-Poles, Towers, and Fixtures | 2003-06-30 | POLE WOOD 50 FT (DIST) | ARM WOOD 10 FT AND UNDER (TRANS) | KY | 0 | 0 | 0
E364.00-Poles, Towers, and Fixtures | 1974-12-31 | POLE WOOD 60 FT (DIST) | POLE WOOD 65 FT | KY | 17 | 10547.12 | 620.4188 | 0
E364.00-Poles, Towers, and Fixtures | 1994-12-31 | POLE WOOD 60 FT (DIST) | POLE WOOD 70 FT | KY | 1 | 3197.12 | 3197.12
E364.00-Poles, Towers, and Fixtures | 2008-05-01 | Non-unitized | E DIXIE I 65 42701 | KY | 0 | 0 | 0
E364.00-Poles, Towers, and Fixtures | 1993-12-31 | POLE WOOD 25 FT (DIST) | ARM WOOD 10 FT AND UNDER (TRANS) | KY | 0 | 0 | 0
E364.00-Poles, Towers, and Fixtures | 1966-12-31 | POLE WOOD 60 FT (DIST) | POLE WOOD 70 FT | KY | 6 | 1898.01 | 316.335
E364.00-Poles, Towers, and Fixtures | 1953-12-31 | POLE WOOD 25 FT (DIST) | ARM WOOD 10 FT AND UNDER (TRANS) | KY | 0 | 0 | 0
E364.00-Poles, Towers, and Fixtures | 2008-10-01 | Non-unitized | 854 PAYNES MILL | KY | 0 | 0 | 0
E364.00-Poles, Towers, and Fixtures | 2008-05-01 | Non-unitized | 1504764 | KY | 0 | 0 | 0
E364.00-Poles, Towers, and Fixtures | 2008-10-01 | Non-unitized | 1669778 | KY | 0 | 0 | 0
E364.00-Poles, Towers, and Fixtures | 1964-12-31 | POLE WOOD 25 FT (DIST) | POLE WOOD 25 FT (DIST) | KY | 5 | 1707.72 | 341.544
E364.00-Poles, Towers, and Fixtures | 1955-12-31 | POLE WOOD 25 FT (DIST) | X BRACE WOOD PR. | KY | 0 | 0 | 0
E364.00-Poles, Towers, and Fixtures | 2008-10-01 | Non-unitized | 316 BRAKE ST 42367 | KY | 0 | 0 | 0
E364.00-Poles, Towers, and Fixtures | 2008-05-01 | Non-unitized | 690 SIXTH VEIN RD 42408 | KY | 0 | 0 | 0
E364.00-Poles, Towers, and Fixtures | 2008-05-01 | Non-unitized | 655 SUNSHINE RD 42345 | KY | 0 | 0 | 0
E364.00-Poles, Towers, and Fixtures | 2008-10-01 | Non-unitized | 1640395 | KY | 0 | 0 | 0 | 0
E364.00-Poles, Towers, and Fixtures | 2008-10-01 | Non-unitized | 1633644 | KY | 0 | 0 | 0
E364.00-Poles, Towers, and Fixtures | 2008-05-01 | Non-unitized | 1071224 | KY | 0 | 0 | 0
E364.00-Poles, Towers, and Fixtures | 2008-10-01 | Non-unitized | 1472074 | KY | 0 | 0 | 0
E364.00-Poles, Towers, and Fixtures | 2008-10-01 | Non-unitized | 105 SHANNON RUN RD FG-48 | KY | 0 | 0 | 0
E364.00-Poles, Towers, and Fixtures | 2008-10-01 | Non-unitized | 1685585 | KY | 0 | 0 | 0
E364.00-Poles, Towers, and Fixtures | 2008-10-01 | Non-unitized | 1564444 | KY | 0 | 0 | 0
E364.00-Poles, Towers, and Fixtures | 2008-10-01 | Non-unitized | 1522595 | KY | 0 | 0 | 0
E364.00-Poles, Towers, and Fixtures | 2008-10-01 | Non-unitized | 1660044 | KY | 0 | 0 | 0
E364.00-Poles, Towers, and Fixtures | 1993-12-31 | POLE WOOD 60 FT (DIST) | POLE WOOD 40 FT | KY | 11 | 7078.47 | 643.4973
E364.00-Poles, Towers, and Fixtures | 2008-10-01 | Non-unitized | N BROADWAY | KY | 0 | 0 | 0
E364.00-Poles, Towers, and Fixtures | 2008-10-01 | Non-unitized | 1610194 | KY | 0 | 0 | 0
E364.00-Poles, Towers, and Fixtures | 2008-10-01 | Non-unitized | 369 STATE HWY 1290 | KY | 0 | 0 | 0
E364.00-Poles, Towers, and Fixtures | 2008-10-01 | Non-unitized | 1312024 | KY | 0 | 0 | 0
E364.00-Poles, Towers, and Fixtures | 2008-10-01 | Non-unitized | 1607116 | KY | 0 | 0 | 0
E364.00-Poles, Towers, and Fixtures | 2008-10-01 | Non-unitized | 1321434 | KY | 0 | 0 | 0
E364.00-Poles, Towers, and Fixtures | 2008-10-01 | Non-unitized | 1617425 | KY | 0 | 0 | 0
E364.00-Poles, Towers, and Fixtures | 2008-10-01 | Non-unitized | 1716125 | KY | 0 | 0 | 0
E364.00-Poles, Towers, and Fixtures | 2008-10-01 | Non-unitized | 1637245 | KY | 0 | 0 | 0
E364.00-Poles, Towers, and Fixtures | 2008-10-01 | Non-unitized | 1599275 | KY | 0 | 0 | 0
E364.00-Poles, Towers, and Fixtures | 1973-12-31 | POLE WOOD 60 FT (DIST) | POLE WOOD 80 FT | KY | 2 | 2079.54 | 1039.77
E364.00-Poles, Towers, and Fixtures | 2008-10-01 | Non-unitized | 1538259 | KY | 0 | 0 | 0
E364.00-Poles, Towers, and Fixtures | 2008-10-01 | Non-unitized | 1549846 | KY | 0 | 0 | 0
E364.00-Poles, Towers, and Fixtures | 2004-09-30 | POLE WOOD 50 FT (DIST) | POLE WOOD 50 FT (DIST) | KY | 8 | 23378.5 | 2922.3125
E364.00-Poles, Towers, and Fixtures | 1941-12-31 | POLE WOOD 60 FT (DIST) | ARM STEEL 10 FT AND OVER | KY | 0 | 0 | 0
E364.00-Poles, Towers, and Fixtures | 2008-10-01 | Non-unitized | 1580551 | KY | 0 | 0 | 0
E364.00-Poles, Towers, and Fixtures | 2008-10-01 | Non-unitized | 1609715 | KY | 0 | 0 | 0
E364.00-Poles, Towers, and Fixtures | 2008-10-01 | Non-unitized | 1522355 | KY | 0 | 0 | 0
E364.00-Poles, Towers, and Fixtures | 2008-08-01 | Non-unitized | 1359565 | KY | 0 | 0 | 0
E364.00-Poles, Towers, and Fixtures | 2008-10-01 | Non-unitized | JENNIFER RD | KY | 0 | 0 | 0
E364.00-Poles, Towers, and Fixtures | 1999-05-31 | POLE WOOD 60 FT (DIST) | POLE WOOD 60 FT (DIST) | KY | 69 | 53557.5 | 776.1957
E364.00-Poles, Towers, and Fixtures | 1983-12-31 | POLE WOOD 60 FT (DIST) | POLE WOOD 60 FT (DIST) | KY | 1 | 29.34 | 29.34
E364.00-Poles, Towers, and Fixtures | 1974-12-31 | POLE WOOD 60 FT (DIST) | X BRACE WOOD PR. | KY | 0 | 0 | 0
E364.00-Poles, Towers, and Fixtures | 1995-01-01 | PAD / MAT | MP1995 Poles, Towers, and Fixtures | KY | 0 | 0 | 0
E364.00-Poles, Towers, and Fixtures | 1951-01-01 | CROSS ARMS | CROSS ARMS | KY | 3953 | 18687.71 | 4.7275 | 0
E364.00-Poles, Towers, and Fixtures | 1982-01-01 | CROSS ARMS | CROSS ARMS | KY | 23553 | 579908.7 | 24.6214 | 0
E364.00-Poles, Towers, and Fixtures | 1971-01-01 | PAD / MAT | MP1971 Licensed Project Poles, Towers, and Fixt | KY | 0 | 0 | 0
E364.00-Poles, Towers, and Fixtures | 2008-10-01 | Non-unitized | N BELT LINE 409 | KY | 0 | 0 | 0
E364.00-Poles, Towers, and Fixtures | 2008-10-01 | Non-unitized | 1640226 | KY | 0 | 0 | 0
E364.00-Poles, Towers, and Fixtures | 2008-10-01 | Non-unitized | 1601174 | KY | 0 | 0 | 0
E364.00-Poles, Towers, and Fixtures | 2008-10-01 | Non-unitized | 1553304 | KY | 0 | 0 | 0
E364.00-Poles, Towers, and Fixtures | 2008-10-01 | Non-unitized | 212 HAMILTON AVE 40444 | KY | 0 | 0 | 0
E364.00-Poles, Towers, and Fixtures | 2008-10-01 | Non-unitized | HANCES CREEK 40813 | KY | 0 | 0 | 0 | 0
E364.00-Poles, Towers, and Fixtures | 1995-12-31 | POLE WOOD 60 FT (DIST) | ARM WOOD 10 FT AND UNDER (TRANS) | KY | 0 | 0 | 0
E364.00-Poles, Towers, and Fixtures | 1991-12-31 | POLE WOOD 60 FT (DIST) | ARM WOOD 10 FT AND UNDER (TRANS) | KY | 0 | 0 | 0
E364.00-Poles, Towers, and Fixtures | 1976-12-31 | POLE WOOD 60 FT (DIST) | ARM WOOD 10 FT AND UNDER (TRANS) | KY | 0 | 0 | 0
E364.00-Poles, Towers, and Fixtures | 2008-10-01 | Non-unitized | 1607246 | KY | 0 | 0 | 0
E364.00-Poles, Towers, and Fixtures | 2008-10-01 | Non-unitized | 1586284 | KY | 0 | 0 | 0
E364.00-Poles, Towers, and Fixtures | 1956-12-31 | POLE WOOD 60 FT (DIST) | ARM WOOD 10 FT AND UNDER (TRANS) | KY | 0 | 0 | 0
E364.00-Poles, Towers, and Fixtures | 2008-10-01 | Non-unitized | 1139 HWY. 522 TUNNEL | KY | 0 | 0 | 0
E364.00-Poles, Towers, and Fixtures | 1966-12-31 | POLE WOOD 60 FT (DIST) | ARM WOOD OVER 10 FT (TRANS) | KY | 0 | 0 | 0
E364.00-Poles, Towers, and Fixtures | 2008-10-01 | Non-unitized | 302 LEE COFFEY RD BARN 42642 | KY | 0 | 0 | 0
E364.00-Poles, Towers, and Fixtures | 2008-10-01 | Non-unitized | 1595638 | KY | 0 | 0 | 0
E364.00-Poles, Towers, and Fixtures | 2008-10-01 | Non-unitized | 1580716 | KY | 0 | 0 | 0
E364.00-Poles, Towers, and Fixtures | 2008-07-01 | Non-unitized | 1098915 | KY | 0 | 0 | 0
E364.00-Poles, Towers, and Fixtures | 2008-10-01 | Non-unitized | 1607357 | KY | 0 | 0 | 0
E364.00-Poles, Towers, and Fixtures | 2008-10-01 | Non-unitized | 4771 KY 435 | KY | 0 | 0 | 0
E364.00-Poles, Towers, and Fixtures | 2008-10-01 | Non-unitized | 1596194 | KY | 0 | 0 | 0
E364.00-Poles, Towers, and Fixtures | 2004-06-30 | GUY | GUY (00070) | KY | 8 | 7904.81 | 988.1012
E364.00-Poles, Towers, and Fixtures | 1950-01-01 | CROSS ARMS | CROSS ARMS | KY | 4266 | 17389.87 | 4.0764 | 0
E364.00-Poles, Towers, and Fixtures | 2008-10-01 | Non-unitized | 1704152 | KY | 0 | 0 | 0 | 0
E364.00-Poles, Towers, and Fixtures | 1997-10-31 | POLE WOOD 60 FT (DIST) | GUY,SPAN,FOR CHECKOUT AND RETU | KY | 0 | 0 | 0
E364.00-Poles, Towers, and Fixtures | 1966-12-31 | POLE WOOD 60 FT (DIST) | POLE WOOD 60 FT (DIST) | KY | 2 | 101.79 | 50.895
E364.00-Poles, Towers, and Fixtures | 1941-12-31 | POLE WOOD 60 FT (DIST) | POLE WOOD 20 FT | KY | 0 | 0 | 0 | 0
E364.00-Poles, Towers, and Fixtures | 1954-12-31 | POLE WOOD 60 FT (DIST) | POLE WOOD 60 FT (DIST) | KY | 2 | 135.79 | 67.895
E364.00-Poles, Towers, and Fixtures | 2008-10-01 | Non-unitized | 1637436 | KY | 0 | 0 | 0
E364.00-Poles, Towers, and Fixtures | 2008-10-01 | Non-unitized | 1521486 | KY | 0 | 0 | 0
E364.00-Poles, Towers, and Fixtures | 2008-10-01 | Non-unitized | 1582025 | KY | 0 | 0 | 0
E364.00-Poles, Towers, and Fixtures | 2008-10-01 | Non-unitized | 1633845 | KY | 0 | 0 | 0
E364.00-Poles, Towers, and Fixtures | 1990-12-31 | POLE WOOD 20 FT (DIST) | ARM WOOD 10 FT AND UNDER (TRANS) | KY | 0 | 0 | 0
E364.00-Poles, Towers, and Fixtures | 1989-12-31 | POLE WOOD 20 FT (DIST) | ARM WOOD 10 FT AND UNDER (TRANS) | KY | 0 | 0 | 0
E364.00-Poles, Towers, and Fixtures | 1981-12-31 | POLE WOOD 20 FT (DIST) | ARM WOOD 10 FT AND UNDER (TRANS) | KY | 0 | 0 | 0
E364.00-Poles, Towers, and Fixtures | 2008-10-01 | Non-unitized | 1540538 | KY | 0 | 0 | 0
E364.00-Poles, Towers, and Fixtures | 2008-10-01 | Non-unitized | 1589365 | KY | 0 | 0 | 0
E364.00-Poles, Towers, and Fixtures | 2008-10-01 | Non-unitized | 1505717 | KY | 0 | 0 | 0
E364.00-Poles, Towers, and Fixtures | 2008-10-01 | Non-unitized | 1175 VERSAILLES RD | KY | 0 | 0 | 0
E364.00-Poles, Towers, and Fixtures | 1992-12-31 | POLE WOOD 60 FT (DIST) | POLE WOOD 35 FT | KY | 2 | 995.34 | 497.67
E364.00-Poles, Towers, and Fixtures | 1970-12-31 | POLE WOOD 60 FT (DIST) | POLE WOOD 35 FT | KY | 1 | 107.56 | 107.56
E364.00-Poles, Towers, and Fixtures | 1965-12-31 | POLE WOOD 60 FT (DIST) | POLE WOOD 35 FT | KY | 9 | 493.33 | 54.8144 | 0
E364.00-Poles, Towers, and Fixtures | 1964-12-31 | POLE WOOD 60 FT (DIST) | POLE WOOD 35 FT | KY | 7 | 395.04 | 56.4343 | 0
E364.00-Poles, Towers, and Fixtures | 2008-10-01 | Non-unitized | 1337696 | KY | 0 | 0 | 0
E364.00-Poles, Towers, and Fixtures | 2008-07-01 | Non-unitized | TBRD416OH-Trouble Orders OH - 014160 | KY | 0 | 0 | 0
E364.00-Poles, Towers, and Fixtures | 2008-10-01 | Non-unitized | 1654373 | KY | 0 | 0 | 0
E364.00-Poles, Towers, and Fixtures | 2008-10-01 | Non-unitized | 1641066 | KY | 0 | 0 | 0
E364.00-Poles, Towers, and Fixtures | 2008-10-01 | Non-unitized | 1629886 | KY | 0 | 0 | 0
E364.00-Poles, Towers, and Fixtures | 2008-10-01 | Non-unitized | VIRGINIA AVE 40504 | KY | 0 | 0 | 0
E364.00-Poles, Towers, and Fixtures | 2008-05-01 | Non-unitized | 1186554 | KY | 0 | 0 | 0
E364.00-Poles, Towers, and Fixtures | 2008-05-01 | Non-unitized | 108 E BROAD ST 1 42330 | KY | 0 | 0 | 0
E364.00-Poles, Towers, and Fixtures | 2008-05-01 | Non-unitized | TEXAS-MACKVILLE | KY | 0 | 0 | 0
E364.00-Poles, Towers, and Fixtures | 2008-05-01 | Non-unitized | STATE HWY 730 42038 | KY | 0 | 0 | 0
E364.00-Poles, Towers, and Fixtures | 2008-05-01 | Non-unitized | EAGLE LAKE | KY | 0 | 0 | 0
E364.00-Poles, Towers, and Fixtures | 2008-05-01 | Non-unitized | 1220 FRALEY RD 40371 | KY | 0 | 0 | 0 | 0
E364.00-Poles, Towers, and Fixtures | 2008-05-01 | Non-unitized | 1113705 | KY | 0 | 0 | 0
E364.00-Poles, Towers, and Fixtures | 2008-05-01 | Non-unitized | 1356434 | KY | 0 | 0 | 0
E364.00-Poles, Towers, and Fixtures | 2008-05-01 | Non-unitized | 1317298 | KY | 0 | 0 | 0
E364.00-Poles, Towers, and Fixtures | 2008-05-01 | Non-unitized | 106 LINDEN AVE | KY | 0 | 0 | 0
E364.00-Poles, Towers, and Fixtures | 2008-05-01 | Non-unitized | MAPLE | KY | 0 | 0 | 0
E364.00-Poles, Towers, and Fixtures | 2008-05-01 | Non-unitized | 1403871 | KY | 0 | 0 | 0
E364.00-Poles, Towers, and Fixtures | 2008-05-01 | Non-unitized | 590 CHURCH ST 42024 | KY | 0 | 0 | 0
E364.00-Poles, Towers, and Fixtures | 2008-07-01 | Non-unitized | 1348865 | KY | 0 | 0 | 0
E364.00-Poles, Towers, and Fixtures | 2008-05-01 | Non-unitized | 350 MUSSEL 40065 | KY | 0 | 0 | 0
E364.00-Poles, Towers, and Fixtures | 2008-05-01 | Non-unitized | 1307834 | KY | 0 | 0 | 0
E364.00-Poles, Towers, and Fixtures | 2008-05-01 | Non-unitized | 518 N HWY 41 | KY | 0 | 0 | 0
E364.00-Poles, Towers, and Fixtures | 2008-05-01 | Non-unitized | 1510304 | KY | 0 | 0 | 0
E364.00-Poles, Towers, and Fixtures | 2008-05-01 | Non-unitized | 5611 US 68 41055 | KY | 0 | 0 | 0
E364.00-Poles, Towers, and Fixtures | 2008-05-01 | Non-unitized | 1110284 | KY | 0 | 0 | 0
E364.00-Poles, Towers, and Fixtures | 2008-05-01 | Non-unitized | 1277100 | KY | 0 | 0 | 0
E364.00-Poles, Towers, and Fixtures | 2008-05-01 | Non-unitized | 900 MCBRAYER ROAD 40313 | KY | 0 | 0 | 0
E364.00-Poles, Towers, and Fixtures | 2008-05-01 | Non-unitized | PEARCE INDUSTRIAL RD | KY | 0 | 0 | 0
E364.00-Poles, Towers, and Fixtures | 2008-05-01 | Non-unitized | 1294476 | KY | 0 | 0 | 0
E364.00-Poles, Towers, and Fixtures | 2008-05-01 | Non-unitized | END OF E 4TH ST NEXT 40741 | KY | 0 | 0 | 0
E364.00-Poles, Towers, and Fixtures | 2008-07-01 | Non-unitized | 1492086 | KY | 0 | 0 | 0
E364.00-Poles, Towers, and Fixtures | 2008-05-01 | Non-unitized | RALPH BEATTY RD 42038 | KY | 0 | 0 | 0
E364.00-Poles, Towers, and Fixtures | 2008-05-01 | Non-unitized | 575 KY. HWY. 36 40045 | KY | 0 | 0 | 0
E364.00-Poles, Towers, and Fixtures | 2008-05-01 | Non-unitized | 1136834 | KY | 0 | 0 | 0
E364.00-Poles, Towers, and Fixtures | 2008-05-01 | Non-unitized | 1000 MCGREGOR ROAD | KY | 0 | 0 | 0
E364.00-Poles, Towers, and Fixtures | 2008-05-01 | Non-unitized | 39 PEARCE IND RD 40065 | KY | 0 | 0 | 0 | 0
E364.00-Poles, Towers, and Fixtures | 2008-05-01 | Non-unitized | 5859 HWY 351 E | KY | 0 | 0 | 0
E364.00-Poles, Towers, and Fixtures | 2008-05-01 | Non-unitized | 256 BOGGS LN 40475 | KY | 0 | 0 | 0 | 0
E364.00-Poles, Towers, and Fixtures | 2008-05-01 | Non-unitized | JORDAN AVE | KY | 0 | 0 | 0
E364.00-Poles, Towers, and Fixtures | 2008-05-01 | Non-unitized | 1089 BLOOMFIELD RD 40071 | KY | 0 | 0 | 0 | 0
E364.00-Poles, Towers, and Fixtures | 2008-05-01 | Non-unitized | 151 N MAIN ST | KY | 0 | 0 | 0
E364.00-Poles, Towers, and Fixtures | 2008-05-01 | Non-unitized | 400 N DIXIE HWY 40160 | KY | 0 | 0 | 0
E364.00-Poles, Towers, and Fixtures | 2008-05-01 | Non-unitized | 1479667 | KY | 0 | 0 | 0
E364.00-Poles, Towers, and Fixtures | 2008-05-01 | Non-unitized | 1375386 | KY | 0 | 0 | 0
E364.00-Poles, Towers, and Fixtures | 2008-05-01 | Non-unitized | 817 11TH ST 41008 | KY | 0 | 0 | 0 | 0
E364.00-Poles, Towers, and Fixtures | 2008-05-01 | Non-unitized | RT2 WOODFORD DR 40353 | KY | 0 | 0 | 0
E364.00-Poles, Towers, and Fixtures | 2008-07-01 | Non-unitized | 1444495 | KY | 0 | 0 | 0
E364.00-Poles, Towers, and Fixtures | 2008-05-01 | Non-unitized | 201 N MAIN 42754 | KY | 0 | 0 | 0
E364.00-Poles, Towers, and Fixtures | 2008-05-01 | Non-unitized | MUDDY CREEK RD | KY | 0 | 0 | 0 | 0
E364.00-Poles, Towers, and Fixtures | 2008-05-01 | Non-unitized | 1252256 | KY | 0 | 0 | 0
E364.00-Poles, Towers, and Fixtures | 2008-08-01 | Non-unitized | HERRINGTON WOODS 40330 | KY | 0 | 0 | 0
E364.00-Poles, Towers, and Fixtures | 2008-05-01 | Non-unitized | 1413817 | KY | 0 | 0 | 0
E364.00-Poles, Towers, and Fixtures | 2008-05-01 | Non-unitized | ELLIS CT 40475 | KY | 0 | 0 | 0 | 0
E364.00-Poles, Towers, and Fixtures | 2008-05-01 | Non-unitized | 12000 MADISONVILLE RD 42217 | KY | 0 | 0 | 0
E364.00-Poles, Towers, and Fixtures | 2008-05-01 | Non-unitized | 30 BIG JOHN DR | KY | 0 | 0 | 0
E364.00-Poles, Towers, and Fixtures | 2008-05-01 | Non-unitized | COLLEGE ST | KY | 0 | 0 | 0 | 0
E364.00-Poles, Towers, and Fixtures | 2008-05-01 | Non-unitized | 1249514 | KY | 0 | 0 | 0
E364.00-Poles, Towers, and Fixtures | 2008-05-01 | Non-unitized | OLD MILL RD 40065 | KY | 0 | 0 | 0
E364.00-Poles, Towers, and Fixtures | 2008-07-01 | Non-unitized | 1904 HARRODSBURG RD 40503 | KY | 0 | 0 | 0 | 0
E364.00-Poles, Towers, and Fixtures | 2009-01-01 | Non-unitized | RDPOLE366-Pole repair/replacement 366 | KY | 0 | 0 | 0 | 0
E364.00-Poles, Towers, and Fixtures | 2009-02-01 | Non-unitized | 250 N TWELFTH ST 40965 | KY | 0 | 0 | 0
E364.00-Poles, Towers, and Fixtures | 2008-05-01 | Non-unitized | STATE HWY 55 | KY | 0 | 0 | 0
E364.00-Poles, Towers, and Fixtures | 1955-01-01 | GUY | GUY | KY | 2226 | 31663.27 | 14.2243 | 0
E364.00-Poles, Towers, and Fixtures | 2009-12-07 | POLE WOOD 30 FT (DIST) | POLE WOOD 30 FT (00004) | KY | 81 | 37227.23 | 459.5954
E364.00-Poles, Towers, and Fixtures | 2009-01-01 | Non-unitized | STLT426-STREET LIGHTING 426 | KY | 0 | 0 | 0 | 0
E364.00-Poles, Towers, and Fixtures | 2009-04-01 | Non-unitized | 727 STONE RD 40503 | KY | 0 | 0 | 0
E364.00-Poles, Towers, and Fixtures | 2009-04-01 | Non-unitized | 150 DENNIS DR 40503 | KY | 0 | 0 | 0
E364.00-Poles, Towers, and Fixtures | 2009-04-01 | Non-unitized | 2010 LEESTOWN RD 40511 | KY | 0 | 0 | 0
E364.00-Poles, Towers, and Fixtures | 2009-04-01 | Non-unitized | 2598 FRIENDSHIP RD 42345 | KY | 0 | 0 | 0
E364.00-Poles, Towers, and Fixtures | 2009-04-01 | Non-unitized | NALLS RD 42701 | KY | 0 | 0 | 0
E364.00-Poles, Towers, and Fixtures | 2009-12-03 | POLE WOOD 50 FT (DIST) | POLE WOOD 50 FT (00008) | KY | 6 | 10693.81 | 1782.3017 | 0
E364.00-Poles, Towers, and Fixtures | 1974-01-01 | POLE WOOD 45 FT (DIST) | POLE WOOD 45 FT | KY | 549 | 87883.96 | 160.0801 | 0
E364.00-Poles, Towers, and Fixtures | 2009-01-01 | Non-unitized | COUNTRY ESTATES DITTY LANE | KY | 0 | 0 | 0
E364.00-Poles, Towers, and Fixtures | 2009-04-01 | Non-unitized | WATERWORKS | KY | 0 | 0 | 0
E364.00-Poles, Towers, and Fixtures | 2009-04-01 | Non-unitized | 240 ROSE HILL AVE | KY | 0 | 0 | 0
E364.00-Poles, Towers, and Fixtures | 2009-10-31 | POLE WOOD 45 FT (DIST) | POLE WOOD 45 FT (00007) | KY | 117 | 275565.74 | 2355.2627 | 0
E364.00-Poles, Towers, and Fixtures | 2009-07-28 | POLE WOOD 30 FT (DIST) | POLE WOOD 30 FT (00004) | KY | 13 | 12715.01 | 978.0777
E364.00-Poles, Towers, and Fixtures | 2008-05-01 | Non-unitized | 234 E CLOUGH ST 42055 | KY | 0 | 0 | 0
E364.00-Poles, Towers, and Fixtures | 2009-08-01 | POLE WOOD 45 FT (DIST) | POLE WOOD 45 FT (00007) | KY | 76 | 164843.5 | 2168.9934 | 0
E364.00-Poles, Towers, and Fixtures | 2008-05-01 | Non-unitized | 1437887 | KY | 0 | 0 | 0
E364.00-Poles, Towers, and Fixtures | 2009-07-22 | POLE WOOD 40 FT (DIST) | POLE WOOD 40 FT (00006) | KY | 0 | 0 | 0 | 0
E364.00-Poles, Towers, and Fixtures | 2009-04-01 | Non-unitized | CLEATON CUTOFF RD | KY | 0 | 0 | 0
E364.00-Poles, Towers, and Fixtures | 2009-01-01 | Non-unitized | 1133528 | KY | 0 | 0 | 0
E364.00-Poles, Towers, and Fixtures | 2009-04-01 | Non-unitized | S DIXIE/RR SIGNAL | KY | 0 | 0 | 0
E364.00-Poles, Towers, and Fixtures | 2009-12-08 | GUY | GUY (00070) | KY | 1922 | 463302.29 | 241.0522 | 0
E364.00-Poles, Towers, and Fixtures | 2009-11-12 | POLE WOOD 35 FT (DIST) | POLE WOOD 35 FT (00005) | KY | 17 | 22963.64 | 1350.8024
E364.00-Poles, Towers, and Fixtures | 2009-01-01 | Non-unitized | RDPOLE216-Pole repair/replacement 216 | KY | 0 | 0 | 0 | 0
E364.00-Poles, Towers, and Fixtures | 2008-05-01 | Non-unitized | 1205441 | KY | 0 | 0 | 0
E364.00-Poles, Towers, and Fixtures | 2009-07-29 | GUY | GUY (00070) | KY | 16 | 335.3 | 20.9563
E364.00-Poles, Towers, and Fixtures | 2008-05-01 | Non-unitized | 1920 STATE RTE 70-MEXICO 42064 | KY | 0 | 0 | 0
E364.00-Poles, Towers, and Fixtures | 2009-04-01 | Non-unitized | 524 ANGLIANA AVE 40508 | KY | 0 | 0 | 0
E364.00-Poles, Towers, and Fixtures | 2009-01-01 | Non-unitized | 1177118 | KY | 0 | 0 | 0
E364.00-Poles, Towers, and Fixtures | 2009-01-01 | Non-unitized | SHOOPMAN LN | KY | 0 | 0 | 0
E364.00-Poles, Towers, and Fixtures | 2009-04-01 | Non-unitized | E HWY 62 BY XX CROSSING | KY | 0 | 0 | 0
E364.00-Poles, Towers, and Fixtures | 2009-06-16 | POLE WOOD 50 FT (DIST) | POLE WOOD 50 FT (00008) | KY | 18 | 68110.41 | 3783.9117 | 0
E364.00-Poles, Towers, and Fixtures | 2009-11-12 | GUY | GUY (00070) | KY | 149 | 5726.89 | 38.4355 | 0
E364.00-Poles, Towers, and Fixtures | 2009-07-28 | POLE WOOD 35 FT (DIST) | POLE WOOD 35 FT (00005) | KY | 2 | 1658.12 | 829.06
E364.00-Poles, Towers, and Fixtures | 2008-10-01 | Non-unitized | 1590156 | KY | 0 | 0 | 0
E364.00-Poles, Towers, and Fixtures | 2009-04-01 | Non-unitized | 1580 N MAIN ST 42320 | KY | 0 | 0 | 0
E364.00-Poles, Towers, and Fixtures | 2009-07-27 | GUY | GUY (00070) | KY | 12 | 384.18 | 32.015
E364.00-Poles, Towers, and Fixtures | 2008-10-01 | Non-unitized | 1547716 | KY | 0 | 0 | 0
E364.00-Poles, Towers, and Fixtures | 2009-01-01 | Non-unitized | COURT STREET 41064 | KY | 0 | 0 | 0
E364.00-Poles, Towers, and Fixtures | 2009-01-01 | Non-unitized | STLT256-STREET LIGHTING 256 | KY | 0 | 0 | 0 | 0
E364.00-Poles, Towers, and Fixtures | 2009-04-01 | Non-unitized | 278 HIGHWAY 741 GARAGE | KY | 0 | 0 | 0
E364.00-Poles, Towers, and Fixtures | 2009-02-01 | Non-unitized | LEVI JACKSON STATE PARK | KY | 0 | 0 | 0
E364.00-Poles, Towers, and Fixtures | 2009-01-01 | Non-unitized | NBSV236OH-New Electric Serv-Overhead | KY | 0 | 0 | 0 | 0
E364.00-Poles, Towers, and Fixtures | 2009-04-01 | Non-unitized | 324 W MAIN ST 40353 | KY | 0 | 0 | 0 | 0
E364.00-Poles, Towers, and Fixtures | 2009-02-01 | Non-unitized | HANLEY | KY | 0 | 0 | 0
E364.00-Poles, Towers, and Fixtures | 2009-01-01 | Non-unitized | E MAIN ST EXT 40324 | KY | 0 | 0 | 0
E364.00-Poles, Towers, and Fixtures | 2009-04-01 | Non-unitized | 12260 STATE RT 175 N 42330 | KY | 0 | 0 | 0
E364.00-Poles, Towers, and Fixtures | 2009-04-01 | Non-unitized | 815 HINTON DRIVE 41056 | KY | 0 | 0 | 0
E364.00-Poles, Towers, and Fixtures | 2009-01-01 | Non-unitized | 6849 US HWY 421 N | KY | 0 | 0 | 0
E364.00-Poles, Towers, and Fixtures | 2008-05-01 | Non-unitized | 1130694 | KY | 0 | 0 | 0
E364.00-Poles, Towers, and Fixtures | 2008-05-01 | Non-unitized | N HWY 130 | KY | 0 | 0 | 0
E364.00-Poles, Towers, and Fixtures | 1957-01-01 | POLE WOOD 40 FT (DIST) | POLE WOOD 40 FT | KY | 964 | 67956.89 | 70.4947 | 0
E364.00-Poles, Towers, and Fixtures | 2009-01-01 | Non-unitized | NBSV256OH-New Elect Serv-Ovhd-Shelbyvl | KY | 0 | 0 | 0 | 0
E364.00-Poles, Towers, and Fixtures | 2009-08-07 | POLE WOOD 40 FT (DIST) | POLE WOOD 40 FT (00006) | KY | 18 | 28434.35 | 1579.6861
E364.00-Poles, Towers, and Fixtures | 2009-04-01 | Non-unitized | 1599275 | KY | 0 | 0 | 0
E364.00-Poles, Towers, and Fixtures | 2009-01-01 | Non-unitized | KY 152 | KY | 0 | 0 | 0
E364.00-Poles, Towers, and Fixtures | 2009-04-01 | Non-unitized | EVANS FARM ROAD | KY | 0 | 0 | 0
E364.00-Poles, Towers, and Fixtures | 2008-05-01 | Non-unitized | 1001 SKYLINE DR 42701 | KY | 0 | 0 | 0
E364.00-Poles, Towers, and Fixtures | 1962-01-01 | GUY | GUY | KY | 3763 | 70509.66 | 18.7376 | 0
E364.00-Poles, Towers, and Fixtures | 2009-01-01 | Non-unitized | 1616 MCCLEOD LN | KY | 0 | 0 | 0
E364.00-Poles, Towers, and Fixtures | 2009-01-01 | Non-unitized | 854 PAYNES MILL | KY | 0 | 0 | 0
E364.00-Poles, Towers, and Fixtures | 2009-01-01 | Non-unitized | 215 WASHINGTON ST | KY | 0 | 0 | 0
E364.00-Poles, Towers, and Fixtures | 2009-01-01 | Non-unitized | 280 PALISADES RD 40514 | KY | 0 | 0 | 0
E364.00-Poles, Towers, and Fixtures | 2009-01-01 | Non-unitized | 2190 MCDONALD FERRY 40601 | KY | 0 | 0 | 0
E364.00-Poles, Towers, and Fixtures | 2009-01-01 | Non-unitized | WEST MAIN STREET | KY | 0 | 0 | 0
E364.00-Poles, Towers, and Fixtures | 2009-01-01 | Non-unitized | MEADOWCREEK | KY | 0 | 0 | 0
E364.00-Poles, Towers, and Fixtures | 2009-01-01 | Non-unitized | MCAPR256-CAP/REG/RECL - 012560 | KY | 0 | 0 | 0 | 0
E364.00-Poles, Towers, and Fixtures | 2009-01-01 | Non-unitized | MAIN ST 40472 | KY | 0 | 0 | 0
E364.00-Poles, Towers, and Fixtures | 2009-01-01 | Non-unitized | 107 SIXTH ST 40472 | KY | 0 | 0 | 0
E364.00-Poles, Towers, and Fixtures | 2009-01-01 | Non-unitized | CHURCH ST 40475 | KY | 0 | 0 | 0
E364.00-Poles, Towers, and Fixtures | 2009-01-01 | Non-unitized | 102 MARKET PATH 40324 | KY | 0 | 0 | 0
E364.00-Poles, Towers, and Fixtures | 2009-01-01 | Non-unitized | 6601 STATE ROUTE 181 N | KY | 0 | 0 | 0
E364.00-Poles, Towers, and Fixtures | 2008-04-03 | Non-unitized | SMT-PULASKI COUNTY PUBLIC LIBRARY | KY | 0 | 0 | 0
E364.00-Poles, Towers, and Fixtures | 1951-01-01 | GUY | GUY | KY | 3013 | 30682.37 | 10.1833 | 0
E364.00-Poles, Towers, and Fixtures | 2009-01-01 | Non-unitized | RDPOLD236-REP/REP DEF POL'S | KY | 0 | 0 | 0 | 0
E364.00-Poles, Towers, and Fixtures | 2009-01-01 | Non-unitized | ST RT 175 HWY | KY | 0 | 0 | 0
E364.00-Poles, Towers, and Fixtures | 2009-01-01 | Non-unitized | MAIN ST | KY | 0 | 0 | 0
E364.00-Poles, Towers, and Fixtures | 2009-02-01 | Non-unitized | FLOYD DR | KY | 0 | 0 | 0
E364.00-Poles, Towers, and Fixtures | 2009-01-01 | Non-unitized | 1477254 | KY | 0 | 0 | 0
E364.00-Poles, Towers, and Fixtures | 2009-01-01 | Non-unitized | 1626116 | KY | 0 | 0 | 0
E364.00-Poles, Towers, and Fixtures | 1941-12-31 | CROSS ARMS | ARM SPECIAL | KY | 0 | 0 | 0 | 0
E364.00-Poles, Towers, and Fixtures | 1950-01-01 | POLE WOOD 50 FT (DIST) | MP1950 Poles, Towers, and Fixtures | KY | 0 | 0 | 0 | 0
E364.00-Poles, Towers, and Fixtures | 2009-01-01 | Non-unitized | BRADFORDTOWN 40977 | KY | 0 | 0 | 0
E364.00-Poles, Towers, and Fixtures | 1952-01-01 | POLE WOOD 40 FT (DIST) | POLE WOOD 40 FT | KY | 0 | 0 | 0 | 0
E364.00-Poles, Towers, and Fixtures | 2009-01-01 | Non-unitized | 712 RUSSELL RD 42728 | KY | 0 | 0 | 0
E364.00-Poles, Towers, and Fixtures | 2009-01-01 | Non-unitized | RDSTLT216-REP REPL DEF ST LIGHTS 216 | KY | 0 | 0 | 0 | 0
E364.00-Poles, Towers, and Fixtures | 2009-02-01 | Non-unitized | CLIFTY ROAD | KY | 0 | 0 | 0
E364.00-Poles, Towers, and Fixtures | 1974-01-01 | POLE WOOD 50 FT (DIST) | POLE WOOD 50 FT | KY | 52 | 10481.96 | 201.5762 | 0
E364.00-Poles, Towers, and Fixtures | 2009-01-01 | Non-unitized | 320 GOLDEN TIDE AVE 42330 | KY | 0 | 0 | 0
E364.00-Poles, Towers, and Fixtures | 2009-01-01 | Non-unitized | 503 S KEENELAND DR 40475 | KY | 0 | 0 | 0
E364.00-Poles, Towers, and Fixtures | 2008-11-01 | Non-unitized | 1393188 | KY | 0 | 0 | 0
E364.00-Poles, Towers, and Fixtures | 2008-10-01 | Non-unitized | 1626608 | KY | 0 | 0 | 0
E364.00-Poles, Towers, and Fixtures | 2008-10-01 | Non-unitized | 1531489 | KY | 0 | 0 | 0
E364.00-Poles, Towers, and Fixtures | 2008-10-01 | Non-unitized | 1611 E MT. VERON ST | KY | 0 | 0 | 0
E364.00-Poles, Towers, and Fixtures | 2009-04-01 | Non-unitized | MOORE CREEK RD | KY | 0 | 0 | 0
E364.00-Poles, Towers, and Fixtures | 2008-11-01 | Non-unitized | HWY 3014 CORBIN BYPASS | KY | 0 | 0 | 0 | 0
E364.00-Poles, Towers, and Fixtures | 2008-05-01 | Non-unitized | BLUE LAKE RD | KY | 0 | 0 | 0
E364.00-Poles, Towers, and Fixtures | 2009-04-01 | Non-unitized | 340 New Brodhead Rd 40456 | KY | 0 | 0 | 0
E364.00-Poles, Towers, and Fixtures | 2009-05-01 | Non-unitized | 1388 BYPASS N | KY | 0 | 0 | 0
E364.00-Poles, Towers, and Fixtures | 2009-05-01 | Non-unitized | 911 OAKWOOD DR 42347 | KY | 0 | 0 | 0
E364.00-Poles, Towers, and Fixtures | 2008-11-01 | Non-unitized | 2360 ANTON RD | KY | 0 | 0 | 0
E364.00-Poles, Towers, and Fixtures | 2008-10-01 | Non-unitized | 4768 SWITZER RD 40601 | KY | 0 | 0 | 0
E364.00-Poles, Towers, and Fixtures | 2008-10-01 | Non-unitized | 1582695 | KY | 0 | 0 | 0
E364.00-Poles, Towers, and Fixtures | 2008-11-01 | Non-unitized | 230 PISGAH RD | KY | 0 | 0 | 0
E364.00-Poles, Towers, and Fixtures | 2008-11-01 | Non-unitized | 201 HAWKINS LN LOT 4 42367 | KY | 0 | 0 | 0
E364.00-Poles, Towers, and Fixtures | 2008-05-01 | Non-unitized | 1112054 | KY | 0 | 0 | 0
E364.00-Poles, Towers, and Fixtures | 2009-01-01 | Non-unitized | FUSE156-Fuse Coord-Earlington | KY | 0 | 0 | 0
E364.00-Poles, Towers, and Fixtures | 2008-10-01 | Non-unitized | 1634074 | KY | 0 | 0 | 0
E364.00-Poles, Towers, and Fixtures | 2008-11-01 | Non-unitized | 61 BIRCH ST 42332 | KY | 0 | 0 | 0
E364.00-Poles, Towers, and Fixtures | 2008-05-01 | Non-unitized | 5095 GREENVILLE RD 42464 | KY | 0 | 0 | 0
E364.00-Poles, Towers, and Fixtures | 2009-05-01 | Non-unitized | 2550 N CLEVELAND RD 40509 | KY | 0 | 0 | 0
E364.00-Poles, Towers, and Fixtures | 2008-10-01 | Non-unitized | 1597856 | KY | 0 | 0 | 0
E364.00-Poles, Towers, and Fixtures | 2008-11-01 | Non-unitized | 1240 WHITMER ST 42330 | KY | 0 | 0 | 0
E364.00-Poles, Towers, and Fixtures | 2008-11-01 | Non-unitized | 238 N TOWNSEND ST 42437 | KY | 0 | 0 | 0
E364.00-Poles, Towers, and Fixtures | 2008-10-01 | Non-unitized | 1660134 | KY | 0 | 0 | 0
E364.00-Poles, Towers, and Fixtures | 2007-12-31 | CROSS ARMS | CROSS ARMS (07362) | KY | 35 | 26443.4 | 755.5257
E364.00-Poles, Towers, and Fixtures | 2008-11-01 | Non-unitized | RUBY CT 40160 | KY | 0 | 0 | 0
E364.00-Poles, Towers, and Fixtures | 2008-10-01 | Non-unitized | HARLEY DAVIDSON TEMP | KY | 0 | 0 | 0
E364.00-Poles, Towers, and Fixtures | 2009-01-01 | Non-unitized | 1330 LEBANON ROAD | KY | 0 | 0 | 0
E364.00-Poles, Towers, and Fixtures | 2005-01-01 | GUY | MP2005 Poles, Towers, and Fixtures | KY | 0 | 0 | 0 | 0
E364.00-Poles, Towers, and Fixtures | 2009-01-01 | Non-unitized | 1136 THOMAS ST. 40160 | KY | 0 | 0 | 0
E364.00-Poles, Towers, and Fixtures | 2008-09-30 | GROUND | GROUND (00103) | KY | 0 | 0 | 0
E364.00-Poles, Towers, and Fixtures | 2008-05-01 | Non-unitized | 1134167 | KY | 0 | 0 | 0
E364.00-Poles, Towers, and Fixtures | 2009-01-01 | Non-unitized | 1588557 | KY | 0 | 0 | 0
E364.00-Poles, Towers, and Fixtures | 2009-01-01 | Non-unitized | 1663978 | KY | 0 | 0 | 0
E364.00-Poles, Towers, and Fixtures | 2009-01-01 | Non-unitized | 1530864 | KY | 0 | 0 | 0
E364.00-Poles, Towers, and Fixtures | 2009-01-01 | Non-unitized | 7535 US HWY 62 W 42344 | KY | 0 | 0 | 0
E364.00-Poles, Towers, and Fixtures | 2009-01-01 | Non-unitized | 4768 SWITZER RD 40601 | KY | 0 | 0 | 0
E364.00-Poles, Towers, and Fixtures | 2009-01-01 | Non-unitized | 1676966 | KY | 0 | 0 | 0
E364.00-Poles, Towers, and Fixtures | 2009-01-01 | Non-unitized | HIGHWAY 72 40830 | KY | 0 | 0 | 0
E364.00-Poles, Towers, and Fixtures | 2009-01-01 | Non-unitized | 1182644 | KY | 0 | 0 | 0 | 0
E364.00-Poles, Towers, and Fixtures | 2009-11-13 | GUY | GUY (00070) | KY | 38 | 480.83 | 12.6534
E364.00-Poles, Towers, and Fixtures | 2008-05-01 | Non-unitized | 1138566 | KY | 0 | 0 | 0
E364.00-Poles, Towers, and Fixtures | 2009-01-01 | Non-unitized | 280 CLINTONVILLE RD 40361 | KY | 0 | 0 | 0 | 0
E364.00-Poles, Towers, and Fixtures | 2008-08-01 | Non-unitized | ST RT 1473 HWY | KY | 0 | 0 | 0
E364.00-Poles, Towers, and Fixtures | 2009-01-01 | Non-unitized | 1558 OLD FRANKFORT PIKE 40504 | KY | 0 | 0 | 0
E364.00-Poles, Towers, and Fixtures | 2009-01-01 | Non-unitized | CHAUDOIN ST | KY | 0 | 0 | 0
E364.00-Poles, Towers, and Fixtures | 2009-01-01 | Non-unitized | 1702438 | KY | 0 | 0 | 0
E364.00-Poles, Towers, and Fixtures | 2009-01-01 | Non-unitized | W 6TH ST | KY | 0 | 0 | 0
E364.00-Poles, Towers, and Fixtures | 2009-01-01 | Non-unitized | 103 SHADY LN GARAGE 42501 | KY | 0 | 0 | 0
E364.00-Poles, Towers, and Fixtures | 2008-05-01 | Non-unitized | 107 FIELDVIEW DR | KY | 0 | 0 | 0
E364.00-Poles, Towers, and Fixtures | 2009-01-01 | Non-unitized | NEWTOWN PIKE | KY | 0 | 0 | 0
E364.00-Poles, Towers, and Fixtures | 2009-01-01 | Non-unitized | 2790 FERGUSONTOWN RD 42408 | KY | 0 | 0 | 0
E364.00-Poles, Towers, and Fixtures | 2009-01-01 | Non-unitized | ZEUS DR LOT 58 42724 | KY | 0 | 0 | 0
E364.00-Poles, Towers, and Fixtures | 2009-05-01 | Non-unitized | 125 S THIRD ST 40475 | KY | 0 | 0 | 0 | 0
E364.00-Poles, Towers, and Fixtures | 2009-07-01 | Non-unitized | 4415 ZARING MILL RD | KY | 0 | 0 | 0 | 0
E364.00-Poles, Towers, and Fixtures | 2009-07-01 | Non-unitized | 1687275 | KY | 0 | 0 | 0
E364.00-Poles, Towers, and Fixtures | 2009-05-01 | Non-unitized | KEARNEY RIDGE BLV 40511 | KY | 0 | 0 | 0
E364.00-Poles, Towers, and Fixtures | 2009-08-01 | Non-unitized | NEW YELLOW ROCK RD | KY | 0 | 0 | 0
E364.00-Poles, Towers, and Fixtures | 2009-07-01 | Non-unitized | HILL SPRING RD | KY | 0 | 0 | 0
E364.00-Poles, Towers, and Fixtures | 2009-07-01 | Non-unitized | 125 BOLTON AVE | KY | 0 | 0 | 0
E364.00-Poles, Towers, and Fixtures | 2009-09-01 | BRACKET - NEUTRAL FASTENING | BRACKET - NEUTRAL FASTENING | KY | 5798 | 309213.61 | 53.3311 | 0
E364.00-Poles, Towers, and Fixtures | 2009-07-01 | Non-unitized | CARLEY DR 40324 | KY | 0 | 0 | 0
E364.00-Poles, Towers, and Fixtures | 2009-07-01 | Non-unitized | 0 PALUMBO DRIVE AND VALLEY FIELD APTS RD 40502 | KY | 0 | 0 | 0
E364.00-Poles, Towers, and Fixtures | 2009-07-01 | Non-unitized | 165 MILLION LN FG-4 | KY | 0 | 0 | 0
E364.00-Poles, Towers, and Fixtures | 2009-08-01 | Non-unitized | 1223 DRANE LN 40019 | KY | 0 | 0 | 0
E364.00-Poles, Towers, and Fixtures | 2009-03-17 | POLE WOOD 45 FT (DIST) | POLE WOOD 45 FT (00007) | KY | 232 | 389527.13 | 1678.9962 | 0
E364.00-Poles, Towers, and Fixtures | 2009-07-01 | Non-unitized | 5676 ANTON RD 42431 | KY | 0 | 0 | 0
E364.00-Poles, Towers, and Fixtures | 2009-01-01 | Non-unitized | STATE HWY 80 42032 | KY | 0 | 0 | 0
E364.00-Poles, Towers, and Fixtures | 2009-07-01 | Non-unitized | 1375 SANDCUT RD 42431 | KY | 0 | 0 | 0
E364.00-Poles, Towers, and Fixtures | 2009-11-30 | POLE WOOD 55 FT (DIST) | POLE WOOD 55 FT (00009) | KY | 23 | 61643.15 | 2680.137 | 0
E364.00-Poles, Towers, and Fixtures | 2009-07-01 | Non-unitized | 7696 HARRODSBURG RD 40356 | KY | 0 | 0 | 0
E364.00-Poles, Towers, and Fixtures | 2009-07-01 | Non-unitized | MULLIGAN CT 40509 | KY | 0 | 0 | 0
E364.00-Poles, Towers, and Fixtures | 2009-07-01 | Non-unitized | S HWY 27 | KY | 0 | 0 | 0 | 0
E364.00-Poles, Towers, and Fixtures | 2009-07-01 | Non-unitized | J C HARLOW RD. 42746 | KY | 0 | 0 | 0
E364.00-Poles, Towers, and Fixtures | 2009-07-01 | Non-unitized | MAIN ST 42320 | KY | 0 | 0 | 0
E364.00-Poles, Towers, and Fixtures | 2009-07-01 | Non-unitized | 477 DRY CREEK RD 40313 | KY | 0 | 0 | 0
E364.00-Poles, Towers, and Fixtures | 2009-04-01 | Non-unitized | 2220 NICHOLASVILLE RD 40503 | KY | 0 | 0 | 0 | 0
E364.00-Poles, Towers, and Fixtures | 2009-07-01 | Non-unitized | 301 CENTER ST | KY | 0 | 0 | 0
E364.00-Poles, Towers, and Fixtures | 2009-07-01 | Non-unitized | 1290 CEDAR RD | KY | 0 | 0 | 0
E364.00-Poles, Towers, and Fixtures | 2009-10-01 | POLE WOOD 30 FT (DIST) | POLE WOOD 30 FT (00004) | KY | 126 | 95953.06 | 761.5322 | 0
E364.00-Poles, Towers, and Fixtures | 2009-01-01 | Non-unitized | FUSE426-Fuse Coord-London | KY | 0 | 0 | 0
E364.00-Poles, Towers, and Fixtures | 2009-05-01 | Non-unitized | 730 LOCUST FORK RD | KY | 0 | 0 | 0
E364.00-Poles, Towers, and Fixtures | 1979-12-31 | POLE WOOD 60 FT (DIST) | X BRACE WOOD PR. | KY | 0 | 0 | 0
E364.00-Poles, Towers, and Fixtures | 1979-12-31 | CROSS ARMS | CROSS ARMS (07362) | KY | 59 | 6332.21 | 107.3256
E364.00-Poles, Towers, and Fixtures | 2009-11-09 | POLE WOOD 30 FT (DIST) | POLE WOOD 30 FT (00004) | KY | 185 | 143795.82 | 777.2747 | 0
E364.00-Poles, Towers, and Fixtures | 2009-08-01 | Non-unitized | CORNER S 2ND & WATER 40475 | KY | 0 | 0 | 0 | 0
E364.00-Poles, Towers, and Fixtures | 2009-07-01 | Non-unitized | SCHOOL HOUSE HILL 40873 | KY | 0 | 0 | 0
E364.00-Poles, Towers, and Fixtures | 2009-05-01 | Non-unitized | CAR WASH 912 CUMBERLAND GAP PKWY | KY | 0 | 0 | 0
E364.00-Poles, Towers, and Fixtures | 2009-07-01 | Non-unitized | 261 TYREE ST 40409 | KY | 0 | 0 | 0 | 0
E364.00-Poles, Towers, and Fixtures | 2009-07-01 | Non-unitized | 1050 VILLAGE SQUARE RD 42437 | KY | 0 | 0 | 0
E364.00-Poles, Towers, and Fixtures | 2009-07-01 | Non-unitized | 165 CARROLL LN | KY | 0 | 0 | 0
E364.00-Poles, Towers, and Fixtures | 2009-04-01 | Non-unitized | 2601 WINCHESTER RD 40509 | KY | 0 | 0 | 0
E364.00-Poles, Towers, and Fixtures | 2009-07-01 | Non-unitized | BALLARD | KY | 0 | 0 | 0
E364.00-Poles, Towers, and Fixtures | 2009-07-01 | Non-unitized | 908 NORMANS CAMP RD 40330 | KY | 0 | 0 | 0
E364.00-Poles, Towers, and Fixtures | 2009-07-01 | Non-unitized | 259 BETHLEHEM ROAD | KY | 0 | 0 | 0
E364.00-Poles, Towers, and Fixtures | 2009-08-01 | Non-unitized | 4100 MAYSVILLE RD 40353 | KY | 0 | 0 | 0 | 0
E364.00-Poles, Towers, and Fixtures | 2009-07-01 | Non-unitized | 116 Meridian Way 40475 | KY | 0 | 0 | 0
E364.00-Poles, Towers, and Fixtures | 2009-07-01 | Non-unitized | 833 W MAIN ST 40508 | KY | 0 | 0 | 0 | 0
E364.00-Poles, Towers, and Fixtures | 2009-07-01 | Non-unitized | DANGER POLE PARKER LANE | KY | 0 | 0 | 0
E364.00-Poles, Towers, and Fixtures | 2009-08-01 | Non-unitized | 1264 E NEW CIRCLE RD 40505 | KY | 0 | 0 | 0 | 0
E364.00-Poles, Towers, and Fixtures | 2009-07-01 | Non-unitized | STEELE BRANCH RD RAMP 40601 | KY | 0 | 0 | 0
E364.00-Poles, Towers, and Fixtures | 2009-07-01 | Non-unitized | 218 W 12TH ST 42459 | KY | 0 | 0 | 0
E364.00-Poles, Towers, and Fixtures | 2009-08-01 | Non-unitized | 4650 HANSON RD 42431 | KY | 0 | 0 | 0 | 0
E364.00-Poles, Towers, and Fixtures | 2009-02-01 | Non-unitized | 5TH AND CUMBERLAND RE-WORK | KY | 0 | 0 | 0
E364.00-Poles, Towers, and Fixtures | 2009-05-01 | Non-unitized | 3055 LEXINGTON RD 40356 | KY | 0 | 0 | 0
E364.00-Poles, Towers, and Fixtures | 2009-08-01 | Non-unitized | NEWTOWN RD 40324 | KY | 0 | 0 | 0 | 0
E364.00-Poles, Towers, and Fixtures | 2008-09-24 | Non-unitized | NEW MOODY LN | KY | 0 | 0 | 0
E364.00-Poles, Towers, and Fixtures | 2009-08-01 | GUY | GUY (00070) | KY | 449 | 8809.4 | 19.62 | 0
E364.00-Poles, Towers, and Fixtures | 2009-11-10 | GUY | GUY (00070) | KY | 134 | 2768.74 | 20.6622 | 0
E364.00-Poles, Towers, and Fixtures | 2009-08-07 | POLE WOOD 35 FT (DIST) | POLE WOOD 35 FT (00005) | KY | 3 | 2151.43 | 717.1433
E364.00-Poles, Towers, and Fixtures | 2008-05-01 | Non-unitized | 1454584 | KY | 0 | 0 | 0
E364.00-Poles, Towers, and Fixtures | 2009-11-04 | CROSS ARMS | CROSS ARMS (07362) | KY | 24 | 109292.99 | 4553.8746
E364.00-Poles, Towers, and Fixtures | 2009-08-01 | POLE WOOD 30 FT (DIST) | POLE WOOD 30 FT (00004) | KY | 232 | 170977.53 | 736.9721 | 0
E364.00-Poles, Towers, and Fixtures | 2008-05-01 | Non-unitized | T. JULIANOS RESTAURANT | KY | 0 | 0 | 0
E364.00-Poles, Towers, and Fixtures | 2008-05-01 | Non-unitized | 1275284 | KY | 0 | 0 | 0
E364.00-Poles, Towers, and Fixtures | 2009-09-28 | GUY | GUY (00070) | KY | 3 | 0 | 0
E364.00-Poles, Towers, and Fixtures | 2009-08-10 | CROSS ARMS | CROSS ARMS (07362) | KY | 13 | 2823.76 | 217.2123
E364.00-Poles, Towers, and Fixtures | 2009-11-17 | CROSS ARMS | CROSS ARMS (07362) | KY | 34 | 11109.12 | 326.7388
E364.00-Poles, Towers, and Fixtures | 2008-07-01 | Non-unitized | 1419444 | KY | 0 | 0 | 0
E364.00-Poles, Towers, and Fixtures | 2008-05-01 | Non-unitized | ENSIGN DR | KY | 0 | 0 | 0
E364.00-Poles, Towers, and Fixtures | 2009-01-01 | Non-unitized | 615 OPPORTUNITY WAY 42345 | KY | 0 | 0 | 0
E364.00-Poles, Towers, and Fixtures | 2007-10-01 | POLE WOOD 40 FT (DIST) | POLE WOOD 40 FT (00006) | KY | 29 | -290.01 | -10.0003
E364.00-Poles, Towers, and Fixtures | 2009-06-16 | POLE WOOD 65 FT (DIST) | POLE WOOD 65 FT (00011) | KY | 1 | 1760.12 | 1760.12
E364.00-Poles, Towers, and Fixtures | 2009-08-10 | POLE WOOD 45 FT (DIST) | POLE WOOD 45 FT (00007) | KY | 7 | 7791.37 | 1113.0529
E364.00-Poles, Towers, and Fixtures | 2009-01-01 | Non-unitized | RT 1 42330 | KY | 0 | 0 | 0
E364.00-Poles, Towers, and Fixtures | 2009-07-01 | Non-unitized | SHARP 40379 | KY | 0 | 0 | 0
E364.00-Poles, Towers, and Fixtures | 1973-01-01 | POLE WOOD 30 FT (DIST) | POLE WOOD 30 FT | KY | 2412 | 193691.56 | 80.3033 | 0
E364.00-Poles, Towers, and Fixtures | 2009-11-09 | CROSS ARMS | CROSS ARMS (07362) | KY | 7 | 1318.67 | 188.3814
E364.00-Poles, Towers, and Fixtures | 2009-04-01 | Non-unitized | CAMPBELLSVILLE | KY | 0 | 0 | 0
E364.00-Poles, Towers, and Fixtures | 2009-10-01 | BRACKET - NEUTRAL FASTENING | BRACKET - NEUTRAL FASTENING | KY | 57 | 4090.3 | 71.7596
E364.00-Poles, Towers, and Fixtures | 2008-05-01 | Non-unitized | TROY PK | KY | 0 | 0 | 0 | 0
E364.00-Poles, Towers, and Fixtures | 2009-10-07 | POLE WOOD 35 FT (DIST) | POLE WOOD 35 FT (00005) | KY | 2 | -7414.66 | -3707.33
E364.00-Poles, Towers, and Fixtures | 2008-05-01 | Non-unitized | 1045144 | KY | 0 | 0 | 0
E364.00-Poles, Towers, and Fixtures | 2009-01-01 | Non-unitized | HONEYSUCKLE LN | KY | 0 | 0 | 0
E364.00-Poles, Towers, and Fixtures | 2008-11-01 | Non-unitized | US 27 | KY | 0 | 0 | 0
E364.00-Poles, Towers, and Fixtures | 2009-01-01 | Non-unitized | 2425 ANTON RD 42431 | KY | 0 | 0 | 0
E364.00-Poles, Towers, and Fixtures | 2009-10-16 | GUY | GUY (00070) | KY | 35 | 9352.59 | 267.2169
E364.00-Poles, Towers, and Fixtures | 2008-05-01 | Non-unitized | 1001 WHITE OAK DR 40601 | KY | 0 | 0 | 0
E364.00-Poles, Towers, and Fixtures | 2009-10-23 | POLE WOOD 50 FT (DIST) | POLE WOOD 50 FT (00008) | KY | 8 | -593.88 | -74.235 | 0
E364.00-Poles, Towers, and Fixtures | 2008-05-01 | Non-unitized | PALUMBO DR | KY | 0 | 0 | 0
E364.00-Poles, Towers, and Fixtures | 2008-05-01 | Non-unitized | 2323 LEXINGTON RD 40475 | KY | 0 | 0 | 0
E364.00-Poles, Towers, and Fixtures | 2009-10-27 | GUY | GUY (00070) | KY | 3 | 72.26 | 24.0867 | 0
E364.00-Poles, Towers, and Fixtures | 2008-05-01 | Non-unitized | 1165895 | KY | 0 | 0 | 0
E364.00-Poles, Towers, and Fixtures | 2003-05-31 | CROSS ARMS | CROSS ARMS (07362) | KY | 1 | 2001.76 | 2001.76
E364.00-Poles, Towers, and Fixtures | 1969-12-31 | CROSS ARMS | CROSS ARMS (07362) | KY | 262 | 5647.91 | 21.5569 | 0
E364.00-Poles, Towers, and Fixtures | 2009-11-21 | GUY | GUY (00070) | KY | 23 | 721.55 | 31.3717 | 0
E364.00-Poles, Towers, and Fixtures | 2009-07-01 | Non-unitized | 600 COLLEGE STREET 42701 | KY | 0 | 0 | 0
E364.00-Poles, Towers, and Fixtures | 2009-10-08 | CROSS ARMS | CROSS ARMS (07362) | KY | 1 | 181.13 | 181.13
E364.00-Poles, Towers, and Fixtures | 2008-05-01 | Non-unitized | STATE HWY 130 42437 | KY | 0 | 0 | 0
E364.00-Poles, Towers, and Fixtures | 1980-12-31 | GUY | GUY | KY | 42 | 5177.77 | 123.2802 | 0
E364.00-Poles, Towers, and Fixtures | 2009-01-01 | Non-unitized | 1900 WOODLAKE RD | KY | 0 | 0 | 0
E364.00-Poles, Towers, and Fixtures | 1960-12-31 | CROSS ARMS | GUY | KY | 0 | 0 | 0
E364.00-Poles, Towers, and Fixtures | 1957-12-31 | GUY | GUY | KY | 49 | 1443.63 | 29.4618 | 0
E364.00-Poles, Towers, and Fixtures | 1952-12-31 | GUY | GUY | KY | 0 | 0 | 0 | 0
E364.00-Poles, Towers, and Fixtures | 2009-05-01 | Non-unitized | W PAGE | KY | 0 | 0 | 0
E364.00-Poles, Towers, and Fixtures | 2008-05-01 | Non-unitized | 1190 ROBERT MARTIN BYPASS | KY | 0 | 0 | 0
E364.00-Poles, Towers, and Fixtures | 2008-10-01 | Non-unitized | 1599095 | KY | 0 | 0 | 0
E364.00-Poles, Towers, and Fixtures | 2009-04-01 | Non-unitized | 1180 OLD FRANKFORT PK FG 73 40347 | KY | 0 | 0 | 0
E364.00-Poles, Towers, and Fixtures | 1974-12-31 | GUY | GUY | KY | 37 | 2145.01 | 57.9732 | 0
E364.00-Poles, Towers, and Fixtures | 1979-12-31 | POLE WOOD 20 FT (DIST) | GUY | KY | 0 | 0 | 0
E364.00-Poles, Towers, and Fixtures | 2008-10-01 | Non-unitized | TAPP | KY | 0 | 0 | 0
E364.00-Poles, Towers, and Fixtures | 2008-05-01 | Non-unitized | 1108298 | KY | 0 | 0 | 0
E364.00-Poles, Towers, and Fixtures | 2008-05-01 | Non-unitized | 1055 GREENDALE RD 40511 | KY | 0 | 0 | 0
E364.00-Poles, Towers, and Fixtures | 2009-10-16 | STEEL POLES | STEEL POLES (07726) | KY | 2 | 254.13 | 127.065
E364.00-Poles, Towers, and Fixtures | 2009-04-01 | Non-unitized | 315 CONNECTOR RD 40324 | KY | 0 | 0 | 0
E364.00-Poles, Towers, and Fixtures | 2009-05-01 | Non-unitized | 4314 KY #10 41034 | KY | 0 | 0 | 0
E364.00-Poles, Towers, and Fixtures | 1994-12-31 | POLE WOOD 60 FT (DIST) | GUY | KY | 0 | 0 | 0
E364.00-Poles, Towers, and Fixtures | 1976-12-31 | POLE WOOD 20 FT (DIST) | GUY | KY | 0 | 0 | 0
E364.00-Poles, Towers, and Fixtures | 2009-07-17 | POLE WOOD 40 FT (DIST) | POLE WOOD 40 FT (00006) | KY | 6 | 12107.15 | 2017.8583
E364.00-Poles, Towers, and Fixtures | 2001-10-31 | POLE WOOD 40 FT (DIST) | GUY | KY | 0 | 0 | 0
E364.00-Poles, Towers, and Fixtures | 2002-07-31 | GUY | GUY (00070) | KY | 32 | 23078.51 | 721.2034
E364.00-Poles, Towers, and Fixtures | 1992-12-31 | POLE WOOD 25 FT (DIST) | ARM WOOD 10 FT AND UNDER (TRANS) | KY | 0 | 0 | 0
E364.00-Poles, Towers, and Fixtures | 2008-10-01 | Non-unitized | 1554054 | KY | 0 | 0 | 0
E364.00-Poles, Towers, and Fixtures | 1961-12-31 | POLE WOOD 20 FT (DIST) | ARM WOOD 10 FT AND UNDER (TRANS) | KY | 0 | 0 | 0
E364.00-Poles, Towers, and Fixtures | 1991-12-31 | POLE WOOD 25 FT (DIST) | ARM WOOD 10 FT AND UNDER (TRANS) | KY | 0 | 0 | 0
E364.00-Poles, Towers, and Fixtures | 2008-05-01 | Non-unitized | 105 COURT ST | KY | 0 | 0 | 0
E364.00-Poles, Towers, and Fixtures | 2009-04-01 | Non-unitized | 403 N FIRST ST 40051 | KY | 0 | 0 | 0
E364.00-Poles, Towers, and Fixtures | 2008-10-01 | Non-unitized | 1513067 | KY | 0 | 0 | 0
E364.00-Poles, Towers, and Fixtures | 2009-10-31 | POLE WOOD 50 FT (DIST) | POLE WOOD 50 FT (00008) | KY | 32 | 69981.62 | 2186.9256 | 0
E364.00-Poles, Towers, and Fixtures | 2009-04-01 | Non-unitized | 2440 INNOVATION DR 40511 | KY | 0 | 0 | 0
E364.00-Poles, Towers, and Fixtures | 2008-05-01 | Non-unitized | 1243774 | KY | 0 | 0 | 0
E364.00-Poles, Towers, and Fixtures | 2008-05-01 | Non-unitized | 151 OLD GEORGETOWN ST 40508 | KY | 0 | 0 | 0
E364.00-Poles, Towers, and Fixtures | 2009-10-29 | POLE WOOD 35 FT (DIST) | POLE WOOD 35 FT (00005) | KY | 1 | 1261.06 | 1261.06
E364.00-Poles, Towers, and Fixtures | 2008-05-01 | Non-unitized | 1142854 | KY | 0 | 0 | 0
E364.00-Poles, Towers, and Fixtures | 2009-08-06 | POLE WOOD 55 FT (DIST) | POLE WOOD 55 FT (00009) | KY | 9 | -7602.96 | -844.7733 | 0
E364.00-Poles, Towers, and Fixtures | 1964-01-01 | POLE WOOD 50 FT (DIST) | POLE WOOD 50 FT | KY | 0 | 0 | 0 | 0
E364.00-Poles, Towers, and Fixtures | 2003-08-31 | POLE WOOD 40 FT (DIST) | POLE WOOD 40 FT (DIST) | KY | 1 | 6888.32 | 6888.32
E364.00-Poles, Towers, and Fixtures | 2009-12-01 | POLE WOOD 50 FT (DIST) | POLE WOOD 50 FT (00008) | KY | 35 | 126244.69 | 3606.9911 | 0
E364.00-Poles, Towers, and Fixtures | 2008-05-01 | Non-unitized | 1078184 | KY | 0 | 0 | 0
E364.00-Poles, Towers, and Fixtures | 2008-10-01 | Non-unitized | 1435295 | KY | 0 | 0 | 0
E364.00-Poles, Towers, and Fixtures | 1987-01-01 | POLE WOOD 60 FT (DIST) | POLE WOOD 60 FT (DIST) | KY | 26 | 23880.99 | 918.4996
E364.00-Poles, Towers, and Fixtures | 2008-05-01 | Non-unitized | 1292326 | KY | 0 | 0 | 0
E364.00-Poles, Towers, and Fixtures | 2009-10-01 | Non-unitized | HWY 555 | KY | 0 | 0 | 0
E364.00-Poles, Towers, and Fixtures | 2008-05-01 | Non-unitized | 1150734 | KY | 0 | 0 | 0
E364.00-Poles, Towers, and Fixtures | 2009-04-01 | Non-unitized | FARMERS CROSSING RD | KY | 0 | 0 | 0
E364.00-Poles, Towers, and Fixtures | 2008-05-01 | Non-unitized | 1263655 | KY | 0 | 0 | 0
E364.00-Poles, Towers, and Fixtures | 2009-08-01 | Non-unitized | 702 W MAIN ST 24216 | KY | 0 | 0 | 0 | 0
E364.00-Poles, Towers, and Fixtures | 2009-10-01 | Non-unitized | 4197 HWY #10 41034 | KY | 0 | 0 | 0 | 0
E364.00-Poles, Towers, and Fixtures | 2009-10-01 | Non-unitized | MEANS DR 40356 | KY | 0 | 0 | 0 | 0
E364.00-Poles, Towers, and Fixtures | 2009-11-12 | CROSS ARMS | CROSS ARMS (07362) | KY | 77 | 5346.43 | 69.4342
E364.00-Poles, Towers, and Fixtures | 2009-10-01 | Non-unitized | 2117374 | KY | 0 | 0 | 0 | 0
E364.00-Poles, Towers, and Fixtures | 2009-08-01 | Non-unitized | SHAMROCK LN 40511 | KY | 0 | 0 | 0 | 0
E364.00-Poles, Towers, and Fixtures | 2009-10-01 | Non-unitized | 688 D MAINS ROAD 41002 | KY | 0 | 0 | 0 | 0
E364.00-Poles, Towers, and Fixtures | 2009-08-01 | Non-unitized | 4907 VETERNS MEMORIAL HWY 40374 | KY | 0 | 0 | 0 | 0
E364.00-Poles, Towers, and Fixtures | 2009-10-01 | Non-unitized | 6290 OLD HURRICANE RD 24293 | KY | 0 | 0 | 0 | 0
E364.00-Poles, Towers, and Fixtures | 2009-10-01 | Non-unitized | 2033 S MAIN ST | KY | 0 | 0 | 0
E364.00-Poles, Towers, and Fixtures | 2009-10-01 | Non-unitized | 350 PIONEER ORCHARD RD 40351 | KY | 0 | 0 | 0 | 0
E364.00-Poles, Towers, and Fixtures | 2009-10-01 | Non-unitized | 1442256 | KY | 0 | 0 | 0 | 0
E364.00-Poles, Towers, and Fixtures | 2009-10-01 | Non-unitized | 448 E KENTUCKY DR 42056 | KY | 0 | 0 | 0
E364.00-Poles, Towers, and Fixtures | 2009-08-01 | Non-unitized | 1668 STATE HWY 2392 | KY | 0 | 0 | 0 | 0
E364.00-Poles, Towers, and Fixtures | 2009-10-01 | Non-unitized | US 58 24243 | KY | 0 | 0 | 0 | 0
E364.00-Poles, Towers, and Fixtures | 2009-10-01 | Non-unitized | RT 2 BOX 402 24277 | KY | 0 | 0 | 0 | 0
E364.00-Poles, Towers, and Fixtures | 2009-10-01 | Non-unitized | 2540 RESEARCH PARK DR 40511 | KY | 0 | 0 | 0 | 0
E364.00-Poles, Towers, and Fixtures | 2008-10-01 | Non-unitized | 1563292 | KY | 0 | 0 | 0
E364.00-Poles, Towers, and Fixtures | 2009-10-01 | Non-unitized | S US HWY 421 | KY | 0 | 0 | 0 | 0
E364.00-Poles, Towers, and Fixtures | 2009-10-01 | Non-unitized | 7TH ST 42459 | KY | 0 | 0 | 0
E364.00-Poles, Towers, and Fixtures | 2009-07-01 | Non-unitized | 1525 LAKEWOOD CT 40502 | KY | 0 | 0 | 0
E364.00-Poles, Towers, and Fixtures | 2009-04-01 | Non-unitized | 346 OAK RIDGE CHURCH RD 40701 | KY | 0 | 0 | 0
E364.00-Poles, Towers, and Fixtures | 2009-05-01 | Non-unitized | 209W W PLEASANT ST 41031 | KY | 0 | 0 | 0 | 0
E364.00-Poles, Towers, and Fixtures | 2009-10-01 | Non-unitized | 306 DORTON BR TRLR 40977 | KY | 0 | 0 | 0 | 0
E364.00-Poles, Towers, and Fixtures | 2009-10-01 | Non-unitized | 6035 Smokey Lane 42337 | KY | 0 | 0 | 0 | 0
E364.00-Poles, Towers, and Fixtures | 2009-08-01 | Non-unitized | 134 BROOKS ST 41031 | KY | 0 | 0 | 0 | 0
E364.00-Poles, Towers, and Fixtures | 2009-11-24 | POLE WOOD 50 FT (DIST) | POLE WOOD 50 FT (00008) | KY | 3 | 11041.31 | 3680.4367
E364.00-Poles, Towers, and Fixtures | 2009-11-05 | GUY | GUY (00070) | KY | 6 | 535.39 | 89.2317 | 0
E364.00-Poles, Towers, and Fixtures | 2008-10-01 | Non-unitized | 1397576 | KY | 0 | 0 | 0
E364.00-Poles, Towers, and Fixtures | 2009-10-01 | Non-unitized | 13201 HWY 81 42372 | KY | 0 | 0 | 0 | 0
E364.00-Poles, Towers, and Fixtures | 2009-08-01 | Non-unitized | 500 E WALNUT ST | KY | 0 | 0 | 0
E364.00-Poles, Towers, and Fixtures | 2009-01-01 | Non-unitized | NEW SUBDIVISION IN CORBIN | KY | 0 | 0 | 0
E364.00-Poles, Towers, and Fixtures | 2009-04-01 | Non-unitized | HUFAKER AVE | KY | 0 | 0 | 0
E364.00-Poles, Towers, and Fixtures | 2009-02-01 | Non-unitized | 1527189 | KY | 0 | 0 | 0
E364.00-Poles, Towers, and Fixtures | 2009-10-01 | Non-unitized | MARSHALL PARK RD 40324 | KY | 0 | 0 | 0 | 0
E364.00-Poles, Towers, and Fixtures | 2009-08-01 | Non-unitized | 270 CARDINAL DR ELEM SCH 40011 | KY | 0 | 0 | 0
E364.00-Poles, Towers, and Fixtures | 2009-08-01 | Non-unitized | 13660 STATE ROUTE 181 N 42330 | KY | 0 | 0 | 0
E364.00-Poles, Towers, and Fixtures | 2009-10-01 | Non-unitized | 2773 BRASSFIELD RD | KY | 0 | 0 | 0 | 0
E364.00-Poles, Towers, and Fixtures | 2009-10-01 | Non-unitized | 745A RR 3 24263 | KY | 1 | 0 | 0
E364.00-Poles, Towers, and Fixtures | 2009-08-01 | Non-unitized | 780 WINCHESTER RD 40505 | KY | 0 | 0 | 0 | 0
E364.00-Poles, Towers, and Fixtures | 2009-10-01 | Non-unitized | LAKEVIEW DRIVE | KY | 0 | 0 | 0 | 0
E364.00-Poles, Towers, and Fixtures | 2009-10-01 | Non-unitized | 463 UPPER CALLOWAY 40475 | KY | 0 | 0 | 0 | 0
E364.00-Poles, Towers, and Fixtures | 2008-05-01 | Non-unitized | 1330964 | KY | 0 | 0 | 0
E364.00-Poles, Towers, and Fixtures | 2008-10-01 | Non-unitized | 1325235 | KY | 0 | 0 | 0
E364.00-Poles, Towers, and Fixtures | 2009-11-10 | POLE WOOD 35 FT (DIST) | POLE WOOD 35 FT (00005) | KY | 2 | -25833.16 | -12916.58
E364.00-Poles, Towers, and Fixtures | 2008-05-01 | Non-unitized | 942 W MAIN ST 4/5 APT 40351 | KY | 0 | 0 | 0
E364.00-Poles, Towers, and Fixtures | 2008-05-01 | Non-unitized | MOUNT STERLING RD | KY | 0 | 0 | 0 | 0
E364.00-Poles, Towers, and Fixtures | 2008-05-01 | Non-unitized | 4909 METROPOLIS LAKE ROAD 42086 | KY | 0 | 0 | 0
E364.00-Poles, Towers, and Fixtures | 2009-05-01 | Non-unitized | 3550 AUGUSTA CHATHAM RD 41002 | KY | 0 | 0 | 0
E364.00-Poles, Towers, and Fixtures | 2009-04-01 | Non-unitized | STATE HWY 74 | KY | 0 | 0 | 0
E364.00-Poles, Towers, and Fixtures | 2008-07-01 | Non-unitized | COMMERCE PKY 40031 | KY | 0 | 0 | 0
E364.00-Poles, Towers, and Fixtures | 2009-07-01 | Non-unitized | 509 BURKESVILLE | KY | 0 | 0 | 0
E364.00-Poles, Towers, and Fixtures | 2008-05-01 | Non-unitized | HENRY CLAY ST | KY | 0 | 0 | 0 | 0
E364.00-Poles, Towers, and Fixtures | 2008-05-01 | Non-unitized | 1334496 | KY | 0 | 0 | 0
E364.00-Poles, Towers, and Fixtures | 2008-05-01 | Non-unitized | 120 HURLEY SHORT RD APT 1 40475 | KY | 0 | 0 | 0
E364.00-Poles, Towers, and Fixtures | 2009-01-01 | Non-unitized | 3250 OLD FREDONIA RD 42445 | KY | 0 | 0 | 0
E364.00-Poles, Towers, and Fixtures | 2008-10-01 | Non-unitized | 1436134 | KY | 0 | 0 | 0
E364.00-Poles, Towers, and Fixtures | 2008-10-01 | Non-unitized | 173731 | KY | 0 | 0 | 0
E364.00-Poles, Towers, and Fixtures | 2008-05-01 | Non-unitized | Mt. Vernon Dr. RD | KY | 0 | 0 | 0
E364.00-Poles, Towers, and Fixtures | 2008-05-01 | Non-unitized | OLD US 25E LOOP NUMBER 3 | KY | 0 | 0 | 0
E364.00-Poles, Towers, and Fixtures | 2008-05-01 | Non-unitized | BAD POLE HWY 363 | KY | 0 | 0 | 0
E364.00-Poles, Towers, and Fixtures | 2009-05-01 | Non-unitized | 214 CARNATION ST | KY | 0 | 0 | 0
E364.00-Poles, Towers, and Fixtures | 2008-05-01 | Non-unitized | 3505 SUGAR CREEK ROAD | KY | 0 | 0 | 0
E364.00-Poles, Towers, and Fixtures | 2008-05-01 | Non-unitized | WALLACE AVE BARN | KY | 0 | 0 | 0
E364.00-Poles, Towers, and Fixtures | 2008-05-01 | Non-unitized | 936 GRAND AVE 41311 | KY | 0 | 0 | 0
E364.00-Poles, Towers, and Fixtures | 2009-05-01 | Non-unitized | 6472 POWERSVILLE-HARRISON CO RD 41004 | KY | 0 | 0 | 0
E364.00-Poles, Towers, and Fixtures | 2008-05-01 | Non-unitized | US HIGHWAY 431 N | KY | 0 | 0 | 0
E364.00-Poles, Towers, and Fixtures | 1979-12-31 | GUY | GUY | KY | 39 | 3770.95 | 96.691 | 0
E364.00-Poles, Towers, and Fixtures | 2008-05-01 | Non-unitized | CENTRAL AND KY AV 40502 | KY | 0 | 0 | 0
E364.00-Poles, Towers, and Fixtures | 2009-10-31 | Non-unitized | 944 HWY 26 40701 | KY | 0 | 0 | 0
E364.00-Poles, Towers, and Fixtures | 2009-01-01 | Non-unitized | 1543335 | KY | 0 | 0 | 0
E364.00-Poles, Towers, and Fixtures | 2008-05-01 | Non-unitized | 5592 STATE ROUTE 70 W | KY | 0 | 0 | 0
E364.00-Poles, Towers, and Fixtures | 2009-01-01 | Non-unitized | RR 1 WARSAW GHENT RD | KY | 0 | 0 | 0
E364.00-Poles, Towers, and Fixtures | 2009-11-01 | Non-unitized | 766 MCCORMACK RD MODULAR 40076 | KY | 0 | 0 | 0 | 0
E364.00-Poles, Towers, and Fixtures | 2009-11-01 | Non-unitized | 3110 WALL ST 40513 | KY | 0 | 0 | 0 | 0
E364.00-Poles, Towers, and Fixtures | 2009-01-01 | Non-unitized | 101 LEESTOWN CENTER WAY 40511 | KY | 0 | 0 | 0
E364.00-Poles, Towers, and Fixtures | 2009-07-01 | Non-unitized | BEECHEER BUILDING, SPRING STREET | KY | 0 | 0 | 0 | 0
E364.00-Poles, Towers, and Fixtures | 2009-08-01 | Non-unitized | 1127 RICHMOND RD 40502 | KY | 0 | 0 | 0 | 0
E364.00-Poles, Towers, and Fixtures | 2009-01-01 | Non-unitized | 5300 FRANKFORT RD 40324 | KY | 0 | 0 | 0
E364.00-Poles, Towers, and Fixtures | 2009-11-01 | Non-unitized | 135 OAK ST | KY | 0 | 0 | 0 | 0
E364.00-Poles, Towers, and Fixtures | 2009-11-01 | Non-unitized | 145 Powell Street 24216 | KY | 0 | 0 | 0 | 0
E364.00-Poles, Towers, and Fixtures | 2008-10-01 | Non-unitized | 1307408 | KY | 0 | 0 | 0
E364.00-Poles, Towers, and Fixtures | 2009-11-01 | Non-unitized | 659 HWY 1870 42642 | KY | 0 | 0 | 0 | 0
E364.00-Poles, Towers, and Fixtures | 2009-08-01 | Non-unitized | 866 BRADFORD ROAD 41043 | KY | 0 | 0 | 0 | 0
E364.00-Poles, Towers, and Fixtures | 2009-10-01 | Non-unitized | 5830 GUEST RIVER RD 24273 | KY | 0 | 0 | 0 | 0
E364.00-Poles, Towers, and Fixtures | 2009-10-01 | Non-unitized | lAUREL CO. FIRE DEPT - BINGO | KY | 0 | 0 | 0 | 0
E364.00-Poles, Towers, and Fixtures | 2008-05-01 | Non-unitized | 1319086 | KY | 0 | 0 | 0
E364.00-Poles, Towers, and Fixtures | 2008-05-01 | Non-unitized | 3100 N DIXIE AVENUE 42701 | KY | 0 | 0 | 0
E364.00-Poles, Towers, and Fixtures | 2009-10-01 | Non-unitized | 2548 RICHMOND RD | KY | 0 | 0 | 0 | 0
E364.00-Poles, Towers, and Fixtures | 2009-11-01 | Non-unitized | 2229 HWY 519 40313 | KY | 0 | 0 | 0 | 0
E364.00-Poles, Towers, and Fixtures | 2009-11-01 | Non-unitized | 1617315 | KY | 0 | 0 | 0 | 0
E364.00-Poles, Towers, and Fixtures | 2008-05-01 | Non-unitized | 1241324 | KY | 0 | 0 | 0
E364.00-Poles, Towers, and Fixtures | 2009-11-01 | Non-unitized | STANFORD ROAD | KY | 0 | 0 | 0 | 0
E364.00-Poles, Towers, and Fixtures | 2009-11-01 | Non-unitized | 1683 FAIRVIEW RD 42325 | KY | 0 | 0 | 0 | 0
E364.00-Poles, Towers, and Fixtures | 2009-10-01 | Non-unitized | WOODLAWN AVENUE | KY | 0 | 0 | 0 | 0
E364.00-Poles, Towers, and Fixtures | 2008-10-01 | Non-unitized | 1309697 | KY | 0 | 0 | 0
E364.00-Poles, Towers, and Fixtures | 2009-01-01 | Non-unitized | CORPORATE WAY 40475 | KY | 0 | 0 | 0
E364.00-Poles, Towers, and Fixtures | 2008-05-01 | Non-unitized | 184 WATER WORKS RD 42330 | KY | 0 | 0 | 0
E364.00-Poles, Towers, and Fixtures | 2009-11-01 | Non-unitized | 4420 CHARLESTON RD | KY | 0 | 0 | 0
E364.00-Poles, Towers, and Fixtures | 2009-11-01 | Non-unitized | 505 GOOCH ST | KY | 0 | 0 | 0 | 0
E364.00-Poles, Towers, and Fixtures | 2009-11-01 | Non-unitized | 5282 CHARLESTON RD | KY | 0 | 0 | 0
E364.00-Poles, Towers, and Fixtures | 2009-10-01 | Non-unitized | 1711 OLD PARIS RD | KY | 0 | 0 | 0 | 0
E364.00-Poles, Towers, and Fixtures | 2009-08-01 | POLE WOOD 55 FT (DIST) | POLE WOOD 55 FT (00009) | KY | 3 | 11646.1 | 3882.0333
E364.00-Poles, Towers, and Fixtures | 2008-05-01 | Non-unitized | 900 GAMBLE LN | KY | 0 | 0 | 0
E364.00-Poles, Towers, and Fixtures | 2009-11-01 | Non-unitized | 2343 EGAN RD 24219 | KY | 0 | 0 | 0 | 0
E364.00-Poles, Towers, and Fixtures | 2009-10-01 | Non-unitized | 200 HAMPTON CT OFFICE 41031 | KY | 0 | 0 | 0 | 0
E364.00-Poles, Towers, and Fixtures | 2010-01-01 | Non-unitized | RDDD246OH-Rep Def Equip-OH-Etown | KY | 0 | 0 | 0 | 0
E364.00-Poles, Towers, and Fixtures | 2010-01-01 | Non-unitized | 1377 N LEXINGTON RD 40390 | KY | 0 | 0 | 0 | 0
E364.00-Poles, Towers, and Fixtures | 2010-01-01 | Non-unitized | PARSONS DR | KY | 0 | 0 | 0 | 0
E364.00-Poles, Towers, and Fixtures | 2010-01-01 | Non-unitized | 1628616 | KY | 0 | 0 | 0 | 0
E364.00-Poles, Towers, and Fixtures | 2009-08-01 | Non-unitized | 300 Block HUNTERTOWN RD | KY | 0 | 0 | 0
E364.00-Poles, Towers, and Fixtures | 2010-01-01 | Non-unitized | RDDD256OH-Rep Def Equip-OH-Shelbyvl | KY | 0 | 0 | 0 | 0
E364.00-Poles, Towers, and Fixtures | 2010-01-01 | Non-unitized | S HILLCREST DR | KY | 0 | 0 | 0 | 0
E364.00-Poles, Towers, and Fixtures | 2010-01-01 | Non-unitized | 3220 HARRODSBURG RD | KY | 0 | 0 | 0 | 0
E364.00-Poles, Towers, and Fixtures | 2010-01-01 | Non-unitized | 8200 SHELBYVILLE RD | KY | 0 | 0 | 0 | 0
E364.00-Poles, Towers, and Fixtures | 2010-01-01 | Non-unitized | 4224 HOUSTONVILLE RD | KY | 0 | 0 | 0 | 0
E364.00-Poles, Towers, and Fixtures | 2010-02-01 | Non-unitized | 405 W MAIN STREET 40360 | KY | 0 | 0 | 0 | 0
E364.00-Poles, Towers, and Fixtures | 2010-01-01 | Non-unitized | SUTTON PLACE 40324 | KY | 0 | 0 | 0 | 0
E364.00-Poles, Towers, and Fixtures | 2010-02-01 | Non-unitized | 720 CAUDILL GAP RD | KY | 0 | 0 | 0 | 0
E364.00-Poles, Towers, and Fixtures | 2010-01-01 | Non-unitized | 9104 OLD LOCK AND ROAD 41056 | KY | 0 | 0 | 0 | 0
E364.00-Poles, Towers, and Fixtures | 2009-07-01 | POLE WOOD 60 FT (DIST) | POLE WOOD 60 FT (00010) | KY | 2 | 3342.06 | 1671.03
E364.00-Poles, Towers, and Fixtures | 2010-02-26 | CROSS ARMS | CROSS ARMS (07362) | KY | 362 | 113837.54 | 314.4683 | 0
E364.00-Poles, Towers, and Fixtures | 2010-01-01 | Non-unitized | 140 E PIKE ST 41031 | KY | 0 | 0 | 0 | 0
E364.00-Poles, Towers, and Fixtures | 2010-01-01 | Non-unitized | STATE HWY 52 | KY | 0 | 0 | 0 | 0
E364.00-Poles, Towers, and Fixtures | 2010-01-01 | Non-unitized | 511 N DIXIE HWY BLDG 3 42127 | KY | 0 | 0 | 0 | 0
E364.00-Poles, Towers, and Fixtures | 2010-01-01 | Non-unitized | 4608 US HWY 62 W 42345 | KY | 0 | 0 | 0 | 0
E364.00-Poles, Towers, and Fixtures | 2010-01-01 | Non-unitized | 164 SEAHAWK TR 40347 | KY | 0 | 0 | 0 | 0
E364.00-Poles, Towers, and Fixtures | 2010-01-01 | Non-unitized | WOODLAKE RD 40601 | KY | 0 | 0 | 0 | 0
E364.00-Poles, Towers, and Fixtures | 2010-01-31 | POLE WOOD 35 FT (DIST) | POLE WOOD 35 FT (00005) | KY | 34 | 22503.88 | 661.8788 | 0
E364.00-Poles, Towers, and Fixtures | 2010-10-31 | POLE WOOD 30 FT (DIST) | POLE WOOD 30 FT (00004) | KY | 357 | 541402.35 | 1516.5332 | 0
E364.00-Poles, Towers, and Fixtures | 2006-01-01 | POLE WOOD 40 FT (DIST) | POLE WOOD 40 FT (00006) | KY | 1 | 4854.83 | 4854.83
E364.00-Poles, Towers, and Fixtures | 2010-03-17 | POLE WOOD 35 FT (DIST) | POLE WOOD 35 FT (00005) | KY | 2 | 4551.67 | 2275.835
E364.00-Poles, Towers, and Fixtures | 2010-01-01 | Non-unitized | 211 N MAIN ST 42754 | KY | 0 | 0 | 0 | 0
E364.00-Poles, Towers, and Fixtures | 2010-01-01 | Non-unitized | 3296 LONG LICK RD 40324 | KY | 0 | 0 | 0 | 0
E364.00-Poles, Towers, and Fixtures | 2010-10-31 | POLE WOOD 35 FT (DIST) | POLE WOOD 35 FT (00005) | KY | 307 | 309977.78 | 1009.6996 | 0
E364.00-Poles, Towers, and Fixtures | 2009-04-30 | POLE WOOD 50 FT (DIST) | POLE WOOD 50 FT (00008) | KY | 7 | 9044.03 | 1292.0043 | 0
E364.00-Poles, Towers, and Fixtures | 2009-09-30 | POLE WOOD 40 FT (DIST) | POLE WOOD 40 FT (00006) | KY | 12 | 27253.37 | 2271.1142
E364.00-Poles, Towers, and Fixtures | 2010-01-01 | Non-unitized | MCAPR366-CAP/REG/RECL - 013660 | KY | 0 | 0 | 0 | 0
E364.00-Poles, Towers, and Fixtures | 2010-01-01 | Non-unitized | RDPOLD315-REP/REPL DEF POL'S 315 | KY | 0 | 0 | 0 | 0
E364.00-Poles, Towers, and Fixtures | 2010-01-01 | Non-unitized | 1499 E HIGHWAY 70 42539 | KY | 0 | 0 | 0 | 0
E364.00-Poles, Towers, and Fixtures | 2010-01-01 | Non-unitized | 200 NOEL AVE 42410 | KY | 0 | 0 | 0 | 0
E364.00-Poles, Towers, and Fixtures | 2010-01-01 | Non-unitized | 107 GILLIAM ST 40823 | KY | 0 | 0 | 0 | 0
E364.00-Poles, Towers, and Fixtures | 2008-05-01 | Non-unitized | 1283255 | KY | 0 | 0 | 0
E364.00-Poles, Towers, and Fixtures | 2010-01-01 | Non-unitized | STLT315-STREET LIGHTING 315 | KY | 0 | 0 | 0 | 0
E364.00-Poles, Towers, and Fixtures | 2010-01-01 | Non-unitized | MAIN ST 41311 | KY | 0 | 0 | 0 | 0
E364.00-Poles, Towers, and Fixtures | 2010-01-01 | Non-unitized | TBRD416OH-Trouble Orders OH - 014160 | KY | 0 | 0 | 0 | 0
E364.00-Poles, Towers, and Fixtures | 2008-05-01 | Non-unitized | 1438882 | KY | 0 | 0 | 0
E364.00-Poles, Towers, and Fixtures | 2010-01-01 | Non-unitized | 1256 ELMBURG RD | KY | 0 | 0 | 0 | 0
E364.00-Poles, Towers, and Fixtures | 2010-01-01 | Non-unitized | ACE HARDWARE HWY 25 | KY | 0 | 0 | 0 | 0
E364.00-Poles, Towers, and Fixtures | 2010-01-01 | Non-unitized | 823 E MAIN ST 42078 | KY | 0 | 0 | 0 | 0
E364.00-Poles, Towers, and Fixtures | 2010-01-01 | Non-unitized | 88 STEADMANTOWN LN 40601 | KY | 0 | 0 | 0 | 0
E364.00-Poles, Towers, and Fixtures | 2010-01-01 | Non-unitized | 3335 BLOOMFIELD RD RD SIDE 40071 | KY | 0 | 0 | 0 | 0
E364.00-Poles, Towers, and Fixtures | 2010-01-01 | Non-unitized | 4040 PLEASANT RIDGE RD 41056 | KY | 0 | 0 | 0 | 0
E364.00-Poles, Towers, and Fixtures | 2010-01-01 | Non-unitized | 220 S MAIN ST 41031 | KY | 0 | 0 | 0 | 0
E364.00-Poles, Towers, and Fixtures | 2010-01-01 | Non-unitized | 1579 BOND PK 40379 | KY | 0 | 0 | 0 | 0
E364.00-Poles, Towers, and Fixtures | 2010-01-01 | Non-unitized | N UPPER ST | KY | 0 | 0 | 0 | 0
E364.00-Poles, Towers, and Fixtures | 2009-04-01 | Non-unitized | 119 HILL ST 42740 | KY | 0 | 0 | 0 | 0
E364.00-Poles, Towers, and Fixtures | 2010-02-01 | Non-unitized | STATE HWY 221 | KY | 0 | 0 | 0 | 0
E364.00-Poles, Towers, and Fixtures | 2010-03-09 | POLE WOOD 30 FT (DIST) | POLE WOOD 30 FT (00004) | KY | 1 | 804.1 | 804.1
E364.00-Poles, Towers, and Fixtures | 2010-01-01 | Non-unitized | 3301 OLD LEMONS MILL RD 40511 | KY | 0 | 0 | 0 | 0
E364.00-Poles, Towers, and Fixtures | 2010-01-01 | Non-unitized | POLD156-OUTDOOR LIGHTING 156 | KY | 0 | 0 | 0 | 0
E364.00-Poles, Towers, and Fixtures | 2010-01-01 | Non-unitized | 1340 DEER HAVEN RD 40509 | KY | 0 | 0 | 0 | 0
E364.00-Poles, Towers, and Fixtures | 2010-01-01 | Non-unitized | 5832 CARROLL RD 24230 | KY | 0 | 0 | 0 | 0
E364.00-Poles, Towers, and Fixtures | 2010-01-01 | Non-unitized | RDDD236OH-Rep Def Equip-OH-Richmond | KY | 0 | 0 | 0 | 0
E364.00-Poles, Towers, and Fixtures | 2010-01-01 | Non-unitized | 117 W 2 ND. STREET 40351 | KY | 0 | 0 | 0 | 0
E364.00-Poles, Towers, and Fixtures | 2010-01-01 | Non-unitized | 1112 STIRLING DR 40422 | KY | 0 | 0 | 0 | 0
E364.00-Poles, Towers, and Fixtures | 2010-01-01 | Non-unitized | RR 2 HWY 58 BOX 410 BARN 24248 | KY | 0 | 0 | 0 | 0
E364.00-Poles, Towers, and Fixtures | 2010-01-01 | Non-unitized | 60 ROWLAND 40391 | KY | 0 | 0 | 0 | 0
E364.00-Poles, Towers, and Fixtures | 2010-01-01 | Non-unitized | HOBBS RD 42053 | KY | 0 | 0 | 0 | 0
E364.00-Poles, Towers, and Fixtures | 2010-01-01 | Non-unitized | RDPOLE315-Pole repair/replacement 315 | KY | 0 | 0 | 0 | 0
E364.00-Poles, Towers, and Fixtures | 2010-01-01 | Non-unitized | 100 CHANDLER LN STE 2 40353 | KY | 0 | 0 | 0 | 0
E364.00-Poles, Towers, and Fixtures | 2010-01-01 | Non-unitized | 340 SCHOOL HOUSE RD 42754 | KY | 0 | 0 | 0 | 0
E364.00-Poles, Towers, and Fixtures | 2010-01-01 | Non-unitized | 1105 MCLEOD LN 42431 | KY | 0 | 0 | 0 | 0
E364.00-Poles, Towers, and Fixtures | 2010-01-01 | Non-unitized | HWY 2141, OLD US 27 IN HUSTONVILLE | KY | 0 | 0 | 0 | 0
E364.00-Poles, Towers, and Fixtures | 2010-01-01 | Non-unitized | SUNTAN CITY | KY | 0 | 0 | 0 | 0
E364.00-Poles, Towers, and Fixtures | 2010-02-01 | Non-unitized | 846 S MAIN ST 42320 | KY | 0 | 0 | 0 | 0
E364.00-Poles, Towers, and Fixtures | 2010-01-01 | Non-unitized | 4125 VICTORIA WAY 40515 | KY | 0 | 0 | 0
E364.00-Poles, Towers, and Fixtures | 2010-09-01 | POLE WOOD 40 FT (DIST) | POLE WOOD 40 FT (00006) | KY | 38 | 83279.14 | 2191.5563 | 0
E364.00-Poles, Towers, and Fixtures | 2010-01-01 | Non-unitized | 6653 BEAVER DAM RD 42762 | KY | 0 | 0 | 0 | 0
E364.00-Poles, Towers, and Fixtures | 2010-01-01 | Non-unitized | S FOURTH | KY | 0 | 0 | 0 | 0
E364.00-Poles, Towers, and Fixtures | 2009-12-08 | Non-unitized | 1531414 | KY | 0 | 0 | 0 | 0
E364.00-Poles, Towers, and Fixtures | 2010-01-01 | Non-unitized | 100 MAPLEWOOD TER NE GARAGE 24293 | KY | 0 | 0 | 0 | 0
E364.00-Poles, Towers, and Fixtures | 2010-02-01 | Non-unitized | 937 MIDNIGHT PASS 40513 | KY | 0 | 0 | 0 | 0
E364.00-Poles, Towers, and Fixtures | 2010-01-01 | Non-unitized | TBRD426OH-Trouble Orders Overhead | KY | 0 | 0 | 0 | 0
E364.00-Poles, Towers, and Fixtures | 2010-01-01 | Non-unitized | 3746 MCCOWANS FERRY RD | KY | 0 | 0 | 0 | 0
E364.00-Poles, Towers, and Fixtures | 2010-01-01 | Non-unitized | 316 E FIFTH ST S 24219 | KY | 0 | 0 | 0 | 0
E364.00-Poles, Towers, and Fixtures | 2010-07-31 | POLE WOOD 35 FT (DIST) | POLE WOOD 35 FT (00005) | KY | 175 | 229605.71 | 1312.0326 | 0
E364.00-Poles, Towers, and Fixtures | 2009-08-01 | Non-unitized | 3144 KINGS MILL RD 42406 | KY | 0 | 0 | 0 | 0
E364.00-Poles, Towers, and Fixtures | 2009-11-23 | Non-unitized | 1617425 | KY | 0 | 0 | 0 | 0
E364.00-Poles, Towers, and Fixtures | 1974-01-01 | POLE WOOD 60 FT (DIST) | POLE WOOD 60 FT | KY | 11 | 3836.86 | 348.8055
E364.00-Poles, Towers, and Fixtures | 1981-12-31 | POLE WOOD 60 FT (DIST) | POLE WOOD 35 FT | KY | 0 | 0 | 0 | 0
E364.00-Poles, Towers, and Fixtures | 2010-04-01 | Non-unitized | 9021 ROBINETTE CIR 24293 | KY | 0 | 0 | 0 | 0
E364.00-Poles, Towers, and Fixtures | 2010-04-01 | Non-unitized | 818 BARNES MILL 40475 | KY | 0 | 0 | 0 | 0
E364.00-Poles, Towers, and Fixtures | 2010-04-01 | Non-unitized | 517 E OFFICE ST 40330 | KY | 0 | 0 | 0 | 0
E364.00-Poles, Towers, and Fixtures | 2010-04-01 | Non-unitized | 532 DANVILLE RD | KY | 0 | 0 | 0 | 0
E364.00-Poles, Towers, and Fixtures | 2010-04-01 | Non-unitized | 191 HAWK RD 40456 | KY | 0 | 0 | 0 | 0
E364.00-Poles, Towers, and Fixtures | 2010-04-01 | Non-unitized | 16 US HIGHWAY 41A N 42409 | KY | 0 | 0 | 0 | 0
E364.00-Poles, Towers, and Fixtures | 2010-01-01 | Non-unitized | MCAPR236-CAP/REG/RECL - 012360 | KY | 0 | 0 | 0 | 0
E364.00-Poles, Towers, and Fixtures | 2010-04-01 | Non-unitized | 544 KILDAV LOOP EVART 40828 | KY | 0 | 0 | 0 | 0
E364.00-Poles, Towers, and Fixtures | 2010-04-01 | Non-unitized | STILLHOUSE HOLLOW RD 40601 | KY | 0 | 0 | 0 | 0
E364.00-Poles, Towers, and Fixtures | 2010-04-01 | Non-unitized | 2639 FRANKFORT RD | KY | 0 | 0 | 0 | 0
E364.00-Poles, Towers, and Fixtures | 2010-04-01 | Non-unitized | 1031 LEXINGTON AVE 40391 | KY | 0 | 0 | 0 | 0
E364.00-Poles, Towers, and Fixtures | 2003-01-01 | POLE WOOD 55 FT (DIST) | MP2003 Poles, Towers, and Fixtures | KY | 0 | 0 | 0 | 0
E364.00-Poles, Towers, and Fixtures | 1941-12-31 | POLE WOOD 60 FT (DIST) | POLE WOOD 60 FT (DIST) | KY | 18 | 863.51 | 47.9728 | 0
E364.00-Poles, Towers, and Fixtures | 2010-01-01 | Non-unitized | NBSV216UG-New Bus Serv-UG-Danville | KY | 0 | 0 | 0 | 0
E364.00-Poles, Towers, and Fixtures | 2010-04-01 | Non-unitized | 1813 GRAPEVINE RD TEMP 42431 | KY | 0 | 0 | 0 | 0
E364.00-Poles, Towers, and Fixtures | 2010-02-01 | Non-unitized | 5470 HWY 2141 | KY | 0 | 0 | 0 | 0
E364.00-Poles, Towers, and Fixtures | 2010-04-01 | Non-unitized | 301 AUGUSTA/MINERVA ROAD 41004 | KY | 0 | 0 | 0 | 0
E364.00-Poles, Towers, and Fixtures | 2010-04-01 | Non-unitized | S KY HWY 55 41008 | KY | 0 | 0 | 0 | 0
E364.00-Poles, Towers, and Fixtures | 2010-02-01 | Non-unitized | STATE HWY 92 | KY | 0 | 0 | 0 | 0
E364.00-Poles, Towers, and Fixtures | 2010-04-01 | Non-unitized | 1308 OLD MAIN ST LOT 1 42347 | KY | 0 | 0 | 0 | 0
E364.00-Poles, Towers, and Fixtures | 2010-04-01 | Non-unitized | 1814 THATCHERS MILL RD 40361 | KY | 0 | 0 | 0 | 0
E364.00-Poles, Towers, and Fixtures | 2010-02-01 | Non-unitized | 270 MORENTOWN RD HOUSE #3 40741 | KY | 0 | 0 | 0 | 0
E364.00-Poles, Towers, and Fixtures | 1994-01-01 | POLE WOOD 50 FT (DIST) | POLE WOOD 50 FT (DIST) | KY | 306 | 201061.52 | 657.0638 | 0
E364.00-Poles, Towers, and Fixtures | 2010-02-01 | Non-unitized | 2771 KY. 198 | KY | 0 | 0 | 0 | 0
E364.00-Poles, Towers, and Fixtures | 1955-01-01 | POLE WOOD 65 FT (DIST) | POLE WOOD 65 FT | KY | 1 | 190.24 | 190.24 | 0
E364.00-Poles, Towers, and Fixtures | 2010-04-01 | Non-unitized | 3550 BURKS SPRINGS RD | KY | 0 | 0 | 0 | 0
E364.00-Poles, Towers, and Fixtures | 2010-04-01 | Non-unitized | 1150 SAVOY CLEAR CR. RD 40769 | KY | 0 | 0 | 0 | 0
E364.00-Poles, Towers, and Fixtures | 2010-04-01 | Non-unitized | 837 EWING ROAD 41039 | KY | 0 | 0 | 0 | 0
E364.00-Poles, Towers, and Fixtures | 2010-05-30 | CROSS ARMS | CROSS ARMS (07362) | KY | 16 | 16170.9 | 1010.6812 | 0
E364.00-Poles, Towers, and Fixtures | 2009-07-28 | POLE WOOD 40 FT (DIST) | POLE WOOD 40 FT (00006) | KY | 1 | 662.64 | 662.64
E364.00-Poles, Towers, and Fixtures | 2009-11-01 | Non-unitized | 259 HWY. 1066 | KY | 0 | 0 | 0
E364.00-Poles, Towers, and Fixtures | 2010-01-01 | Non-unitized | 4420 CHARLESTON RD | KY | 0 | 0 | 0
E364.00-Poles, Towers, and Fixtures | 2010-04-30 | POLE WOOD 40 FT (DIST) | POLE WOOD 40 FT (00006) | KY | 36 | -124078.83 | -3446.6342 | 0
E364.00-Poles, Towers, and Fixtures | 2003-06-30 | POLE WOOD 50 FT (DIST) | POLE WOOD 50 FT (DIST) | KY | 1 | 29448.52 | 29448.52
E364.00-Poles, Towers, and Fixtures | 2010-03-22 | CROSS ARMS | CROSS ARMS (07362) | KY | 77 | 70350.92 | 913.6483 | 0
E364.00-Poles, Towers, and Fixtures | 2010-01-01 | Non-unitized | 5000 CHARLESTON RD | KY | 0 | 0 | 0
E364.00-Poles, Towers, and Fixtures | 2010-03-01 | POLE WOOD 45 FT (DIST) | POLE WOOD 45 FT (00007) | KY | 1 | -1847.43 | -1847.43
E364.00-Poles, Towers, and Fixtures | 1956-01-01 | PAD / MAT | MP1956 Poles, Towers, and Fixtures | KY | 0 | 0 | 0
E364.00-Poles, Towers, and Fixtures | 1982-01-01 | POLE WOOD 20 FT (DIST) | POLE WOOD 20 FT (DIST) | KY | 2 | 173.12 | 86.56
E364.00-Poles, Towers, and Fixtures | 1999-01-01 | STEEL POLES | MP1999 Poles, Towers, and Fixtures | KY | 0 | 0 | 0 | 0
E364.00-Poles, Towers, and Fixtures | 1946-01-01 | CROSS ARMS | MP1946 Poles, Towers, and Fixtures | KY | 2 | 0 | 0
E364.00-Poles, Towers, and Fixtures | 1996-01-01 | CROSS ARMS | MP1996 Poles, Towers, and Fixtures | KY | 6 | 0 | 0
E364.00-Poles, Towers, and Fixtures | 1995-01-01 | POLE WOOD 90 FT (DIST) | POLE WOOD 90 FT (DIST) | KY | 1 | 3965.87 | 3965.87
E364.00-Poles, Towers, and Fixtures | 1960-01-01 | POLE WOOD 20 FT (DIST) | POLE WOOD 20 FT (DIST) | KY | 2 | 91.47 | 45.735
E364.00-Poles, Towers, and Fixtures | 1981-01-01 | POLE WOOD 65 FT (DIST) | POLE WOOD 65 FT | KY | 5 | 3957.17 | 791.434
E364.00-Poles, Towers, and Fixtures | 1983-01-01 | FENCE | FENCE (FEET) (01012) | KY | 73 | 416 | 5.6986
E364.00-Poles, Towers, and Fixtures | 1995-01-01 | CROSS ARMS | MP1995 Poles, Towers, and Fixtures | KY | 2 | 0 | 0
E364.00-Poles, Towers, and Fixtures | 1991-01-01 | POLE WOOD 35 FT (DIST) | POLE WOOD 35 FT (DIST) | KY | 1068 | 323281.05 | 302.6976 | 0
E364.00-Poles, Towers, and Fixtures | 1997-01-01 | POLE WOOD 55 FT (DIST) | POLE WOOD 55 FT (DIST) | KY | 63 | 64514.93 | 1024.0465 | 0
E364.00-Poles, Towers, and Fixtures | 1998-01-01 | POLE WOOD 60 FT (DIST) | POLE WOOD 60 FT (DIST) | KY | 12 | 15924.39 | 1327.0325
E364.00-Poles, Towers, and Fixtures | 1953-01-01 | POLE WOOD 55 FT (DIST) | POLE WOOD 55 FT | KY | 0 | 0 | 0 | 0
E364.00-Poles, Towers, and Fixtures | 2006-04-26 | STEEL POLES | Reserve Correction | KY | 1 | 0 | 0
E364.00-Poles, Towers, and Fixtures | 1950-01-01 | POLE WOOD UNDER 20 FT (DIST) | POLE WOOD UNDER 20 FT (DIST) | KY | 11 | 146.22 | 13.2927
E364.00-Poles, Towers, and Fixtures | 1976-01-01 | POLE WOOD 65 FT (DIST) | POLE WOOD 65 FT | KY | 5 | 3048.82 | 609.764
E364.00-Poles, Towers, and Fixtures | 1991-01-01 | POLE WOOD 65 FT (DIST) | POLE WOOD 65 FT (DIST) | KY | 1 | 1777.83 | 1777.83
E364.00-Poles, Towers, and Fixtures | 1970-01-01 | POLE WOOD 75 FT (DIST) | MP1970 Poles, Towers, and Fixtures | KY | 0 | 0 | 0 | 0
E364.00-Poles, Towers, and Fixtures | 1971-01-01 | POLE WOOD 80 FT (DIST) | MP1971 Poles, Towers, and Fixtures | KY | 0 | 0 | 0
E364.00-Poles, Towers, and Fixtures | 1988-01-01 | POLE WOOD 80 FT (DIST) | MP1988 Poles, Towers, and Fixtures | KY | 0 | 0 | 0
E364.00-Poles, Towers, and Fixtures | 1948-01-01 | POLE WOOD UNDER 20 FT (DIST) | POLE WOOD UNDER 20 FT (DIST) | KY | 3 | 61.97 | 20.6567
E364.00-Poles, Towers, and Fixtures | 1987-01-01 | POLE WOOD 25 FT (DIST) | POLE WOOD 25 FT (DIST) | KY | 3 | 21.13 | 7.0433
E364.00-Poles, Towers, and Fixtures | 1965-01-01 | POLE WOOD 70 FT (DIST) | MP1965 Poles, Towers, and Fixtures | KY | 0 | 0 | 0 | 0
E364.00-Poles, Towers, and Fixtures | 2008-05-01 | Non-unitized | 322 PHILLIP STONE WAY 42330 | KY | 0 | 0 | 0
E364.00-Poles, Towers, and Fixtures | 2008-05-01 | Non-unitized | 1475616 | KY | 0 | 0 | 0
E364.00-Poles, Towers, and Fixtures | 2008-05-01 | Non-unitized | KY HWY 36 WEST | KY | 0 | 0 | 0 | 0
E364.00-Poles, Towers, and Fixtures | 2008-05-01 | Non-unitized | 1625 LAWRENCEBURG RD TRACT 18 40008 | KY | 0 | 0 | 0 | 0
E364.00-Poles, Towers, and Fixtures | 2008-05-01 | Non-unitized | 1218464 | KY | 0 | 0 | 0 | 0
E364.00-Poles, Towers, and Fixtures | 2008-05-01 | Non-unitized | 1030 MAYSVILLE ROAD | KY | 0 | 0 | 0 | 0
E364.00-Poles, Towers, and Fixtures | 2008-05-01 | Non-unitized | 613 HUTCHISON RD 40361 | KY | 0 | 0 | 0 | 0
E364.00-Poles, Towers, and Fixtures | 2008-05-01 | Non-unitized | 2860 PHILLIPSTOWN RD 42325 | KY | 0 | 0 | 0 | 0
E364.00-Poles, Towers, and Fixtures | 2008-05-01 | Non-unitized | 1164988 | KY | 0 | 0 | 0
E364.00-Poles, Towers, and Fixtures | 2008-05-01 | Non-unitized | 1062236 | KY | 0 | 0 | 0
E364.00-Poles, Towers, and Fixtures | 2008-05-01 | Non-unitized | 1190154 | KY | 0 | 0 | 0 | 0
E364.00-Poles, Towers, and Fixtures | 2008-05-01 | Non-unitized | 40 CEMETERY RD 42372 | KY | 0 | 0 | 0
E364.00-Poles, Towers, and Fixtures | 2008-05-01 | Non-unitized | TRADEMARK SHOPPING CENTER | KY | 0 | 0 | 0 | 0
E364.00-Poles, Towers, and Fixtures | 2008-05-01 | Non-unitized | 1129005 | KY | 0 | 0 | 0 | 0
E364.00-Poles, Towers, and Fixtures | 2008-05-01 | Non-unitized | 4111 KY 70 E 42539 | KY | 0 | 0 | 0 | 0
E364.00-Poles, Towers, and Fixtures | 2008-05-01 | Non-unitized | 238 1/2 S MADISON AVE 40475 | KY | 0 | 0 | 0 | 0
E364.00-Poles, Towers, and Fixtures | 2008-05-01 | Non-unitized | SKYVIEW LN 40511 | KY | 0 | 0 | 0 | 0
E364.00-Poles, Towers, and Fixtures | 2008-05-01 | Non-unitized | 2131 GREER LN 40353 | KY | 0 | 0 | 0 | 0
E364.00-Poles, Towers, and Fixtures | 2008-05-01 | Non-unitized | STATE HWY 53 | KY | 0 | 0 | 0
E364.00-Poles, Towers, and Fixtures | 2008-05-01 | Non-unitized | 3230 S DIXIE HWY 40160 | KY | 0 | 0 | 0
E364.00-Poles, Towers, and Fixtures | 2008-05-01 | Non-unitized | 323 W FIFTH AVE | KY | 0 | 0 | 0
E364.00-Poles, Towers, and Fixtures | 2008-05-01 | Non-unitized | 1473824 | KY | 0 | 0 | 0
E364.00-Poles, Towers, and Fixtures | 2008-05-01 | Non-unitized | 1310 CAMDEN AVE | KY | 0 | 0 | 0 | 0
E364.00-Poles, Towers, and Fixtures | 2008-05-01 | Non-unitized | 3300+ FROGTOWN RD 40037 | KY | 0 | 0 | 0 | 0
E364.00-Poles, Towers, and Fixtures | 2008-05-01 | Non-unitized | MADISON AVE TS 40422 | KY | 0 | 0 | 0 | 0
E364.00-Poles, Towers, and Fixtures | 2008-05-01 | Non-unitized | 1404206 | KY | 0 | 0 | 0
E364.00-Poles, Towers, and Fixtures | 2008-05-01 | Non-unitized | 1220977 | KY | 0 | 0 | 0
E364.00-Poles, Towers, and Fixtures | 2008-05-01 | Non-unitized | 1650 JUNIPER DR 45 LOT 40065 | KY | 0 | 0 | 0 | 0
E364.00-Poles, Towers, and Fixtures | 2008-05-01 | Non-unitized | 1240094 | KY | 0 | 0 | 0 | 0
E364.00-Poles, Towers, and Fixtures | 2008-05-01 | Non-unitized | 4250 IRON WORKS PIKE 40511 | KY | 0 | 0 | 0 | 0
E364.00-Poles, Towers, and Fixtures | 2008-05-01 | Non-unitized | ROSENWALD VLG | KY | 0 | 0 | 0 | 0
E364.00-Poles, Towers, and Fixtures | 2008-05-01 | Non-unitized | 1173062 | KY | 0 | 0 | 0 | 0
E364.00-Poles, Towers, and Fixtures | 2008-05-01 | Non-unitized | 6857 LEXINGTON RD 40444 | KY | 0 | 0 | 0 | 0
E364.00-Poles, Towers, and Fixtures | 2008-05-01 | Non-unitized | AIRPORT RD, SPEC BDG | KY | 0 | 0 | 0
E364.00-Poles, Towers, and Fixtures | 2008-05-01 | Non-unitized | COLLEGE ST 42701 | KY | 0 | 0 | 0 | 0
E364.00-Poles, Towers, and Fixtures | 2008-05-01 | Non-unitized | 1270946 | KY | 0 | 0 | 0 | 0
E364.00-Poles, Towers, and Fixtures | 2008-05-01 | Non-unitized | HANES BARKER RD SIGN 40701 | KY | 0 | 0 | 0 | 0
E364.00-Poles, Towers, and Fixtures | 2008-05-01 | Non-unitized | 3475 HIGH BRIDGE RD 40390 | KY | 0 | 0 | 0
E364.00-Poles, Towers, and Fixtures | 2008-05-01 | Non-unitized | COLDIRON HIGHTS | KY | 0 | 0 | 0
E364.00-Poles, Towers, and Fixtures | 2008-05-01 | Non-unitized | 3465 PADUCAH RD 42056 | KY | 0 | 0 | 0
E364.00-Poles, Towers, and Fixtures | 2008-05-01 | Non-unitized | 1232327 | KY | 0 | 0 | 0 | 0
E364.00-Poles, Towers, and Fixtures | 2008-05-01 | Non-unitized | 90 HILL-N-DALE RD 40065 | KY | 0 | 0 | 0
E364.00-Poles, Towers, and Fixtures | 2008-05-01 | Non-unitized | 624 S MORGAN ST | KY | 0 | 0 | 0
E364.00-Poles, Towers, and Fixtures | 2008-05-01 | Non-unitized | AISON CAPACITOR BANK | KY | 0 | 0 | 0 | 0
E364.00-Poles, Towers, and Fixtures | 2008-05-01 | Non-unitized | SHIPP LN LOT 7A 42740 | KY | 0 | 0 | 0 | 0
E364.00-Poles, Towers, and Fixtures | 2008-05-01 | Non-unitized | 4825 DELANEY FERRY RD | KY | 0 | 0 | 0 | 0
E364.00-Poles, Towers, and Fixtures | 2008-05-01 | Non-unitized | 1200 TODDS STATION RD 40509 | KY | 0 | 0 | 0 | 0
E364.00-Poles, Towers, and Fixtures | 2008-05-01 | Non-unitized | NEW HOPE RD 40051 | KY | 0 | 0 | 0 | 0
E364.00-Poles, Towers, and Fixtures | 2008-05-01 | Non-unitized | 1478914 | KY | 0 | 0 | 0
E364.00-Poles, Towers, and Fixtures | 2008-05-01 | Non-unitized | 215 PROGRESS AVENUE | KY | 0 | 0 | 0
E364.00-Poles, Towers, and Fixtures | 2008-05-01 | Non-unitized | WHITAKER | KY | 0 | 0 | 0 | 0
E364.00-Poles, Towers, and Fixtures | 2008-05-01 | Non-unitized | 1506446 | KY | 0 | 0 | 0
E364.00-Poles, Towers, and Fixtures | 2008-05-01 | Non-unitized | 3610 WATER WORKS RD 40391 | KY | 0 | 0 | 0 | 0
E364.00-Poles, Towers, and Fixtures | 2008-05-01 | Non-unitized | 349 GRAHAM TWIN DR 42344 | KY | 0 | 0 | 0 | 0
E364.00-Poles, Towers, and Fixtures | 2008-05-01 | Non-unitized | 1135184 | KY | 0 | 0 | 0
E364.00-Poles, Towers, and Fixtures | 2008-05-01 | Non-unitized | W WATER ST | KY | 0 | 0 | 0
E364.00-Poles, Towers, and Fixtures | 2008-05-01 | Non-unitized | 1207644 | KY | 0 | 0 | 0
E364.00-Poles, Towers, and Fixtures | 2008-05-01 | Non-unitized | 1086768 | KY | 0 | 0 | 0 | 0
E364.00-Poles, Towers, and Fixtures | 2008-05-01 | Non-unitized | 1061195 | KY | 0 | 0 | 0 | 0
E364.00-Poles, Towers, and Fixtures | 2008-05-01 | Non-unitized | 106 DIECKS DR 42701 | KY | 0 | 0 | 0
E364.00-Poles, Towers, and Fixtures | 2008-05-01 | Non-unitized | 1110785 | KY | 0 | 0 | 0
E364.00-Poles, Towers, and Fixtures | 2008-05-01 | Non-unitized | 1197980 | KY | 0 | 0 | 0 | 0
E364.00-Poles, Towers, and Fixtures | 2008-05-01 | Non-unitized | TOWNE DR 42701 | KY | 0 | 0 | 0
E364.00-Poles, Towers, and Fixtures | 2008-05-01 | Non-unitized | 1060486 | KY | 0 | 0 | 0
E364.00-Poles, Towers, and Fixtures | 2008-05-01 | Non-unitized | CORNER OF 4TH AND MILL | KY | 0 | 0 | 0
E364.00-Poles, Towers, and Fixtures | 2008-05-01 | Non-unitized | 1362204 | KY | 0 | 0 | 0
E364.00-Poles, Towers, and Fixtures | 2008-05-01 | Non-unitized | 4358 TRIGG TURNER RD | KY | 0 | 0 | 0
E364.00-Poles, Towers, and Fixtures | 2008-05-01 | Non-unitized | 145 MESSAMORE RD 42408 | KY | 0 | 0 | 0 | 0
E364.00-Poles, Towers, and Fixtures | 2008-05-01 | Non-unitized | DARTMORE CT LOT 16 | KY | 0 | 0 | 0 | 0
E364.00-Poles, Towers, and Fixtures | 2008-05-01 | Non-unitized | 2030 N DIXIE HWY 42701 | KY | 0 | 0 | 0
E364.00-Poles, Towers, and Fixtures | 2008-05-01 | Non-unitized | 217 TRAVERSE WAY HSE 41041 | KY | 0 | 0 | 0 | 0
E364.00-Poles, Towers, and Fixtures | 2008-05-01 | Non-unitized | 6687 STATE RT 81 42372 | KY | 0 | 0 | 0 | 0
E364.00-Poles, Towers, and Fixtures | 2008-05-01 | Non-unitized | N WASHINGTON ST 42765 | KY | 0 | 0 | 0 | 0
E364.00-Poles, Towers, and Fixtures | 2008-05-01 | Non-unitized | 1350845 | KY | 0 | 0 | 0
E364.00-Poles, Towers, and Fixtures | 2008-05-01 | Non-unitized | SALISBURY AVE | KY | 0 | 0 | 0 | 0
E364.00-Poles, Towers, and Fixtures | 2008-05-01 | Non-unitized | 1095644 | KY | 0 | 0 | 0
E364.00-Poles, Towers, and Fixtures | 2008-05-01 | Non-unitized | 1277924 | KY | 0 | 0 | 0
E364.00-Poles, Towers, and Fixtures | 2008-05-01 | Non-unitized | 1218154 | KY | 0 | 0 | 0
E364.00-Poles, Towers, and Fixtures | 2008-07-01 | Non-unitized | 304 BETHEL RIDGE RD SCH GRADE 40374 | KY | 0 | 0 | 0
E364.00-Poles, Towers, and Fixtures | 2008-05-01 | Non-unitized | 1276 LYON STATION RD 40051 | KY | 0 | 0 | 0 | 0
E364.00-Poles, Towers, and Fixtures | 2008-05-01 | Non-unitized | 164 FRYREAR LN GARAGE 42701 | KY | 0 | 0 | 0 | 0
E364.00-Poles, Towers, and Fixtures | 2008-05-01 | Non-unitized | ROSEMONT GDN | KY | 0 | 0 | 0 | 0
E364.00-Poles, Towers, and Fixtures | 2008-05-01 | Non-unitized | 3981 W TIVERTON CT 40503 | KY | 0 | 0 | 0 | 0
E364.00-Poles, Towers, and Fixtures | 2008-05-01 | Non-unitized | 707 JACKSTOWN RD 40361 | KY | 0 | 0 | 0
E364.00-Poles, Towers, and Fixtures | 2008-05-01 | Non-unitized | 411 MILLS AVE 41041 | KY | 0 | 0 | 0 | 0
E364.00-Poles, Towers, and Fixtures | 2008-05-01 | Non-unitized | 4420 US 60,W 40351 | KY | 0 | 0 | 0 | 0
E364.00-Poles, Towers, and Fixtures | 2008-05-01 | Non-unitized | 679 E HWY 1223 TRLR 40701 | KY | 0 | 0 | 0 | 0
E364.00-Poles, Towers, and Fixtures | 2008-05-01 | Non-unitized | BY PASS DR | KY | 0 | 0 | 0 | 0
E364.00-Poles, Towers, and Fixtures | 2008-05-01 | Non-unitized | 2369 BEAVER DAM RD 42754 | KY | 0 | 0 | 0 | 0
E364.00-Poles, Towers, and Fixtures | 2008-05-01 | Non-unitized | 78 BOURBON ST 40962 | KY | 0 | 0 | 0 | 0
E364.00-Poles, Towers, and Fixtures | 2008-05-01 | Non-unitized | 290 W RICE LN 40475 | KY | 0 | 0 | 0 | 0
E364.00-Poles, Towers, and Fixtures | 2008-05-01 | Non-unitized | 719 HWY 25W 40769 | KY | 0 | 0 | 0 | 0
E364.00-Poles, Towers, and Fixtures | 2008-05-01 | Non-unitized | 337 POWERSVILLE & HARRISON ROAD 41004 | KY | 0 | 0 | 0 | 0
E364.00-Poles, Towers, and Fixtures | 2008-05-01 | Non-unitized | 1326 COMMONWEALTH LN 41031 | KY | 0 | 0 | 0 | 0
E364.00-Poles, Towers, and Fixtures | 2008-05-01 | Non-unitized | 205 PLEASURE VIEW RD | KY | 0 | 0 | 0 | 0
E364.00-Poles, Towers, and Fixtures | 2008-05-01 | Non-unitized | DR WINCHESTER RD | KY | 0 | 0 | 0 | 0
E364.00-Poles, Towers, and Fixtures | 2008-05-01 | Non-unitized | 213 REEVES LANE 40371 | KY | 0 | 0 | 0 | 0
E364.00-Poles, Towers, and Fixtures | 2008-05-01 | Non-unitized | 220 DRAKE LN TSE 40330 | KY | 0 | 0 | 0 | 0
E364.00-Poles, Towers, and Fixtures | 2008-05-01 | Non-unitized | 5693 SHELBYVILLE RD PUMP 40067 | KY | 0 | 0 | 0 | 0
E364.00-Poles, Towers, and Fixtures | 2008-07-01 | Non-unitized | RDDD256UG-Rep Def Equip-UG-Shelbyville | KY | 0 | 0 | 0
E364.00-Poles, Towers, and Fixtures | 2008-05-01 | Non-unitized | HALEY RIDGE RD TSE 40741 | KY | 0 | 0 | 0 | 0
E364.00-Poles, Towers, and Fixtures | 2008-05-01 | Non-unitized | 131 VALLEY DR LOT 96 42743 | KY | 0 | 0 | 0 | 0
E364.00-Poles, Towers, and Fixtures | 2008-07-01 | Non-unitized | 280 PALISADES RD 40514 | KY | 0 | 0 | 0
E364.00-Poles, Towers, and Fixtures | 2008-05-01 | Non-unitized | 1108 MUIR STATION RD BARN 40516 | KY | 0 | 0 | 0 | 0
E364.00-Poles, Towers, and Fixtures | 2008-05-01 | Non-unitized | 310 E PIKE STREET | KY | 0 | 0 | 0 | 0
E364.00-Poles, Towers, and Fixtures | 2008-05-01 | Non-unitized | 310 WALKER LN | KY | 0 | 0 | 0 | 0
E364.00-Poles, Towers, and Fixtures | 2008-05-01 | Non-unitized | 320 LETTON DRIVE | KY | 0 | 0 | 0 | 0
E364.00-Poles, Towers, and Fixtures | 2008-05-01 | Non-unitized | 100 DELBERT HODGE RD 40741 | KY | 0 | 0 | 0 | 0
E364.00-Poles, Towers, and Fixtures | 2008-05-01 | Non-unitized | FOUR MILE RD 40475 | KY | 0 | 0 | 0
E364.00-Poles, Towers, and Fixtures | 2008-05-01 | Non-unitized | 260 W VINE ST 40507 | KY | 0 | 0 | 0 | 0
E364.00-Poles, Towers, and Fixtures | 2008-05-01 | Non-unitized | 10211 HIGHWAY 38 40828 | KY | 0 | 0 | 0 | 0
E364.00-Poles, Towers, and Fixtures | 2008-05-01 | Non-unitized | GENTRY DRIVE | KY | 0 | 0 | 0 | 0
E364.00-Poles, Towers, and Fixtures | 2008-05-01 | Non-unitized | 340 N MAIN ST A 42629 | KY | 0 | 0 | 0 | 0
E364.00-Poles, Towers, and Fixtures | 2008-05-01 | Non-unitized | 1205497 | KY | 0 | 0 | 0
E364.00-Poles, Towers, and Fixtures | 2008-05-01 | Non-unitized | 1285925 | KY | 0 | 0 | 0
E364.00-Poles, Towers, and Fixtures | 2008-05-01 | Non-unitized | 2440 RICHMOND RD 40502 | KY | 0 | 0 | 0 | 0
E364.00-Poles, Towers, and Fixtures | 2008-05-01 | Non-unitized | 914 HEDDEN RD | KY | 0 | 0 | 0 | 0
E364.00-Poles, Towers, and Fixtures | 2008-05-01 | Non-unitized | 625 W MAIN ST | KY | 0 | 0 | 0 | 0
E364.00-Poles, Towers, and Fixtures | 2008-05-01 | Non-unitized | 365 W MAIN STREET 40311 | KY | 0 | 0 | 0 | 0
E364.00-Poles, Towers, and Fixtures | 2008-05-01 | Non-unitized | 1149844 | KY | 0 | 0 | 0 | 0
E364.00-Poles, Towers, and Fixtures | 2008-05-01 | Non-unitized | 3725 W US HWY 62 APT B 42330 | KY | 0 | 0 | 0 | 0
E364.00-Poles, Towers, and Fixtures | 2008-05-01 | Non-unitized | OAKWWOD EST 40484 | KY | 0 | 0 | 0 | 0
E364.00-Poles, Towers, and Fixtures | 2008-05-01 | Non-unitized | 505 KERNS LN. | KY | 0 | 0 | 0 | 0
E364.00-Poles, Towers, and Fixtures | 2008-05-01 | Non-unitized | 1412174 | KY | 0 | 0 | 0
E364.00-Poles, Towers, and Fixtures | 2008-05-01 | Non-unitized | 1843 GLENHILL DR 40502 | KY | 0 | 0 | 0
E364.00-Poles, Towers, and Fixtures | 2008-05-01 | Non-unitized | SCHNEIDER BLVD 40324 | KY | 0 | 0 | 0 | 0
E364.00-Poles, Towers, and Fixtures | 2008-05-01 | Non-unitized | 300 HOLLYHILL DR 40503 | KY | 0 | 0 | 0 | 0
E364.00-Poles, Towers, and Fixtures | 2008-05-01 | Non-unitized | 1141105 | KY | 0 | 0 | 0 | 0
E364.00-Poles, Towers, and Fixtures | 2008-05-01 | Non-unitized | 306 E MAIN ST | KY | 0 | 0 | 0
E364.00-Poles, Towers, and Fixtures | 2008-05-01 | Non-unitized | SANDERSVILLE RD | KY | 0 | 0 | 0 | 0
E364.00-Poles, Towers, and Fixtures | 2008-05-01 | Non-unitized | 1205906 | KY | 0 | 0 | 0 | 0
E364.00-Poles, Towers, and Fixtures | 2008-05-01 | Non-unitized | 134 TALLNER ROAD 41002 | KY | 0 | 0 | 0 | 0
E364.00-Poles, Towers, and Fixtures | 2008-05-01 | Non-unitized | BARDSTOWN TR LOT 3 40076 | KY | 0 | 0 | 0 | 0
E364.00-Poles, Towers, and Fixtures | 2008-05-01 | Non-unitized | RYANS MILL WAY | KY | 0 | 0 | 0 | 0
E364.00-Poles, Towers, and Fixtures | 2008-05-01 | Non-unitized | 68 BEGLEY ST 20 41311 | KY | 0 | 0 | 0 | 0
E364.00-Poles, Towers, and Fixtures | 2008-05-01 | Non-unitized | NEWTOWN PIKE 40511 | KY | 0 | 0 | 0 | 0
E364.00-Poles, Towers, and Fixtures | 2008-05-01 | Non-unitized | IVY POINT DR 42701 | KY | 0 | 0 | 0 | 0
E364.00-Poles, Towers, and Fixtures | 2008-05-01 | Non-unitized | 291 TODDS RD | KY | 0 | 0 | 0 | 0
E364.00-Poles, Towers, and Fixtures | 2008-05-01 | Non-unitized | 11206 KY HWY 643 BLDG 40419 | KY | 0 | 0 | 0 | 0
E364.00-Poles, Towers, and Fixtures | 2008-05-01 | Non-unitized | 3841 KENNEDY BRIDGE RD TSE 40444 | KY | 0 | 0 | 0 | 0
E364.00-Poles, Towers, and Fixtures | 2008-05-01 | Non-unitized | 1250 WOODLAKE RD SHOP 40379 | KY | 0 | 0 | 0 | 0
E364.00-Poles, Towers, and Fixtures | 2008-05-01 | Non-unitized | 179 HENRY OATES RD 42344 | KY | 0 | 0 | 0 | 0
E364.00-Poles, Towers, and Fixtures | 2008-05-01 | Non-unitized | 162 BURNETT ST 40769 | KY | 0 | 0 | 0 | 0
E364.00-Poles, Towers, and Fixtures | 2008-05-01 | Non-unitized | 1144857 | KY | 0 | 0 | 0 | 0
E364.00-Poles, Towers, and Fixtures | 2008-05-01 | Non-unitized | WINCHESTER ROAD | KY | 0 | 0 | 0 | 0
E364.00-Poles, Towers, and Fixtures | 2008-05-01 | Non-unitized | 1088 HWY 42 W SWR LIFT 40006 | KY | 0 | 0 | 0 | 0
E364.00-Poles, Towers, and Fixtures | 2008-05-01 | Non-unitized | CAMARGO RD | KY | 0 | 0 | 0 | 0
E364.00-Poles, Towers, and Fixtures | 2008-05-01 | Non-unitized | MONEY LANE RD TRL 41039 | KY | 0 | 0 | 0 | 0
E364.00-Poles, Towers, and Fixtures | 2008-05-01 | Non-unitized | W MAIN ST | KY | 0 | 0 | 0 | 0
E364.00-Poles, Towers, and Fixtures | 2008-05-01 | Non-unitized | 175 CURTIS MINE RD 42431 | KY | 0 | 0 | 0 | 0
E364.00-Poles, Towers, and Fixtures | 2008-05-01 | Non-unitized | 328 MIAMI STREET 41004 | KY | 0 | 0 | 0 | 0
E364.00-Poles, Towers, and Fixtures | 2008-05-01 | Non-unitized | 320 W HONAKER RD 40379 | KY | 0 | 0 | 0 | 0
E364.00-Poles, Towers, and Fixtures | 2008-05-01 | Non-unitized | 1911 BY PASS RD TSE 40391 | KY | 0 | 0 | 0 | 0
E364.00-Poles, Towers, and Fixtures | 2008-05-01 | Non-unitized | 433 PROFESSIONAL DR 40475 | KY | 0 | 0 | 0 | 0
E364.00-Poles, Towers, and Fixtures | 2008-05-01 | Non-unitized | 3509 MAIN ST 40379 | KY | 0 | 0 | 0 | 0
E364.00-Poles, Towers, and Fixtures | 2008-05-01 | Non-unitized | LEIGHWAY DR 40475 | KY | 0 | 0 | 0
E364.00-Poles, Towers, and Fixtures | 2008-05-01 | Non-unitized | 2337 SANDERSVILLE RD 40511 | KY | 0 | 0 | 0 | 0
E364.00-Poles, Towers, and Fixtures | 2008-05-01 | Non-unitized | 121 S WINTER ST 40347 | KY | 0 | 0 | 0 | 0
E364.00-Poles, Towers, and Fixtures | 2008-05-01 | Non-unitized | CRISSY ST 42784 | KY | 0 | 0 | 0 | 0
E364.00-Poles, Towers, and Fixtures | 2008-05-01 | Non-unitized | 13737 STATE RT 181 N 42372 | KY | 0 | 0 | 0 | 0
E364.00-Poles, Towers, and Fixtures | 2008-05-01 | Non-unitized | 882 FRALEY 40371 | KY | 0 | 0 | 0 | 0
E364.00-Poles, Towers, and Fixtures | 2008-05-01 | Non-unitized | 1195076 | KY | 0 | 0 | 0 | 0
E364.00-Poles, Towers, and Fixtures | 2008-05-01 | Non-unitized | 1187115 | KY | 0 | 0 | 0 | 0
E364.00-Poles, Towers, and Fixtures | 2008-05-01 | Non-unitized | 295 PACES CREEK RD TSE 40962 | KY | 0 | 0 | 0 | 0
E364.00-Poles, Towers, and Fixtures | 2008-05-01 | Non-unitized | 1631 RICHMOND RD 40336 | KY | 0 | 0 | 0 | 0
E364.00-Poles, Towers, and Fixtures | 2008-05-01 | Non-unitized | OLD PINEVILLE PIKE | KY | 0 | 0 | 0 | 0
E364.00-Poles, Towers, and Fixtures | 2008-05-01 | Non-unitized | LEVI BRANCH RD | KY | 0 | 0 | 0 | 0
E364.00-Poles, Towers, and Fixtures | 2008-05-01 | Non-unitized | 240 W STEPHENS ST 40347 | KY | 0 | 0 | 0 | 0
E364.00-Poles, Towers, and Fixtures | 2008-05-01 | Non-unitized | 2421 DRY RIDGE RD | KY | 0 | 0 | 0 | 0
E364.00-Poles, Towers, and Fixtures | 2008-05-01 | Non-unitized | 1018 MAC DR 40342 | KY | 0 | 0 | 0 | 0
E364.00-Poles, Towers, and Fixtures | 2008-05-01 | Non-unitized | 1214315 | KY | 0 | 0 | 0 | 0
E364.00-Poles, Towers, and Fixtures | 2008-05-01 | Non-unitized | 1145417 | KY | 0 | 0 | 0 | 0
E364.00-Poles, Towers, and Fixtures | 2008-05-01 | Non-unitized | 1072744 | KY | 0 | 0 | 0 | 0
E364.00-Poles, Towers, and Fixtures | 2008-05-01 | Non-unitized | 425 LENOXBURG / FOSTER RD 41043 | KY | 0 | 0 | 0 | 0
E364.00-Poles, Towers, and Fixtures | 2008-05-01 | Non-unitized | 220 MOOREHILL AVE NEW HSE 40701 | KY | 0 | 0 | 0 | 0
E364.00-Poles, Towers, and Fixtures | 2008-05-01 | Non-unitized | WESTWOOD CT | KY | 0 | 0 | 0 | 0
E364.00-Poles, Towers, and Fixtures | 2008-05-01 | Non-unitized | 706 LUCAS CIRCLE 42408 | KY | 0 | 0 | 0 | 0
E364.00-Poles, Towers, and Fixtures | 2008-05-01 | Non-unitized | 121 ODLE WAY HSE 42754 | KY | 0 | 0 | 0 | 0
E364.00-Poles, Towers, and Fixtures | 2008-05-01 | Non-unitized | 115 QUINN DR 40356 | KY | 0 | 0 | 0 | 0
E364.00-Poles, Towers, and Fixtures | 2008-05-01 | Non-unitized | BARDSTOWN TR LOT 1 40076 | KY | 0 | 0 | 0 | 0
E364.00-Poles, Towers, and Fixtures | 2008-05-01 | Non-unitized | KINGSTON HWY 40475 | KY | 0 | 0 | 0
E364.00-Poles, Towers, and Fixtures | 2008-05-01 | Non-unitized | 15 MACKAY AVE | KY | 0 | 0 | 0 | 0
E364.00-Poles, Towers, and Fixtures | 2008-05-01 | Non-unitized | 607 BOURNE AVE | KY | 0 | 0 | 0 | 0
E364.00-Poles, Towers, and Fixtures | 2008-05-01 | Non-unitized | 2600 GRIBBIN DR 40517 | KY | 0 | 0 | 0 | 0
E364.00-Poles, Towers, and Fixtures | 2008-05-01 | Non-unitized | 365 E MAIN ST 40311 | KY | 0 | 0 | 0
E364.00-Poles, Towers, and Fixtures | 2008-05-01 | Non-unitized | SECOND STREET | KY | 0 | 0 | 0 | 0
E364.00-Poles, Towers, and Fixtures | 2008-05-01 | Non-unitized | 1141338 | KY | 0 | 0 | 0 | 0
E364.00-Poles, Towers, and Fixtures | 2008-05-01 | Non-unitized | 1164235 | KY | 0 | 0 | 0 | 0
E364.00-Poles, Towers, and Fixtures | 2008-05-01 | Non-unitized | 2320 FORTUNE DR 40509 | KY | 0 | 0 | 0 | 0
E364.00-Poles, Towers, and Fixtures | 2008-05-01 | Non-unitized | 2014 OLD MAIN STREET 41056 | KY | 0 | 0 | 0 | 0
E364.00-Poles, Towers, and Fixtures | 2008-05-01 | Non-unitized | 1238 OLD LEXINGTON RD 40444 | KY | 0 | 0 | 0 | 0
E364.00-Poles, Towers, and Fixtures | 2008-05-01 | Non-unitized | 159 S RAYS FORK RD 41010 | KY | 0 | 0 | 0 | 0
E364.00-Poles, Towers, and Fixtures | 2008-05-01 | Non-unitized | 1230230 | KY | 0 | 0 | 0 | 0
E364.00-Poles, Towers, and Fixtures | 2008-05-01 | Non-unitized | 176 OLD GOGGIN RD TSE 40422 | KY | 0 | 0 | 0 | 0
E364.00-Poles, Towers, and Fixtures | 2008-05-01 | Non-unitized | SILVER LAKE DRIVE | KY | 0 | 0 | 0 | 0
E364.00-Poles, Towers, and Fixtures | 2008-05-01 | Non-unitized | 1801 SPRINGFIELD RD 40008 | KY | 0 | 0 | 0 | 0
E364.00-Poles, Towers, and Fixtures | 2008-05-01 | Non-unitized | 2258 RICHMOND RD 40336 | KY | 0 | 0 | 0 | 0
E364.00-Poles, Towers, and Fixtures | 2008-05-01 | Non-unitized | 760 CLINTONVILLE ROAD | KY | 0 | 0 | 0 | 0
E364.00-Poles, Towers, and Fixtures | 2008-05-01 | Non-unitized | 121 TROWBRIDGE ST 42345 | KY | 0 | 0 | 0
E364.00-Poles, Towers, and Fixtures | 2008-05-01 | Non-unitized | 2025 DRUMMOND DR 40511 | KY | 0 | 0 | 0 | 0
E364.00-Poles, Towers, and Fixtures | 2008-05-01 | Non-unitized | 1253071 | KY | 0 | 0 | 0 | 0
E364.00-Poles, Towers, and Fixtures | 2008-05-01 | Non-unitized | 37 TRIPLE D DR N HSE 40071 | KY | 0 | 0 | 0 | 0
E364.00-Poles, Towers, and Fixtures | 2008-05-01 | Non-unitized | 1727 W EVERLY BROTHERS BLVD | KY | 0 | 0 | 0
E364.00-Poles, Towers, and Fixtures | 2008-05-01 | Non-unitized | 2865 IRVINE RD 40475 | KY | 0 | 0 | 0 | 0
E364.00-Poles, Towers, and Fixtures | 2008-05-01 | Non-unitized | RODEO DR LT 90 42724 | KY | 0 | 0 | 0 | 0
E364.00-Poles, Towers, and Fixtures | 2008-05-01 | Non-unitized | 400 DENHAM ST. | KY | 0 | 0 | 0
E364.00-Poles, Towers, and Fixtures | 2008-05-01 | Non-unitized | 121 CLIFTON RD 40383 | KY | 0 | 0 | 0 | 0
E364.00-Poles, Towers, and Fixtures | 2008-05-01 | Non-unitized | WILLOWBROOK RD | KY | 0 | 0 | 0 | 0
E364.00-Poles, Towers, and Fixtures | 2008-05-01 | Non-unitized | 4243 WALTON PIKE 41034 | KY | 0 | 0 | 0 | 0
E364.00-Poles, Towers, and Fixtures | 2008-05-01 | Non-unitized | 407 HOLIDAY RD 40502 | KY | 0 | 0 | 0 | 0
E364.00-Poles, Towers, and Fixtures | 2008-05-01 | Non-unitized | 3005 PARK CENTRAL Q 40356 | KY | 0 | 0 | 0 | 0
E364.00-Poles, Towers, and Fixtures | 2008-05-01 | Non-unitized | 1179424 | KY | 0 | 0 | 0 | 0
E364.00-Poles, Towers, and Fixtures | 2008-05-01 | Non-unitized | 1130104 | KY | 0 | 0 | 0 | 0
E364.00-Poles, Towers, and Fixtures | 2008-05-01 | Non-unitized | 1127094 | KY | 0 | 0 | 0 | 0
E364.00-Poles, Towers, and Fixtures | 2008-05-01 | Non-unitized | 1221644 | KY | 0 | 0 | 0
E364.00-Poles, Towers, and Fixtures | 2008-05-01 | Non-unitized | LANA RD LOT 5 40472 | KY | 0 | 0 | 0 | 0
E364.00-Poles, Towers, and Fixtures | 2008-05-01 | Non-unitized | 1101794 | KY | 0 | 0 | 0
E364.00-Poles, Towers, and Fixtures | 2008-05-01 | Non-unitized | 1161 SULLIVAN LN 40601 | KY | 0 | 0 | 0 | 0
E364.00-Poles, Towers, and Fixtures | 2008-05-01 | Non-unitized | 915 FRALEY ROAD 40371 | KY | 0 | 0 | 0 | 0
E364.00-Poles, Towers, and Fixtures | 2008-05-01 | Non-unitized | LEE JACKSON,,,COLUMBUS | KY | 0 | 0 | 0 | 0
E364.00-Poles, Towers, and Fixtures | 2008-05-01 | Non-unitized | 317 STANFORD RD | KY | 0 | 0 | 0
E364.00-Poles, Towers, and Fixtures | 2008-05-01 | Non-unitized | 920 GILTNER RD TSE 40068 | KY | 0 | 0 | 0 | 0
E364.00-Poles, Towers, and Fixtures | 2008-05-01 | Non-unitized | E NEW CIRCLE RD | KY | 0 | 0 | 0 | 0
E364.00-Poles, Towers, and Fixtures | 2008-05-01 | Non-unitized | CONNECTOR RD 40324 | KY | 0 | 0 | 0 | 0
E364.00-Poles, Towers, and Fixtures | 2008-05-01 | Non-unitized | 410 WELLS ROAD | KY | 0 | 0 | 0 | 0
E364.00-Poles, Towers, and Fixtures | 2008-05-01 | Non-unitized | 545 DRY CREEK RD CHURCH 40313 | KY | 0 | 0 | 0 | 0
E364.00-Poles, Towers, and Fixtures | 2008-05-01 | Non-unitized | 1311439 | KY | 0 | 0 | 0 | 0
E364.00-Poles, Towers, and Fixtures | 2008-05-01 | Non-unitized | GRAVES 40379 | KY | 0 | 0 | 0 | 0
E364.00-Poles, Towers, and Fixtures | 2008-05-01 | Non-unitized | 215 E ELM STREET 41041 | KY | 0 | 0 | 0 | 0
E364.00-Poles, Towers, and Fixtures | 2008-05-01 | Non-unitized | 233 MACKVILLE HILL 40069 | KY | 0 | 0 | 0 | 0
E364.00-Poles, Towers, and Fixtures | 2008-05-01 | Non-unitized | 145 COMBS LN CELLSITE 40390 | KY | 0 | 0 | 0 | 0
E364.00-Poles, Towers, and Fixtures | 2008-05-01 | Non-unitized | 100 TABOR RD 40337 | KY | 0 | 0 | 0
E364.00-Poles, Towers, and Fixtures | 2008-05-01 | Non-unitized | 170 RUSSELL CAVE RD | KY | 0 | 0 | 0 | 0
E364.00-Poles, Towers, and Fixtures | 2008-05-01 | Non-unitized | 736 LILY SCHOOL RD | KY | 0 | 0 | 0
E364.00-Poles, Towers, and Fixtures | 2008-05-01 | Non-unitized | 3845 STEPSTONE RD 40360 | KY | 0 | 0 | 0 | 0
E364.00-Poles, Towers, and Fixtures | 2008-05-01 | Non-unitized | HWY 25 OLD 40456 | KY | 0 | 0 | 0 | 0
E364.00-Poles, Towers, and Fixtures | 2008-05-01 | Non-unitized | 145 VIRGINIA AVE 40508 | KY | 0 | 0 | 0 | 0
E364.00-Poles, Towers, and Fixtures | 2008-05-01 | Non-unitized | 1628 RED HOUSE RD TSE 40475 | KY | 0 | 0 | 0 | 0
E364.00-Poles, Towers, and Fixtures | 2008-05-01 | Non-unitized | 300 OCHS LN 40008 | KY | 0 | 0 | 0 | 0
E364.00-Poles, Towers, and Fixtures | 2008-05-01 | Non-unitized | 898 CAMPBELLSVILLE RD 42728 | KY | 0 | 0 | 0 | 0
E364.00-Poles, Towers, and Fixtures | 2008-05-01 | Non-unitized | 1376 HUDGINS RD | KY | 0 | 0 | 0
E364.00-Poles, Towers, and Fixtures | 2008-05-01 | Non-unitized | KING CHINA BUFFET | KY | 0 | 0 | 0 | 0
E364.00-Poles, Towers, and Fixtures | 2008-05-01 | Non-unitized | 1201138 | KY | 0 | 0 | 0 | 0
E364.00-Poles, Towers, and Fixtures | 2008-05-01 | Non-unitized | 12145 HWY 175 S TRL 42345 | KY | 0 | 0 | 0 | 0
E364.00-Poles, Towers, and Fixtures | 2008-05-01 | Non-unitized | 315 W SIXTH ST 40741 | KY | 0 | 0 | 0 | 0
E364.00-Poles, Towers, and Fixtures | 2008-05-01 | Non-unitized | REDDISH ST | KY | 0 | 0 | 0 | 0
E364.00-Poles, Towers, and Fixtures | 2008-05-01 | Non-unitized | 6062 CLIFT PI TS 41055 | KY | 0 | 0 | 0 | 0
E364.00-Poles, Towers, and Fixtures | 2008-05-01 | Non-unitized | 5300 CAMARGO RD | KY | 0 | 0 | 0 | 0
E364.00-Poles, Towers, and Fixtures | 2008-05-01 | Non-unitized | ROBERTS | KY | 0 | 0 | 0 | 0
E364.00-Poles, Towers, and Fixtures | 2008-05-01 | Non-unitized | 3478 MIDWAY RD | KY | 0 | 0 | 0 | 0
E364.00-Poles, Towers, and Fixtures | 2008-05-01 | Non-unitized | 879 RIDGE RD 42330 | KY | 0 | 0 | 0 | 0
E364.00-Poles, Towers, and Fixtures | 2008-05-01 | Non-unitized | 656 MILLERSBURG PIKE | KY | 0 | 0 | 0 | 0
E364.00-Poles, Towers, and Fixtures | 2008-05-01 | Non-unitized | 1360 BETHLEHEM RD 40361 | KY | 0 | 0 | 0
E364.00-Poles, Towers, and Fixtures | 2008-05-01 | Non-unitized | FLYING EBONY DR 40509 | KY | 0 | 0 | 0 | 0
E364.00-Poles, Towers, and Fixtures | 2008-05-01 | Non-unitized | BONE RD | KY | 0 | 0 | 0 | 0
E364.00-Poles, Towers, and Fixtures | 2008-05-01 | Non-unitized | 370 SHACKLE RD 40744 | KY | 0 | 0 | 0 | 0
E364.00-Poles, Towers, and Fixtures | 2008-05-01 | Non-unitized | 1175625 | KY | 0 | 0 | 0 | 0
E364.00-Poles, Towers, and Fixtures | 2008-05-01 | Non-unitized | 1451 BETHLEHEM RD BARN 2 40361 | KY | 0 | 0 | 0 | 0
E364.00-Poles, Towers, and Fixtures | 2008-05-01 | Non-unitized | 971 FRALEY ROAD 40371 | KY | 0 | 0 | 0 | 0
E364.00-Poles, Towers, and Fixtures | 2008-05-01 | Non-unitized | 15727 U S HIGHWAY 27 S HOUSE 40489 | KY | 0 | 0 | 0 | 0
E364.00-Poles, Towers, and Fixtures | 2008-05-01 | Non-unitized | 922 RUSSELL RD 42728 | KY | 0 | 0 | 0 | 0
E364.00-Poles, Towers, and Fixtures | 2008-05-01 | Non-unitized | 1033 S LIMESTONE 40503 | KY | 0 | 0 | 0 | 0
E364.00-Poles, Towers, and Fixtures | 2008-05-01 | Non-unitized | 60 QUARRY RD | KY | 0 | 0 | 0 | 0
E364.00-Poles, Towers, and Fixtures | 2008-05-01 | Non-unitized | 254 OLD STONE DR LOT 11 40067 | KY | 0 | 0 | 0 | 0
E364.00-Poles, Towers, and Fixtures | 2008-05-01 | Non-unitized | W LEXINGTON AVE | KY | 0 | 0 | 0 | 0
E364.00-Poles, Towers, and Fixtures | 2008-05-01 | Non-unitized | 520 MILNER RD 40383 | KY | 0 | 0 | 0 | 0
E364.00-Poles, Towers, and Fixtures | 2008-05-01 | Non-unitized | 1070531 | KY | 0 | 0 | 0 | 0
E364.00-Poles, Towers, and Fixtures | 2008-05-01 | Non-unitized | 1200857 | KY | 0 | 0 | 0 | 0
E364.00-Poles, Towers, and Fixtures | 2008-05-01 | Non-unitized | CAMARGO RD 40353 | KY | 0 | 0 | 0 | 0
E364.00-Poles, Towers, and Fixtures | 2008-05-01 | Non-unitized | 1 HOLLYWOOD DRIVE RD 40313 | KY | 0 | 0 | 0 | 0
E364.00-Poles, Towers, and Fixtures | 2008-05-01 | Non-unitized | 680 W LAKESHORE DR | KY | 0 | 0 | 0 | 0
E364.00-Poles, Towers, and Fixtures | 2008-05-01 | Non-unitized | COAL BANK HOLLOW RD. WIDENING | KY | 0 | 0 | 0 | 0
E364.00-Poles, Towers, and Fixtures | 2008-05-01 | Non-unitized | 365 E WATER ST 40033 | KY | 0 | 0 | 0 | 0
E364.00-Poles, Towers, and Fixtures | 2008-05-01 | Non-unitized | 690 DEMOSS ROAD | KY | 0 | 0 | 0 | 0
E364.00-Poles, Towers, and Fixtures | 2008-05-01 | Non-unitized | 5474 WHITE PLAINS RD | KY | 0 | 0 | 0 | 0
E364.00-Poles, Towers, and Fixtures | 2008-05-01 | Non-unitized | 55 LEIGH CHAPEL RD 42345 | KY | 0 | 0 | 0 | 0
E364.00-Poles, Towers, and Fixtures | 2008-05-01 | Non-unitized | 1221 S BROADWAY 40508 | KY | 0 | 0 | 0 | 0
E364.00-Poles, Towers, and Fixtures | 2008-05-01 | Non-unitized | RT 1 HIGHWAY 10 41044 | KY | 0 | 0 | 0 | 0
E364.00-Poles, Towers, and Fixtures | 2008-05-01 | Non-unitized | 1994 STATE RT 1379 42330 | KY | 0 | 0 | 0 | 0
E364.00-Poles, Towers, and Fixtures | 2008-05-01 | Non-unitized | DORTHY STARKS | KY | 0 | 0 | 0 | 0
E364.00-Poles, Towers, and Fixtures | 2008-05-01 | Non-unitized | OLD LAIR RD | KY | 0 | 0 | 0 | 0
E364.00-Poles, Towers, and Fixtures | 2008-05-01 | Non-unitized | 12 MAIN ST 40348 | KY | 0 | 0 | 0 | 0
E364.00-Poles, Towers, and Fixtures | 2008-05-01 | Non-unitized | 812 S BROADWAY 40324 | KY | 0 | 0 | 0 | 0
E364.00-Poles, Towers, and Fixtures | 2008-05-01 | Non-unitized | 839 S HWY 1651 | KY | 0 | 0 | 0 | 0
E364.00-Poles, Towers, and Fixtures | 2008-05-01 | Non-unitized | 354 LOCUST FORK 40379 | KY | 0 | 0 | 0 | 0
E364.00-Poles, Towers, and Fixtures | 2008-05-01 | Non-unitized | 407 MOORES FERRY ROAD 40371 | KY | 0 | 0 | 0
E364.00-Poles, Towers, and Fixtures | 2008-05-01 | Non-unitized | 1290228 | KY | 0 | 0 | 0
E364.00-Poles, Towers, and Fixtures | 2008-05-01 | Non-unitized | SYCAMORE AND 5TH | KY | 0 | 0 | 0 | 0
E364.00-Poles, Towers, and Fixtures | 2008-05-01 | Non-unitized | 287 FROG HOLLOW RD | KY | 0 | 0 | 0 | 0
E364.00-Poles, Towers, and Fixtures | 2008-05-01 | Non-unitized | 1244898 | KY | 0 | 0 | 0 | 0
E364.00-Poles, Towers, and Fixtures | 2008-05-01 | Non-unitized | 1144302 | KY | 0 | 0 | 0 | 0
E364.00-Poles, Towers, and Fixtures | 2008-05-01 | Non-unitized | 1147505 | KY | 0 | 0 | 0 | 0
E364.00-Poles, Towers, and Fixtures | 2008-05-01 | Non-unitized | E DONNA REED BLV LOT 84TS 42701 | KY | 0 | 0 | 0 | 0
E364.00-Poles, Towers, and Fixtures | 2008-05-01 | Non-unitized | BUCK CREEK RD LOT 11 40022 | KY | 0 | 0 | 0 | 0
E364.00-Poles, Towers, and Fixtures | 1970-12-31 | POLE WOOD 60 FT (DIST) | POLE WOOD 60 FT | KY | 5 | 1482.23 | 296.446
E364.00-Poles, Towers, and Fixtures | 1962-12-31 | POLE WOOD 60 FT (DIST) | POLE WOOD 60 FT | KY | 12 | 2155.62 | 179.635 | 0
E364.00-Poles, Towers, and Fixtures | 1993-12-31 | POLE WOOD 60 FT (DIST) | POLE WOOD 65 FT | KY | 1 | 2137.84 | 2137.84
E364.00-Poles, Towers, and Fixtures | 1978-12-31 | POLE WOOD 60 FT (DIST) | POLE WOOD 65 FT | KY | 4 | 3554.82 | 888.705
E364.00-Poles, Towers, and Fixtures | 1968-12-31 | POLE WOOD 60 FT (DIST) | POLE WOOD 65 FT | KY | 50 | 13286.41 | 265.7282 | 0
E364.00-Poles, Towers, and Fixtures | 1990-12-31 | POLE WOOD 60 FT (DIST) | POLE WOOD 70 FT | KY | 4 | 9930.34 | 2482.585
E364.00-Poles, Towers, and Fixtures | 1943-12-31 | CROSS ARMS | POLE WOOD 65 FT | KY | 0 | 0 | 0 | 0
E364.00-Poles, Towers, and Fixtures | 1952-12-31 | POLE WOOD 25 FT (DIST) | POLE WOOD 25 FT (DIST) | KY | 13 | 1267.33 | 97.4869
E364.00-Poles, Towers, and Fixtures | 1996-12-31 | POLE WOOD 60 FT (DIST) | POLE WOOD 60 FT | KY | 1 | 4209.34 | 4209.34
E364.00-Poles, Towers, and Fixtures | 1979-12-31 | POLE WOOD 60 FT (DIST) | POLE WOOD 60 FT | KY | 10 | 6517.92 | 651.792
E364.00-Poles, Towers, and Fixtures | 1970-12-31 | POLE WOOD 60 FT (DIST) | POLE WOOD 70 FT | KY | 2 | 752.68 | 376.34
E364.00-Poles, Towers, and Fixtures | 2008-10-01 | Non-unitized | 1575261 | KY | 0 | 0 | 0
E364.00-Poles, Towers, and Fixtures | 1954-12-31 | POLE WOOD 25 FT (DIST) | POLE WOOD 70 FT | KY | 0 | 0 | 0 | 0
E364.00-Poles, Towers, and Fixtures | 1992-12-31 | POLE WOOD 60 FT (DIST) | POLE WOOD 55 FT | KY | 1 | 953.29 | 953.29
E364.00-Poles, Towers, and Fixtures | 2008-10-01 | Non-unitized | 1701624 | KY | 0 | 0 | 0
E364.00-Poles, Towers, and Fixtures | 2008-10-01 | Non-unitized | 264 FARMERS MILL RD | KY | 0 | 0 | 0
E364.00-Poles, Towers, and Fixtures | 2008-10-01 | Non-unitized | LITTLE CREEK CAWOOD KY. 40815 | KY | 0 | 0 | 0 | 0
E364.00-Poles, Towers, and Fixtures | 2008-10-01 | Non-unitized | SIMS FORK TRLR2 40902 | KY | 0 | 0 | 0 | 0
E364.00-Poles, Towers, and Fixtures | 2008-10-01 | Non-unitized | 284 MAIN 40336 | KY | 0 | 0 | 0
E364.00-Poles, Towers, and Fixtures | 2008-10-01 | Non-unitized | 2639 FRANKFORT RD | KY | 0 | 0 | 0 | 0
E364.00-Poles, Towers, and Fixtures | 2008-10-01 | Non-unitized | 4845 CLIFTON RD | KY | 0 | 0 | 0 | 0
E364.00-Poles, Towers, and Fixtures | 1953-12-31 | CROSS ARMS | GUY | KY | 0 | 0 | 0
E364.00-Poles, Towers, and Fixtures | 1947-12-31 | CROSS ARMS | GUY | KY | 0 | 0 | 0
E364.00-Poles, Towers, and Fixtures | 2002-07-31 | CROSS ARMS | GUY, DOWN, TRANSMISSION | KY | 0 | 0 | 0
E364.00-Poles, Towers, and Fixtures | 1951-12-31 | POLE WOOD 60 FT (DIST) | POLE WOOD 45 FT | KY | 2 | 132.89 | 66.445
E364.00-Poles, Towers, and Fixtures | 1981-01-01 | PLATFORMS NEW (05491) | PLATFORMS NEW (05491) | KY | 2 | 1286.43 | 643.215
E364.00-Poles, Towers, and Fixtures | 1983-01-01 | PLATFORMS NEW (05491) | PLATFORMS NEW (05491) | KY | 3 | 2184.72 | 728.24
E364.00-Poles, Towers, and Fixtures | 1989-12-31 | CROSS ARMS | CROSS ARMS (07362) | KY | 60 | 9124.13 | 152.0688 | 0
E364.00-Poles, Towers, and Fixtures | 1959-12-31 | POLE WOOD 60 FT (DIST) | ARM WOOD 10 FT AND UNDER (TRANS) | KY | 0 | 0 | 0
E364.00-Poles, Towers, and Fixtures | 1986-12-31 | POLE WOOD 60 FT (DIST) | X BRACE WOOD PR. | KY | 0 | 0 | 0
E364.00-Poles, Towers, and Fixtures | 2008-10-01 | Non-unitized | 1582355 | KY | 0 | 0 | 0
E364.00-Poles, Towers, and Fixtures | 2008-10-01 | Non-unitized | 1544167 | KY | 0 | 0 | 0
E364.00-Poles, Towers, and Fixtures | 2008-10-01 | Non-unitized | 1588048 | KY | 0 | 0 | 0
E364.00-Poles, Towers, and Fixtures | 2008-10-01 | Non-unitized | WALNUT | KY | 0 | 0 | 0
E364.00-Poles, Towers, and Fixtures | 1973-12-31 | POLE WOOD 60 FT (DIST) | POLE WOOD 75 FT | KY | 19 | 14475.06 | 761.8453 | 0
E364.00-Poles, Towers, and Fixtures | 2008-10-01 | Non-unitized | 1602615 | KY | 0 | 0 | 0 | 0
E364.00-Poles, Towers, and Fixtures | 2008-10-01 | Non-unitized | 1531408 | KY | 0 | 0 | 0
E364.00-Poles, Towers, and Fixtures | 2008-10-01 | Non-unitized | KY. HWY 313 40160 | KY | 0 | 0 | 0
E364.00-Poles, Towers, and Fixtures | 1981-12-31 | POLE WOOD 60 FT (DIST) | ARM WOOD 10 FT AND UNDER (TRANS) | KY | 0 | 0 | 0
E364.00-Poles, Towers, and Fixtures | 1980-12-31 | POLE WOOD 60 FT (DIST) | ARM WOOD 10 FT AND UNDER (TRANS) | KY | 0 | 0 | 0
E364.00-Poles, Towers, and Fixtures | 1960-12-31 | POLE WOOD 60 FT (DIST) | X BRACE WOOD PR. | KY | 0 | 0 | 0
E364.00-Poles, Towers, and Fixtures | 1957-12-31 | POLE WOOD 60 FT (DIST) | GUY | KY | 0 | 0 | 0
E364.00-Poles, Towers, and Fixtures | 1956-12-31 | POLE WOOD 60 FT (DIST) | GUY | KY | 0 | 0 | 0
E364.00-Poles, Towers, and Fixtures | 2008-10-01 | Non-unitized | 1491124 | KY | 0 | 0 | 0
E364.00-Poles, Towers, and Fixtures | 2008-10-01 | Non-unitized | 1519055 | KY | 0 | 0 | 0 | 0
E364.00-Poles, Towers, and Fixtures | 2008-10-01 | Non-unitized | 1630034 | KY | 0 | 0 | 0
E364.00-Poles, Towers, and Fixtures | 2008-10-01 | Non-unitized | 1627788 | KY | 0 | 0 | 0 | 0
E364.00-Poles, Towers, and Fixtures | 2009-07-19 | POLE WOOD 35 FT (DIST) | POLE WOOD 35 FT (00005) | KY | 1 | 642.92 | 642.92
E364.00-Poles, Towers, and Fixtures | 2008-10-01 | Non-unitized | 1525626 | KY | 0 | 0 | 0
E364.00-Poles, Towers, and Fixtures | 2009-01-01 | Non-unitized | RUDDLES MILL RD 41031 | KY | 0 | 0 | 0 | 0
E364.00-Poles, Towers, and Fixtures | 2008-08-01 | Non-unitized | 1336564 | KY | 0 | 0 | 0
E364.00-Poles, Towers, and Fixtures | 2009-04-01 | Non-unitized | 511 JACKSTOWN RD | KY | 0 | 0 | 0
E364.00-Poles, Towers, and Fixtures | 2009-04-01 | Non-unitized | MEADOWS HILL DR | KY | 0 | 0 | 0
E364.00-Poles, Towers, and Fixtures | 2009-04-01 | Non-unitized | 10761 STATE RT 181N 42325 | KY | 0 | 0 | 0
E364.00-Poles, Towers, and Fixtures | 2009-11-04 | POLE WOOD 55 FT (DIST) | POLE WOOD 55 FT (00009) | KY | 3 | 10113.51 | 3371.17
E364.00-Poles, Towers, and Fixtures | 2009-02-01 | Non-unitized | 295 HUNTERTOWN RD | KY | 0 | 0 | 0
E364.00-Poles, Towers, and Fixtures | 2009-04-01 | Non-unitized | 128 TAMMIE LN | KY | 0 | 0 | 0
E364.00-Poles, Towers, and Fixtures | 2009-04-01 | Non-unitized | VIRGINIA AVE 40504 | KY | 0 | 0 | 0
E364.00-Poles, Towers, and Fixtures | 2009-07-30 | POLE WOOD 55 FT (DIST) | POLE WOOD 55 FT (00009) | KY | 2 | 4374.48 | 2187.24
E364.00-Poles, Towers, and Fixtures | 2008-08-01 | POLE WOOD 45 FT (DIST) | POLE WOOD 45 FT (00007) | KY | 49 | 42261.29 | 862.4753 | 0
E364.00-Poles, Towers, and Fixtures | 2008-08-01 | POLE WOOD 60 FT (DIST) | POLE WOOD 60 FT (00010) | KY | 1 | 1480.54 | 1480.54
E364.00-Poles, Towers, and Fixtures | 2009-01-01 | Non-unitized | 416 CLAY DR 404 | KY | 0 | 0 | 0
E364.00-Poles, Towers, and Fixtures | 2009-04-01 | Non-unitized | 202 1/2 MAIN ST 40357 | KY | 0 | 0 | 0
E364.00-Poles, Towers, and Fixtures | 1953-12-31 | POLE WOOD 60 FT (DIST) | POLE WOOD 60 FT (DIST) | KY | 3 | 93.93 | 31.31
E364.00-Poles, Towers, and Fixtures | 1948-12-31 | POLE WOOD 60 FT (DIST) | POLE WOOD 60 FT (DIST) | KY | 4 | 96.54 | 24.135 | 0
E364.00-Poles, Towers, and Fixtures | 1987-12-31 | POLE WOOD 60 FT (DIST) | POLE WOOD 60 FT (DIST) | KY | 1 | 258.54 | 258.54
E364.00-Poles, Towers, and Fixtures | 1971-12-31 | POLE WOOD 20 FT (DIST) | GUY | KY | 0 | 0 | 0
E364.00-Poles, Towers, and Fixtures | 1978-12-31 | POLE WOOD 20 FT (DIST) | ARM WOOD 10 FT AND UNDER (TRANS) | KY | 0 | 0 | 0
E364.00-Poles, Towers, and Fixtures | 2008-10-01 | Non-unitized | GROOMS LN 42445 | KY | 0 | 0 | 0
E364.00-Poles, Towers, and Fixtures | 2008-10-01 | Non-unitized | 1526715 | KY | 0 | 0 | 0
E364.00-Poles, Towers, and Fixtures | 2008-10-01 | Non-unitized | US HIGHWAY 62 E 423201 | KY | 0 | 0 | 0
E364.00-Poles, Towers, and Fixtures | 2008-10-01 | Non-unitized | 1675826 | KY | 0 | 0 | 0
E364.00-Poles, Towers, and Fixtures | 2009-01-01 | Non-unitized | 203 MAYSVILLE ROAD | KY | 0 | 0 | 0 | 0
E364.00-Poles, Towers, and Fixtures | 2009-01-01 | Non-unitized | 105 S WALNUT STREET | KY | 0 | 0 | 0
E364.00-Poles, Towers, and Fixtures | 2009-01-01 | Non-unitized | 135 LIBERTY DR 40456 | KY | 0 | 0 | 0
E364.00-Poles, Towers, and Fixtures | 2009-01-01 | Non-unitized | EAST JELLICO 40977 | KY | 0 | 0 | 0
E364.00-Poles, Towers, and Fixtures | 2009-01-01 | Non-unitized | 1706336 | KY | 0 | 0 | 0
E364.00-Poles, Towers, and Fixtures | 2009-01-01 | Non-unitized | 1311557 | KY | 0 | 0 | 0
E364.00-Poles, Towers, and Fixtures | 2009-01-01 | Non-unitized | 111 N JEFFERSON ST 42031 | KY | 0 | 0 | 0
E364.00-Poles, Towers, and Fixtures | 2009-01-01 | Non-unitized | 1497207 | KY | 0 | 0 | 0
E364.00-Poles, Towers, and Fixtures | 2009-01-01 | Non-unitized | 1682028 | KY | 0 | 0 | 0
E364.00-Poles, Towers, and Fixtures | 2009-01-01 | Non-unitized | 363 THOROUGHFARE RD 42330 | KY | 0 | 0 | 0
E364.00-Poles, Towers, and Fixtures | 2009-01-01 | Non-unitized | 104 S SYCAMORE | KY | 0 | 0 | 0 | 0
E364.00-Poles, Towers, and Fixtures | 2009-01-01 | Non-unitized | STILLHOUSE HOLLOW RD 40601 | KY | 0 | 0 | 0 | 0
E364.00-Poles, Towers, and Fixtures | 2008-04-07 | POLE WOOD 50 FT (DIST) | POLE WOOD 50 FT (00008) | KY | 2 | 1218.21 | 609.105
E364.00-Poles, Towers, and Fixtures | 2009-05-01 | Non-unitized | STATE HWY 72 | KY | 0 | 0 | 0 | 0
E364.00-Poles, Towers, and Fixtures | 2008-11-01 | Non-unitized | COOMER RD | KY | 0 | 0 | 0
E364.00-Poles, Towers, and Fixtures | 2009-07-01 | Non-unitized | 1329596 | KY | 0 | 0 | 0
E364.00-Poles, Towers, and Fixtures | 2009-07-01 | Non-unitized | STATE HWY 170 | KY | 0 | 0 | 0
E364.00-Poles, Towers, and Fixtures | 2009-07-01 | Non-unitized | 39 WALLEN ST 40409 | KY | 0 | 0 | 0
E364.00-Poles, Towers, and Fixtures | 2009-08-01 | Non-unitized | W MAIN | KY | 0 | 0 | 0 | 0
E364.00-Poles, Towers, and Fixtures | 2009-07-01 | Non-unitized | 1469 MAYSVILLE RD 41041 | KY | 0 | 0 | 0
E364.00-Poles, Towers, and Fixtures | 2009-09-01 | POLE WOOD 60 FT (DIST) | POLE WOOD 60 FT (00010) | KY | 8 | 27783.85 | 3472.9812 | 0
E364.00-Poles, Towers, and Fixtures | 2009-07-01 | Non-unitized | 30 OLIVER 40391 | KY | 0 | 0 | 0
E364.00-Poles, Towers, and Fixtures | 2009-07-01 | Non-unitized | 408 BURKLEY DR 42345 | KY | 0 | 0 | 0
E364.00-Poles, Towers, and Fixtures | 2009-09-01 | POLE WOOD 30 FT (DIST) | POLE WOOD 30 FT (00004) | KY | 132 | 44608.3 | 337.9417
E364.00-Poles, Towers, and Fixtures | 2009-07-01 | Non-unitized | LAKE FOREST DR 40324 | KY | 0 | 0 | 0 | 0
E364.00-Poles, Towers, and Fixtures | 2009-07-01 | Non-unitized | 826 SNAVELY RD 40379 | KY | 0 | 0 | 0
E364.00-Poles, Towers, and Fixtures | 1986-12-31 | CROSS ARMS | X BRACE WOOD PR. | KY | 0 | 0 | 0 | 0
E364.00-Poles, Towers, and Fixtures | 2009-08-01 | Non-unitized | 8200 PORT ROYAL RD 40058 | KY | 0 | 0 | 0
E364.00-Poles, Towers, and Fixtures | 2009-07-01 | Non-unitized | 317 TEXAS RD TEMP 40069 | KY | 0 | 0 | 0
E364.00-Poles, Towers, and Fixtures | 2009-08-01 | Non-unitized | 429 STURGIS RD 42064 | KY | 0 | 0 | 0
E364.00-Poles, Towers, and Fixtures | 1968-12-31 | GUY | GUY | KY | 24 | 789.22 | 32.8842 | 0
E364.00-Poles, Towers, and Fixtures | 2002-09-30 | GUY | GUY (00070) | KY | 2 | 2913.45 | 1456.725
E364.00-Poles, Towers, and Fixtures | 1998-03-31 | GUY | GUY (00070) | KY | 26 | 8156.08 | 313.6954 | 0
E364.00-Poles, Towers, and Fixtures | 1997-10-31 | GUY | GUY (00070) | KY | 26 | 7160.92 | 275.42
E364.00-Poles, Towers, and Fixtures | 1987-12-31 | CROSS ARMS | ARM WOOD 10 FT AND UNDER (TRANS) | KY | 0 | 0 | 0 | 0
E364.00-Poles, Towers, and Fixtures | 2009-10-19 | POLE WOOD 30 FT (DIST) | POLE WOOD 30 FT (00004) | KY | 1 | 254.33 | 254.33
E364.00-Poles, Towers, and Fixtures | 1998-12-31 | CROSS ARMS | CROSS ARMS (07362) | KY | 9 | 2615.16 | 290.5733
E364.00-Poles, Towers, and Fixtures | 2007-11-25 | POLE WOOD 35 FT (DIST) | POLE WOOD 35 FT (00005) | KY | 1 | 488.19 | 488.19
E364.00-Poles, Towers, and Fixtures | 2009-10-01 | Non-unitized | 15739 ST RT 431 | KY | 0 | 0 | 0 | 0
E364.00-Poles, Towers, and Fixtures | 2009-10-01 | Non-unitized | THOMAS WALKER ROAD 24248 | KY | 0 | 0 | 0 | 0
E364.00-Poles, Towers, and Fixtures | 2009-10-01 | Non-unitized | 221 NEW HOPE RD SPUR 41043 | KY | 0 | 0 | 0 | 0
E364.00-Poles, Towers, and Fixtures | 2009-10-01 | Non-unitized | 4907 VETERANS MEMORIAL HWY 40374 | KY | 0 | 0 | 0 | 0
E364.00-Poles, Towers, and Fixtures | 2009-10-01 | Non-unitized | 8804 Fountain Brooke Rd 24293 | KY | 0 | 0 | 0 | 0
E364.00-Poles, Towers, and Fixtures | 2009-11-17 | POLE WOOD 50 FT (DIST) | POLE WOOD 50 FT (00008) | KY | 3 | 11212.43 | 3737.4767
E364.00-Poles, Towers, and Fixtures | 2009-10-01 | Non-unitized | 303 FRANKFORT STREET 41002 | KY | 0 | 0 | 0 | 0
E364.00-Poles, Towers, and Fixtures | 2009-10-01 | Non-unitized | MIDDLE SCHOOL DR 24277 | KY | 0 | 0 | 0 | 0
E364.00-Poles, Towers, and Fixtures | 2009-10-01 | Non-unitized | 811 ELM ST 40019 | KY | 0 | 0 | 0 | 0
E364.00-Poles, Towers, and Fixtures | 2009-10-01 | Non-unitized | 3160 MAIN ST 40379 | KY | 0 | 0 | 0
E364.00-Poles, Towers, and Fixtures | 2009-10-01 | Non-unitized | 118 E CHESTER AVE | KY | 0 | 0 | 0 | 0
E364.00-Poles, Towers, and Fixtures | 2009-12-03 | POLE WOOD 35 FT (DIST) | POLE WOOD 35 FT (00005) | KY | 1 | 447.25 | 447.25 | 0
E364.00-Poles, Towers, and Fixtures | 2009-11-01 | Non-unitized | 4365 OXFORD VILLAGE 40324 | KY | 0 | 0 | 0 | 0
E364.00-Poles, Towers, and Fixtures | 2009-11-01 | Non-unitized | 625 213 S 40337 | KY | 0 | 0 | 0 | 0
E364.00-Poles, Towers, and Fixtures | 2009-11-01 | Non-unitized | 1111 FORDS MILL RD FG-11 | KY | 0 | 0 | 0 | 0
E364.00-Poles, Towers, and Fixtures | 2009-11-01 | Non-unitized | CITY PARK | KY | 0 | 0 | 0 | 0
E364.00-Poles, Towers, and Fixtures | 2009-11-01 | Non-unitized | Catalpa Loop RD 40475 | KY | 0 | 0 | 0 | 0
E364.00-Poles, Towers, and Fixtures | 2009-11-01 | Non-unitized | 8913 NASSAU DR 24273 | KY | 0 | 0 | 0 | 0
E364.00-Poles, Towers, and Fixtures | 2009-11-01 | Non-unitized | PEPSI PLANT | KY | 0 | 0 | 0 | 0
E364.00-Poles, Towers, and Fixtures | 2009-11-01 | Non-unitized | 222 DOE RUN LN 40391 | KY | 0 | 0 | 0 | 0
E364.00-Poles, Towers, and Fixtures | 2009-11-01 | Non-unitized | 16600 RIVERSIDE DR PUMP ENTR 24283 | KY | 0 | 0 | 0 | 0
E364.00-Poles, Towers, and Fixtures | 2009-11-01 | Non-unitized | 1409316 | KY | 0 | 0 | 0 | 0
E364.00-Poles, Towers, and Fixtures | 2009-11-01 | Non-unitized | 94 WC ROBINS RD TEMP 40977 | KY | 0 | 0 | 0 | 0
E364.00-Poles, Towers, and Fixtures | 2009-11-01 | Non-unitized | 304 SURGENER ST 40831 | KY | 0 | 0 | 0 | 0
E364.00-Poles, Towers, and Fixtures | 2009-11-01 | Non-unitized | MAIN ST 40472 | KY | 0 | 0 | 0 | 0
E364.00-Poles, Towers, and Fixtures | 2010-01-13 | CROSS ARMS | CROSS ARMS (07362) | KY | 22 | 21000.64 | 954.5745
E364.00-Poles, Towers, and Fixtures | 2010-01-01 | Non-unitized | 9110 HWY 62 W 42369 | KY | 0 | 0 | 0 | 0
E364.00-Poles, Towers, and Fixtures | 2010-01-01 | Non-unitized | FAIRGROUNDS | KY | 0 | 0 | 0 | 0
E364.00-Poles, Towers, and Fixtures | 2010-01-01 | Non-unitized | 1264 E NEW CIRCLE RD 40505 | KY | 0 | 0 | 0 | 0
E364.00-Poles, Towers, and Fixtures | 2010-01-01 | Non-unitized | 774 KY 70 E GE GARA 42539 | KY | 0 | 0 | 0 | 0
E364.00-Poles, Towers, and Fixtures | 2010-01-01 | Non-unitized | 329 ROSE ST | KY | 0 | 0 | 0 | 0
E364.00-Poles, Towers, and Fixtures | 2010-01-01 | Non-unitized | 1110 CUMBERLAND AVE W 24219 | KY | 1 | 0 | 0
E364.00-Poles, Towers, and Fixtures | 2010-01-01 | Non-unitized | 305 DEPOT ST 42328 | KY | 0 | 0 | 0 | 0
E364.00-Poles, Towers, and Fixtures | 2010-01-01 | Non-unitized | 1505 MAIN AVE 24273 | KY | 0 | 0 | 0 | 0
E364.00-Poles, Towers, and Fixtures | 2010-01-01 | Non-unitized | STLT366-STREET LIGHTING 366 | KY | 0 | 0 | 0 | 0
E364.00-Poles, Towers, and Fixtures | 2010-01-01 | Non-unitized | 406 HILL ROAD | KY | 0 | 0 | 0 | 0
E364.00-Poles, Towers, and Fixtures | 2010-03-04 | POLE WOOD 45 FT (DIST) | POLE WOOD 45 FT (00007) | KY | 1 | 0 | 0
E364.00-Poles, Towers, and Fixtures | 2010-01-01 | Non-unitized | 928 N LIMESTONE 40505 | KY | 0 | 0 | 0 | 0
E364.00-Poles, Towers, and Fixtures | 2010-01-01 | Non-unitized | STEWARTS LANE | KY | 0 | 0 | 0 | 0
E364.00-Poles, Towers, and Fixtures | 2010-01-01 | Non-unitized | 111 MOCKINGBIRD LN 40390 | KY | 0 | 0 | 0 | 0
E364.00-Poles, Towers, and Fixtures | 2010-01-01 | Non-unitized | STANFORD ROAD | KY | 0 | 0 | 0 | 0
E364.00-Poles, Towers, and Fixtures | 2010-01-01 | Non-unitized | 4721 NEWTOWN PIKE | KY | 0 | 0 | 0 | 0
E364.00-Poles, Towers, and Fixtures | 2010-01-01 | Non-unitized | DAIRY QUEEN | KY | 0 | 0 | 0 | 0
E364.00-Poles, Towers, and Fixtures | 2010-02-01 | Non-unitized | N DEPOT | KY | 0 | 0 | 0 | 0
E364.00-Poles, Towers, and Fixtures | 2010-06-30 | POLE WOOD 45 FT (DIST) | POLE WOOD 45 FT (00007) | KY | 39 | 120943.59 | 3101.1177 | 0
E364.00-Poles, Towers, and Fixtures | 2010-01-01 | Non-unitized | RD 673 24281 | KY | 0 | 0 | 0 | 0
E364.00-Poles, Towers, and Fixtures | 2010-01-01 | Non-unitized | 6409 OLD HURRICANE RD 24293 | KY | 0 | 0 | 0 | 0
E364.00-Poles, Towers, and Fixtures | 2010-01-01 | Non-unitized | 605 PENNSYLVANIA AVE 42701 | KY | 0 | 0 | 0 | 0
E364.00-Poles, Towers, and Fixtures | 2010-02-01 | Non-unitized | GERGORY BR & PAW PAW RD | KY | 0 | 0 | 0 | 0
E364.00-Poles, Towers, and Fixtures | 2010-07-31 | POLE WOOD 40 FT (DIST) | POLE WOOD 40 FT (00006) | KY | 490 | 986833.3 | 2013.9455 | 0
E364.00-Poles, Towers, and Fixtures | 2010-02-01 | Non-unitized | PATHFORK 40863 | KY | 0 | 0 | 0 | 0
E364.00-Poles, Towers, and Fixtures | 2010-01-01 | Non-unitized | 144 LEXINGTON ST | KY | 0 | 0 | 0 | 0
E364.00-Poles, Towers, and Fixtures | 2010-01-01 | Non-unitized | 319 GISH RD | KY | 0 | 0 | 0 | 0
E364.00-Poles, Towers, and Fixtures | 2010-01-01 | Non-unitized | 2201 W PARK RD. 42701 | KY | 0 | 0 | 0 | 0
E364.00-Poles, Towers, and Fixtures | 2007-01-01 | CROSS ARMS | CROSS ARMS (07362) | KY | 6 | 1841.4 | 306.9
E364.00-Poles, Towers, and Fixtures | 2010-01-01 | Non-unitized | 94 WC ROBINS RD TEMP 40977 | KY | 0 | 0 | 0 | 0
E364.00-Poles, Towers, and Fixtures | 2009-10-06 | Non-unitized | 1560899 | KY | 0 | 0 | 0 | 0
E364.00-Poles, Towers, and Fixtures | 2010-01-01 | Non-unitized | US 119 40977 | KY | 0 | 0 | 0 | 0
E364.00-Poles, Towers, and Fixtures | 2010-04-01 | Non-unitized | TAYLOR AVE | KY | 0 | 0 | 0 | 0
E364.00-Poles, Towers, and Fixtures | 2010-04-01 | Non-unitized | 3686 COMBS FERRY RD 40391 | KY | 0 | 0 | 0 | 0
E364.00-Poles, Towers, and Fixtures | 2010-04-01 | Non-unitized | 70 MEYERS LN 40977 | KY | 0 | 0 | 0 | 0
E364.00-Poles, Towers, and Fixtures | 2010-04-01 | Non-unitized | 140 EASTWOOD CT 42350 | KY | 0 | 0 | 0 | 0
E364.00-Poles, Towers, and Fixtures | 2010-04-01 | Non-unitized | RT 3 BOX 911 24219 | KY | 0 | 0 | 0 | 0
E364.00-Poles, Towers, and Fixtures | 2010-04-01 | Non-unitized | 1633697 | KY | 0 | 0 | 0 | 0
E364.00-Poles, Towers, and Fixtures | 2010-04-01 | Non-unitized | 3875 N JACKSON HWY TSE 42722 | KY | 0 | 0 | 0 | 0
E364.00-Poles, Towers, and Fixtures | 2010-04-01 | Non-unitized | CAYLOR RD(690) 24248 | KY | 0 | 0 | 0 | 0
E364.00-Poles, Towers, and Fixtures | 2010-04-01 | Non-unitized | 5717 NORTONVILLE RD BHND 5705 42453 | KY | 0 | 0 | 0 | 0
E364.00-Poles, Towers, and Fixtures | 2008-12-01 | POLE WOOD 35 FT (DIST) | POLE WOOD 35 FT (00005) | KY | 1 | 339.63 | 339.63
E364.00-Poles, Towers, and Fixtures | 2010-09-01 | POLE WOOD 30 FT (DIST) | POLE WOOD 30 FT (00004) | KY | 56 | 39446.75 | 704.4062 | 0
E364.00-Poles, Towers, and Fixtures | 2010-10-31 | POLE WOOD 50 FT (DIST) | POLE WOOD 50 FT (00008) | KY | 26 | 38250.48 | 1471.1723 | 0
E364.00-Poles, Towers, and Fixtures | 2010-05-01 | Non-unitized | 820 HANLEY DR | KY | 0 | 0 | 0 | 0
E364.00-Poles, Towers, and Fixtures | 2010-05-01 | Non-unitized | 6TH ST 42087 | KY | 0 | 0 | 0 | 0
E364.00-Poles, Towers, and Fixtures | 2010-05-01 | Non-unitized | 344 COUNTY ROAD 1027 42023 | KY | 0 | 0 | 0 | 0
E364.00-Poles, Towers, and Fixtures | 2010-05-01 | Non-unitized | 14334 DRY FORK RD 24230 | KY | 0 | 0 | 0 | 0
E364.00-Poles, Towers, and Fixtures | 2010-05-01 | Non-unitized | CATALPA ST | KY | 0 | 0 | 0 | 0
E364.00-Poles, Towers, and Fixtures | 2010-05-01 | Non-unitized | 1706 GRAEFENBURG RD TEMP 40342 | KY | 0 | 0 | 0 | 0
E364.00-Poles, Towers, and Fixtures | 2010-05-01 | Non-unitized | SUGAR RUN RD 24263 | KY | 0 | 0 | 0 | 0
E364.00-Poles, Towers, and Fixtures | 2010-05-01 | Non-unitized | 2125 GILEAD CHURCH RD 42740 | KY | 0 | 0 | 0 | 0
E364.00-Poles, Towers, and Fixtures | 2010-05-01 | Non-unitized | 1525 UPPER LICK RD 40350 | KY | 0 | 0 | 0 | 0
E364.00-Poles, Towers, and Fixtures | 2010-05-01 | Non-unitized | STATE PARK RD AND HWY 55, CLOSEST 42728 | KY | 0 | 0 | 0 | 0
E364.00-Poles, Towers, and Fixtures | 2010-05-01 | Non-unitized | 299 FIFTH ST 40873 | KY | 0 | 0 | 0 | 0
E364.00-Poles, Towers, and Fixtures | 2010-05-01 | Non-unitized | 950 N 25TH ST 40965 | KY | 0 | 0 | 0 | 0
E364.00-Poles, Towers, and Fixtures | 2010-05-01 | Non-unitized | 2794 RIDGE RD 42330 | KY | 0 | 0 | 0 | 0
E364.00-Poles, Towers, and Fixtures | 2024-01-19 | POLE WOOD 50 FT (DIST) | POLE WOOD 50 FT (00008) | KY | 0 | 0 | 0 | 0
E364.00-Poles, Towers, and Fixtures | 2010-06-01 | POLE WOOD 55 FT (DIST) | POLE WOOD 55 FT (00009) | KY | 9 | 20808.15 | 2312.0167 | 0
E364.00-Poles, Towers, and Fixtures | 2010-07-31 | POLE WOOD 45 FT (DIST) | POLE WOOD 45 FT (00007) | KY | 290 | 376215.61 | 1297.2952 | 0
E364.00-Poles, Towers, and Fixtures | 2010-01-31 | POLE WOOD 55 FT (DIST) | POLE WOOD 55 FT (00009) | KY | 1 | 2168.45 | 2168.45 | 0
E364.00-Poles, Towers, and Fixtures | 2010-07-31 | BRACKET - NEUTRAL FASTENING | BRACKET - NEUTRAL FASTENING | KY | 12 | 1349.54 | 112.4617 | 0
E364.00-Poles, Towers, and Fixtures | 2010-06-17 | POLE WOOD 35 FT (DIST) | POLE WOOD 35 FT (00005) | KY | 2 | 1645.25 | 822.625 | 0
E364.00-Poles, Towers, and Fixtures | 2010-07-01 | Non-unitized | 402 SKYLINE DR 42701 | KY | 0 | 0 | 0 | 0
E364.00-Poles, Towers, and Fixtures | 2010-07-01 | Non-unitized | CONNER RD 42031 | KY | 0 | 0 | 0 | 0
E364.00-Poles, Towers, and Fixtures | 2010-07-01 | Non-unitized | WALNUT AND PEARL STS 41031 | KY | 0 | 0 | 0 | 0
E364.00-Poles, Towers, and Fixtures | 2010-09-30 | GUY | GUY (00070) | KY | 42 | 9168.32 | 218.2933 | 0
E364.00-Poles, Towers, and Fixtures | 2010-07-01 | Non-unitized | 180 E LINCOLN TRAIL BLVD. 40160 | KY | 0 | 0 | 0 | 0
E364.00-Poles, Towers, and Fixtures | 2010-07-01 | Non-unitized | 3451 LONG LICK RD 40379 | KY | 0 | 0 | 0 | 0
E364.00-Poles, Towers, and Fixtures | 2010-09-30 | POLE WOOD 35 FT (DIST) | POLE WOOD 35 FT (00005) | KY | 5 | 8348.51 | 1669.702 | 0
E364.00-Poles, Towers, and Fixtures | 2010-07-01 | Non-unitized | 1543 LYON STATION RD 40051 | KY | 0 | 0 | 0 | 0
E364.00-Poles, Towers, and Fixtures | 2010-07-01 | Non-unitized | 320 5TH ST 40977 | KY | 0 | 0 | 0 | 0
E364.00-Poles, Towers, and Fixtures | 2010-07-01 | Non-unitized | 102 E SARAH LN 42038 | KY | 0 | 0 | 0 | 0
E364.00-Poles, Towers, and Fixtures | 2010-07-01 | Non-unitized | 155 RAILROAD ST 42409 | KY | 0 | 0 | 0 | 0
E364.00-Poles, Towers, and Fixtures | 2010-07-01 | Non-unitized | 600 BERNARD COUGHLIN BLV 41056 | KY | 0 | 0 | 0 | 0
E364.00-Poles, Towers, and Fixtures | 2010-07-01 | Non-unitized | 1683 OLD FRANKFORT RD TEMP 40342 | KY | 0 | 0 | 0 | 0
E364.00-Poles, Towers, and Fixtures | 2010-07-01 | Non-unitized | 5612 NORTH BEAR CREEK ROAD 24293 | KY | 0 | 0 | 0 | 0
E364.00-Poles, Towers, and Fixtures | 2010-07-01 | Non-unitized | 1085 HOLY CROSS RD 40037 | KY | 0 | 0 | 0 | 0
E364.00-Poles, Towers, and Fixtures | 2010-07-01 | Non-unitized | 937 S MAIN ST 42064 | KY | 0 | 0 | 0 | 0
E364.00-Poles, Towers, and Fixtures | 2010-07-01 | Non-unitized | 4013 ROBINSON UNION ROAD | KY | 0 | 0 | 0 | 0
E364.00-Poles, Towers, and Fixtures | 2010-07-01 | Non-unitized | HAMMONDS RD 42055 | KY | 0 | 0 | 0 | 0
E364.00-Poles, Towers, and Fixtures | 2010-07-01 | Non-unitized | SET POLE FOR TEL. CO. | KY | 0 | 0 | 0 | 0
E364.00-Poles, Towers, and Fixtures | 2010-07-01 | Non-unitized | 2477 CONCRET 40311 | KY | 0 | 0 | 0 | 0
E364.00-Poles, Towers, and Fixtures | 2010-07-01 | Non-unitized | 3600 EAST STONE GAP ROAD 24219 | KY | 0 | 0 | 0 | 0
E364.00-Poles, Towers, and Fixtures | 2010-07-01 | Non-unitized | S COLUMBIA | KY | 0 | 0 | 0 | 0
E364.00-Poles, Towers, and Fixtures | 2010-07-01 | Non-unitized | 1606 HWY 421 | KY | 0 | 0 | 0 | 0
E364.00-Poles, Towers, and Fixtures | 2010-07-01 | Non-unitized | 357 W WASHINGTON ST 40391 | KY | 0 | 0 | 0 | 0
E364.00-Poles, Towers, and Fixtures | 2010-07-01 | Non-unitized | 109 CALUMET | KY | 0 | 0 | 0 | 0
E364.00-Poles, Towers, and Fixtures | 2010-07-01 | Non-unitized | 606 S 2ND ST 42330 | KY | 0 | 0 | 0 | 0
E364.00-Poles, Towers, and Fixtures | 2010-07-01 | Non-unitized | 9511 HWY 431 42330 | KY | 0 | 0 | 0 | 0
E364.00-Poles, Towers, and Fixtures | 2010-08-31 | POLE WOOD 50 FT (DIST) | POLE WOOD 50 FT (00008) | KY | 10 | 37938.77 | 3793.877 | 0
E364.00-Poles, Towers, and Fixtures | 2010-07-01 | Non-unitized | GREENSBURG ROAD 42716 | KY | 0 | 0 | 0 | 0
E364.00-Poles, Towers, and Fixtures | 2010-07-01 | Non-unitized | 500 NORWOOD 40475 | KY | 0 | 0 | 0 | 0
E364.00-Poles, Towers, and Fixtures | 2010-07-01 | Non-unitized | 786 US 68 41056 | KY | 0 | 0 | 0 | 0
E364.00-Poles, Towers, and Fixtures | 2010-07-01 | Non-unitized | 2600 MOORES CREEK RD TEMP 40930 | KY | 0 | 0 | 0 | 0
E364.00-Poles, Towers, and Fixtures | 2010-07-01 | Non-unitized | 320 RICHMOND ST | KY | 0 | 0 | 0 | 0
E364.00-Poles, Towers, and Fixtures | 2010-08-01 | Non-unitized | 200 REGES RD | KY | 0 | 0 | 0 | 0
E364.00-Poles, Towers, and Fixtures | 2010-08-01 | Non-unitized | 110 CHESTNUT ST GARAGE 42345 | KY | 0 | 0 | 0 | 0
E364.00-Poles, Towers, and Fixtures | 2010-08-01 | Non-unitized | MONTGOMERY | KY | 0 | 0 | 0 | 0
E364.00-Poles, Towers, and Fixtures | 2010-08-01 | Non-unitized | 6096 KY 3170 41056 | KY | 0 | 0 | 0 | 0
E364.00-Poles, Towers, and Fixtures | 2010-08-01 | Non-unitized | HIDDEN LANE | KY | 0 | 0 | 0 | 0
E364.00-Poles, Towers, and Fixtures | 2010-08-01 | Non-unitized | 105 CAMP NELSON RD #2 40444 | KY | 0 | 0 | 0 | 0
E364.00-Poles, Towers, and Fixtures | 2010-08-01 | Non-unitized | 1142 STATE HWY 130 N 42437 | KY | 0 | 0 | 0 | 0
E364.00-Poles, Towers, and Fixtures | 2010-08-01 | Non-unitized | 631 TRINITY DR LOT 65 40162 | KY | 0 | 0 | 0 | 0
E364.00-Poles, Towers, and Fixtures | 2010-08-01 | Non-unitized | 233 HWY 2425 40831 | KY | 0 | 0 | 0 | 0
E364.00-Poles, Towers, and Fixtures | 2010-07-01 | Non-unitized | BLOOMFIELD | KY | 0 | 0 | 0 | 0
E364.00-Poles, Towers, and Fixtures | 2010-08-01 | Non-unitized | CUBBAGE 40822 | KY | 0 | 0 | 0 | 0
E364.00-Poles, Towers, and Fixtures | 2010-08-01 | Non-unitized | 2115 S MAIN ST 42431 | KY | 0 | 0 | 0 | 0
E364.00-Poles, Towers, and Fixtures | 2010-08-01 | Non-unitized | 4595 BRYAN STATION RD | KY | 0 | 0 | 0 | 0
E364.00-Poles, Towers, and Fixtures | 2010-07-01 | Non-unitized | 480 DUCKERS RD | KY | 0 | 0 | 0 | 0
E364.00-Poles, Towers, and Fixtures | 2010-08-01 | Non-unitized | 2247 COMMERCE PY | KY | 0 | 0 | 0 | 0
E364.00-Poles, Towers, and Fixtures | 2010-08-19 | Non-unitized | DSP Rogers Gap Distribution | KY | 0 | 0 | 0 | 0
E364.00-Poles, Towers, and Fixtures | 2010-08-01 | Non-unitized | 1612 VERSAILLES RD 40504 | KY | 0 | 0 | 0 | 0
E364.00-Poles, Towers, and Fixtures | 2010-08-01 | Non-unitized | 68 HILLTOP RD 41039 | KY | 0 | 0 | 0 | 0
E364.00-Poles, Towers, and Fixtures | 2010-08-01 | Non-unitized | Lot 38 AXE LAKE RD. 42024 | KY | 0 | 0 | 0 | 0
E364.00-Poles, Towers, and Fixtures | 2010-08-01 | Non-unitized | LINCOLN | KY | 0 | 0 | 0 | 0
E364.00-Poles, Towers, and Fixtures | 2010-07-01 | Non-unitized | Higby Mill 138/69 112 MVA | KY | 0 | 0 | 0 | 0
E364.00-Poles, Towers, and Fixtures | 2010-08-01 | Non-unitized | 180 E MAIN STREET 40351 | KY | 0 | 0 | 0 | 0
E364.00-Poles, Towers, and Fixtures | 2010-07-01 | Non-unitized | 4710 STATE HWY 130 42437 | KY | 0 | 0 | 0 | 0
E364.00-Poles, Towers, and Fixtures | 2010-07-01 | Non-unitized | 290 WIRE LN 40004 | KY | 0 | 0 | 0 | 0
E364.00-Poles, Towers, and Fixtures | 2010-07-01 | Non-unitized | US HWY 60 E 42420 | KY | 0 | 0 | 0 | 0
E364.00-Poles, Towers, and Fixtures | 2010-07-01 | Non-unitized | PATRICK HENRY | KY | 0 | 0 | 0 | 0
E364.00-Poles, Towers, and Fixtures | 2010-10-01 | Non-unitized | INTERSTATE DR | KY | 0 | 0 | 0 | 0
E364.00-Poles, Towers, and Fixtures | 2010-10-01 | Non-unitized | 958 SLATE AVE 40360 | KY | 0 | 0 | 0 | 0
E364.00-Poles, Towers, and Fixtures | 2010-10-01 | Non-unitized | 6052 BROOKS-GTOWN RD 41044 | KY | 0 | 0 | 0 | 0
E364.00-Poles, Towers, and Fixtures | 2010-10-01 | Non-unitized | 205 DRAKES CREEK RD TWR 42464 | KY | 0 | 0 | 0 | 0
E364.00-Poles, Towers, and Fixtures | 2010-10-01 | Non-unitized | 444 TARR RD 40361 | KY | 0 | 0 | 0 | 0
E364.00-Poles, Towers, and Fixtures | 2010-10-01 | Non-unitized | 7268 TURNER STATION RD | KY | 0 | 0 | 0 | 0
E364.00-Poles, Towers, and Fixtures | 2010-10-01 | Non-unitized | LANCASTER RD 40475 | KY | 0 | 0 | 0 | 0
E364.00-Poles, Towers, and Fixtures | 2010-10-01 | Non-unitized | 250 MERLE TRAVIS HWY | KY | 0 | 0 | 0 | 0
E364.00-Poles, Towers, and Fixtures | 2010-10-01 | Non-unitized | BILL EADES RD 40475 | KY | 0 | 0 | 0 | 0
E364.00-Poles, Towers, and Fixtures | 2010-10-01 | Non-unitized | 8000 NORTONVILLE RD | KY | 0 | 0 | 0 | 0
E364.00-Poles, Towers, and Fixtures | 2010-10-01 | Non-unitized | 741 US 60 W 40360 | KY | 0 | 0 | 0 | 0
E364.00-Poles, Towers, and Fixtures | 2010-10-01 | Non-unitized | HWY 2110 42350 | KY | 0 | 0 | 0 | 0
E364.00-Poles, Towers, and Fixtures | 2010-10-01 | Non-unitized | CAMARGO RD PUMP 19 40353 | KY | 0 | 0 | 0 | 0
E364.00-Poles, Towers, and Fixtures | 2010-10-01 | Non-unitized | 3280 KEITHSHIRE WAY 40503 | KY | 0 | 0 | 0 | 0
E364.00-Poles, Towers, and Fixtures | 2010-10-01 | Non-unitized | 255 ANNA LEE DR BARN 40071 | KY | 0 | 0 | 0 | 0
E364.00-Poles, Towers, and Fixtures | 2010-10-01 | Non-unitized | OSBORNE RD 40353 | KY | 0 | 0 | 0 | 0
E364.00-Poles, Towers, and Fixtures | 2010-10-01 | Non-unitized | B & W MANCHESTER 40913 | KY | 0 | 0 | 0 | 0
E364.00-Poles, Towers, and Fixtures | 2010-10-01 | Non-unitized | 424 W LEXINGTON AVE 40391 | KY | 0 | 0 | 0 | 0
E364.00-Poles, Towers, and Fixtures | 2010-10-01 | Non-unitized | 170 CROSS ST 42440 | KY | 0 | 0 | 0 | 0
E364.00-Poles, Towers, and Fixtures | 2010-10-01 | Non-unitized | 2099 NEWTOWN PIKE 40511 | KY | 0 | 0 | 0 | 0
E364.00-Poles, Towers, and Fixtures | 2010-10-01 | Non-unitized | 237 DOUGLAS AVE | KY | 0 | 0 | 0 | 0
E364.00-Poles, Towers, and Fixtures | 2010-09-21 | Non-unitized | INSTALL 900A SWITCHES | KY | 0 | 0 | 0 | 0
E364.00-Poles, Towers, and Fixtures | 2010-10-01 | Non-unitized | 554 FARMERS CROSSING 42464 | KY | 0 | 0 | 0 | 0
E364.00-Poles, Towers, and Fixtures | 2010-10-01 | Non-unitized | 9677 STATE HWY 132 42404 | KY | 0 | 0 | 0 | 0
E364.00-Poles, Towers, and Fixtures | 2010-10-01 | Non-unitized | 880 COW CREEK RD 40472 | KY | 0 | 0 | 0 | 0
E364.00-Poles, Towers, and Fixtures | 2010-10-01 | Non-unitized | 189 CREEKVALE DR TEMP 40175 | KY | 0 | 0 | 0 | 0
E364.00-Poles, Towers, and Fixtures | 2010-10-01 | Non-unitized | 302 EXLER-FILBURN | KY | 0 | 0 | 0 | 0
E364.00-Poles, Towers, and Fixtures | 2010-10-01 | Non-unitized | W MAIN STREET 41041 | KY | 0 | 0 | 0 | 0
E364.00-Poles, Towers, and Fixtures | 2010-10-01 | Non-unitized | 112 MAIN ST 40311 | KY | 0 | 0 | 0 | 0
E364.00-Poles, Towers, and Fixtures | 2010-10-01 | Non-unitized | AIRPORT ROAD | KY | 0 | 0 | 0 | 0
E364.00-Poles, Towers, and Fixtures | 2010-10-01 | Non-unitized | 1810 BONEYVILLE ROAD | KY | 0 | 0 | 0 | 0
E364.00-Poles, Towers, and Fixtures | 2010-10-01 | Non-unitized | 1165 STATE ROUTE 1163 BARN 42345 | KY | 0 | 0 | 0 | 0
E364.00-Poles, Towers, and Fixtures | 2010-10-01 | Non-unitized | 768 COOPER LN 42320 | KY | 0 | 0 | 0 | 0
E364.00-Poles, Towers, and Fixtures | 2010-10-01 | Non-unitized | 2300 RICHMOND RD 40502 | KY | 0 | 0 | 0 | 0
E364.00-Poles, Towers, and Fixtures | 2010-10-01 | Non-unitized | 882 FRALEY RD 40371 | KY | 0 | 0 | 0 | 0
E364.00-Poles, Towers, and Fixtures | 2010-10-01 | Non-unitized | HENRY OATES RD | KY | 0 | 0 | 0 | 0
E364.00-Poles, Towers, and Fixtures | 2010-12-31 | GUY | GUY (00070) | KY | 201 | 92956.39 | 462.4696 | 0
E364.00-Poles, Towers, and Fixtures | 2010-12-31 | POLE WOOD 40 FT (DIST) | POLE WOOD 40 FT (00006) | KY | 31 | 171525.04 | 5533.0658 | 0
E364.00-Poles, Towers, and Fixtures | 2010-11-01 | Non-unitized | WAREHOUSE | KY | 0 | 0 | 0 | 0
E364.00-Poles, Towers, and Fixtures | 2010-11-01 | Non-unitized | 3750 PARIS PIKE | KY | 0 | 0 | 0 | 0
E364.00-Poles, Towers, and Fixtures | 2010-11-01 | Non-unitized | 49 RAILROAD ST 41039 | KY | 0 | 0 | 0 | 0
E364.00-Poles, Towers, and Fixtures | 2010-11-01 | Non-unitized | WALNUT STREET | KY | 0 | 0 | 0 | 0
E364.00-Poles, Towers, and Fixtures | 2010-11-01 | Non-unitized | 504 KENTUCKY AVE | KY | 0 | 0 | 0 | 0
E364.00-Poles, Towers, and Fixtures | 2010-11-01 | Non-unitized | 214 SMOKEY LN | KY | 0 | 0 | 0 | 0
E364.00-Poles, Towers, and Fixtures | 2010-11-01 | Non-unitized | 710 DELAPLAIN RD | KY | 0 | 0 | 0 | 0
E364.00-Poles, Towers, and Fixtures | 2010-11-01 | Non-unitized | 909 E MAIN ST | KY | 0 | 0 | 0 | 0
E364.00-Poles, Towers, and Fixtures | 2010-11-01 | Non-unitized | CAMARGO RD PUMP 8 40353 | KY | 0 | 0 | 0 | 0
E364.00-Poles, Towers, and Fixtures | 2010-11-01 | Non-unitized | 6005 KY HWY 1842 N | KY | 0 | 0 | 0 | 0
E364.00-Poles, Towers, and Fixtures | 2010-11-01 | Non-unitized | 0 HWY 26 TEMP 40771 | KY | 0 | 0 | 0 | 0
E364.00-Poles, Towers, and Fixtures | 2010-11-01 | Non-unitized | 3000 S DIXIE 40160 | KY | 0 | 0 | 0 | 0
E364.00-Poles, Towers, and Fixtures | 2010-11-01 | Non-unitized | 7215 N US 127 40601 | KY | 0 | 0 | 0 | 0
E364.00-Poles, Towers, and Fixtures | 2010-11-01 | Non-unitized | 910 BURGIN RD | KY | 0 | 0 | 0 | 0
E364.00-Poles, Towers, and Fixtures | 2010-12-31 | POLE WOOD 35 FT (DIST) | POLE WOOD 35 FT (00005) | KY | 5 | 8430.07 | 1686.014 | 0
E364.00-Poles, Towers, and Fixtures | 2010-11-01 | CROSS ARMS | CROSS ARMS (07362) | KY | 40 | 18556.29 | 463.9072 | 0
E364.00-Poles, Towers, and Fixtures | 2010-11-01 | POLE WOOD 35 FT (DIST) | POLE WOOD 35 FT (00005) | KY | 5 | 7867.4 | 1573.48 | 0
E364.00-Poles, Towers, and Fixtures | 2010-11-01 | POLE WOOD 40 FT (DIST) | POLE WOOD 40 FT (00006) | KY | 50 | 156711.61 | 3134.2322 | 0
E364.00-Poles, Towers, and Fixtures | 2011-01-01 | Non-unitized | 165 CAMPGROUND LN 40390 | KY | 0 | 0 | 0 | 0
E364.00-Poles, Towers, and Fixtures | 2011-01-01 | Non-unitized | 385 CHERRY BLOSSOM WY | KY | 0 | 0 | 0 | 0
E364.00-Poles, Towers, and Fixtures | 2011-01-01 | Non-unitized | 886 W ELM ST 42404 | KY | 0 | 0 | 0 | 0
E364.00-Poles, Towers, and Fixtures | 2011-01-01 | Non-unitized | 1140 LEXINGTON RD | KY | 0 | 0 | 0 | 0
E364.00-Poles, Towers, and Fixtures | 2011-01-01 | Non-unitized | 1335 SWITZER RD 40379 | KY | 0 | 0 | 0 | 0
E364.00-Poles, Towers, and Fixtures | 2011-01-01 | Non-unitized | 2220 YOUNG DR 40505 | KY | 0 | 0 | 0 | 0
E364.00-Poles, Towers, and Fixtures | 2011-01-01 | Non-unitized | STLT416-STREET LIGHTING 416 | KY | 0 | 0 | 0 | 0
E364.00-Poles, Towers, and Fixtures | 2011-01-01 | Non-unitized | 330 MCCRACKEN RD FG-3 | KY | 0 | 0 | 0 | 0
E364.00-Poles, Towers, and Fixtures | 2011-01-01 | Non-unitized | HWY 150 BYP TRAFFIC LI | KY | 0 | 0 | 0 | 0
E364.00-Poles, Towers, and Fixtures | 2011-01-01 | Non-unitized | 1510 FAIRVIEW RD TEMP 42330 | KY | 0 | 0 | 0 | 0
E364.00-Poles, Towers, and Fixtures | 2011-01-01 | Non-unitized | 204 S JEFFERSON ST 42031 | KY | 0 | 0 | 0 | 0
E364.00-Poles, Towers, and Fixtures | 2011-01-01 | Non-unitized | W GUM ST 42064 | KY | 0 | 0 | 0 | 0
E364.00-Poles, Towers, and Fixtures | 2011-01-01 | Non-unitized | 3000 S DIXIE 40160 | KY | 0 | 0 | 0 | 0
E364.00-Poles, Towers, and Fixtures | 2011-01-01 | Non-unitized | FRANKFORT ST | KY | 0 | 0 | 0 | 0
E364.00-Poles, Towers, and Fixtures | 2011-01-01 | Non-unitized | 902 NICHOLAS ST. 42701 | KY | 0 | 0 | 0 | 0
E364.00-Poles, Towers, and Fixtures | 2011-01-01 | Non-unitized | 130 ROBINSON LN 40324 | KY | 0 | 0 | 0 | 0
E364.00-Poles, Towers, and Fixtures | 2011-01-01 | Non-unitized | GREENSBURG ST 42748 | KY | 0 | 0 | 0 | 0
E364.00-Poles, Towers, and Fixtures | 2011-01-01 | Non-unitized | 121 PROGRESS WAY 40359 | KY | 0 | 0 | 0 | 0
E364.00-Poles, Towers, and Fixtures | 2011-01-01 | Non-unitized | 444 BARNSLEY LOOP 42431 | KY | 0 | 0 | 0 | 0
E364.00-Poles, Towers, and Fixtures | 2011-01-01 | Non-unitized | 6415 BEAVER DAM RD 42762 | KY | 0 | 0 | 0 | 0
E364.00-Poles, Towers, and Fixtures | 2011-01-01 | Non-unitized | FOUR MILE RD 40475 | KY | 0 | 0 | 0 | 0
E364.00-Poles, Towers, and Fixtures | 2011-01-01 | Non-unitized | 4938 HWY 42 W 40006 | KY | 0 | 0 | 0 | 0
E364.00-Poles, Towers, and Fixtures | 2011-01-01 | Non-unitized | 599 TODDS POINT RD 40067 | KY | 0 | 0 | 0 | 0
E364.00-Poles, Towers, and Fixtures | 2011-01-01 | Non-unitized | 229 BALKAN RD 40977 | KY | 0 | 0 | 0 | 0
E364.00-Poles, Towers, and Fixtures | 2011-01-01 | Non-unitized | HWY 2835 | KY | 0 | 0 | 0 | 0
E364.00-Poles, Towers, and Fixtures | 2011-01-01 | Non-unitized | 12 HAYES LN REAR 42330 | KY | 0 | 0 | 0 | 0
E364.00-Poles, Towers, and Fixtures | 2011-01-01 | Non-unitized | POLD236-OUTDOOR LIGHTING 236 | KY | 0 | 0 | 0 | 0
E364.00-Poles, Towers, and Fixtures | 2011-01-01 | Non-unitized | 1020 S 31ST ST 40965 | KY | 0 | 0 | 0 | 0
E364.00-Poles, Towers, and Fixtures | 2011-01-01 | Non-unitized | DARLINGS FARMS | KY | 0 | 0 | 0 | 0
E364.00-Poles, Towers, and Fixtures | 2011-01-01 | Non-unitized | 6005 KY HWY 1842 N | KY | 0 | 0 | 0 | 0
E364.00-Poles, Towers, and Fixtures | 2011-01-01 | Non-unitized | BAPTIST | KY | 0 | 0 | 0 | 0
E364.00-Poles, Towers, and Fixtures | 2011-01-01 | Non-unitized | MILES HILL RD 42732 | KY | 0 | 0 | 0 | 0
E364.00-Poles, Towers, and Fixtures | 2011-01-01 | Non-unitized | CASTLE HEIGHTS | KY | 0 | 0 | 0 | 0
E364.00-Poles, Towers, and Fixtures | 2011-01-01 | Non-unitized | TRBORD156-TROUBLE ORDERS 156 | KY | 0 | 0 | 0 | 0
E364.00-Poles, Towers, and Fixtures | 2011-01-31 | POLE WOOD 30 FT (DIST) | POLE WOOD 30 FT (00004) | KY | 194 | 28417.15 | 146.4802 | 0
E364.00-Poles, Towers, and Fixtures | 2011-01-01 | Non-unitized | N 7 TH ST 42024 | KY | 0 | 0 | 0 | 0
E364.00-Poles, Towers, and Fixtures | 2011-01-01 | Non-unitized | 206 E KEIGAN ST | KY | 0 | 0 | 0 | 0
E364.00-Poles, Towers, and Fixtures | 2011-01-01 | Non-unitized | 1408 HIGHLAND AVE | KY | 0 | 0 | 0 | 0
E364.00-Poles, Towers, and Fixtures | 2010-08-20 | Non-unitized | MAYOC HOSPITAL CIRCUIT | KY | 0 | 0 | 0 | 0
E364.00-Poles, Towers, and Fixtures | 2011-01-01 | Non-unitized | KINGBROOK PKWY | KY | 0 | 0 | 0 | 0
E364.00-Poles, Towers, and Fixtures | 2011-01-01 | Non-unitized | 4430 VERSAILLES RD 40510 | KY | 0 | 0 | 0 | 0
E364.00-Poles, Towers, and Fixtures | 2011-01-01 | Non-unitized | 1460762 | KY | 2 | 0 | 0 | 0
E364.00-Poles, Towers, and Fixtures | 2011-01-01 | Non-unitized | 808 US 62 41056 | KY | 0 | 0 | 0 | 0
E364.00-Poles, Towers, and Fixtures | 2011-01-01 | Non-unitized | 535 CORPORATE DRIVE | KY | 2 | 0 | 0 | 0
E364.00-Poles, Towers, and Fixtures | 2011-01-01 | Non-unitized | 95 RAYWICK RD 40063 | KY | 2 | 0 | 0 | 0
E364.00-Poles, Towers, and Fixtures | 2011-01-01 | Non-unitized | UTAH BEACH RD | KY | 2 | 0 | 0 | 0
E364.00-Poles, Towers, and Fixtures | 2011-01-01 | Non-unitized | BAKERSFIELD ROAD 40741 | KY | 0 | 0 | 0 | 0
E364.00-Poles, Towers, and Fixtures | 2011-02-01 | Non-unitized | SOOKEY RIDGE RD | KY | 0 | 0 | 0 | 0
E364.00-Poles, Towers, and Fixtures | 2011-06-30 | POLE WOOD 45 FT (DIST) | POLE WOOD 45 FT (00007) | KY | 466 | 1481849.22 | 3179.9339 | 0
E364.00-Poles, Towers, and Fixtures | 2011-02-16 | POLE WOOD 40 FT (DIST) | POLE WOOD 40 FT (00006) | KY | 107 | 130968.2 | 1224.0019 | 0
E364.00-Poles, Towers, and Fixtures | 2011-02-28 | POLE WOOD 35 FT (DIST) | POLE WOOD 35 FT (00005) | KY | 61 | 133145.55 | 2182.7139 | 0
E364.00-Poles, Towers, and Fixtures | 2010-08-19 | POLE WOOD 55 FT (DIST) | POLE WOOD 55 FT (00009) | KY | 1 | 3662.41 | 3662.41 | 0
E364.00-Poles, Towers, and Fixtures | 2011-09-01 | POLE WOOD 55 FT (DIST) | POLE WOOD 55 FT (00009) | KY | 17 | 43968.83 | 2586.4018 | 0
E364.00-Poles, Towers, and Fixtures | 2011-07-01 | POLE WOOD 40 FT (DIST) | POLE WOOD 40 FT (00006) | KY | 29 | 59404.85 | 2048.4431 | 0
E364.00-Poles, Towers, and Fixtures | 2011-04-30 | POLE WOOD 40 FT (DIST) | POLE WOOD 40 FT (00006) | KY | 1178 | 1433907.03 | 1217.2386 | 0
E364.00-Poles, Towers, and Fixtures | 2011-02-01 | Non-unitized | 827 WHITE OAK RD | KY | 0 | 0 | 0 | 0
E364.00-Poles, Towers, and Fixtures | 2011-02-01 | Non-unitized | 307 CARDINAL DRIVE 42701 | KY | 0 | 0 | 0 | 0
E364.00-Poles, Towers, and Fixtures | 2009-12-18 | POLE WOOD 45 FT (DIST) | POLE WOOD 45 FT (00007) | KY | 3 | 1405.93 | 468.6433 | 0
E364.00-Poles, Towers, and Fixtures | 2011-02-01 | Non-unitized | 722 FARISRION ROAD | KY | 0 | 0 | 0 | 0
E364.00-Poles, Towers, and Fixtures | 2011-02-01 | Non-unitized | 134 PEAR; ST | KY | 0 | 0 | 0 | 0
E364.00-Poles, Towers, and Fixtures | 2011-02-01 | Non-unitized | HEADS CREEK 40843 | KY | 0 | 0 | 0 | 0
E364.00-Poles, Towers, and Fixtures | 2011-02-01 | Non-unitized | 101 BARR ST 40507 | KY | 0 | 0 | 0 | 0
E364.00-Poles, Towers, and Fixtures | 2011-04-30 | GUY | GUY (00070) | KY | 43 | 23074.52 | 536.6167 | 0
E364.00-Poles, Towers, and Fixtures | 2011-02-01 | Non-unitized | 309 FRANKFORT ST 41004 | KY | 0 | 0 | 0 | 0
E364.00-Poles, Towers, and Fixtures | 2011-02-01 | Non-unitized | 2711 HIGHWAY 55 S 42728 | KY | 0 | 0 | 0 | 0
E364.00-Poles, Towers, and Fixtures | 2011-02-01 | Non-unitized | 33 HILLIARD MOSELEY ST 42354 | KY | 0 | 0 | 0 | 0
E364.00-Poles, Towers, and Fixtures | 2011-02-01 | Non-unitized | HIGHWAY 8 | KY | 0 | 0 | 0 | 0
E364.00-Poles, Towers, and Fixtures | 2011-04-01 | Non-unitized | GRACE BAPIST CHURCH | KY | 0 | 0 | 0 | 0
E364.00-Poles, Towers, and Fixtures | 2011-09-30 | POLE WOOD 40 FT (DIST) | POLE WOOD 40 FT (00006) | KY | 67 | 218793.86 | 3265.58 | 0
E364.00-Poles, Towers, and Fixtures | 2011-04-01 | Non-unitized | 307 MERCER ST TEMP L17 42701 | KY | 0 | 0 | 0 | 0
E364.00-Poles, Towers, and Fixtures | 2011-04-01 | Non-unitized | 3956 HUSTONVILLE RD | KY | 0 | 0 | 0 | 0
E364.00-Poles, Towers, and Fixtures | 2011-04-01 | Non-unitized | 4880 STATE RTE 175 S 42344 | KY | 0 | 0 | 0 | 0
E364.00-Poles, Towers, and Fixtures | 2011-04-01 | Non-unitized | 472 W MAIN 40360 | KY | 0 | 0 | 0 | 0
E364.00-Poles, Towers, and Fixtures | 2011-04-01 | Non-unitized | 1149 BEECH CREEK BROWDER RD GARAGE 42321 | KY | 0 | 0 | 0 | 0
E364.00-Poles, Towers, and Fixtures | 2011-04-01 | Non-unitized | 4750 HWY 52 | KY | 0 | 0 | 0 | 0
E364.00-Poles, Towers, and Fixtures | 2011-04-01 | Non-unitized | 104 N MAIN ST 41031 | KY | 0 | 0 | 0 | 0
E364.00-Poles, Towers, and Fixtures | 2011-04-01 | Non-unitized | 2060 BUCK LN 40511 | KY | 0 | 0 | 0 | 0
E364.00-Poles, Towers, and Fixtures | 2011-08-31 | CROSS ARMS | CROSS ARMS (07362) | KY | 170 | 193324.13 | 1137.2008 | 0
E364.00-Poles, Towers, and Fixtures | 2011-07-31 | CROSS ARMS | CROSS ARMS (07362) | KY | 93 | 19343.65 | 207.9962 | 0
E364.00-Poles, Towers, and Fixtures | 2011-04-01 | Non-unitized | 175 BILLY DRAKE RD 42325 | KY | 0 | 0 | 0 | 0
E364.00-Poles, Towers, and Fixtures | 2011-04-01 | Non-unitized | MAGGIE LANE & HWY 38 | KY | 0 | 0 | 0 | 0
E364.00-Poles, Towers, and Fixtures | 2011-04-01 | Non-unitized | DALE GREER TRUCK GARAGE | KY | 0 | 0 | 0 | 0
E364.00-Poles, Towers, and Fixtures | 2011-04-01 | Non-unitized | 174 KILDAV LOOP 40828 | KY | 0 | 0 | 0 | 0
E364.00-Poles, Towers, and Fixtures | 2011-04-01 | Non-unitized | 3334 S DIXIE HWY 42772 | KY | 0 | 0 | 0 | 0
E364.00-Poles, Towers, and Fixtures | 2011-04-01 | Non-unitized | DANVILLE STREET | KY | 0 | 0 | 0 | 0
E364.00-Poles, Towers, and Fixtures | 2011-05-01 | Non-unitized | 1229 VERSAILLES RD 40508 | KY | 0 | 0 | 0 | 0
E364.00-Poles, Towers, and Fixtures | 2011-04-01 | Non-unitized | WEST MAIN ST. | KY | 0 | 0 | 0 | 0
E364.00-Poles, Towers, and Fixtures | 2011-04-01 | Non-unitized | MAC METALS, STEWART ST. | KY | 0 | 0 | 0 | 0
E364.00-Poles, Towers, and Fixtures | 2011-05-01 | Non-unitized | 244 UPPER CHRISTY RD 40965 | KY | 0 | 0 | 0 | 0
E364.00-Poles, Towers, and Fixtures | 2011-05-01 | Non-unitized | HWY. 146 & BUTTON | KY | 0 | 0 | 0 | 0
E364.00-Poles, Towers, and Fixtures | 2011-05-01 | Non-unitized | KY 55 | KY | 0 | 0 | 0 | 0
E364.00-Poles, Towers, and Fixtures | 2011-05-01 | Non-unitized | 627 W 4TH ST 40508 | KY | 0 | 0 | 0 | 0
E364.00-Poles, Towers, and Fixtures | 2011-05-01 | Non-unitized | 415 N BROADWAY 40508 | KY | 0 | 0 | 0 | 0
E364.00-Poles, Towers, and Fixtures | 2011-05-01 | Non-unitized | 4701 FRANKFORT RD 40324 | KY | 0 | 0 | 0 | 0
E364.00-Poles, Towers, and Fixtures | 2011-05-01 | Non-unitized | 336 COCHRAN RD 40502 | KY | 0 | 0 | 0 | 0
E364.00-Poles, Towers, and Fixtures | 2011-05-01 | Non-unitized | 114 N HAMILTON 40324 | KY | 0 | 0 | 0 | 0
E364.00-Poles, Towers, and Fixtures | 2011-05-01 | Non-unitized | 7485 BEULAH RD | KY | 0 | 0 | 0 | 0
E364.00-Poles, Towers, and Fixtures | 2011-05-01 | Non-unitized | 158 GILLY HOLW, GARAGE 40823 | KY | 0 | 0 | 0 | 0
E364.00-Poles, Towers, and Fixtures | 2011-05-01 | Non-unitized | Investment | KY | 0 | 0 | 0 | 0
E364.00-Poles, Towers, and Fixtures | 2011-04-01 | Non-unitized | 218 MANDALAY RD 40504 | KY | 0 | 0 | 0 | 0
E364.00-Poles, Towers, and Fixtures | 2011-04-01 | Non-unitized | 2540 RESEARCH PARK DR 40511 | KY | 0 | 0 | 0 | 0
E364.00-Poles, Towers, and Fixtures | 2011-04-01 | Non-unitized | 111 1/2 PEBBLE BEACH DR 40324 | KY | 0 | 0 | 0 | 0
E364.00-Poles, Towers, and Fixtures | 2011-03-01 | Non-unitized | ECAPRR216-Instl cap/reg/recl-Danville | KY | 0 | 0 | 0 | 0
E364.00-Poles, Towers, and Fixtures | 2011-04-01 | Non-unitized | CHERRY | KY | 0 | 0 | 0 | 0
E364.00-Poles, Towers, and Fixtures | 2011-08-31 | POLE WOOD 35 FT (DIST) | POLE WOOD 35 FT (00005) | KY | 64 | 222446.22 | 3475.7222 | 0
E364.00-Poles, Towers, and Fixtures | 2011-04-01 | Non-unitized | 1700 NICHOLASVILLE RD 40503 | KY | 0 | 0 | 0 | 0
E364.00-Poles, Towers, and Fixtures | 2011-04-01 | Non-unitized | 541 BUCK PLACE 5 40511 | KY | 0 | 0 | 0 | 0
E364.00-Poles, Towers, and Fixtures | 2011-12-31 | POLE WOOD 35 FT (DIST) | POLE WOOD 35 FT (00005) | KY | 9 | 12017.41 | 1335.2678 | 0
E364.00-Poles, Towers, and Fixtures | 2011-07-31 | GUY | GUY (00070) | KY | 138 | 20895.79 | 151.4188 | 0
E364.00-Poles, Towers, and Fixtures | 2011-07-01 | Non-unitized | HWY 27 | KY | 0 | 0 | 0 | 0
E364.00-Poles, Towers, and Fixtures | 2011-07-01 | Non-unitized | 140 LYNNWOOD RD 40965 | KY | 0 | 0 | 0 | 0
E364.00-Poles, Towers, and Fixtures | 2011-07-01 | Non-unitized | MUNCY ROAD 42567 | KY | 0 | 0 | 0 | 0
E364.00-Poles, Towers, and Fixtures | 2011-07-01 | Non-unitized | 1101 CENTRE PKWY 40517 | KY | 0 | 0 | 0 | 0
E364.00-Poles, Towers, and Fixtures | 2011-07-01 | Non-unitized | 111 SPRINGDALE AVE TEMP 41031 | KY | 0 | 0 | 0 | 0
E364.00-Poles, Towers, and Fixtures | 2011-07-01 | Non-unitized | 4178 STATE HWY 270 42404 | KY | 0 | 0 | 0 | 0
E364.00-Poles, Towers, and Fixtures | 2011-07-01 | Non-unitized | 75 PARK RD 40050 | KY | 0 | 0 | 0 | 0
E364.00-Poles, Towers, and Fixtures | 2011-08-31 | PLATFORMS NEW (05491) | PLATFORMS NEW (05491) | KY | 2 | 20441.16 | 10220.58 | 0
E364.00-Poles, Towers, and Fixtures | 2011-08-01 | POLE WOOD 60 FT (DIST) | POLE WOOD 60 FT (00010) | KY | 4 | 19469.65 | 4867.4125 | 0
E364.00-Poles, Towers, and Fixtures | 2011-07-01 | Non-unitized | 720 LANCASTER AVE 40508 | KY | 0 | 0 | 0 | 0
E364.00-Poles, Towers, and Fixtures | 2011-07-01 | Non-unitized | WALNUT | KY | 0 | 0 | 0 | 0
E364.00-Poles, Towers, and Fixtures | 2011-07-01 | Non-unitized | 793 EASTERN BYP 40475 | KY | 0 | 0 | 0 | 0
E364.00-Poles, Towers, and Fixtures | 2011-06-30 | Non-unitized | ECAPRR366-Inst cap/reg/recl-Maysville | KY | 0 | 0 | 0 | 0
E364.00-Poles, Towers, and Fixtures | 2011-07-01 | Non-unitized | 2034286 | KY | 0 | 0 | 0 | 0
E364.00-Poles, Towers, and Fixtures | 2011-07-01 | Non-unitized | 393 WALLER AVE 40504 | KY | 0 | 0 | 0 | 0
E364.00-Poles, Towers, and Fixtures | 2011-07-01 | Non-unitized | 205 WATERWORKS RD 40741 | KY | 0 | 0 | 0 | 0
E364.00-Poles, Towers, and Fixtures | 2011-07-01 | Non-unitized | 3007 BILL ROBINSON WAY 40475 | KY | 0 | 0 | 0 | 0
E364.00-Poles, Towers, and Fixtures | 2011-07-01 | Non-unitized | MILL STREET | KY | 0 | 0 | 0 | 0
E364.00-Poles, Towers, and Fixtures | 2011-07-01 | Non-unitized | S DIXIE HWY BRDG LTS 42765 | KY | 1 | 0 | 0 | 0
E364.00-Poles, Towers, and Fixtures | 2011-07-01 | Non-unitized | 515 BROOKVIEW DR APT 2 40353 | KY | 0 | 0 | 0 | 0
E364.00-Poles, Towers, and Fixtures | 2011-07-01 | Non-unitized | 567 MARTIN LUTHER KING BLVD 40508 | KY | 0 | 0 | 0 | 0
E364.00-Poles, Towers, and Fixtures | 2011-07-01 | Non-unitized | 3119 BILLY DRAKE RD 42330 | KY | 0 | 0 | 0 | 0
E364.00-Poles, Towers, and Fixtures | 2011-07-01 | Non-unitized | 208 RADFORD RD 40935 | KY | 0 | 0 | 0 | 0
E364.00-Poles, Towers, and Fixtures | 2011-07-01 | Non-unitized | OAK LEAF ROAD APARTMENTS - KY 1247 | KY | 0 | 0 | 0 | 0
E364.00-Poles, Towers, and Fixtures | 2011-07-01 | Non-unitized | 1212 REVA RIDGE WY 40517 | KY | 0 | 0 | 0 | 0
E364.00-Poles, Towers, and Fixtures | 2011-07-01 | Non-unitized | 4811 US 27 SOUTH 41031 | KY | 0 | 0 | 0 | 0
E364.00-Poles, Towers, and Fixtures | 2011-02-16 | Non-unitized | Lexington Pole Installation | KY | 0 | 0 | 0 | 0
E364.00-Poles, Towers, and Fixtures | 2011-07-01 | Non-unitized | POOLE MILL RD | KY | 0 | 0 | 0 | 0
E364.00-Poles, Towers, and Fixtures | 2011-07-01 | Non-unitized | 042011-I | KY | 0 | 0 | 0 | 0
E364.00-Poles, Towers, and Fixtures | 2011-07-01 | Non-unitized | 103 OLD LAIR RD 41031 | KY | 0 | 0 | 0 | 0
E364.00-Poles, Towers, and Fixtures | 2011-08-01 | Non-unitized | COLEMAN AVE 40342 | KY | 0 | 0 | 0 | 0
E364.00-Poles, Towers, and Fixtures | 2011-09-01 | POLE WOOD 50 FT (DIST) | POLE WOOD 50 FT (00008) | KY | 5 | 6659.13 | 1331.826 | 0
E364.00-Poles, Towers, and Fixtures | 2011-08-01 | Non-unitized | New Bus Resident - Project Level Work Order | KY | 0 | 0 | 0 | 0
E364.00-Poles, Towers, and Fixtures | 2011-08-01 | Non-unitized | 1055 EARLY DR 40391 | KY | 0 | 0 | 0 | 0
E364.00-Poles, Towers, and Fixtures | 2011-08-01 | Non-unitized | Cir Hard Reliab - OH - Project Level Work Order | KY | 0 | 0 | 0 | 0
E364.00-Poles, Towers, and Fixtures | 2011-08-01 | Non-unitized | New Bus Subd - Project Level Work Order | KY | 0 | 0 | 0 | 0
E364.00-Poles, Towers, and Fixtures | 2011-08-01 | Non-unitized | 100 HUD RD 40391 | KY | 0 | 0 | 0 | 0
E364.00-Poles, Towers, and Fixtures | 2012-03-31 | POLE WOOD 45 FT (DIST) | POLE WOOD 45 FT (00007) | KY | 447 | 1092170.46 | 2443.3344 | 0
E364.00-Poles, Towers, and Fixtures | 2011-10-01 | Non-unitized | RUSSELL CREEK ROAD 24283 | KY | 0 | 0 | 0 | 0
E364.00-Poles, Towers, and Fixtures | 2012-07-31 | POLE WOOD 40 FT (DIST) | POLE WOOD 40 FT (00006) | KY | 5 | 14585.26 | 2917.052 | 0
E364.00-Poles, Towers, and Fixtures | 2012-03-31 | POLE WOOD 40 FT (DIST) | POLE WOOD 40 FT (00006) | KY | 478 | 871193.78 | 1822.5811 | 0
E364.00-Poles, Towers, and Fixtures | 2012-11-30 | POLE WOOD 45 FT (DIST) | POLE WOOD 45 FT (00007) | KY | 36 | 51772.88 | 1438.1356 | 0
E364.00-Poles, Towers, and Fixtures | 2012-11-01 | CROSS ARMS | CROSS ARMS (07362) | KY | 546 | 271152.19 | 496.6157 | 0
E364.00-Poles, Towers, and Fixtures | 2011-10-31 | POLE WOOD 60 FT (DIST) | POLE WOOD 60 FT (00010) | KY | 11 | 27179.87 | 2470.8973 | 0
E364.00-Poles, Towers, and Fixtures | 2011-10-01 | Non-unitized | New Bus Com - OH - Project Level Work Order | KY | 0 | 0 | 0 | 0
E364.00-Poles, Towers, and Fixtures | 2012-03-31 | POLE WOOD 35 FT (DIST) | POLE WOOD 35 FT (00005) | KY | 218 | 271942.35 | 1247.442 | 0
E364.00-Poles, Towers, and Fixtures | 2012-05-31 | POLE WOOD 45 FT (DIST) | POLE WOOD 45 FT (00007) | KY | 34 | 145990.02 | 4293.8241 | 0
E364.00-Poles, Towers, and Fixtures | 2011-10-01 | Non-unitized | 706 DOWNS AVE 40509 | KY | 0 | 0 | 0 | 0
E364.00-Poles, Towers, and Fixtures | 2012-02-29 | POLE WOOD 30 FT (DIST) | POLE WOOD 30 FT (00004) | KY | 15 | 29084.65 | 1938.9767 | 0
E364.00-Poles, Towers, and Fixtures | 2012-01-01 | Non-unitized | REP THRD PARTY DAM | KY | 2 | 0 | 0 | 0
E364.00-Poles, Towers, and Fixtures | 2012-11-01 | POLE WOOD 40 FT (DIST) | POLE WOOD 40 FT (00006) | KY | 95 | 251268.71 | 2644.9338 | 0
E364.00-Poles, Towers, and Fixtures | 2011-01-31 | Non-unitized | KU MAJOR STORM 042011 | KY | 0 | 0 | 0 | 0
E364.00-Poles, Towers, and Fixtures | 2012-01-01 | Non-unitized | 1700 NICHOLASVILLE RD 40503 | KY | 0 | 0 | 0 | 0
E364.00-Poles, Towers, and Fixtures | 2011-10-01 | Non-unitized | GOSHEN | KY | 0 | 0 | 0 | 0
E364.00-Poles, Towers, and Fixtures | 2012-07-01 | POLE WOOD 45 FT (DIST) | POLE WOOD 45 FT (00007) | KY | 16 | 66702.43 | 4168.9019 | 0
E364.00-Poles, Towers, and Fixtures | 2011-11-01 | Non-unitized | i task | KY | 0 | 0 | 0 | 0
E364.00-Poles, Towers, and Fixtures | 2012-01-31 | GUY | GUY (00070) | KY | 4 | -92.73 | -23.1825 | 0
E364.00-Poles, Towers, and Fixtures | 2011-10-01 | Non-unitized | 6000 SPARTA RD | KY | 0 | 0 | 0 | 0
E364.00-Poles, Towers, and Fixtures | 2011-10-01 | Non-unitized | 336 NW RAILROAD ST 42464 | KY | 0 | 0 | 0 | 0
E364.00-Poles, Towers, and Fixtures | 2012-01-01 | Non-unitized | Overall Project/WO Task | KY | 0 | 0 | 0 | 0
E364.00-Poles, Towers, and Fixtures | 2012-01-01 | Non-unitized | System Enhancement | KY | 0 | 0 | 0 | 0
E364.00-Poles, Towers, and Fixtures | 2012-02-01 | Non-unitized | 6024 DUNBAR ROAD 24216 | KY | 0 | 0 | 0 | 0
E364.00-Poles, Towers, and Fixtures | 2012-01-01 | Non-unitized | Project Level Task | KY | 0 | 0 | 0 | 0
E364.00-Poles, Towers, and Fixtures | 2012-02-01 | Non-unitized | Cap. Install Work | KY | 0 | 0 | 0 | 0
E364.00-Poles, Towers, and Fixtures | 2012-02-01 | Non-unitized | HWY 431 MOORMAN TO ISLAND 42350 | KY | 0 | 0 | 0 | 0
E364.00-Poles, Towers, and Fixtures | 2012-02-01 | Non-unitized | BLACK CREEK ROAD 24273 | KY | 0 | 0 | 0 | 0
E364.00-Poles, Towers, and Fixtures | 2012-01-01 | Non-unitized | RDPOLE216-Pole repair/replacement 216 | KY | 0 | 0 | 0 | 0
E364.00-Poles, Towers, and Fixtures | 2012-02-15 | Non-unitized | Owingsville Ind Park Upgrade | KY | 0 | 0 | 0 | 0
E364.00-Poles, Towers, and Fixtures | 2012-01-01 | Non-unitized | STLT156-STREET LIGHTING 156 | KY | 0 | 0 | 0 | 0
E364.00-Poles, Towers, and Fixtures | 2012-05-31 | CROSS ARMS | CROSS ARMS (07362) | KY | 99 | 44271.84 | 447.1903 | 0
E364.00-Poles, Towers, and Fixtures | 2012-01-01 | Non-unitized | 1008 EAGLE LAKE DR 40342 | KY | 0 | 0 | 0 | 0
E364.00-Poles, Towers, and Fixtures | 2012-06-30 | POLE WOOD 50 FT (DIST) | POLE WOOD 50 FT (00008) | KY | 102 | 270653.77 | 2653.4683 | 0
E364.00-Poles, Towers, and Fixtures | 2012-06-30 | POLE WOOD 55 FT (DIST) | POLE WOOD 55 FT (00009) | KY | 39 | 89413.68 | 2292.6585 | 0
E364.00-Poles, Towers, and Fixtures | 2012-04-12 | Non-unitized | FAIRVIEW SUB DIST LINES | KY | 0 | 0 | 0 | 0
E364.00-Poles, Towers, and Fixtures | 2012-04-01 | Non-unitized | HWY 431 PLANT TO MOORMAN SUB 42357 | KY | 7 | 0 | 0 | 0
E364.00-Poles, Towers, and Fixtures | 2012-01-01 | Non-unitized | New Bus Resid - UG - Project Level Work Order | KY | 0 | 0 | 0 | 0
E364.00-Poles, Towers, and Fixtures | 2011-12-21 | Non-unitized | Nortonville 4KV to 12KV | KY | 0 | 0 | 0 | 0
E364.00-Poles, Towers, and Fixtures | 2012-10-01 | POLE WOOD 30 FT (DIST) | POLE WOOD 30 FT (00004) | KY | 104 | 145011.95 | 1394.3457 | 0
E364.00-Poles, Towers, and Fixtures | 2012-01-01 | Non-unitized | 1039 W COLUMBIA | KY | 0 | 0 | 0 | 0
E364.00-Poles, Towers, and Fixtures | 2012-01-01 | Non-unitized | NBSV236OH-New Electric Serv-Overhead | KY | 0 | 0 | 0 | 0
E364.00-Poles, Towers, and Fixtures | 2012-03-01 | POLE WOOD 40 FT (DIST) | POLE WOOD 40 FT (00006) | KY | 7 | 24642.63 | 3520.3757 | 0
E364.00-Poles, Towers, and Fixtures | 2012-03-01 | POLE WOOD 45 FT (DIST) | POLE WOOD 45 FT (00007) | KY | 10 | 44952.11 | 4495.211 | 0
E364.00-Poles, Towers, and Fixtures | 2012-03-01 | GUY | GUY (00070) | KY | 18 | 1105.4 | 61.4111 | 0
E364.00-Poles, Towers, and Fixtures | 2012-04-01 | Non-unitized | 3364 LEESTOWN RD 40511 | KY | 0 | 0 | 0 | 0
E364.00-Poles, Towers, and Fixtures | 2012-04-01 | Non-unitized | SAM WALTON DRIVE | KY | 0 | 0 | 0 | 0
E364.00-Poles, Towers, and Fixtures | 2012-04-01 | Non-unitized | NBSV256UG-New Bus Serv-UG-Shelbyville | KY | 0 | 0 | 0 | 0
E364.00-Poles, Towers, and Fixtures | 2012-04-01 | Non-unitized | 110 E RAILROAD AVE 42740 | KY | 0 | 0 | 0 | 0
E364.00-Poles, Towers, and Fixtures | 2012-04-01 | Non-unitized | 213 BELT LINE DR 40965 | KY | 0 | 0 | 0 | 0
E364.00-Poles, Towers, and Fixtures | 2012-04-01 | Non-unitized | 131 TAYLORSVILLE RD 40008 | KY | 0 | 0 | 0 | 0
E364.00-Poles, Towers, and Fixtures | 2012-04-01 | Non-unitized | SOOKEY RIDGE RD | KY | 0 | 0 | 0 | 0
E364.00-Poles, Towers, and Fixtures | 2012-04-01 | Non-unitized | POST-MILLWOOD RD 42762 | KY | 0 | 0 | 0 | 0
E364.00-Poles, Towers, and Fixtures | 2012-04-01 | Non-unitized | STONEY FORK TRLR 40988 | KY | 0 | 0 | 0 | 0
E364.00-Poles, Towers, and Fixtures | 2012-04-01 | Non-unitized | Robo Jaw tool | KY | 0 | 0 | 0 | 0
E364.00-Poles, Towers, and Fixtures | 2012-09-30 | CROSS ARMS | CROSS ARMS (07362) | KY | 187 | 84887.24 | 453.9425 | 0
E364.00-Poles, Towers, and Fixtures | 2012-07-01 | CROSS ARMS | CROSS ARMS (07362) | KY | 24 | 20535.69 | 855.6537 | 0
E364.00-Poles, Towers, and Fixtures | 2012-07-01 | POLE WOOD 30 FT (DIST) | POLE WOOD 30 FT (00004) | KY | 5 | 5908.23 | 1181.646 | 0
E364.00-Poles, Towers, and Fixtures | 2012-10-01 | Non-unitized | 090712-I | KY | 0 | 0 | 0 | 0
E364.00-Poles, Towers, and Fixtures | 2012-10-01 | Non-unitized | 080912-I | KY | 0 | 0 | 0 | 0
E364.00-Poles, Towers, and Fixtures | 2012-09-26 | Non-unitized | DIST-NA-BNCT-BDSTN | KY | 0 | 0 | 0 | 0
E364.00-Poles, Towers, and Fixtures | 2012-07-01 | Non-unitized | 053112-I | KY | 0 | 0 | 0 | 0
E364.00-Poles, Towers, and Fixtures | 2012-07-01 | Non-unitized | 062912-I | KY | 0 | 0 | 0 | 0
E364.00-Poles, Towers, and Fixtures | 2012-12-18 | Non-unitized | LIVERMORE 34.5KV TAP | KY | 0 | 0 | 0 | 0
E364.00-Poles, Towers, and Fixtures | 2012-08-01 | POLE WOOD 50 FT (DIST) | POLE WOOD 50 FT (00008) | KY | 2 | 10923.26 | 5461.63 | 0
E364.00-Poles, Towers, and Fixtures | 2012-08-31 | POLE WOOD 50 FT (DIST) | POLE WOOD 50 FT (00008) | KY | 4 | 5189.74 | 1297.435 | 0
E364.00-Poles, Towers, and Fixtures | 2012-12-31 | Non-unitized | Rep Thrd Pty Dmg - Project Level Work Order | KY | 0 | 0 | 0 | 0
E364.00-Poles, Towers, and Fixtures | 2012-12-31 | Non-unitized | 3806 W HWY 42 40006 | KY | 0 | 0 | 0 | 0
E364.00-Poles, Towers, and Fixtures | 2012-12-31 | Non-unitized | 4322 MULBERRY PIKE | KY | 0 | 0 | 0 | 0
E364.00-Poles, Towers, and Fixtures | 2012-12-18 | Non-unitized | NERCALRT-DNVL N TAP | KY | 0 | 0 | 0 | 0
E364.00-Poles, Towers, and Fixtures | 2012-11-01 | Non-unitized | 335 W DIXIE AVE 42701 | KY | 0 | 0 | 0 | 0
E364.00-Poles, Towers, and Fixtures | 2012-09-26 | POLE WOOD 40 FT (DIST) | POLE WOOD 40 FT (00006) | KY | 1 | 18360.7 | 18360.7 | 0
E364.00-Poles, Towers, and Fixtures | 2012-11-01 | Non-unitized | E OFFICE | KY | 0 | 0 | 0 | 0
E364.00-Poles, Towers, and Fixtures | 2013-01-31 | Non-unitized | RDPOLE256-Pole repair/replacement 256 | KY | 0 | 0 | 0 | 0
E364.00-Poles, Towers, and Fixtures | 2013-01-01 | Non-unitized | CNBCD366O-NB Comm OH - 013660 | KY | 0 | 0 | 0 | 0
E364.00-Poles, Towers, and Fixtures | 2013-01-01 | Non-unitized | CNBRD156O-NB Resid OH - 011560 | KY | 0 | 0 | 0 | 0
E364.00-Poles, Towers, and Fixtures | 2013-01-01 | Non-unitized | CNBRD315O-NB Resid OH - 013150 | KY | 0 | 0 | 0 | 0
E364.00-Poles, Towers, and Fixtures | 2013-02-01 | Non-unitized | CNBSV416U-NB Elect Serv UG - 014160 | KY | 0 | 0 | 0 | 0
E364.00-Poles, Towers, and Fixtures | 2013-02-01 | Non-unitized | CPOL426-NB Outdoor Lights - 014260 | KY | 0 | 0 | 0 | 0
E364.00-Poles, Towers, and Fixtures | 2013-01-01 | Non-unitized | CRELD236-Capital Reliability - 012360 | KY | 0 | 0 | 0 | 0
E364.00-Poles, Towers, and Fixtures | 2013-02-01 | Non-unitized | CRPOLE366-Pole Repair/Replace - 013660 | KY | 0 | 0 | 0 | 0
E364.00-Poles, Towers, and Fixtures | 2013-02-01 | Non-unitized | CRPOLE416-Pole Repair/Replace - 014160 | KY | 0 | 0 | 0 | 0
E364.00-Poles, Towers, and Fixtures | 2013-01-01 | Non-unitized | CSYSEN315-Sys Enh - 013150 | KY | 0 | 0 | 0 | 0
E364.00-Poles, Towers, and Fixtures | 2013-01-01 | Non-unitized | CSYSEN366-Sys Enh - 013660 | KY | 0 | 0 | 0 | 0
E364.00-Poles, Towers, and Fixtures | 2013-02-01 | Non-unitized | CTBRD366O-Cap Trouble Orders OH - 013660 | KY | 0 | 0 | 0 | 0
E364.00-Poles, Towers, and Fixtures | 2013-01-01 | Non-unitized | CTBRD416O-Cap Trouble Orders OH - 014160 | KY | 0 | 0 | 0 | 0
E364.00-Poles, Towers, and Fixtures | 2012-11-30 | POLE WOOD 50 FT (DIST) | POLE WOOD 50 FT (00008) | KY | 1 | 1920.88 | 1920.88 | 0
E364.00-Poles, Towers, and Fixtures | 2013-01-01 | Non-unitized | 500 W GUM 42064 | KY | 0 | 0 | 0 | 0
E364.00-Poles, Towers, and Fixtures | 2013-01-01 | Non-unitized | CNBCD315U-NB Comm UG - 013150 | KY | 0 | 0 | 0 | 0
E364.00-Poles, Towers, and Fixtures | 2013-01-01 | Non-unitized | ts 2000 | KY | 0 | 0 | 0 | 0
E364.00-Poles, Towers, and Fixtures | 2013-01-01 | Non-unitized | Lex rain wind @ 11am | KY | 0 | 0 | 0 | 0
E364.00-Poles, Towers, and Fixtures | 2013-01-01 | Non-unitized | CNBSV156U-NB Elect Serv UG - 011560 | KY | 0 | 0 | 0 | 0
E364.00-Poles, Towers, and Fixtures | 2013-01-31 | Non-unitized | NBSV256OH-New Elect Serv-Ovhd-Shelbyvl | KY | 0 | 0 | 0 | 0
E364.00-Poles, Towers, and Fixtures | 2013-06-01 | POLE WOOD 30 FT (DIST) | POLE WOOD 30 FT (00004) | KY | 26 | 109582.56 | 4214.7138 | 0
E364.00-Poles, Towers, and Fixtures | 2013-06-01 | POLE WOOD 40 FT (DIST) | POLE WOOD 40 FT (00006) | KY | 134 | 329897.11 | 2461.9187 | 0
E364.00-Poles, Towers, and Fixtures | 2013-04-30 | POLE WOOD 40 FT (DIST) | POLE WOOD 40 FT (00006) | KY | 50 | 140349.51 | 2806.9902 | 0
E364.00-Poles, Towers, and Fixtures | 2013-04-30 | POLE WOOD 45 FT (DIST) | POLE WOOD 45 FT (00007) | KY | 90 | 292490.53 | 3249.8948 | 0
E364.00-Poles, Towers, and Fixtures | 2013-05-30 | POLE WOOD 40 FT (DIST) | POLE WOOD 40 FT (00006) | KY | 64 | 126126.47 | 1970.7261 | 0
E364.00-Poles, Towers, and Fixtures | 2013-04-30 | Non-unitized | DSP LaGrange East 1 CKT 2509 | KY | 0 | 0 | 0 | 0
E364.00-Poles, Towers, and Fixtures | 2013-04-01 | Non-unitized | CNBRD256O-NB Resid OH - 012560 | KY | 0 | 0 | 0 | 0
E364.00-Poles, Towers, and Fixtures | 2012-12-31 | POLE WOOD 60 FT (DIST) | POLE WOOD 60 FT (00010) | KY | 2 | 8265.11 | 4132.555 | 0
E364.00-Poles, Towers, and Fixtures | 2012-12-31 | Non-unitized | MCINTOSH PK 40324 | KY | 3 | 0 | 0 | 0
E364.00-Poles, Towers, and Fixtures | 2013-04-01 | Non-unitized | CRELD315-Capital Reliability - 013150 | KY | 0 | 0 | 0 | 0
E364.00-Poles, Towers, and Fixtures | 2013-04-01 | Non-unitized | CRPOLE256-Pole Repair/Replace - 012560 | KY | 0 | 0 | 0 | 0
E364.00-Poles, Towers, and Fixtures | 2013-05-01 | Non-unitized | CNBRD315U-NB Resid UG - 013150 | KY | 0 | 0 | 0 | 0
E364.00-Poles, Towers, and Fixtures | 2013-05-01 | Non-unitized | CSYSEN156-Sys Enh - 011560 | KY | 0 | 0 | 0 | 0
E364.00-Poles, Towers, and Fixtures | 2013-07-01 | POLE WOOD 60 FT (DIST) | POLE WOOD 60 FT (00010) | KY | 3 | 28666.69 | 9555.5633 | 0
E364.00-Poles, Towers, and Fixtures | 2013-07-31 | POLE WOOD 55 FT (DIST) | POLE WOOD 55 FT (00009) | KY | 4 | 10244.38 | 2561.095 | 0
E364.00-Poles, Towers, and Fixtures | 2013-05-30 | Non-unitized | Cust Req - Project Level Task | KY | 0 | 0 | 0 | 0
E364.00-Poles, Towers, and Fixtures | 2013-05-30 | Non-unitized | Reloc Cust Req - Project Level Work Order | KY | 0 | 0 | 0 | 0
E364.00-Poles, Towers, and Fixtures | 2013-07-01 | Non-unitized | SIMMS FORK TRLR 40902 | KY | 0 | 0 | 0 | 0
E364.00-Poles, Towers, and Fixtures | 2013-07-01 | Non-unitized | MILL CREEK 40958 | KY | 0 | 0 | 0 | 0
E364.00-Poles, Towers, and Fixtures | 2013-07-01 | Non-unitized | WELLS CAMP RD | KY | 0 | 0 | 0 | 0
E364.00-Poles, Towers, and Fixtures | 2013-07-01 | Non-unitized | EDWARDS DR | KY | 0 | 0 | 0 | 0
E364.00-Poles, Towers, and Fixtures | 2013-04-30 | Non-unitized | CNBSV236U-NB Elect Serv UG - 012360 | KY | 0 | 0 | 0 | 0
E364.00-Poles, Towers, and Fixtures | 2013-05-31 | CROSS ARMS | CROSS ARMS (07362) | KY | 2 | 81.38 | 40.69 | 0
E364.00-Poles, Towers, and Fixtures | 2013-07-01 | Non-unitized | 060913-I | KY | 0 | 0 | 0 | 0
E364.00-Poles, Towers, and Fixtures | 2013-07-01 | Non-unitized | 070613-I | KY | 0 | 0 | 0 | 0
E364.00-Poles, Towers, and Fixtures | 2013-08-01 | Non-unitized | 071813-I | KY | 0 | 0 | 0 | 0
E364.00-Poles, Towers, and Fixtures | 2013-08-01 | Non-unitized | 070113-I | KY | 0 | 0 | 0 | 0
E364.00-Poles, Towers, and Fixtures | 2013-09-15 | CROSS ARMS | CROSS ARMS (07362) | KY | 190 | 148216.51 | 780.0869 | 0
E364.00-Poles, Towers, and Fixtures | 2013-10-01 | CROSS ARMS | CROSS ARMS (07362) | KY | 1 | 31.21 | 31.21 | 0
E364.00-Poles, Towers, and Fixtures | 2012-12-31 | Non-unitized | RUMSEY CIR | KY | 1 | 0 | 0 | 0
E364.00-Poles, Towers, and Fixtures | 2013-03-31 | Non-unitized | RDSTLT416-REP REPL DEF ST LIGHTS 416 | KY | 0 | 0 | 0 | 0
E364.00-Poles, Towers, and Fixtures | 2013-12-31 | CROSS ARMS | CROSS ARMS (07362) | KY | 731 | 276176.53 | 377.8065 | 0
E364.00-Poles, Towers, and Fixtures | 2014-01-01 | POLE WOOD 35 FT (DIST) | POLE WOOD 35 FT (00005) | KY | 307 | 295229.21 | 961.6587 | 0
E364.00-Poles, Towers, and Fixtures | 2014-06-24 | POLE WOOD 45 FT (DIST) | POLE WOOD 45 FT (00007) | KY | 135 | 333265.53 | 2468.6336 | 0
E364.00-Poles, Towers, and Fixtures | 2014-01-01 | STEEL POLES | STEEL POLES | KY | 26 | 35877.47 | 1379.9027 | 0
E364.00-Poles, Towers, and Fixtures | 2012-12-31 | Non-unitized | RDDD315UG-Rep Def Equip-UG-Lexington | KY | 0 | 0 | 0 | 0
E364.00-Poles, Towers, and Fixtures | 2014-01-01 | GUY | GUY (00070) | KY | 22 | 4541.33 | 206.4241 | 0
E364.00-Poles, Towers, and Fixtures | 2014-01-01 | Non-unitized | CTBRD315O-Cap Trouble Orders OH - 013150 | KY | 1 | 0 | 0 | 0
E364.00-Poles, Towers, and Fixtures | 2013-12-31 | Non-unitized | KU MAJOR STORM 083113 | KY | 0 | 0 | 0 | 0
E364.00-Poles, Towers, and Fixtures | 2013-12-31 | Non-unitized | 138950-Richmond Pole Inspection 2013 | KY | 0 | 0 | 0 | 0
E364.00-Poles, Towers, and Fixtures | 2014-01-01 | Non-unitized | CNBCD315O-NB Comm OH - 013150 | KY | 0 | 0 | 0 | 0
E364.00-Poles, Towers, and Fixtures | 2013-11-30 | POLE WOOD 45 FT (DIST) | POLE WOOD 45 FT (00007) | KY | 1 | 2135.43 | 2135.43 | 0
E364.00-Poles, Towers, and Fixtures | 2014-02-28 | POLE WOOD 70 FT (DIST) | POLE WOOD 70 FT (00012) | KY | 3 | 24325.67 | 8108.5567 | 0
E364.00-Poles, Towers, and Fixtures | 2014-01-01 | Non-unitized | CNBCD426O-NB Comm OH - 014260 | KY | 0 | 0 | 0 | 0
E364.00-Poles, Towers, and Fixtures | 2010-07-31 | STEEL POLES | STEEL POLES | KY | 1 | 6370.4 | 6370.4 | 0
E364.00-Poles, Towers, and Fixtures | 2013-12-31 | POLE WOOD 65 FT (DIST) | POLE WOOD 65 FT (00011) | KY | 8 | 71351.32 | 8918.915 | 0
E364.00-Poles, Towers, and Fixtures | 2014-01-01 | Non-unitized | CNBRD246O-NB Resid OH - 012460 | KY | 0 | 0 | 0 | 0
E364.00-Poles, Towers, and Fixtures | 2014-01-01 | Non-unitized | CNBSV156U-NB Elect Serv UG - 011560 | KY | 0 | 0 | 0 | 0
E364.00-Poles, Towers, and Fixtures | 2014-01-01 | Non-unitized | CPOL216-NB Outdoor Lights - 012160 | KY | 9 | 0 | 0 | 0
E364.00-Poles, Towers, and Fixtures | 2014-01-01 | Non-unitized | CRCST216-Cust Requested - 012160 | KY | 0 | 0 | 0 | 0
E364.00-Poles, Towers, and Fixtures | 2014-01-01 | Non-unitized | CRCST246-Cust Requested - 012460 | KY | 0 | 0 | 0 | 0
E364.00-Poles, Towers, and Fixtures | 2014-01-01 | Non-unitized | CRPOLE246-Pole Repair/Replace - 012460 | KY | 7 | 0 | 0 | 0
E364.00-Poles, Towers, and Fixtures | 2014-01-01 | Non-unitized | CRPOLE315-Pole Repair/Replace - 013150 | KY | 1 | 0 | 0 | 0
E364.00-Poles, Towers, and Fixtures | 2014-01-01 | Non-unitized | INVESTMENT | KY | 0 | 0 | 0 | 0
E364.00-Poles, Towers, and Fixtures | 2014-02-01 | Non-unitized | CRPOL236-Taxable-Repair Outdoor Lights - 01236012 | KY | 0 | 0 | 0 | 0
E364.00-Poles, Towers, and Fixtures | 2014-02-01 | Non-unitized | CNBRD366U-NB Resid UG - 013660 | KY | 0 | 0 | 0 | 0
E364.00-Poles, Towers, and Fixtures | 2014-02-01 | Non-unitized | CNBRD426U-NB Resid UG - 014260 | KY | 0 | 0 | 0 | 0
E364.00-Poles, Towers, and Fixtures | 2014-02-01 | Non-unitized | CNBSV216O-NB Elect Serv OH - 012160 | KY | 0 | 0 | 0 | 0
E364.00-Poles, Towers, and Fixtures | 2014-02-01 | Non-unitized | CNBSV315O-NB Elect Serv OH - 013150 | KY | 0 | 0 | 0 | 0
E364.00-Poles, Towers, and Fixtures | 2014-02-01 | Non-unitized | CNBSV416O-NB Elect Serv OH - 014160 | KY | 0 | 0 | 0 | 0
E364.00-Poles, Towers, and Fixtures | 2014-02-01 | Non-unitized | CRELD416-Capital Reliability - 014160 | KY | 0 | 0 | 0 | 0
E364.00-Poles, Towers, and Fixtures | 2014-02-01 | Non-unitized | Investment | KY | 0 | 0 | 0 | 0
E364.00-Poles, Towers, and Fixtures | 2014-04-01 | POLE WOOD 30 FT (DIST) | POLE WOOD 30 FT (00004) | KY | 2 | 4357.43 | 2178.715 | 0
E364.00-Poles, Towers, and Fixtures | 2014-04-01 | POLE WOOD 40 FT (DIST) | POLE WOOD 40 FT (00006) | KY | 1 | 1363.86 | 1363.86 | 0
E364.00-Poles, Towers, and Fixtures | 2014-03-31 | Non-unitized | CEMI EARLINGTON OP CTR 2013 | KY | 0 | 0 | 0 | 0
E364.00-Poles, Towers, and Fixtures | 2014-03-31 | Non-unitized | CIFI 2013 - BUTLER 0950 | KY | 0 | 0 | 0 | 0
E364.00-Poles, Towers, and Fixtures | 2013-09-30 | POLE WOOD 30 FT (DIST) | POLE WOOD 30 FT (00004) | KY | 3 | 6004.82 | 2001.6067 | 0
E364.00-Poles, Towers, and Fixtures | 2014-04-01 | Non-unitized | CSTRM236-022014-I-Taxable-022014-I-Taxable-11 | KY | 0 | 0 | 0 | 0
E364.00-Poles, Towers, and Fixtures | 2014-04-01 | Non-unitized | CSYSEN416-Sys Enh - 014160 | KY | 0 | 0 | 0 | 0
E364.00-Poles, Towers, and Fixtures | 2014-06-01 | POLE WOOD 45 FT (DIST) | POLE WOOD 45 FT (00007) | KY | 124 | 517371.38 | 4172.3498 | 0
E364.00-Poles, Towers, and Fixtures | 2014-05-01 | Non-unitized | CSTRM156-042714-I-Taxable-042714-I-Taxable-11 | KY | 0 | 0 | 0 | 0
E364.00-Poles, Towers, and Fixtures | 2014-05-01 | Non-unitized | CSTRM426-042514-I-Taxable-042514-I-Taxable-.11 | KY | 0 | 0 | 0 | 0
E364.00-Poles, Towers, and Fixtures | 2014-06-01 | Non-unitized | CCAPR236-Capital CAP/REG/RECL - 012360 | KY | 0 | 0 | 0 | 0
E364.00-Poles, Towers, and Fixtures | 2014-06-01 | Non-unitized | CSTLT416-NB Street Lights - 014160 | KY | 0 | 0 | 0 | 0
E364.00-Poles, Towers, and Fixtures | 2013-04-30 | Non-unitized | CNBSV236O-NB Elect Serv OH - 012360 | KY | 2 | 0 | 0 | 0
E364.00-Poles, Towers, and Fixtures | 2014-07-01 | Non-unitized | CSTRM315-052114-I-Taxable-052114-I-Taxable-11 | KY | 0 | 0 | 0 | 0
E364.00-Poles, Towers, and Fixtures | 2014-07-01 | Non-unitized | CSTRM366-042514-I-Taxable-042514-I-Taxable-11 | KY | 0 | 0 | 0 | 0
E364.00-Poles, Towers, and Fixtures | 2014-10-31 | POLE WOOD 55 FT (DIST) | POLE WOOD 55 FT (00009) | KY | 7 | 31388.19 | 4484.0271 | 0
E364.00-Poles, Towers, and Fixtures | 2014-04-30 | CROSS ARMS | CROSS ARMS (07362) | KY | 549 | 464050.09 | 845.2643 | 0
E364.00-Poles, Towers, and Fixtures | 2014-09-30 | POLE WOOD 45 FT (DIST) | POLE WOOD 45 FT (00007) | KY | 53 | 195901.53 | 3696.2553 | 0
E364.00-Poles, Towers, and Fixtures | 2014-09-30 | POLE WOOD 60 FT (DIST) | POLE WOOD 60 FT (00010) | KY | 6 | 30982.82 | 5163.8033 | 0
E364.00-Poles, Towers, and Fixtures | 2014-07-31 | Non-unitized | DSP Hume Road DIST | KY | 0 | 0 | 0 | 0
E364.00-Poles, Towers, and Fixtures | 2013-12-31 | Non-unitized | cifi 2013 HODGENVILLE 2430 | KY | 0 | 0 | 0 | 0
E364.00-Poles, Towers, and Fixtures | 2013-12-31 | Non-unitized | CIFI 2013 BOONE AVE 0769 | KY | 0 | 0 | 0 | 0
E364.00-Poles, Towers, and Fixtures | 2014-09-30 | POLE WOOD 50 FT (DIST) | POLE WOOD 50 FT (00008) | KY | 20 | 48542.92 | 2427.146 | 0
E364.00-Poles, Towers, and Fixtures | 2014-09-15 | Non-unitized | Re-Cond Dixon Feed | KY | 0 | 0 | 0 | 0
E364.00-Poles, Towers, and Fixtures | 2014-11-30 | POLE WOOD 40 FT (DIST) | POLE WOOD 40 FT (00006) | KY | 270 | 1057629.94 | 3917.1479 | 0
E364.00-Poles, Towers, and Fixtures | 2014-12-31 | POLE WOOD 45 FT (DIST) | POLE WOOD 45 FT (00007) | KY | 517 | 1268403.77 | 2453.3922 | 0
E364.00-Poles, Towers, and Fixtures | 2014-10-01 | Non-unitized | NONE | KY | 0 | 0 | 0 | 0
E364.00-Poles, Towers, and Fixtures | 2015-04-01 | Non-unitized | CNBSV236U-NB Elect Serv UG - 012360 | KY | 0 | 0 | 0 | 0
E364.00-Poles, Towers, and Fixtures | 2015-06-30 | POLE WOOD 25 FT (DIST) | POLE WOOD 25 FT (DIST) | KY | 1 | 5736.39 | 5736.39 | 0
E364.00-Poles, Towers, and Fixtures | 2015-06-30 | POLE WOOD 30 FT (DIST) | POLE WOOD 30 FT (00004) | KY | 29 | 66198.38 | 2282.7028 | 0
E364.00-Poles, Towers, and Fixtures | 2015-06-30 | POLE WOOD 45 FT (DIST) | POLE WOOD 45 FT (00007) | KY | 61 | 339715.08 | 5569.0997 | 0
E364.00-Poles, Towers, and Fixtures | 2015-02-01 | Non-unitized | CNBSV416U-NB Elect Serv UG - 014160 | KY | 0 | 0 | 0 | 0
E364.00-Poles, Towers, and Fixtures | 2015-01-01 | Non-unitized | CNBSV426O-NB Elect Serv OH - 014260 | KY | 0 | 0 | 0 | 0
E364.00-Poles, Towers, and Fixtures | 2015-01-31 | Non-unitized | CNBCD156O-NB Comm OH - 011560 | KY | 0 | 0 | 0 | 0
E364.00-Poles, Towers, and Fixtures | 2015-01-01 | Non-unitized | CRCST156-Cust Requested - 011560 | KY | 0 | 0 | 0 | 0
E364.00-Poles, Towers, and Fixtures | 2015-02-01 | Non-unitized | CNBCD426U-NB Comm UG - 014260 | KY | 0 | 0 | 0 | 0
E364.00-Poles, Towers, and Fixtures | 2015-07-31 | POLE WOOD 30 FT (DIST) | POLE WOOD 30 FT (00004) | KY | 15 | 21442.24 | 1429.4827 | 0
E364.00-Poles, Towers, and Fixtures | 2015-01-01 | Non-unitized | CRDD315O-Taxable-Capital Rep Def OH - 01315012 | KY | 0 | 0 | 0 | 0
E364.00-Poles, Towers, and Fixtures | 2015-01-01 | Non-unitized | CNBRD315U-NB Resid UG - 013150 | KY | 0 | 0 | 0 | 0
E364.00-Poles, Towers, and Fixtures | 2015-01-31 | Non-unitized | CNBRD366O-NB Resid OH - 013660 | KY | 0 | 0 | 0 | 0
E364.00-Poles, Towers, and Fixtures | 1947-12-01 | Estimated Retirement | 133250-Leestown Road Highway Project | KY | 0 | 0 | 0 | 0
E364.00-Poles, Towers, and Fixtures | 2015-02-01 | Non-unitized | CRPOLE246-Taxable-Pole Repair/Replace - 01246012 | KY | 0 | 0 | 0 | 0
E364.00-Poles, Towers, and Fixtures | 2014-12-31 | Non-unitized | Treatment | KY | 0 | 0 | 0 | 0
E364.00-Poles, Towers, and Fixtures | 2015-02-01 | Non-unitized | CSTLT236-NB Street Lights - 012360 | KY | 0 | 0 | 0 | 0
E364.00-Poles, Towers, and Fixtures | 2012-12-31 | Non-unitized | New Bus Resid - Project Level Work Order | KY | 0 | 0 | 0 | 0
E364.00-Poles, Towers, and Fixtures | 2015-01-31 | CROSS ARMS | CROSS ARMS (07362) | KY | 2396 | 1863529.29 | 777.7668 | 0
E364.00-Poles, Towers, and Fixtures | 2015-08-01 | Non-unitized | CTBRD246U-Taxable-Cap Trouble Orders UG - 01246012 | KY | 0 | 0 | 0 | 0
E364.00-Poles, Towers, and Fixtures | 2015-07-31 | Non-unitized | Delaplain Ckt Upgrade | KY | 0 | 0 | 0 | 0
E364.00-Poles, Towers, and Fixtures | 2015-02-01 | Non-unitized | CTPD366-Taxable-Capital Thrd Party - 01366012 | KY | 0 | 0 | 0 | 0
E364.00-Poles, Towers, and Fixtures | 2015-01-01 | Non-unitized | CNBCD236U-NB Comm UG - 012360 | KY | 0 | 0 | 0 | 0
E364.00-Poles, Towers, and Fixtures | 2015-01-01 | Non-unitized | CTPD416-Taxable-Capital Thrd Party - 01416012 | KY | 0 | 0 | 0 | 0
E364.00-Poles, Towers, and Fixtures | 2015-04-30 | POLE WOOD 45 FT (DIST) | POLE WOOD 45 FT (00007) | KY | 300 | 605875.36 | 2019.5845 | 0
E364.00-Poles, Towers, and Fixtures | 2014-11-30 | Non-unitized | KU MAJOR STORM 052114 | KY | 0 | 0 | 0 | 0
E364.00-Poles, Towers, and Fixtures | 2014-12-15 | Non-unitized | CIFI 2013 Newtown 0431 | KY | 0 | 0 | 0 | 0
E364.00-Poles, Towers, and Fixtures | 2014-12-31 | Non-unitized | CIFI 2014 - Haley 0045 | KY | 0 | 0 | 0 | 0
E364.00-Poles, Towers, and Fixtures | 2015-08-01 | Non-unitized | NONE | KY | 0 | 0 | 0 | 0
E364.00-Poles, Towers, and Fixtures | 2014-12-31 | Non-unitized | 2013 CIFI MIDDLESBORO #1 365 | KY | 0 | 0 | 0 | 0
E364.00-Poles, Towers, and Fixtures | 2014-08-31 | POLE WOOD 30 FT (DIST) | POLE WOOD 30 FT (00004) | KY | 13 | 5964.91 | 458.8392 | 0
E364.00-Poles, Towers, and Fixtures | 2014-12-15 | POLE WOOD 30 FT (DIST) | POLE WOOD 30 FT (00004) | KY | 1 | 1728.38 | 1728.38 | 0
E364.00-Poles, Towers, and Fixtures | 2014-12-31 | Non-unitized | SHELBYVILLE 12 - 2520 | KY | 0 | 0 | 0 | 0
E364.00-Poles, Towers, and Fixtures | 2014-11-01 | Non-unitized | NONE | KY | 0 | 0 | 0 | 0
E364.00-Poles, Towers, and Fixtures | 2015-10-31 | CROSS ARMS | CROSS ARMS (07362) | KY | 998 | 890221.04 | 892.0051 | 0
E364.00-Poles, Towers, and Fixtures | 2015-05-31 | POLE WOOD 55 FT (DIST) | POLE WOOD 55 FT (00009) | KY | 23 | 66597.74 | 2895.5539 | 0
E364.00-Poles, Towers, and Fixtures | 2014-01-31 | CROSS ARMS | CROSS ARMS (07362) | KY | 18 | 3371.81 | 187.3228 | 0
E364.00-Poles, Towers, and Fixtures | 2014-12-31 | Non-unitized | WHITLEY CITY - 0576 | KY | 0 | 0 | 0 | 0
E364.00-Poles, Towers, and Fixtures | 2015-08-01 | Non-unitized | US HWY 60 | KY | 0 | 0 | 0 | 0
E364.00-Poles, Towers, and Fixtures | 2015-10-01 | POLE WOOD 30 FT (DIST) | POLE WOOD 30 FT (00004) | KY | 2 | 2903.95 | 1451.975 | 0
E364.00-Poles, Towers, and Fixtures | 2014-12-31 | POLE WOOD 40 FT (DIST) | POLE WOOD 40 FT (DIST) | KY | 127 | 241753.35 | 1903.5697 | 0
E364.00-Poles, Towers, and Fixtures | 2016-01-01 | Non-unitized | CRPOLE246-Taxable-Pole Repair/Replace - 01246012 | KY | 0 | 0 | 0 | 0
E364.00-Poles, Towers, and Fixtures | 2016-01-01 | Non-unitized | CRPOLE315-Taxable-Pole Repair/Replace - 01315012 | KY | 0 | 0 | 0 | 0
E364.00-Poles, Towers, and Fixtures | 2016-01-01 | Non-unitized | CSYSEN315-Sys Enh - 013150 | KY | 0 | 0 | 0 | 0
E364.00-Poles, Towers, and Fixtures | 2015-08-01 | Non-unitized | CCAPR236-5004773I01-Taxable-5004773I01-Taxable-TLM# 185941111 | KY | 0 | 0 | 0 | 0
E364.00-Poles, Towers, and Fixtures | 2016-01-01 | Non-unitized | CRCST156-Cust Requested - 011560 | KY | 0 | 0 | 0 | 0
E364.00-Poles, Towers, and Fixtures | 2015-10-01 | POLE WOOD 40 FT (DIST) | POLE WOOD 40 FT (00006) | KY | 6 | 23475.94 | 3912.6567 | 0
E364.00-Poles, Towers, and Fixtures | 2016-01-01 | Non-unitized | CRDD216O-Taxable-Capital Rep Def OH - 01216012 | KY | 0 | 0 | 0 | 0
E364.00-Poles, Towers, and Fixtures | 2016-01-01 | Non-unitized | CRDD256O-Taxable-Capital Rep Def OH - 01256012 | KY | 0 | 0 | 0 | 0
E364.00-Poles, Towers, and Fixtures | 2016-01-01 | Non-unitized | CRELD366-Capital Reliability - 013660 | KY | 0 | 0 | 0 | 0
E364.00-Poles, Towers, and Fixtures | 2016-02-01 | Non-unitized | Investment | KY | 0 | 0 | 0 | 0
E364.00-Poles, Towers, and Fixtures | 2016-01-01 | Non-unitized | CSTLT416-NB Street Lights - 014160 | KY | 0 | 0 | 0 | 0
E364.00-Poles, Towers, and Fixtures | 2016-01-01 | Non-unitized | CSYSEN156-Sys Enh - 011560 | KY | 0 | 0 | 0 | 0
E364.00-Poles, Towers, and Fixtures | 2016-02-01 | Non-unitized | CSYSEN246-Sys Enh - 012460 | KY | 0 | 0 | 0 | 0
E364.00-Poles, Towers, and Fixtures | 2016-01-01 | Non-unitized | CTBRD156O-Taxable-Cap Trouble Orders OH - 01156012 | KY | 0 | 0 | 0 | 0
E364.00-Poles, Towers, and Fixtures | 2016-01-31 | Non-unitized | CTBRD246U-Taxable-Cap Trouble Orders UG - 01246012 | KY | 0 | 0 | 0 | 0
E364.00-Poles, Towers, and Fixtures | 2015-02-01 | Non-unitized | NONE | KY | 0 | 0 | 0 | 0
E364.00-Poles, Towers, and Fixtures | 2016-01-01 | Non-unitized | CNBRD156O-NB Resid OH - 011560 | KY | 0 | 0 | 0 | 0
E364.00-Poles, Towers, and Fixtures | 2016-01-01 | Non-unitized | CNBRD236U-NB Resid UG - 012360 | KY | 0 | 0 | 0 | 0
E364.00-Poles, Towers, and Fixtures | 2016-01-01 | Non-unitized | CNBRD256O-NB Resid OH - 012560 | KY | 0 | 0 | 0 | 0
E364.00-Poles, Towers, and Fixtures | 2016-01-01 | Non-unitized | CNBRD366U-NB Resid UG - 013660 | KY | 0 | 0 | 0 | 0
E364.00-Poles, Towers, and Fixtures | 2016-01-01 | Non-unitized | CNBSV315O-NB Elect Serv OH - 013150 | KY | 0 | 0 | 0 | 0
E364.00-Poles, Towers, and Fixtures | 2016-01-01 | Non-unitized | CSTRM156-111815-I-Taxable-111815-I-Taxable-.11 | KY | 0 | 0 | 0 | 0
E364.00-Poles, Towers, and Fixtures | 2016-01-01 | Non-unitized | CPOL246-NB Outdoor Lights - 012460 | KY | 0 | 0 | 0 | 0
E364.00-Poles, Towers, and Fixtures | 2015-10-31 | POLE WOOD 45 FT (DIST) | POLE WOOD 45 FT (DIST) | KY | 400 | 1080364.22 | 2700.9106 | 0
E364.00-Poles, Towers, and Fixtures | 2016-01-01 | Non-unitized | CSTRM216-070915-I-Taxable-070915-I-Taxable-.11 | KY | 0 | 0 | 0 | 0
E364.00-Poles, Towers, and Fixtures | 2016-01-01 | Non-unitized | CRCST366-Cust Requested - 013660 | KY | 0 | 0 | 0 | 0
E364.00-Poles, Towers, and Fixtures | 2015-02-28 | POLE WOOD 35 FT (DIST) | POLE WOOD 35 FT (DIST) | KY | 39 | 77343.21 | 1983.1592 | 0
E364.00-Poles, Towers, and Fixtures | 2015-02-28 | POLE WOOD 45 FT (DIST) | POLE WOOD 45 FT (DIST) | KY | 104 | 400483.28 | 3850.8008 | 0
E364.00-Poles, Towers, and Fixtures | 2015-01-31 | POLE WOOD 45 FT (DIST) | POLE WOOD 45 FT (DIST) | KY | 1105 | 2950969.32 | 2670.5605 | 0
E364.00-Poles, Towers, and Fixtures | 2014-10-31 | POLE WOOD 45 FT (DIST) | POLE WOOD 45 FT (DIST) | KY | 187 | 417944.32 | 2234.9964 | 0
E364.00-Poles, Towers, and Fixtures | 2013-05-30 | POLE WOOD 45 FT (DIST) | POLE WOOD 45 FT (DIST) | KY | 75 | 253977.58 | 3386.3677 | 0
E364.00-Poles, Towers, and Fixtures | 2016-07-31 | POLE WOOD 40 FT (DIST) | POLE WOOD 40 FT (DIST) | KY | 7 | 30133.02 | 4304.7171 | 0
E364.00-Poles, Towers, and Fixtures | 2016-06-30 | POLE WOOD 40 FT (DIST) | POLE WOOD 40 FT (DIST) | KY | 1 | 2251.5 | 2251.5 | 0
E364.00-Poles, Towers, and Fixtures | 2016-06-30 | Non-unitized | Stonewall 0096 CIFI 2015 | KY | 0 | 0 | 0 | 0
E364.00-Poles, Towers, and Fixtures | 2015-12-31 | Non-unitized | Lex Arc Flash- Higby Mill 0023 | KY | 0 | 0 | 0 | 0
E364.00-Poles, Towers, and Fixtures | 2016-11-30 | POLE WOOD 50 FT (DIST) | POLE WOOD 50 FT (DIST) | KY | 1 | 912.27 | 912.27 | 0
E364.00-Poles, Towers, and Fixtures | 2016-06-30 | POLE WOOD 45 FT (DIST) | POLE WOOD 45 FT (DIST) | KY | 91 | 196435.06 | 2158.627 | 0
E364.00-Poles, Towers, and Fixtures | 2014-08-31 | KNEE BRACES | KNEE BRACES | KY | 8 | 12239.43 | 1529.9288 | 0
E364.00-Poles, Towers, and Fixtures | 2016-05-31 | POLE WOOD 50 FT (DIST) | POLE WOOD 50 FT (DIST) | KY | 1 | 9340.81 | 9340.81 | 0
E364.00-Poles, Towers, and Fixtures | 2014-04-30 | POLE WOOD 40 FT (DIST) | POLE WOOD 40 FT (DIST) | KY | 149 | 363225.65 | 2437.756 | 0
E364.00-Poles, Towers, and Fixtures | 2016-02-12 | CROSS ARMS | CROSS ARMS (07362) | KY | 13 | 4492.19 | 345.5531 | 0
E364.00-Poles, Towers, and Fixtures | 2016-02-29 | POLE WOOD 30 FT (DIST) | POLE WOOD 30 FT (DIST) | KY | 1 | 2544.67 | 2544.67 | 0
E364.00-Poles, Towers, and Fixtures | 2015-03-31 | BRACKET - 1 WIRE | BRACKET - 1 WIRE | KY | 1 | 934.46 | 934.46 | 0
E364.00-Poles, Towers, and Fixtures | 2016-07-01 | POLE WOOD 40 FT (DIST) | POLE WOOD 40 FT (DIST) | KY | 4 | 14307.5 | 3576.875 | 0
E364.00-Poles, Towers, and Fixtures | 2014-07-31 | POLE WOOD 45 FT (DIST) | POLE WOOD 45 FT (DIST) | KY | 116 | 201251.82 | 1734.9295 | 0
E364.00-Poles, Towers, and Fixtures | 2015-07-31 | POLE WOOD 65 FT (DIST) | POLE WOOD 65 FT (DIST) | KY | 7 | 56664.71 | 8094.9586 | 0
E364.00-Poles, Towers, and Fixtures | 1949-03-01 | Estimated Retirement | 144737-Lexington Area Major Project - Revised Circuit improvements identified in the Lexington area that are required to serve new load surrounding the University of Kentucky campus and near downtown Lexington, KY. including Central Baptist expansion, | KY | 0 | 0 | 0 | 0
E364.00-Poles, Towers, and Fixtures | 2016-12-01 | Non-unitized | CRSTLT246-Taxable-Repair Street Lights - 01246012 | KY | 0 | 0 | 0 | 0
E364.00-Poles, Towers, and Fixtures | 2016-12-16 | Non-unitized | Lexington Area Major Proj | KY | 0 | 0 | 0 | 0
E364.00-Poles, Towers, and Fixtures | 2016-01-01 | Non-unitized | 150291-Pineville PITP 2016 | KY | 0 | 0 | 0 | 0
E364.00-Poles, Towers, and Fixtures | 2013-12-31 | POLE WOOD 55 FT (DIST) | POLE WOOD 55 FT (DIST) | KY | 32 | 30016.66 | 938.0206 | 0
E364.00-Poles, Towers, and Fixtures | 2017-01-01 | Non-unitized | CRPOLE246-Taxable-Pole Repair/Replace - 01246012 | KY | 0 | 0 | 0 | 0
E364.00-Poles, Towers, and Fixtures | 2017-01-01 | Non-unitized | CRSTLT156-Taxable-Repair Street Lights - 01156012 | KY | 0 | 0 | 0 | 0
E364.00-Poles, Towers, and Fixtures | 2017-01-01 | Non-unitized | CNBSV156O-NB Elect Serv OH - 011560 | KY | 0 | 0 | 0 | 0
E364.00-Poles, Towers, and Fixtures | 2015-04-30 | POLE WOOD 30 FT (DIST) | POLE WOOD 30 FT (DIST) | KY | 314 | 228445.19 | 727.5325 | 0
E364.00-Poles, Towers, and Fixtures | 2015-04-30 | POLE WOOD 70 FT (DIST) | POLE WOOD 70 FT (DIST) | KY | 1 | 7856.82 | 7856.82 | 0
E364.00-Poles, Towers, and Fixtures | 2016-04-30 | GUY | GUY (00070) | KY | 70 | 8463.33 | 120.9047 | 0
E364.00-Poles, Towers, and Fixtures | 2015-06-30 | GUY | GUY (00070) | KY | 772 | 183126.42 | 237.2104 | 0
E364.00-Poles, Towers, and Fixtures | 2014-04-30 | PLATFORMS NEW (05491) | PLATFORMS NEW (05491) | KY | 2 | 27013.61 | 13506.805 | 0
E364.00-Poles, Towers, and Fixtures | 2017-05-01 | Non-unitized | CRPOLE216-Taxable-Pole Repair/Replace - 01216012 | KY | 0 | 0 | 0 | 0
E364.00-Poles, Towers, and Fixtures | 2017-08-01 | Non-unitized | CTBRD216O-Taxable-Cap Trouble Orders OH - 01216012 | KY | 0 | 0 | 0 | 0
E364.00-Poles, Towers, and Fixtures | 2017-04-01 | Non-unitized | CCAPR156-Capital CAP/REG/RECL - 011560 | KY | 0 | 0 | 0 | 0
E364.00-Poles, Towers, and Fixtures | 2017-04-01 | Non-unitized | CNBCD236O-NB Comm OH - 012360 | KY | 0 | 0 | 0 | 0
E364.00-Poles, Towers, and Fixtures | 2017-04-01 | Non-unitized | CNBCD426O-NB Comm OH - 014260 | KY | 0 | 0 | 0 | 0
E364.00-Poles, Towers, and Fixtures | 2017-08-31 | Non-unitized | 152758-DSP Black Branch Road Circuit 2477 - Elizabethtown Ckt 2462 Upgrade Project | KY | 0 | 0 | 0 | 0
E364.00-Poles, Towers, and Fixtures | 2017-08-31 | Non-unitized | 154093-Taxable-KU Distribution Automation KU Distribution Automation Project - 2017 | KY | 0 | 0 | 0 | 0
E364.00-Poles, Towers, and Fixtures | 2017-04-01 | Non-unitized | CRDD256O-Taxable-Capital Rep Def OH - 01256012 | KY | 0 | 0 | 0 | 0
E364.00-Poles, Towers, and Fixtures | 2017-04-01 | Non-unitized | CRELD246-Capital Reliability - 012460 | KY | 0 | 0 | 0 | 0
E364.00-Poles, Towers, and Fixtures | 2017-04-01 | Non-unitized | CRELD256-Capital Reliability - 012560 | KY | 0 | 0 | 0 | 0
E364.00-Poles, Towers, and Fixtures | 2017-04-01 | Non-unitized | CSTLT416-NB Street Lights - 014160 | KY | 2 | 0 | 0 | 0
E364.00-Poles, Towers, and Fixtures | 2017-04-30 | Non-unitized | NONE | KY | 0 | 0 | 0 | 0
E364.00-Poles, Towers, and Fixtures | 2017-04-01 | Non-unitized | CSYSEN236-Sys Enh - 012360 | KY | 0 | 0 | 0 | 0
E364.00-Poles, Towers, and Fixtures | 2017-04-01 | Non-unitized | CTPD256-Taxable-Capital Thrd Party - 01256012 | KY | 0 | 0 | 0 | 0
E364.00-Poles, Towers, and Fixtures | 2018-02-01 | Non-unitized | CNBRD366O-NB Resid OH - 013660 | KY | 0 | 0 | 0 | 0
E364.00-Poles, Towers, and Fixtures | 2017-04-01 | Non-unitized | CRCST426-Cust Requested - 014260 | KY | 0 | 0 | 0 | 0
E364.00-Poles, Towers, and Fixtures | 2017-04-01 | Non-unitized | CRDD216O-Taxable-Capital Rep Def OH - 01216012 | KY | 7 | 0 | 0 | 0
E364.00-Poles, Towers, and Fixtures | 2018-01-01 | Non-unitized | CNBSV216O-NB Elect Serv OH - 012160 | KY | 0 | 0 | 0 | 0
E364.00-Poles, Towers, and Fixtures | 2018-01-01 | Non-unitized | CNBSV416O-NB Elect Serv OH - 014160 | KY | 0 | 0 | 0 | 0
E364.00-Poles, Towers, and Fixtures | 2018-01-01 | Non-unitized | CNBSV766O-NB Elect Serv OH - 017660 | KY | 0 | 0 | 0 | 0
E364.00-Poles, Towers, and Fixtures | 2018-01-01 | Non-unitized | CRCST156-Cust Requested - 011560 | KY | 0 | 0 | 0 | 0
E364.00-Poles, Towers, and Fixtures | 2018-02-01 | Non-unitized | CRDD156O-Taxable-Capital Rep Def OH - 01156012 | KY | 0 | 0 | 0 | 0
E364.00-Poles, Towers, and Fixtures | 2018-01-01 | Non-unitized | CRDD366O-Taxable-Capital Rep Def OH - 01366012 | KY | 0 | 0 | 0 | 0
E364.00-Poles, Towers, and Fixtures | 2017-04-01 | Non-unitized | CTBRD246O-Taxable-Cap Trouble Orders OH - 01246012 | KY | 0 | 0 | 0 | 0
E364.00-Poles, Towers, and Fixtures | 2018-01-01 | Non-unitized | CSYSEN216-Sys Enh - 012160 | KY | 0 | 0 | 0 | 0
E364.00-Poles, Towers, and Fixtures | 2018-01-01 | Non-unitized | CCAPR315-Taxable-Capital CAP/REG/RECL - 01315012 | KY | 0 | 0 | 0 | 0
E364.00-Poles, Towers, and Fixtures | 2018-01-01 | Non-unitized | CTPD256-Taxable-Capital Thrd Party - 01256012 | KY | 0 | 0 | 0 | 0
E364.00-Poles, Towers, and Fixtures | 2018-02-01 | Non-unitized | CNBCD156U-NB Comm UG - 011560 | KY | 0 | 0 | 0 | 0
E364.00-Poles, Towers, and Fixtures | 2018-02-01 | Non-unitized | CNBCD236U-NB Comm UG - 012360 | KY | 0 | 0 | 0 | 0
E364.00-Poles, Towers, and Fixtures | 2017-04-01 | Non-unitized | CNBSV416U-NB Elect Serv UG - 014160 | KY | 0 | 0 | 0 | 0
E364.00-Poles, Towers, and Fixtures | 2016-01-01 | POLE WOOD 60 FT (DIST) | POLE WOOD 60 FT (DIST) | KY | 6 | 34665.35 | 5777.5583 | 0
E364.00-Poles, Towers, and Fixtures | 2017-03-31 | Non-unitized | 151829-Meldrum 0308 | KY | 0 | 0 | 0 | 0
E364.00-Poles, Towers, and Fixtures | 2017-11-30 | Non-unitized | 154116-NB CK 0161 UPGR (LAWRENCEBURG) | KY | 0 | 0 | 0 | 0
E364.00-Poles, Towers, and Fixtures | 2018-02-01 | Non-unitized | CRELD366-Capital Reliability - 013660 | KY | 0 | 0 | 0 | 0
E364.00-Poles, Towers, and Fixtures | 2017-04-01 | Non-unitized | CNBCD236U-NB Comm UG - 012360 | KY | 0 | 0 | 0 | 0
E364.00-Poles, Towers, and Fixtures | 2017-04-01 | Non-unitized | CNBRD236U-NB Resid UG - 012360 | KY | 0 | 0 | 0 | 0
E364.00-Poles, Towers, and Fixtures | 2017-10-31 | Non-unitized | 153784-Muhlenberg Prison Ckt Hard 2017 | KY | 0 | 0 | 0 | 0
E364.00-Poles, Towers, and Fixtures | 2017-03-31 | Non-unitized | 151312-LaGrange Penal 2513. Install Mid-Line electronic recloser and complete necessary fuse coordiantion | KY | 0 | 0 | 0 | 0
E364.00-Poles, Towers, and Fixtures | 2017-08-01 | Non-unitized | NONE | KY | 0 | 0 | 0 | 0
E364.00-Poles, Towers, and Fixtures | 2017-08-20 | Non-unitized | NONE | KY | 0 | 0 | 0 | 0
E364.00-Poles, Towers, and Fixtures | 2017-04-01 | Non-unitized | CRDD236U-Taxable-Capital Rep Def UG - 01236012 | KY | 0 | 0 | 0 | 0
E364.00-Poles, Towers, and Fixtures | 2015-10-31 | GUY | GUY (00070) | KY | 790 | 101989.59 | 129.1007 | 0
E364.00-Poles, Towers, and Fixtures | 2015-07-31 | GUY | GUY (00070) | KY | 184 | 60956.73 | 331.2866 | 0
E364.00-Poles, Towers, and Fixtures | 2015-01-31 | POLE WOOD 70 FT (DIST) | POLE WOOD 70 FT (DIST) | KY | 2 | 32104.32 | 16052.16 | 0
E364.00-Poles, Towers, and Fixtures | 2018-02-28 | Non-unitized | 153058-Taxable-DSP Moorman 2.4kv to 7.2kv circuit work122222 | KY | 0 | 0 | 0 | 0
E364.00-Poles, Towers, and Fixtures | 2017-05-31 | Non-unitized | 150282-WILSON DOWN 0081 CIFI 2016 | KY | 0 | 0 | 0 | 0
E364.00-Poles, Towers, and Fixtures | 2018-02-28 | Non-unitized | 153579-Pineville Pole Inspection 2017 | KY | 0 | 0 | 0 | 0
E364.00-Poles, Towers, and Fixtures | 2018-02-28 | Non-unitized | 153580-Maysville Pole Inspection 2017 | KY | 0 | 0 | 0 | 0
E364.00-Poles, Towers, and Fixtures | 2017-03-31 | CROSS ARMS | CROSS ARMS (07362) | KY | 4 | 918.7 | 229.675 | 0
E364.00-Poles, Towers, and Fixtures | 2017-06-30 | CROSS ARMS | CROSS ARMS (07362) | KY | 2 | 1261.67 | 630.835 | 0
E364.00-Poles, Towers, and Fixtures | 2014-11-30 | POLES, MODIFIED | POLES, MODIFIED (EACH) (07549) | KY | 1 | 10712.17 | 10712.17 | 0
E364.00-Poles, Towers, and Fixtures | 2017-02-28 | POLE WOOD 45 FT (DIST) | POLE WOOD 45 FT (DIST) | KY | 4 | 11831.74 | 2957.935 | 0
E364.00-Poles, Towers, and Fixtures | 2016-09-30 | POLE WOOD 30 FT (DIST) | POLE WOOD 30 FT (DIST) | KY | 1 | 2317.3 | 2317.3 | 0
E364.00-Poles, Towers, and Fixtures | 2018-01-31 | Non-unitized | NONE | KY | 0 | 0 | 0 | 0
E364.00-Poles, Towers, and Fixtures | 2018-03-31 | POLE WOOD 50 FT (DIST) | POLE WOOD 50 FT (DIST) | KY | 70 | 119338.42 | 1704.8346 | 0
E364.00-Poles, Towers, and Fixtures | 2018-02-28 | POLE WOOD 60 FT (DIST) | POLE WOOD 60 FT (DIST) | KY | 2 | -4776.45 | -2388.225 | 0
E364.00-Poles, Towers, and Fixtures | 2017-05-31 | Non-unitized | London CEMI 2016 | KY | 0 | 0 | 0 | 0
E364.00-Poles, Towers, and Fixtures | 2018-03-31 | Non-unitized | NONE | KY | 0 | 0 | 0 | 0
E364.00-Poles, Towers, and Fixtures | 2018-04-01 | POLE,STEEL, 40 FT | POLE,STEEL, 40 FT | KY | 0 | 0 | 0 | 0
E364.00-Poles, Towers, and Fixtures | 2015-03-31 | POLE WOOD 35 FT (DIST) | POLE WOOD 35 FT (DIST) | KY | 193 | 151936.76 | 787.2371 | 0
E364.00-Poles, Towers, and Fixtures | 2018-04-30 | Non-unitized | W. Hickman Sub Dist Circuit | KY | 0 | 0 | 0 | 0
E364.00-Poles, Towers, and Fixtures | 2018-08-31 | POLE WOOD 30 FT (DIST) | POLE WOOD 30 FT (DIST) | KY | 17 | 19102.7 | 1123.6882 | 0
E364.00-Poles, Towers, and Fixtures | 2018-05-31 | Non-unitized | HIDDEN VALLEY RD WID | KY | 0 | 0 | 0 | 0
E364.00-Poles, Towers, and Fixtures | 2018-07-01 | POLE WOOD 35 FT (DIST) | POLE WOOD 35 FT (DIST) | KY | 22 | 11448.62 | 520.3918 | 0
E364.00-Poles, Towers, and Fixtures | 2018-02-28 | POLE WOOD 35 FT (DIST) | POLE WOOD 35 FT (DIST) | KY | 209 | 263889.65 | 1262.6299 | 0
E364.00-Poles, Towers, and Fixtures | 2018-04-30 | POLE WOOD 40 FT (DIST) | POLE WOOD 40 FT (DIST) | KY | 8 | 161985.15 | 20248.1437 | 0
E364.00-Poles, Towers, and Fixtures | 2018-06-03 | Non-unitized | NONE | KY | 0 | 0 | 0 | 0
E364.00-Poles, Towers, and Fixtures | 2018-12-31 | Non-unitized | 18PITP426-London PITP 2018 | KY | 0 | 0 | 0 | 0
E364.00-Poles, Towers, and Fixtures | 2017-12-15 | POLE WOOD 55 FT (DIST) | POLE WOOD 55 FT (DIST) | KY | 3 | 770.15 | 256.7167 | 0
E364.00-Poles, Towers, and Fixtures | 2018-12-31 | Non-unitized | CKM040318-KU MAJOR STORM-040318 | KY | 0 | 0 | 0 | 0
E364.00-Poles, Towers, and Fixtures | 2019-01-01 | Non-unitized | CNBCD236O-NB Comm OH - 012360 | KY | 0 | 0 | 0 | 0
E364.00-Poles, Towers, and Fixtures | 2019-01-01 | Non-unitized | CNBCD236U-NB Comm UG - 012360 | KY | 0 | 0 | 0 | 0
E364.00-Poles, Towers, and Fixtures | 2018-12-31 | GUY | GUY (00070) | KY | 334 | 27400.57 | 82.0376 | 0
E364.00-Poles, Towers, and Fixtures | 2019-01-01 | Non-unitized | CNBCD246U-NB Comm UG - 012460 | KY | 0 | 0 | 0 | 0
E364.00-Poles, Towers, and Fixtures | 2019-01-01 | Non-unitized | CNBRD216O-NB Resid OH - 012160 | KY | 0 | 0 | 0 | 0
E364.00-Poles, Towers, and Fixtures | 2019-01-01 | Non-unitized | CNBRD246O-NB Resid OH - 012460 | KY | 0 | 0 | 0 | 0
E364.00-Poles, Towers, and Fixtures | 2019-01-01 | Non-unitized | CNBRD315O-NB Resid OH - 013150 | KY | 0 | 0 | 0 | 0
E364.00-Poles, Towers, and Fixtures | 2019-01-01 | Non-unitized | CNBRD366U-NB Resid UG - 013660 | KY | 0 | 0 | 0 | 0
E364.00-Poles, Towers, and Fixtures | 2019-01-01 | Non-unitized | CNBRD426U-NB Resid UG - 014260 | KY | 0 | 0 | 0 | 0
E364.00-Poles, Towers, and Fixtures | 2019-01-01 | Non-unitized | CNBSV156O-NB Elect Serv OH - 011560 | KY | 0 | 0 | 0 | 0
E364.00-Poles, Towers, and Fixtures | 2019-01-01 | Non-unitized | CNBSV315O-NB Elect Serv OH - 013150 | KY | 0 | 0 | 0 | 0
E364.00-Poles, Towers, and Fixtures | 2019-01-01 | Non-unitized | CNBSV315U-NB Elect Serv UG - 013150 | KY | 0 | 0 | 0 | 0
E364.00-Poles, Towers, and Fixtures | 2019-01-01 | Non-unitized | CNBSV366U-NB Elect Serv UG - 013660 | KY | 0 | 0 | 0 | 0
E364.00-Poles, Towers, and Fixtures | 2019-01-01 | Non-unitized | CNBSV426U-NB Elect Serv UG - 014260 | KY | 0 | 0 | 0 | 0
E364.00-Poles, Towers, and Fixtures | 2019-01-01 | Non-unitized | CNBSV766O-NB Elect Serv OH - 017660 | KY | 0 | 0 | 0 | 0
E364.00-Poles, Towers, and Fixtures | 2019-02-01 | Non-unitized | CRDD315U-Taxable-Capital Rep Def UG - 01315012 | KY | 0 | 0 | 0 | 0
E364.00-Poles, Towers, and Fixtures | 2019-01-01 | Non-unitized | CRPOLE256-Taxable-Pole Repair/Replace - 01256012 | KY | 0 | 0 | 0 | 0
E364.00-Poles, Towers, and Fixtures | 2019-01-01 | Non-unitized | CRPOLE315-Taxable-Pole Repair/Replace - 01315012 | KY | 8 | 0 | 0 | 0
E364.00-Poles, Towers, and Fixtures | 2019-01-01 | Non-unitized | CRSTLT156-Taxable-Repair Street Lights - 01156012 | KY | 0 | 0 | 0 | 0
E364.00-Poles, Towers, and Fixtures | 2019-01-01 | Non-unitized | CTBRD256O-Taxable-Cap Trouble Orders OH - 01256012 | KY | 0 | 0 | 0 | 0
E364.00-Poles, Towers, and Fixtures | 2019-01-01 | Non-unitized | CTBRD426O-Taxable-Cap Trouble Orders OH - 01426012 | KY | 0 | 0 | 0 | 0
E364.00-Poles, Towers, and Fixtures | 2019-01-01 | Non-unitized | CTPD246-Taxable-Capital Thrd Party - 01246012 | KY | 0 | 0 | 0 | 0
E364.00-Poles, Towers, and Fixtures | 2018-09-30 | Non-unitized | 156244 - Richmond 3 2109 2018 CIFI | KY | 0 | 0 | 0 | 0
E364.00-Poles, Towers, and Fixtures | 2013-05-30 | POLE WOOD 55 FT (DIST) | POLE WOOD 55 FT (DIST) | KY | 0 | 0 | 0 | 0
E364.00-Poles, Towers, and Fixtures | 2018-07-31 | Non-unitized | 156829-156498 - Harrodsburg East 2131 CEMI 2018 | KY | 0 | 0 | 0 | 0
E364.00-Poles, Towers, and Fixtures | 2019-03-31 | Non-unitized | 157816 -- Totz 0468 CEMI 2018 | KY | 0 | 0 | 0 | 0
E364.00-Poles, Towers, and Fixtures | 2019-04-30 | Non-unitized | 158060 - Taylorsville 2530 CEMI 2018 | KY | 0 | 0 | 0 | 0
E364.00-Poles, Towers, and Fixtures | 2019-03-31 | Non-unitized | 156618-Finchville Control House Distr | KY | 0 | 0 | 0 | 0
E364.00-Poles, Towers, and Fixtures | 2018-11-01 | POLE WOOD 55 FT (DIST) | POLE WOOD 55 FT (DIST) | KY | 1 | 448.81 | 448.81 | 0
E364.00-Poles, Towers, and Fixtures | 2018-12-31 | POLES, MODIFIED | POLES, MODIFIED (EACH) | KY | 7915 | 1004479.66 | 126.9084 | 0
E364.00-Poles, Towers, and Fixtures | 2018-08-27 | Non-unitized | NONE | KY | 0 | 0 | 0 | 0
E364.00-Poles, Towers, and Fixtures | 2018-11-01 | Non-unitized | 155944-Somerset Trans Underbuild | KY | 0 | 0 | 0 | 0
E364.00-Poles, Towers, and Fixtures | 2019-01-01 | Non-unitized | CRSTLT315-Taxable-Repair Street Lights - 01315012 | KY | 0 | 0 | 0 | 0
E364.00-Poles, Towers, and Fixtures | 2019-01-01 | Non-unitized | CNBRD216U-NB Resid UG - 012160 | KY | 0 | 0 | 0 | 0
E364.00-Poles, Towers, and Fixtures | 2018-09-01 | POLE WOOD 30 FT (DIST) | POLE WOOD 30 FT (DIST) | KY | 2 | 1756.6 | 878.3 | 0
E364.00-Poles, Towers, and Fixtures | 2019-10-31 | Non-unitized | NONE | KY | 0 | 0 | 0 | 0
E364.00-Poles, Towers, and Fixtures | 2019-01-01 | Non-unitized | CSYSEN416-Sys Enh - 014160 | KY | 0 | 0 | 0 | 0
E364.00-Poles, Towers, and Fixtures | 2019-06-30 | Non-unitized | 159115-Buena Vista Switch Rep | KY | 0 | 0 | 0 | 0
E364.00-Poles, Towers, and Fixtures | 2019-09-30 | Non-unitized | 163038-Deer Branch Ckt 0320 Relo | KY | 0 | 0 | 0 | 0
E364.00-Poles, Towers, and Fixtures | 2019-10-31 | Non-unitized | CKM041219-KU MAJOR STORM-041219 | KY | 0 | 0 | 0 | 0
E364.00-Poles, Towers, and Fixtures | 2019-07-01 | Non-unitized | CRDD426U-Taxable-Capital Rep Def UG - 01426012 | KY | 0 | 0 | 0 | 0
E364.00-Poles, Towers, and Fixtures | 2019-09-30 | Non-unitized | 156406-Shelbyville Trans Transfers | KY | 0 | 0 | 0 | 0
E364.00-Poles, Towers, and Fixtures | 2019-05-31 | Non-unitized | 156230 - Fredonia Quarry 1513 2018 CIFI | KY | 0 | 0 | 0 | 0
E364.00-Poles, Towers, and Fixtures | 2014-10-31 | POLE WOOD 60 FT (DIST) | POLE WOOD 60 FT (DIST) | KY | 1 | 8785.15 | 8785.15 | 0
E364.00-Poles, Towers, and Fixtures | 2019-08-31 | Non-unitized | 159011 - Greenville 1615 2019 CIFI | KY | 0 | 0 | 0 | 0
E364.00-Poles, Towers, and Fixtures | 2019-04-30 | Non-unitized | CKM111418-KU MAJOR STORM-111418 | KY | 0 | 0 | 0 | 0
E364.00-Poles, Towers, and Fixtures | 2019-12-01 | POLE WOOD 60 FT (DIST) | POLE WOOD 60 FT (DIST) | KY | 9 | 43764.79 | 4862.7544 | 0
E364.00-Poles, Towers, and Fixtures | 2019-04-30 | Non-unitized | 154183-Cumberland CEMI 2017 | KY | 0 | 0 | 0 | 0
E364.00-Poles, Towers, and Fixtures | 2018-04-30 | POLE WOOD 55 FT (DIST) | POLE WOOD 55 FT (DIST) | KY | 4 | 25696.57 | 6424.1425 | 0
E364.00-Poles, Towers, and Fixtures | 2019-08-31 | Non-unitized | INV | KY | 0 | 0 | 0 | 0
E364.00-Poles, Towers, and Fixtures | 2018-10-31 | Non-unitized | ARMY CORP OF ENGINEE | KY | 0 | 0 | 0 | 0
E364.00-Poles, Towers, and Fixtures | 2019-10-07 | Non-unitized | NONE | KY | 0 | 0 | 0 | 0
E364.00-Poles, Towers, and Fixtures | 2019-08-31 | POLE,STEEL, 45 FT | POLE,STEEL, 45 FT | KY | 1 | 1477.54 | 1477.54 | 0
E364.00-Poles, Towers, and Fixtures | 2019-12-31 | Non-unitized | 19PITP246-ELIZABETHTOWN PITP 2019 | KY | 0 | 0 | 0 | 0
E364.00-Poles, Towers, and Fixtures | 2019-12-31 | Non-unitized | 19XMUB216-2019 XM Underbuild DANOC | KY | 0 | 0 | 0 | 0
E364.00-Poles, Towers, and Fixtures | 2019-06-30 | Non-unitized | CKM040318-KU MAJOR STORM-040318 | KY | 0 | 0 | 0 | 0
E364.00-Poles, Towers, and Fixtures | 2019-12-31 | Non-unitized | 2045 CAMBRIDGE DR MO | KY | 0 | 0 | 0 | 0
E364.00-Poles, Towers, and Fixtures | 2020-01-01 | Non-unitized | CSYSEN416-Sys Enh - 014160 | KY | 0 | 0 | 0 | 0
E364.00-Poles, Towers, and Fixtures | 2020-08-31 | GUY | GUY (00070) | KY | 284 | 48166.78 | 169.6013 | 0
E364.00-Poles, Towers, and Fixtures | 2018-08-31 | GUY | GUY (00070) | KY | 8 | 855.86 | 106.9825 | 0
E364.00-Poles, Towers, and Fixtures | 2020-01-01 | Non-unitized | CNBCD216U-NB Comm UG - 012160 | KY | 0 | 0 | 0 | 0
E364.00-Poles, Towers, and Fixtures | 2020-01-01 | Non-unitized | CTPD426-Taxable-Capital Thrd Party - 01426012 | KY | 0 | 0 | 0 | 0
E364.00-Poles, Towers, and Fixtures | 2020-01-01 | Non-unitized | CNBRD216O-NB Resid OH - 012160 | KY | 0 | 0 | 0 | 0
E364.00-Poles, Towers, and Fixtures | 2020-01-01 | POLE WOOD 35 FT (DIST) | POLE WOOD 35 FT (DIST) | KY | 27 | 44931.95 | 1664.1463 | 0
E364.00-Poles, Towers, and Fixtures | 2020-02-01 | Non-unitized | CNBSV416U-NB Elect Serv UG - 014160 | KY | 0 | 0 | 0 | 0
E364.00-Poles, Towers, and Fixtures | 2020-01-01 | Non-unitized | CRCST216-Cust Requested - 012160 | KY | 0 | 0 | 0 | 0
E364.00-Poles, Towers, and Fixtures | 2020-01-01 | POLE WOOD 50 FT (DIST) | POLE WOOD 50 FT (DIST) | KY | 7 | 32104.37 | 4586.3386 | 0
E364.00-Poles, Towers, and Fixtures | 2020-01-01 | Non-unitized | CRDD236O-Taxable-Capital Rep Def OH - 01236012 | KY | 0 | 0 | 0 | 0
E364.00-Poles, Towers, and Fixtures | 2020-01-01 | Non-unitized | CRELD426-Capital Reliability - 014260 | KY | 0 | 0 | 0 | 0
E364.00-Poles, Towers, and Fixtures | 2020-02-01 | Non-unitized | CRDD246U-Taxable-Capital Rep Def UG - 0124612 | KY | 0 | 0 | 0 | 0
E364.00-Poles, Towers, and Fixtures | 2020-01-01 | Non-unitized | CRSTLT416-Taxable-Repair Street Lights - 01416012 | KY | 0 | 0 | 0 | 0
E364.00-Poles, Towers, and Fixtures | 2020-01-01 | Non-unitized | CRSTLT426-Taxable-Repair Street Lights - 01426012 | KY | 0 | 0 | 0 | 0
E364.00-Poles, Towers, and Fixtures | 1944-03-01 | Estimated Retirement | 163044-Irvine/Dark Hollow Tie | KY | 0 | 0 | 0 | 0
E364.00-Poles, Towers, and Fixtures | 2020-01-01 | Non-unitized | CSTLT416-NB Street Lights - 014160 | KY | 0 | 0 | 0 | 0
E364.00-Poles, Towers, and Fixtures | 2020-02-01 | Non-unitized | CSTLT426-NB Street Lights - 014260 | KY | 0 | 0 | 0 | 0
E364.00-Poles, Towers, and Fixtures | 2020-04-30 | Non-unitized | WIND STORM | KY | 0 | 0 | 0 | 0
E364.00-Poles, Towers, and Fixtures | 2020-04-01 | Non-unitized | 154093-Taxable-KU Distribution Automation KU Distribution Automation Project - 2017 | KY | 0 | 0 | 0 | 0
E364.00-Poles, Towers, and Fixtures | 2020-02-29 | Non-unitized | PUBLIC WORKS POLE RE | KY | 0 | 0 | 0 | 0
E364.00-Poles, Towers, and Fixtures | 2019-06-30 | POLE WOOD 55 FT (DIST) | POLE WOOD 55 FT (DIST) | KY | 2 | 19327.15 | 9663.575 | 0
E364.00-Poles, Towers, and Fixtures | 2020-08-31 | POLE WOOD 45 FT (DIST) | POLE WOOD 45 FT (DIST) | KY | 63 | 184359.56 | 2926.3422 | 0
E364.00-Poles, Towers, and Fixtures | 2020-02-29 | POLE WOOD 35 FT (DIST) | POLE WOOD 35 FT (DIST) | KY | 4 | 5488.96 | 1372.24 | 0
E364.00-Poles, Towers, and Fixtures | 2018-03-31 | CROSS ARMS | CROSS ARMS (07362) | KY | 178 | 4941.94 | 27.7637 | 0
E364.00-Poles, Towers, and Fixtures | 2020-04-30 | POLE WOOD 55 FT (DIST) | POLE WOOD 55 FT (DIST) | KY | 2 | 913.51 | 456.755 | 0
E364.00-Poles, Towers, and Fixtures | 2020-01-31 | Non-unitized | 159020 - Hopewell 0286 Ckt Hard 2019 | KY | 0 | 0 | 0 | 0
E364.00-Poles, Towers, and Fixtures | 2020-03-01 | CROSS ARMS | CROSS ARMS (07362) | KY | 2 | 2058.54 | 1029.27 | 0
E364.00-Poles, Towers, and Fixtures | 2020-04-30 | Non-unitized | 159012 - Dozier Heights 0816 2019 CIFI | KY | 0 | 0 | 0 | 0
E364.00-Poles, Towers, and Fixtures | 2020-02-29 | Non-unitized | 6380696I01 | KY | 0 | 0 | 0 | 0
E364.00-Poles, Towers, and Fixtures | 2019-11-30 | GUY | GUY (00070) | KY | 15 | 3039.75 | 202.65 | 0
E364.00-Poles, Towers, and Fixtures | 2020-08-31 | Non-unitized | 052919-I | KY | 0 | 0 | 0 | 0
E364.00-Poles, Towers, and Fixtures | 2020-08-31 | Non-unitized | HIGH WIND | KY | 0 | 0 | 0 | 0
E364.00-Poles, Towers, and Fixtures | 2018-11-30 | POLE WOOD 50 FT (DIST) | POLE WOOD 50 FT (DIST) | KY | 3 | 6141.83 | 2047.2767 | 0
E364.00-Poles, Towers, and Fixtures | 2019-11-30 | POLE WOOD 50 FT (DIST) | POLE WOOD 50 FT (DIST) | KY | 4 | 14837.34 | 3709.335 | 0
E364.00-Poles, Towers, and Fixtures | 2020-03-31 | POLE WOOD 50 FT (DIST) | POLE WOOD 50 FT (DIST) | KY | 59 | 158888.2 | 2693.0203 | 0
E364.00-Poles, Towers, and Fixtures | 2020-11-01 | Non-unitized | ARDD156O-Taxable-Cap Rep Def OH 01156012 | KY | 0 | 0 | 0 | 0
E364.00-Poles, Towers, and Fixtures | 2020-11-01 | Non-unitized | ACAPR236-Taxable-Cap/Reg/Recloser 01236012 | KY | 0 | 0 | 0 | 0
E364.00-Poles, Towers, and Fixtures | 2020-11-01 | Non-unitized | ANBCD246O-Taxable-NB Comm OH 01246012 Any work that is performed related to extending or adding primary (or secondary to a common splice or pull off point) to serve overhead a new residential customer or group of residential customers (includes all subd | KY | 0 | 0 | 0 | 0
E364.00-Poles, Towers, and Fixtures | 2020-11-01 | Non-unitized | ANBSV416O-Taxable-NB Elec Serv OH 01416012 | KY | 0 | 0 | 0 | 0
E364.00-Poles, Towers, and Fixtures | 2020-11-01 | Non-unitized | ATBRD426O-Taxable-Cap Trouble Orders OH 01426012 | KY | 0 | 0 | 0 | 0
E364.00-Poles, Towers, and Fixtures | 2020-11-10 | Non-unitized | Investment | KY | 0 | 0 | 0 | 0
E364.00-Poles, Towers, and Fixtures | 2020-11-01 | Non-unitized | ATBRD315O-Taxable-Cap Trouble Orders OH 01315012 | KY | 0 | 0 | 0 | 0
E364.00-Poles, Towers, and Fixtures | 2020-11-01 | Non-unitized | ANBRD246U-Taxable-NB Resid UG 01246012 Any work that is performed related to extending or adding primary (or secondary to a common splice or pull off point) to serve underground a new residential customer or group of residential customers (includes all | KY | 0 | 0 | 0 | 0
E364.00-Poles, Towers, and Fixtures | 2021-01-01 | Non-unitized | CNBRD366U-NB Resid UG - 013660 | KY | 0 | 0 | 0 | 0
E364.00-Poles, Towers, and Fixtures | 2019-12-31 | POLE WOOD 55 FT (DIST) | POLE WOOD 55 FT (DIST) | KY | 4 | 22156.4 | 5539.1 | 0
E364.00-Poles, Towers, and Fixtures | 2021-04-01 | POLE WOOD 35 FT (DIST) | POLE WOOD 35 FT (DIST) | KY | 111 | 121147.44 | 1091.4184 | 0
E364.00-Poles, Towers, and Fixtures | 2021-01-01 | Non-unitized | CNBSV426O-NB Elect Serv OH - 014260 | KY | 0 | 0 | 0 | 0
E364.00-Poles, Towers, and Fixtures | 2021-01-01 | Non-unitized | CRCST156-Cust Requested - 011560 | KY | 0 | 0 | 0 | 0
E364.00-Poles, Towers, and Fixtures | 2021-04-01 | POLE WOOD 60 FT (DIST) | POLE WOOD 60 FT (DIST) | KY | 1 | 4386.18 | 4386.18 | 0
E364.00-Poles, Towers, and Fixtures | 2021-01-01 | Non-unitized | CRELD256-Capital Reliability - 012560 | KY | 0 | 0 | 0 | 0
E364.00-Poles, Towers, and Fixtures | 2021-03-31 | POLE WOOD 40 FT (DIST) | POLE WOOD 40 FT (DIST) | KY | 175 | 628006.78 | 3588.6102 | 0
E364.00-Poles, Towers, and Fixtures | 2021-01-01 | Non-unitized | CRPOLE256-Taxable-Pole Repair/Replace - 01256012 | KY | 0 | 0 | 0 | 0
E364.00-Poles, Towers, and Fixtures | 2020-11-19 | Non-unitized | 161716-Kuhlman Sub Decom - D.Lines | KY | 0 | 0 | 0 | 0
E364.00-Poles, Towers, and Fixtures | 2021-01-01 | Non-unitized | ANBCD236O-Taxable-NB Comm OH 01236012 Any work that is performed related to extending or adding primary (or secondary to a common splice or pull off point) to serve overhead a new residential customer or group of residential customers (includes all subd | KY | 0 | 0 | 0 | 0
E364.00-Poles, Towers, and Fixtures | 2021-01-01 | Non-unitized | CRSTLT236-Taxable-Repair Street Lights - 01236012 | KY | 0 | 0 | 0 | 0
E364.00-Poles, Towers, and Fixtures | 2021-01-01 | Non-unitized | CRSTLT246-Taxable-Repair Street Lights - 01246012 | KY | 0 | 0 | 0 | 0
E364.00-Poles, Towers, and Fixtures | 2021-03-01 | Non-unitized | CRDD315U-Taxable-Capital Rep Def UG - 01315012 | KY | 0 | 0 | 0 | 0
E364.00-Poles, Towers, and Fixtures | 2021-01-01 | Non-unitized | ANBCD366O-Taxable-NB Comm OH 01366012 Any work that is performed related to extending or adding primary (or secondary to a common splice or pull off point) to serve overhead a new residential customer or group of residential customers (includes all subd | KY | 0 | 0 | 0 | 0
E364.00-Poles, Towers, and Fixtures | 2021-01-01 | Non-unitized | ANBCD366U-Taxable-NB Comm UG 01366012 | KY | 0 | 0 | 0 | 0
E364.00-Poles, Towers, and Fixtures | 2021-01-01 | Non-unitized | ANBCD426O-Taxable-NB Comm OH 01426012Includes all primary work or extensions to serve this customer or group of customers. Transformer installation charged to CXFRMXXX. Does not include residential multi-family buildings exceeding three stories, these | KY | 0 | 0 | 0 | 0
E364.00-Poles, Towers, and Fixtures | 2021-01-01 | Non-unitized | CSTLT216-NB Street Lights - 012160 | KY | 0 | 0 | 0 | 0
E364.00-Poles, Towers, and Fixtures | 2021-01-01 | Non-unitized | CSTLT236-NB Street Lights - 012360 | KY | 0 | 0 | 0 | 0
E364.00-Poles, Towers, and Fixtures | 2021-01-01 | Non-unitized | CSTLT246-NB Street Lights - 012460 | KY | 0 | 0 | 0 | 0
E364.00-Poles, Towers, and Fixtures | 2021-01-01 | Non-unitized | CSTLT256-NB Street Lights - 012560 | KY | 0 | 0 | 0 | 0
E364.00-Poles, Towers, and Fixtures | 2021-03-31 | Non-unitized | 159855-DAN RECONDUCTOR RUSSELL SPRINGS CIRCUIT 2222 | KY | 0 | 0 | 0 | 0
E364.00-Poles, Towers, and Fixtures | 2021-01-01 | Non-unitized | CXFRM315-NB Transformers - 013150 | KY | 0 | 0 | 0 | 0
E364.00-Poles, Towers, and Fixtures | 2021-01-01 | Non-unitized | CTBRD416O-Taxable-Cap Trouble Orders OH - 01416012 | KY | 0 | 0 | 0 | 0
E364.00-Poles, Towers, and Fixtures | 2021-01-01 | Non-unitized | ARCST156-Taxable-Cust Requested 01156012 | KY | 0 | 0 | 0 | 0
E364.00-Poles, Towers, and Fixtures | 2021-01-01 | Non-unitized | ARDD315O-Taxable-Cap Rep Def OH 01315012 | KY | 0 | 0 | 0 | 0
E364.00-Poles, Towers, and Fixtures | 2020-11-19 | POLE WOOD 50 FT (DIST) | POLE WOOD 50 FT (DIST) | KY | 6 | 12167.03 | 2027.8383 | 0
E364.00-Poles, Towers, and Fixtures | 2021-01-01 | Non-unitized | ASTLT256-Taxable-NB Street Lights 01256012 | KY | 0 | 0 | 0 | 0
E364.00-Poles, Towers, and Fixtures | 2021-01-01 | Non-unitized | ASTLT426-Taxable-NB Street Lights 01426012 | KY | 0 | 0 | 0 | 0
E364.00-Poles, Towers, and Fixtures | 2021-01-01 | Non-unitized | ASYSEN366-Taxable-Sys Enhance 01366012 Any improvements/upgrades to the electric/gas distribution system for the benefit of existing customers, but does not include load growth or expansion of a specific customer, this would be charged to a Connect New | KY | 0 | 0 | 0 | 0
E364.00-Poles, Towers, and Fixtures | 2021-01-01 | Non-unitized | ATPD216-Taxable-Cap Third Party 01216012Replacement cost of complete units of property due to damage from a third party, typically reimbursed. | KY | 0 | 0 | 0 | 0
E364.00-Poles, Towers, and Fixtures | 2020-10-31 | Non-unitized | KENTUCKY TRANSPORTAT | KY | 0 | 0 | 0 | 0
E364.00-Poles, Towers, and Fixtures | 2021-01-01 | Non-unitized | CNBCD315O-NB Comm OH - 013150 | KY | 0 | 0 | 0 | 0
E364.00-Poles, Towers, and Fixtures | 2021-01-01 | Non-unitized | CNBRD236O-NB Resid OH - 012360 | KY | 0 | 0 | 0 | 0
E364.00-Poles, Towers, and Fixtures | 2021-01-01 | Non-unitized | CRCST216-Cust Requested - 012160 | KY | 0 | 0 | 0 | 0
E364.00-Poles, Towers, and Fixtures | 2019-12-31 | H FRAME STRUCTURE | H FRAME STRUCTURE | KY | 4 | 77994.35 | 19498.5875 | 0
E364.00-Poles, Towers, and Fixtures | 2021-01-01 | Non-unitized | ARCST366-Taxable-Cust Requested 01366012 | KY | 0 | 0 | 0 | 0
E364.00-Poles, Towers, and Fixtures | 2021-01-01 | Non-unitized | CNBCD246O-NB Comm OH - 012460 | KY | 0 | 0 | 0 | 0
E364.00-Poles, Towers, and Fixtures | 2021-01-01 | Non-unitized | CTBRD315O-Taxable-Cap Trouble Orders OH - 01315012 | KY | 0 | 0 | 0 | 0
E364.00-Poles, Towers, and Fixtures | 2021-01-01 | Non-unitized | ALEDC426-Taxable-CRCST LED Conversion 01426012 | KY | 0 | 0 | 0 | 0
E364.00-Poles, Towers, and Fixtures | 2021-02-16 | Non-unitized | LIGHTNING STORM | KY | 0 | 0 | 0 | 0
E364.00-Poles, Towers, and Fixtures | 2021-02-16 | Non-unitized | TS PM | KY | 0 | 0 | 0 | 0
E364.00-Poles, Towers, and Fixtures | 2021-03-01 | POLE WOOD 40 FT (DIST) | POLE WOOD 40 FT (DIST) | KY | 21 | 59085.55 | 2813.5976 | 0
E364.00-Poles, Towers, and Fixtures | 2021-03-31 | Non-unitized | LFUCG-POLO CLUB EXTE | KY | 0 | 0 | 0 | 0
E364.00-Poles, Towers, and Fixtures | 2021-02-15 | Non-unitized | 111520-I | KY | 0 | 0 | 0 | 0
E364.00-Poles, Towers, and Fixtures | 2021-11-11 | Non-unitized | 050921-I | KY | 0 | 0 | 0 | 0
E364.00-Poles, Towers, and Fixtures | 2021-10-01 | POLE WOOD 40 FT (DIST) | POLE WOOD 40 FT (DIST) | KY | 14 | 64844.68 | 4631.7629 | 0
E364.00-Poles, Towers, and Fixtures | 2021-05-30 | Non-unitized | Investment | KY | 4 | 327.48 | 81.87 | 0
E364.00-Poles, Towers, and Fixtures | 2021-10-01 | Non-unitized | CRSTLT156-Taxable-Repair Street Lights - 01156012 | KY | 0 | 0 | 0 | 0
E364.00-Poles, Towers, and Fixtures | 2020-11-11 | Non-unitized | 081120-I | KY | 0 | 0 | 0 | 0
E364.00-Poles, Towers, and Fixtures | 2020-11-17 | POLE WOOD 40 FT (DIST) | POLE WOOD 40 FT (DIST) | KY | 10 | 65035.2 | 6503.52 | 0
E364.00-Poles, Towers, and Fixtures | 2021-04-01 | Non-unitized | ANBSV156O-Taxable-NB Elec Serv OH 01156012 | KY | 0 | 0 | 0 | 0
E364.00-Poles, Towers, and Fixtures | 2021-04-01 | Non-unitized | ANBSV246U-Taxable-NB Elec Serv UG 01246012 | KY | 0 | 0 | 0 | 0
E364.00-Poles, Towers, and Fixtures | 2021-12-01 | POLE WOOD 40 FT (DIST) | POLE WOOD 40 FT (DIST) | KY | 17 | 71857.14 | 4226.8906 | 0
E364.00-Poles, Towers, and Fixtures | 2021-04-01 | Non-unitized | ANBSV256O-Taxable-NB Elec Serv OH 01256012 | KY | 0 | 0 | 0 | 0
E364.00-Poles, Towers, and Fixtures | 2021-04-01 | Non-unitized | ANBSV366O-Taxable-NB Elec Serv OH 01366012 | KY | 0 | 0 | 0 | 0
E364.00-Poles, Towers, and Fixtures | 2021-07-01 | Non-unitized | ANBSV426U-Taxable-NB Elec Serv UG 01426012 | KY | 0 | 0 | 0 | 0
E364.00-Poles, Towers, and Fixtures | 2021-12-01 | GUY | GUY (00070) | KY | 16 | 4208.96 | 263.06 | 0
E364.00-Poles, Towers, and Fixtures | 2021-04-01 | Non-unitized | ASTLT236-Taxable-NB Street Lights 01236012 | KY | 0 | 0 | 0 | 0
E364.00-Poles, Towers, and Fixtures | 2021-04-26 | Non-unitized | 163046-Battlefield Mem Hwy Recond | KY | 0 | 0 | 0 | 0
E364.00-Poles, Towers, and Fixtures | 2021-07-01 | Non-unitized | 071120-I | KY | 0 | 0 | 0 | 0
E364.00-Poles, Towers, and Fixtures | 2021-11-01 | POLE WOOD 50 FT (DIST) | POLE WOOD 50 FT (DIST) | KY | 22 | 93207.62 | 4236.71 | 0
E364.00-Poles, Towers, and Fixtures | 2021-12-31 | Non-unitized | 21PITP236-2021 PITP Richmond | KY | 0 | 0 | 0 | 0
E364.00-Poles, Towers, and Fixtures | 2021-12-31 | Non-unitized | 21PITP366-2021 PITP Maysville | KY | 0 | 0 | 0 | 0
E364.00-Poles, Towers, and Fixtures | 2022-01-01 | POLE WOOD 35 FT (DIST) | POLE WOOD 35 FT (DIST) | KY | 40 | 67667.75 | 1691.6937 | 0
E364.00-Poles, Towers, and Fixtures | 2022-01-01 | POLE WOOD 60 FT (DIST) | POLE WOOD 60 FT (DIST) | KY | 4 | 43109.37 | 10777.3425 | 0
E364.00-Poles, Towers, and Fixtures | 2022-01-01 | POLES, MODIFIED | POLES, MODIFIED (EACH) | KY | 1 | 8990.57 | 8990.57 | 0
E364.00-Poles, Towers, and Fixtures | 2022-01-01 | Non-unitized | ACAPR156-Taxable-Cap/Reg/Recloser 01156012 | KY | 0 | 0 | 0 | 0
E364.00-Poles, Towers, and Fixtures | 2022-01-01 | Non-unitized | ANBRD236U-Taxable-NB Resid UG 01236012 Includes all primary work or extensions to serve this customer or group of customers. Transformer installation charged to CXFRMXXX Does not include residential multi-family buildings exceeding three stories, thes | KY | 0 | 0 | 0 | 0
E364.00-Poles, Towers, and Fixtures | 2022-01-01 | Non-unitized | ARCST156-Taxable-Cust Requested 01156012 | KY | 0 | 0 | 0 | 0
E364.00-Poles, Towers, and Fixtures | 2022-01-01 | Non-unitized | ARCST315-Taxable-Cust Requested 01315012 | KY | 0 | 0 | 0 | 0
E364.00-Poles, Towers, and Fixtures | 2022-01-01 | Non-unitized | ARELD156-Taxable-Capital Reliability 01156012 | KY | 0 | 0 | 0 | 0
E364.00-Poles, Towers, and Fixtures | 2022-01-01 | Non-unitized | ARELD216-Taxable-Capital Reliability 01216012 | KY | 0 | 0 | 0 | 0
E364.00-Poles, Towers, and Fixtures | 2022-01-01 | Non-unitized | ASTLT256-Taxable-NB Street Lights 01256012 | KY | 0 | 0 | 0 | 0
E364.00-Poles, Towers, and Fixtures | 2022-01-01 | Non-unitized | ASTLT366-Taxable-NB Street Lights 01366012 | KY | 0 | 0 | 0 | 0
E364.00-Poles, Towers, and Fixtures | 2022-01-01 | Non-unitized | INVESTMENT | KY | 0 | 0 | 0 | 0
E364.00-Poles, Towers, and Fixtures | 2022-01-01 | Non-unitized | ASYSEN256-Taxable-Sys Enhance 01256012 Any improvements/upgrades to the electric/gas distribution system for the benefit of existing customers, but does not include load growth or expansion of a specific customer, this would be charged to a Connect New | KY | 0 | 0 | 0 | 0
E364.00-Poles, Towers, and Fixtures | 2022-01-01 | Non-unitized | ATBRD416O-Taxable-Cap Trouble Orders OH 01416012 | KY | 0 | 0 | 0 | 0
E364.00-Poles, Towers, and Fixtures | 2022-01-01 | Non-unitized | CNBSV216U-NB Elect Serv UG - 012160 | KY | 0 | 0 | 0 | 0
E364.00-Poles, Towers, and Fixtures | 2022-01-01 | Non-unitized | CRSTLT246-Taxable-Repair Street Lights - 01246012 | KY | 0 | 0 | 0 | 0
E364.00-Poles, Towers, and Fixtures | 2022-01-01 | Non-unitized | CTPD216-Taxable-Capital Thrd Party - 01216012 | KY | 0 | 0 | 0 | 0
E364.00-Poles, Towers, and Fixtures | 2022-01-01 | Non-unitized | ANBCD416U-Taxable-NB Comm UG 01416012 | KY | 0 | 0 | 0 | 0
E364.00-Poles, Towers, and Fixtures | 2022-01-01 | Non-unitized | ARDD256O-Taxable-Cap Rep Def OH 01256012 | KY | 0 | 0 | 0 | 0
E364.00-Poles, Towers, and Fixtures | 2022-01-01 | Non-unitized | CRDD256O-Taxable-Capital Rep Def OH - 01256012 | KY | 0 | 0 | 0 | 0
E364.00-Poles, Towers, and Fixtures | 2022-01-01 | Non-unitized | CRSTLT426-Taxable-Repair Street Lights - 01426012 | KY | 0 | 0 | 0 | 0
E364.00-Poles, Towers, and Fixtures | 2021-08-01 | POLE,STEEL, 55 FT | POLE,STEEL, 55 FT | KY | 0 | 0 | 0 | 0
E364.00-Poles, Towers, and Fixtures | 2021-07-31 | Non-unitized | 161334 - Lakeshore 0132 Ckt Hard 2020 | KY | 0 | 0 | 0 | 0
E364.00-Poles, Towers, and Fixtures | 2015-01-31 | POLE WOOD 75 FT (DIST) | POLE WOOD 75 FT (DIST) | KY | 1 | 20073.22 | 20073.22 | 0
E364.00-Poles, Towers, and Fixtures | 2021-11-11 | Non-unitized | WILMORE WYE HIGHWAY | KY | 0 | 0 | 0 | 0
E364.00-Poles, Towers, and Fixtures | 2021-11-30 | Non-unitized | 165135 - Elizabethtown CEMI 2021 | KY | 0 | 0 | 0 | 0
E364.00-Poles, Towers, and Fixtures | 2022-01-01 | Non-unitized | ARDD156O-Taxable-Cap Rep Def OH 01156012 | KY | 0 | 0 | 0 | 0
E364.00-Poles, Towers, and Fixtures | 2022-01-01 | Non-unitized | ARDD216O-Taxable-Cap Rep Def OH 01216012 | KY | 0 | 0 | 0 | 0
E364.00-Poles, Towers, and Fixtures | 2022-04-01 | Non-unitized | Investment | KY | 0 | 0 | 0 | 0
E364.00-Poles, Towers, and Fixtures | 2022-01-01 | Non-unitized | ANBCD256U-Taxable-NB Comm UG 01256012 | KY | 0 | 0 | 0 | 0
E364.00-Poles, Towers, and Fixtures | 2022-05-31 | Non-unitized | 166629 - Evarts 4476 Relocate | KY | 0 | 0 | 0 | 0
E364.00-Poles, Towers, and Fixtures | 2022-04-21 | Non-unitized | 21PITP216-2021 PITP Danville | KY | 0 | 0 | 0 | 0
E364.00-Poles, Towers, and Fixtures | 2022-04-30 | Non-unitized | 21PITP416-2021 PITP Pineville | KY | 0 | 0 | 0 | 0
E364.00-Poles, Towers, and Fixtures | 2022-02-01 | POLE WOOD 35 FT (DIST) | POLE WOOD 35 FT (DIST) | KY | 579 | 878377.82 | 1517.0601 | 0
E364.00-Poles, Towers, and Fixtures | 2022-04-01 | Non-unitized | CSTLT315-NB Street Lights - 013150 | KY | 0 | 0 | 0 | 0
E364.00-Poles, Towers, and Fixtures | 2022-03-31 | CROSS ARMS | CROSS ARMS (07362) | KY | 30 | 14396.65 | 479.8883 | 0
E364.00-Poles, Towers, and Fixtures | 2022-05-31 | Non-unitized | 164159 - Central City 1645 CIFI 2021 | KY | 0 | 0 | 0 | 0
E364.00-Poles, Towers, and Fixtures | 2022-02-28 | Non-unitized | 161437-20XMUB Spencer-Farmers | KY | 0 | 0 | 0 | 0
E364.00-Poles, Towers, and Fixtures | 2022-02-28 | Non-unitized | 162883-LEXOC Cargo Trailer 2021 | KY | 0 | 0 | 0 | 0
E364.00-Poles, Towers, and Fixtures | 2022-02-28 | Non-unitized | 164361-Haefling to Lexington Plant UB | KY | 0 | 0 | 0 | 0
E364.00-Poles, Towers, and Fixtures | 2022-02-28 | Non-unitized | 166684 - Pineville Trailer 2021 | KY | 0 | 0 | 0 | 0
E364.00-Poles, Towers, and Fixtures | 2021-10-31 | POLE WOOD 40 FT (DIST) | POLE WOOD 40 FT (DIST) | KY | 381 | 1121734.64 | 2944.1854 | 0
E364.00-Poles, Towers, and Fixtures | 2022-02-01 | Non-unitized | CTBRD216O-Taxable-Cap Trouble Orders OH - 01216012 | KY | 0 | 0 | 0 | 0
E364.00-Poles, Towers, and Fixtures | 2022-02-28 | Non-unitized | HARTFORD INTERCHANGE | KY | 0 | 0 | 0 | 0
E364.00-Poles, Towers, and Fixtures | 2022-02-28 | Non-unitized | MANCHESTER KY-421 PU | KY | 0 | 0 | 0 | 0
E364.00-Poles, Towers, and Fixtures | 2021-11-11 | POLE,STEEL, 85 FT | POLE,STEEL, 85 FT | KY | 1 | 14149.38 | 14149.38 | 0
E364.00-Poles, Towers, and Fixtures | 2020-12-31 | CROSS ARMS | CROSS ARMS (07362) | KY | 21 | 35927.71 | 1710.8433 | 0
E364.00-Poles, Towers, and Fixtures | 2022-03-31 | POLE WOOD 30 FT (DIST) | POLE WOOD 30 FT (DIST) | KY | 2 | 154.58 | 77.29 | 0
E364.00-Poles, Towers, and Fixtures | 2021-09-01 | GUY | GUY (00070) | KY | 52 | 4520.61 | 86.9348 | 0
E364.00-Poles, Towers, and Fixtures | 2022-02-28 | POLE,STEEL, 45 FT | POLE,STEEL, 45 FT | KY | 7 | 55107.74 | 7872.5343 | 0
E364.00-Poles, Towers, and Fixtures | 2021-02-16 | GUY | GUY (00070) | KY | 1 | 1575.98 | 1575.98 | 0
E364.00-Poles, Towers, and Fixtures | 2021-02-28 | POLE WOOD 50 FT (DIST) | POLE WOOD 50 FT (DIST) | KY | 1 | 7033.94 | 7033.94 | 0
E364.00-Poles, Towers, and Fixtures | 2022-03-31 | Non-unitized | 159866-REL LON Manchester 254 Greasy Reconductor | KY | 0 | 0 | 0 | 0
E364.00-Poles, Towers, and Fixtures | 2022-06-30 | Non-unitized | 159857-DSP Uniontown 4KV to 12KV Distribution Conversion Project | KY | 0 | 0 | 0 | 0
E364.00-Poles, Towers, and Fixtures | 2022-06-30 | Non-unitized | 164149 - Corbin East 0275 CIFI 2021 | KY | 0 | 0 | 0 | 0
E364.00-Poles, Towers, and Fixtures | 2022-04-13 | Non-unitized | REMOVE ABANDONED POL | KY | 0 | 0 | 0 | 0
E364.00-Poles, Towers, and Fixtures | 2022-08-31 | Non-unitized | Investment | KY | 2 | 14018.42 | 7009.21 | 0
E364.00-Poles, Towers, and Fixtures | 2022-08-31 | Non-unitized | GRAHAM HSIP 2-9007 I | KY | 0 | 0 | 0 | 0
E364.00-Poles, Towers, and Fixtures | 2022-03-31 | POLE WOOD 40 FT (DIST) | POLE WOOD 40 FT (DIST) | KY | 3 | 4335.82 | 1445.2733 | 0
E364.00-Poles, Towers, and Fixtures | 2022-08-01 | POLES, MODIFIED | POLES, MODIFIED (EACH) | KY | 4 | 24960.15 | 6240.0375 | 0
E364.00-Poles, Towers, and Fixtures | 2022-08-26 | Non-unitized | LONDON / 5TH STREET | KY | 1 | 114.98 | 114.98 | 0
E364.00-Poles, Towers, and Fixtures | 2022-09-07 | Non-unitized | CARDINAL LANE/CINCIN | KY | 0 | 0 | 0 | 0
E364.00-Poles, Towers, and Fixtures | 2022-09-22 | Non-unitized | LFUCG - MNA-6B2 SEWE | KY | 0 | 0 | 0 | 0
E364.00-Poles, Towers, and Fixtures | 2022-05-31 | GUY | GUY (00070) | KY | 150 | 5133.47 | 34.2231 | 0
E364.00-Poles, Towers, and Fixtures | 2021-12-31 | POLE,STEEL, 60 FT | POLE,STEEL, 60 FT | KY | 1 | 14780.8 | 14780.8 | 0
E364.00-Poles, Towers, and Fixtures | 2022-11-30 | Non-unitized | AKM041322 -KU MAJOR STORM-033022 | KY | 0 | 0 | 0 | 0
E364.00-Poles, Towers, and Fixtures | 2022-11-01 | POLE,STEEL, 70 FT | POLE,STEEL, 70 FT | KY | 1 | 35732.37 | 35732.37 | 0
E364.00-Poles, Towers, and Fixtures | 2020-06-30 | POLE WOOD 35 FT (DIST) | POLE WOOD 35 FT (DIST) | KY | 6 | 7203.25 | 1200.5417 | 0
E364.00-Poles, Towers, and Fixtures | 2020-06-30 | POLE WOOD 45 FT (DIST) | POLE WOOD 45 FT (DIST) | KY | 10 | 25030.88 | 2503.088 | 0
E364.00-Poles, Towers, and Fixtures | 2022-10-01 | Non-unitized | CSYSEN246-Sys Enh - 012460 | KY | 0 | 0 | 0 | 0
E364.00-Poles, Towers, and Fixtures | 2022-10-06 | Non-unitized | Investment | KY | 1 | 0 | 0 | 0
E364.00-Poles, Towers, and Fixtures | 2023-01-01 | Non-unitized | ANBSV236O-Taxable-NB Elec Serv OH 01236012 | KY | 0 | 0 | 0 | 0
E364.00-Poles, Towers, and Fixtures | 2023-01-01 | Non-unitized | ANBSV246U-Taxable-NB Elec Serv UG 01246012 | KY | 0 | 0 | 0 | 0
E364.00-Poles, Towers, and Fixtures | 2023-01-01 | Non-unitized | ATPD216-Taxable-Cap Third Party 01216012Replacement cost of complete units of property due to damage from a third party, typically reimbursed. | KY | 0 | 0 | 0 | 0
E364.00-Poles, Towers, and Fixtures | 2023-01-01 | Non-unitized | ANBSV256O-Taxable-NB Elec Serv OH 01256012 | KY | 0 | 0 | 0 | 0
E364.00-Poles, Towers, and Fixtures | 2022-12-31 | Non-unitized | HIGHWAY 192 | KY | 0 | 0 | 0 | 0
E364.00-Poles, Towers, and Fixtures | 2023-01-01 | Non-unitized | ARDD216O-Taxable-Cap Rep Def OH 01216012 | KY | 0 | 0 | 0 | 0
E364.00-Poles, Towers, and Fixtures | 2023-01-01 | Non-unitized | ARDD416O-Taxable-Cap Rep Def OH 01416012 | KY | 0 | 0 | 0 | 0
E364.00-Poles, Towers, and Fixtures | 2023-01-01 | Non-unitized | ARELD315-Taxable-Capital Reliability 01315012 | KY | 0 | 0 | 0 | 0
E364.00-Poles, Towers, and Fixtures | 2023-01-01 | Non-unitized | ARPOLE315-Taxable-Cap Pole Rep/Repl 01315012 | KY | 0 | 0 | 0 | 0
E364.00-Poles, Towers, and Fixtures | 2023-01-01 | Non-unitized | ACAPR236-Taxable-Cap/Reg/Recloser 01236012 | KY | 0 | 0 | 0 | 0
E364.00-Poles, Towers, and Fixtures | 2023-02-01 | Non-unitized | ACAPR416-Taxable-Cap/Reg/Recloser 01416012 | KY | 0 | 0 | 0 | 0
E364.00-Poles, Towers, and Fixtures | 2023-01-01 | Non-unitized | ANBCD216U-Taxable-NB Comm UG 01216012 | KY | 0 | 0 | 0 | 0
E364.00-Poles, Towers, and Fixtures | 2023-02-24 | Non-unitized | 165760 - 22UTV236 | KY | 0 | 0 | 0 | 0
E364.00-Poles, Towers, and Fixtures | 2023-02-24 | Non-unitized | 165789-Major Reliability | KY | 0 | 0 | 0 | 0
E364.00-Poles, Towers, and Fixtures | 2023-03-01 | Non-unitized | ARSTLT416-Taxable-Rep Street Lights 01416012 | KY | 0 | 0 | 0 | 0
E364.00-Poles, Towers, and Fixtures | 2023-02-01 | Non-unitized | ANBRD216O-Taxable-NB Resid OH 01216012 | KY | 0 | 0 | 0 | 0
E364.00-Poles, Towers, and Fixtures | 2023-01-01 | Non-unitized | ARSTLT156-Taxable-Rep Street Lights 01156012 | KY | 0 | 0 | 0 | 0
E364.00-Poles, Towers, and Fixtures | 2023-04-30 | Non-unitized | 22PITP315-2022 PITP Lexington | KY | 0 | 0 | 0 | 0
E364.00-Poles, Towers, and Fixtures | 2023-04-01 | Non-unitized | 22PITP366-2022 PITP Maysville | KY | 13 | -134.13 | -10.3177 | 0
E364.00-Poles, Towers, and Fixtures | 2023-04-30 | Non-unitized | HORSE CAVE - KYTC B | KY | 0 | 0 | 0 | 0
E364.00-Poles, Towers, and Fixtures | 2023-01-01 | Non-unitized | ARCST236-Taxable-Cust Requested 01236012 | KY | 0 | 0 | 0 | 0
E364.00-Poles, Towers, and Fixtures | 2023-01-01 | Non-unitized | ARCST246-Taxable-Cust Requested 01246012 | KY | 0 | 0 | 0 | 0
E364.00-Poles, Towers, and Fixtures | 2023-01-01 | Non-unitized | ARELD236-Taxable-Capital Reliability 01236012 | KY | 0 | 0 | 0 | 0
E364.00-Poles, Towers, and Fixtures | 2023-02-01 | Non-unitized | ARELD366-Taxable-Capital Reliability 01366012 | KY | 0 | 0 | 0 | 0
E364.00-Poles, Towers, and Fixtures | 2023-07-01 | Non-unitized | 071823-I | KY | 0 | 0 | 0 | 0
E364.00-Poles, Towers, and Fixtures | 2023-07-01 | Non-unitized | INVESTMENT | KY | 0 | 0 | 0 | 0
E364.00-Poles, Towers, and Fixtures | 2023-01-01 | Non-unitized | ASTLT366-Taxable-NB Street Lights 01366012 | KY | 0 | 0 | 0 | 0
E364.00-Poles, Towers, and Fixtures | 2023-07-01 | Non-unitized | 062923-I | KY | 0 | 0 | 0 | 0
E364.00-Poles, Towers, and Fixtures | 2023-04-01 | Non-unitized | ARDD246U-Taxable-Cap Rep Def UG 01246012 Typically used for planned or scheduled jobs. | KY | 0 | 0 | 0 | 0
E364.00-Poles, Towers, and Fixtures | 2023-04-01 | Non-unitized | INVESTMENT | KY | 0 | 0 | 0 | 0
E364.00-Poles, Towers, and Fixtures | 2021-04-30 | CROSS ARMS | CROSS ARMS (07362) | KY | 69 | 214513.93 | 3108.8975 | 0
E364.00-Poles, Towers, and Fixtures | 2023-02-24 | Non-unitized | 166031- Lexington Downtown UG Rel 2021 | KY | 0 | 0 | 0 | 0
E364.00-Poles, Towers, and Fixtures | 2023-02-24 | Non-unitized | 169084 - White Plains Road OH | KY | 0 | 0 | 0 | 0
E364.00-Poles, Towers, and Fixtures | 2023-04-01 | Non-unitized | ATBRD416U-Taxable-Cap Trouble Orders UG 01416012 | KY | 0 | 0 | 0 | 0
E364.00-Poles, Towers, and Fixtures | 2021-12-31 | POLE WOOD 30 FT (DIST) | POLE WOOD 30 FT (DIST) | KY | 12 | 41388.94 | 3449.0783 | 0
E364.00-Poles, Towers, and Fixtures | 2022-12-27 | Non-unitized | REMOVE UNMAPPED POLE | KY | 0 | 0 | 0 | 0
E364.00-Poles, Towers, and Fixtures | 2023-09-01 | POLE WOOD 85 FT (DIST) | POLE WOOD 85 FT (DIST) | KY | 1 | 21065.09 | 21065.09 | 0
E364.00-Poles, Towers, and Fixtures | 2023-09-05 | Non-unitized | ROSEMONT GARDEN SIDE | KY | 0 | 0 | 0 | 0
E364.00-Poles, Towers, and Fixtures | 2023-11-30 | Non-unitized | 170086 - Standford 0156 - 2023 CH | KY | 0 | 0 | 0 | 0
E364.00-Poles, Towers, and Fixtures | 2023-11-29 | Non-unitized | RM POLES HIGH ST | KY | 0 | 0 | 0 | 0
E364.00-Poles, Towers, and Fixtures | 2023-08-29 | Non-unitized | 50-2 POLE RELOCATE @ | KY | 0 | 0 | 0 | 0
E364.00-Poles, Towers, and Fixtures | 2023-08-30 | Non-unitized | HWY JOB RELOCATE FAC | KY | 0 | 0 | 0 | 0
E364.00-Poles, Towers, and Fixtures | 2023-08-01 | Non-unitized | 071823-I | KY | 0 | 0 | 0 | 0
E364.00-Poles, Towers, and Fixtures | 2024-04-01 | Non-unitized | ACAPR366-Taxable-Cap/Reg/Recloser 01366012 | KY | 1 | 662.77 | 662.77 | 0
E364.00-Poles, Towers, and Fixtures | 2024-07-27 | Non-unitized | AKM062523-KU | KY | 2 | 393612.58 | 196806.29 | 0
E364.00-Poles, Towers, and Fixtures | 2024-02-28 | Non-unitized | 169895 CH 2023 Livermore 1642 | KY | 0 | 0 | 0 | 0
E364.00-Poles, Towers, and Fixtures | 2024-02-28 | Non-unitized | 170026 - 2023 SW - American Avenue 0009 | KY | 0 | 0 | 0 | 0
E364.00-Poles, Towers, and Fixtures | 2024-02-28 | Non-unitized | 170559 - Finchville - Shelbyville XMUB | KY | 0 | 0 | 0 | 0
E364.00-Poles, Towers, and Fixtures | 2024-01-01 | Non-unitized | ANBCD256O-Taxable-NB Comm OH 01256012 Any work that is performed related to extending or adding primary (or secondary to a common splice or pull off point) to serve overhead a new residential customer or group of residential customers (includes all subd | KY | 6 | 290050.12 | 48341.6867 | 0
E364.00-Poles, Towers, and Fixtures | 2024-01-01 | Non-unitized | ANBCD416U-Taxable-NB Comm UG 01416012 | KY | 6 | 16193.22 | 2698.87 | 0
E364.00-Poles, Towers, and Fixtures | 2024-02-28 | Non-unitized | AKM070223-KU | KY | 2 | 843173.95 | 421586.975 | 0
E364.00-Poles, Towers, and Fixtures | 2024-01-01 | Non-unitized | ANBRD236O-Taxable-NB Resid OH 01236012 | KY | 6 | 82915.6 | 13819.2667 | 0
E364.00-Poles, Towers, and Fixtures | 2024-01-01 | Non-unitized | ANBRD246O-Taxable-NB Resid OH 01246012 | KY | 6 | 135563.44 | 22593.9067 | 0
E364.00-Poles, Towers, and Fixtures | 2024-01-01 | Non-unitized | ANBRD246U-Taxable-NB Resid UG 01246012 Any work that is performed related to extending or adding primary (or secondary to a common splice or pull off point) to serve underground a new residential customer or group of residential customers (includes all | KY | 3 | 5311.45 | 1770.4833 | 0
E364.00-Poles, Towers, and Fixtures | 2024-01-01 | Non-unitized | ARDD416O-Taxable-Cap Rep Def OH 01416012 | KY | 1 | 2781.49 | 2781.49 | 0
E364.00-Poles, Towers, and Fixtures | 2024-01-01 | Non-unitized | ARDD426U-Taxable-Cap Rep Def UG 01426012: Typically used for planned or scheduled jobs. | KY | 0 | 0 | 0 | 0
E364.00-Poles, Towers, and Fixtures | 2024-01-01 | Non-unitized | ARELD366-Taxable-Capital Reliability 01366012 | KY | 5 | 3892.61 | 778.522 | 0
E364.00-Poles, Towers, and Fixtures | 2024-01-01 | Non-unitized | ARELD416-Taxable-Capital Reliability 01416012 | KY | 5 | 2015.28 | 403.056 | 0
E364.00-Poles, Towers, and Fixtures | 2024-01-01 | Non-unitized | ARPOLE246-Taxable-Cap Pole Rep/Repl 01246012 | KY | 0 | 0 | 0 | 0
E364.00-Poles, Towers, and Fixtures | 2024-01-01 | Non-unitized | ARPOLE315-Taxable-Cap Pole Rep/Repl 01315012 | KY | 3 | 243668.17 | 81222.7233 | 0
E364.00-Poles, Towers, and Fixtures | 2024-01-01 | Non-unitized | ARSTLT416-Taxable-Rep Street Lights 01416012 | KY | 2 | 14872.02 | 7436.01 | 0
E364.00-Poles, Towers, and Fixtures | 2024-02-01 | Non-unitized | ARPSC315-Cap PSC Inspections 013150 | KY | 0 | 0 | 0 | 0
E364.00-Poles, Towers, and Fixtures | 2024-01-01 | Non-unitized | 011224-I | KY | 0 | 0 | 0 | 0
E364.00-Poles, Towers, and Fixtures | 2024-07-01 | Non-unitized | WIND STORM | KY | 3 | 57051.76 | 19017.2533 | 0
E364.00-Poles, Towers, and Fixtures | 2024-04-01 | Non-unitized | Investment | KY | 12 | 45258.53 | 3771.5442 | 0
E364.00-Poles, Towers, and Fixtures | 2024-05-01 | Non-unitized | Investment | KY | 8 | 91034.33 | 11379.2913 | 0
E364.00-Poles, Towers, and Fixtures | 2024-01-01 | Non-unitized | ATBRD256O-Taxable-Cap Trouble Orders OH 01256012 | KY | 4 | 245522.14 | 61380.535 | 0
E364.00-Poles, Towers, and Fixtures | 2024-01-01 | Non-unitized | ATBRD426O-Taxable-Cap Trouble Orders OH 01426012 | KY | 1 | 4149.94 | 4149.94 | 0
E364.00-Poles, Towers, and Fixtures | 2024-01-01 | Non-unitized | ATPD216-Taxable-Cap Third Party 01216012Replacement cost of complete units of property due to damage from a third party, typically reimbursed. | KY | 6 | -4280.7 | -713.45 | 0
E364.00-Poles, Towers, and Fixtures | 2024-01-01 | Non-unitized | ATPD156-Taxable-Cap Third Party 01156012 Replacement cost of complete units of property due to damage from a third party, typically reimbursed. | KY | 6 | -12026.55 | -2004.425 | 0
E364.00-Poles, Towers, and Fixtures | 2024-01-01 | Non-unitized | ATPD366-Taxable-Cap Third Party 01366012 Replacement cost of complete units of property due to damage from a third party, typically reimbursed. | KY | 6 | -16728.14 | -2788.0233 | 0
E364.00-Poles, Towers, and Fixtures | 2024-01-04 | POLE WOOD 45 FT (DIST) | POLE WOOD 45 FT (DIST) | KY | 160 | 406023.57 | 2537.6473 | 0
E364.00-Poles, Towers, and Fixtures | 2024-01-04 | Non-unitized | 169595 - Kenton Sub Entrance | KY | 0 | 0 | 0 | 0
E364.00-Poles, Towers, and Fixtures | 2024-03-01 | POLE WOOD 65 FT (DIST) | POLE WOOD 65 FT (DIST) | KY | 7 | 59589.82 | 8512.8314 | 0
E364.00-Poles, Towers, and Fixtures | 2024-04-01 | Non-unitized | WIND/RAIN STORM | KY | 0 | 0 | 0 | 0
E364.00-Poles, Towers, and Fixtures | 2024-05-16 | Non-unitized | 23PIT366-23PITP366-2023 PITP Maysville | KY | 0 | 0 | 0 | 0
E364.00-Poles, Towers, and Fixtures | 2024-05-31 | Non-unitized | 7274547I01 Kevil | KY | 2 | -6913.32 | -3456.66 | 0
E364.00-Poles, Towers, and Fixtures | 2023-09-29 | POLE WOOD 45 FT (DIST) | POLE WOOD 45 FT (DIST) | KY | 59 | 379901.99 | 6439.0168 | 0
E364.00-Poles, Towers, and Fixtures | 2023-09-29 | POLE WOOD 50 FT (DIST) | POLE WOOD 50 FT (DIST) | KY | 20 | 148983.46 | 7449.173 | 0
E364.00-Poles, Towers, and Fixtures | 2024-04-01 | POLE,STEEL, 60 FT | POLE,STEEL, 60 FT | KY | 39 | 513972.22 | 13178.7749 | 0
E364.00-Poles, Towers, and Fixtures | 2024-08-01 | Non-unitized | WIND STORM | KY | 2 | 68768.46 | 34384.23 | 0
E364.00-Poles, Towers, and Fixtures | 2024-01-01 | POLE WOOD 30 FT (DIST) | POLE WOOD 30 FT (DIST) | KY | 1 | 756.18 | 756.18 | 0
E364.00-Poles, Towers, and Fixtures | 2024-09-09 | Non-unitized | 166339-Lexington Downtown UG Reliability Project 2023 | KY | 2 | 19874.32 | 9937.16 | 0
E364.00-Poles, Towers, and Fixtures | 2024-12-23 | Non-unitized | 169913 - 2023 CH - Parkers Mill 100 | KY | 1 | 262084.22 | 262084.22 | 0
E364.00-Poles, Towers, and Fixtures | 2004-01-01 | POLE WOOD 35 FT (DIST) | POLE WOOD 35 FT (DIST) | KY | 476 | 428524.83 | 900.2622
E364.00-Poles, Towers, and Fixtures | 1981-01-01 | POLE WOOD 45 FT (DIST) | POLE WOOD 45 FT | KY | 533 | 167511.18 | 314.2799 | 0
E364.00-Poles, Towers, and Fixtures | 2005-01-01 | POLE WOOD 50 FT (DIST) | POLE WOOD 50 FT (DIST) | KY | 62 | 123604.83 | 1993.6263 | 0
E364.00-Poles, Towers, and Fixtures | 2007-01-01 | POLE WOOD 45 FT (DIST) | POLE WOOD 45 FT (DIST) | KY | 3698 | 2829595.87 | 765.1692 | 0
E364.00-Poles, Towers, and Fixtures | 2007-01-01 | POLE WOOD 30 FT (DIST) | POLE WOOD 30 FT (DIST) | KY | 271 | 231298.87 | 853.5014 | 0
E364.00-Poles, Towers, and Fixtures | 2003-01-01 | GROUND | MP2003 Poles, Towers, and Fixtures | KY | 0 | 0 | 0
E364.00-Poles, Towers, and Fixtures | 1995-01-01 | STEEL POLES | STEEL POLES | KY | 2 | 19491.34 | 9745.67
E364.00-Poles, Towers, and Fixtures | 1984-01-01 | CROSS ARMS | CROSS ARMS | KY | 20306 | 503976.99 | 24.8191 | 0
E364.00-Poles, Towers, and Fixtures | 1951-01-01 | POLE WOOD 30 FT (DIST) | POLE WOOD 30 FT | KY | 873 | 27743.04 | 31.779 | 0
E364.00-Poles, Towers, and Fixtures | 1983-01-01 | PAD / MAT | MP1983 Poles, Towers, and Fixtures | KY | 0 | 0 | 0
E364.00-Poles, Towers, and Fixtures | 1951-01-01 | POLE WOOD 60 FT (DIST) | POLE WOOD 60 FT | KY | 8 | 1064.8 | 133.1 | 0
E364.00-Poles, Towers, and Fixtures | 1968-01-01 | TO BE SPREAD OVER ASSETS IN ACCOUNT | MP1968 Poles, Towers, and Fixtures | KY | 0 | 0 | 0
E364.00-Poles, Towers, and Fixtures | 1999-01-01 | POLE WOOD 35 FT (DIST) | POLE WOOD 35 FT (DIST) | KY | 54 | 107656.69 | 1993.6424 | 0
E364.00-Poles, Towers, and Fixtures | 2000-01-01 | POLE WOOD 50 FT (DIST) | POLE WOOD 50 FT (DIST) | KY | 383 | 554903.29 | 1448.8337 | 0
E364.00-Poles, Towers, and Fixtures | 2000-01-01 | POLE WOOD 30 FT (DIST) | POLE WOOD 30 FT (DIST) | KY | 869 | 325454.39 | 374.516 | 0
E364.00-Poles, Towers, and Fixtures | 1997-01-01 | STEEL POLES | STEEL POLES | KY | 193 | 145688.3 | 754.8617 | 0
E364.00-Poles, Towers, and Fixtures | 1971-01-01 | TO BE SPREAD OVER ASSETS IN ACCOUNT | MP1971 Poles, Towers, and Fixtures | KY | 0 | 0 | 0
E364.00-Poles, Towers, and Fixtures | 1959-01-01 | PAD / MAT | MP1959 Poles, Towers, and Fixtures | KY | 0 | 0 | 0
E364.00-Poles, Towers, and Fixtures | 2001-01-01 | POLE WOOD 55 FT (DIST) | POLE WOOD 55 FT (DIST) | KY | 58 | 105600.08 | 1820.691 | 0
E364.00-Poles, Towers, and Fixtures | 2001-01-01 | GUY | GUY (00070) | KY | 14516 | 711228.24 | 48.9962 | 0
E364.00-Poles, Towers, and Fixtures | 1987-01-01 | PAD / MAT | MP1987 Poles, Towers, and Fixtures | KY | 0 | 0 | 0
E364.00-Poles, Towers, and Fixtures | 1992-01-01 | PAD / MAT | MP1992 Poles, Towers, and Fixtures | KY | 0 | 0 | 0
E364.00-Poles, Towers, and Fixtures | 1988-01-01 | CROSS ARMS | CROSS ARMS (07362) | KY | 26776 | 805604.86 | 30.0868 | 0
E364.00-Poles, Towers, and Fixtures | 1948-01-01 | POLE WOOD 50 FT (DIST) | MP1948 Poles, Towers, and Fixtures | KY | 0 | 0 | 0 | 0
E364.00-Poles, Towers, and Fixtures | 1981-01-01 | POLE WOOD 50 FT (DIST) | POLE WOOD 50 FT | KY | 72 | 27832.35 | 386.5604 | 0
E364.00-Poles, Towers, and Fixtures | 1979-01-01 | POLE WOOD 55 FT (DIST) | POLE WOOD 55 FT | KY | 16 | 6988.08 | 436.755 | 0
E364.00-Poles, Towers, and Fixtures | 1950-01-01 | PAD / MAT | MP1950 Poles, Towers, and Fixtures | KY | 0 | 0 | 0
E364.00-Poles, Towers, and Fixtures | 1968-01-01 | PAD / MAT | MP1968 Poles, Towers, and Fixtures | KY | 0 | 0 | 0
E364.00-Poles, Towers, and Fixtures | 1993-01-01 | POLE WOOD 55 FT (DIST) | POLE WOOD 55 FT (DIST) | KY | 30 | 26311.05 | 877.035 | 0
E364.00-Poles, Towers, and Fixtures | 2006-01-01 | POLE WOOD 50 FT (DIST) | POLE WOOD 50 FT (DIST) | KY | 59 | 57053.89 | 967.0151 | 0
E364.00-Poles, Towers, and Fixtures | 1967-01-01 | POLE WOOD 40 FT (DIST) | POLE WOOD 40 FT | KY | 1964 | 276310.62 | 140.6877 | 0
E364.00-Poles, Towers, and Fixtures | 1999-01-01 | GUY | MP1999 Poles, Towers, and Fixtures | KY | 0 | 0 | 0 | 0
E364.00-Poles, Towers, and Fixtures | 1998-01-01 | POLE WOOD 40 FT (DIST) | POLE WOOD 40 FT (DIST) | KY | 2404 | 2629927.31 | 1093.9797 | 0
E364.00-Poles, Towers, and Fixtures | 1965-01-01 | POLE WOOD 75 FT (DIST) | MP1965 Poles, Towers, and Fixtures | KY | 0 | 0 | 0 | 0
E364.00-Poles, Towers, and Fixtures | 1965-01-01 | PLATFORM | MP1965 Poles, Towers, and Fixtures | KY | 0 | 0 | 0
E364.00-Poles, Towers, and Fixtures | 1972-01-01 | FENCE | FENCE (FEET) (01012) | KY | 90 | 462.34 | 5.1371
E364.00-Poles, Towers, and Fixtures | 1988-01-01 | POLE WOOD 45 FT (DIST) | POLE WOOD 45 FT (DIST) | KY | 898 | 417828.1 | 465.2874 | 0
E364.00-Poles, Towers, and Fixtures | 1993-01-01 | POLE WOOD 35 FT (DIST) | POLE WOOD 35 FT (DIST) | KY | 1168 | 409986.95 | 351.0162 | 0
E364.00-Poles, Towers, and Fixtures | 2004-01-01 | POLE WOOD 55 FT (DIST) | POLE WOOD 55 FT (DIST) | KY | 46 | 193167.37 | 4199.2907 | 0
E364.00-Poles, Towers, and Fixtures | 1973-01-01 | POLE WOOD 35 FT (DIST) | POLE WOOD 35 FT | KY | 1657 | 170427.83 | 102.8532 | 0
E364.00-Poles, Towers, and Fixtures | 1967-01-01 | POLE WOOD 30 FT (DIST) | POLE WOOD 30 FT | KY | 491 | 26658.84 | 54.295 | 0
E364.00-Poles, Towers, and Fixtures | 1967-01-01 | POLE WOOD 45 FT (DIST) | POLE WOOD 45 FT | KY | 279 | 29493.05 | 105.7099 | 0
E364.00-Poles, Towers, and Fixtures | 2007-01-01 | POLE WOOD 60 FT (DIST) | POLE WOOD 60 FT (DIST) | KY | 125 | 68257.37 | 546.059 | 0
E364.00-Poles, Towers, and Fixtures | 1964-01-01 | POLE WOOD 40 FT (DIST) | POLE WOOD 40 FT | KY | 1868 | 241703.26 | 129.3915 | 0
E364.00-Poles, Towers, and Fixtures | 1964-01-01 | CROSS ARMS | CROSS ARMS | KY | 20621 | 138429.83 | 6.7131 | 0
E364.00-Poles, Towers, and Fixtures | 2000-01-01 | POLE WOOD 50 FT (DIST) | MP2000 Poles, Towers, and Fixtures | KY | 0 | 0 | 0 | 0
E364.00-Poles, Towers, and Fixtures | 2000-01-01 | MISCELLANEOUS EQUIPMENT | MP2000 Poles, Towers, and Fixtures | KY | 0 | 0 | 0
E364.00-Poles, Towers, and Fixtures | 2003-01-01 | GUY | MP2003 Poles, Towers, and Fixtures | KY | 0 | 0 | 0 | 0
E364.00-Poles, Towers, and Fixtures | 2001-01-01 | PLATFORM | MP2001 Poles, Towers, and Fixtures | KY | 0 | 0 | 0
E364.00-Poles, Towers, and Fixtures | 1955-01-01 | POLE WOOD UNDER 20 FT (DIST) | POLE WOOD UNDER 20 FT (DIST) | KY | 4 | 104.81 | 26.2025
E364.00-Poles, Towers, and Fixtures | 1986-01-01 | PAD / MAT | MP1986 Poles, Towers, and Fixtures | KY | 0 | 0 | 0
E364.00-Poles, Towers, and Fixtures | 1966-01-01 | POLE WOOD 20 FT (DIST) | POLE WOOD 20 FT (DIST) | KY | 3 | 141 | 47
E364.00-Poles, Towers, and Fixtures | 1983-01-01 | POLE WOOD 30 FT (DIST) | POLE WOOD 30 FT | KY | 1584 | 325261.21 | 205.3417 | 0
E364.00-Poles, Towers, and Fixtures | 1983-01-01 | POLE WOOD 35 FT (DIST) | POLE WOOD 35 FT | KY | 1146 | 301166.93 | 262.7984 | 0
E364.00-Poles, Towers, and Fixtures | 1986-01-01 | TO BE SPREAD OVER ASSETS IN ACCOUNT | MP1986 Poles, Towers, and Fixtures | KY | 0 | 0 | 0
E364.00-Poles, Towers, and Fixtures | 1994-01-01 | GUY | GUY (00070) | KY | 7412 | 802933.32 | 108.3288 | 0
E364.00-Poles, Towers, and Fixtures | 1952-01-01 | TO BE SPREAD OVER ASSETS IN ACCOUNT | MP1952 Poles, Towers, and Fixtures | KY | 0 | 0 | 0
E364.00-Poles, Towers, and Fixtures | 1981-01-01 | PLATFORM | MP1981 Poles, Towers, and Fixtures | KY | 0 | 0 | 0
E364.00-Poles, Towers, and Fixtures | 1967-01-01 | TO BE SPREAD OVER ASSETS IN ACCOUNT | MP1967 Poles, Towers, and Fixtures | KY | 0 | 0 | 0
E364.00-Poles, Towers, and Fixtures | 1942-01-01 | POLE WOOD 20 FT (DIST) | MP1942 Poles, Towers, and Fixtures | KY | 0 | 0 | 0 | 0
E364.00-Poles, Towers, and Fixtures | 1960-01-01 | POLE WOOD 25 FT (DIST) | POLE WOOD 25 FT (DIST) | KY | 24 | 1046.27 | 43.5946
E364.00-Poles, Towers, and Fixtures | 1958-01-01 | POLE WOOD 55 FT (DIST) | MP1958 Poles, Towers, and Fixtures | KY | 0 | 0 | 0 | 0
E364.00-Poles, Towers, and Fixtures | 1956-01-01 | POLE WOOD 60 FT (DIST) | POLE WOOD 60 FT | KY | 6 | 977.98 | 162.9967
E364.00-Poles, Towers, and Fixtures | 1999-01-01 | PLATFORM | MP1999 Poles, Towers, and Fixtures | KY | 0 | 0 | 0
E364.00-Poles, Towers, and Fixtures | 1984-01-01 | POLE WOOD 45 FT (DIST) | POLE WOOD 45 FT | KY | 506 | 201084.41 | 397.4 | 0
E364.00-Poles, Towers, and Fixtures | 1946-01-01 | POLE WOOD 20 FT (DIST) | MP1946 Poles, Towers, and Fixtures | KY | 0 | 0 | 0 | 0
E364.00-Poles, Towers, and Fixtures | 1993-01-01 | TO BE SPREAD OVER ASSETS IN ACCOUNT | MP1993 Poles, Towers, and Fixtures | KY | 0 | 0 | 0
E364.00-Poles, Towers, and Fixtures | 1969-01-01 | CROSS ARMS | CROSS ARMS | KY | 21282 | 166464.06 | 7.8218 | 0
E364.00-Poles, Towers, and Fixtures | 1962-01-01 | POLE WOOD 40 FT (DIST) | POLE WOOD 40 FT | KY | 854 | 117984.37 | 138.155 | 0
E364.00-Poles, Towers, and Fixtures | 1983-01-01 | POLE WOOD 40 FT (DIST) | POLE WOOD 40 FT | KY | 2596 | 1475056.79 | 568.2037 | 0
E364.00-Poles, Towers, and Fixtures | 1996-01-01 | POLE WOOD 65 FT (DIST) | POLE WOOD 65 FT (DIST) | KY | 14 | 21909.23 | 1564.945 | 0
E364.00-Poles, Towers, and Fixtures | 1941-01-01 | POLE WOOD 50 FT (DIST) | MP1941 Licensed Project Poles, Towers, and Fixt | KY | 0 | 0 | 0
E364.00-Poles, Towers, and Fixtures | 1947-01-01 | FENCE | MP1947 Poles, Towers, and Fixtures | KY | 1 | 0 | 0
E364.00-Poles, Towers, and Fixtures | 1944-01-01 | POLE WOOD 25 FT (DIST) | MP1944 Poles, Towers, and Fixtures | KY | 0 | 0 | 0 | 0
E364.00-Poles, Towers, and Fixtures | 1987-01-01 | CROSS ARMS | CROSS ARMS (07362) | KY | 31176 | 858368.72 | 27.533 | 0
E364.00-Poles, Towers, and Fixtures | 1952-01-01 | POLE WOOD 35 FT (DIST) | POLE WOOD 35 FT | KY | 3838 | 246800.56 | 64.3045 | 0
E364.00-Poles, Towers, and Fixtures | 1970-01-01 | POLE WOOD 45 FT (DIST) | POLE WOOD 45 FT | KY | 388 | 46122.23 | 118.8717 | 0
E364.00-Poles, Towers, and Fixtures | 1945-01-01 | POLE WOOD 60 FT (DIST) | POLE WOOD 60 FT | KY | 0 | 0 | 0 | 0
E364.00-Poles, Towers, and Fixtures | 1978-01-01 | POLE WOOD 30 FT (DIST) | POLE WOOD 30 FT | KY | 1714 | 183736.63 | 107.1976 | 0
E364.00-Poles, Towers, and Fixtures | 1965-01-01 | POLE WOOD 35 FT (DIST) | POLE WOOD 35 FT | KY | 1358 | 81685.27 | 60.1512 | 0
E364.00-Poles, Towers, and Fixtures | 1965-01-01 | POLE WOOD 30 FT (DIST) | POLE WOOD 30 FT | KY | 1161 | 55210.8 | 47.5545 | 0
E364.00-Poles, Towers, and Fixtures | 1968-01-01 | POLE WOOD 40 FT (DIST) | POLE WOOD 40 FT | KY | 2418 | 346033.22 | 143.1072 | 0
E364.00-Poles, Towers, and Fixtures | 1941-01-01 | POLE WOOD 40 FT (DIST) | MP1941 Licensed Project Poles, Towers, and Fixt | KY | 0 | 0 | 0 | 0
E364.00-Poles, Towers, and Fixtures | 1982-01-01 | PLATFORM | MP1982 Poles, Towers, and Fixtures | KY | 0 | 0 | 0
E364.00-Poles, Towers, and Fixtures | 1967-01-01 | POLE WOOD 50 FT (DIST) | POLE WOOD 50 FT | KY | 24 | 3402.95 | 141.7896 | 0
E364.00-Poles, Towers, and Fixtures | 1995-01-01 | POLE WOOD 50 FT (DIST) | POLE WOOD 50 FT (DIST) | KY | 439 | 298980.54 | 681.0491 | 0
E364.00-Poles, Towers, and Fixtures | 1960-01-01 | PAD / MAT | MP1960 Poles, Towers, and Fixtures | KY | 0 | 0 | 0
E364.00-Poles, Towers, and Fixtures | 1945-01-01 | POLE WOOD 65 FT (DIST) | MP1945 Poles, Towers, and Fixtures | KY | 0 | 0 | 0 | 0
E364.00-Poles, Towers, and Fixtures | 1990-01-01 | PLATFORM | MP1990 Poles, Towers, and Fixtures | KY | 0 | 0 | 0
E364.00-Poles, Towers, and Fixtures | 1997-01-01 | POLE WOOD 50 FT (DIST) | POLE WOOD 50 FT (DIST) | KY | 332 | 315522.26 | 950.3683 | 0
E364.00-Poles, Towers, and Fixtures | 1997-01-01 | POLE WOOD 40 FT (DIST) | POLE WOOD 40 FT (DIST) | KY | 2958 | 2996588.93 | 1013.0456 | 0
E364.00-Poles, Towers, and Fixtures | 1977-01-01 | POLE WOOD 55 FT (DIST) | POLE WOOD 55 FT | KY | 10 | 3503.8 | 350.38 | 0
E364.00-Poles, Towers, and Fixtures | 1954-01-01 | POLE WOOD 35 FT (DIST) | POLE WOOD 35 FT | KY | 242 | 12162.1 | 50.2566 | 0
E364.00-Poles, Towers, and Fixtures | 1988-01-01 | POLE WOOD 35 FT (DIST) | POLE WOOD 35 FT (DIST) | KY | 818 | 248669.05 | 303.9964 | 0
E364.00-Poles, Towers, and Fixtures | 2008-01-01 | POLE WOOD 50 FT (DIST) | POLE WOOD 50 FT (DIST) | KY | 369 | 556511.53 | 1508.1613 | 0
E364.00-Poles, Towers, and Fixtures | 2005-01-01 | POLE WOOD 50 FT (DIST) | MP2005 Poles, Towers, and Fixtures | KY | 0 | 0 | 0 | 0
E364.00-Poles, Towers, and Fixtures | 1979-01-01 | POLE WOOD 40 FT (DIST) | POLE WOOD 40 FT | KY | 2474 | 850865.5 | 343.923 | 0
E364.00-Poles, Towers, and Fixtures | 1974-01-01 | TO BE SPREAD OVER ASSETS IN ACCOUNT | MP1974 Poles, Towers, and Fixtures | KY | 0 | 0 | 0
E364.00-Poles, Towers, and Fixtures | 1956-01-01 | POLE WOOD 40 FT (DIST) | POLE WOOD 40 FT | KY | 940 | 118303.7 | 125.855 | 0
E364.00-Poles, Towers, and Fixtures | 1976-01-01 | POLE WOOD 40 FT (DIST) | POLE WOOD 40 FT | KY | 2264 | 578664.23 | 255.5937 | 0
E364.00-Poles, Towers, and Fixtures | 2002-01-01 | TRANSFORMER | MP2002 Poles, Towers, and Fixtures | KY | 0 | 0 | 0
E364.00-Poles, Towers, and Fixtures | 1980-01-01 | POLE WOOD 40 FT (DIST) | POLE WOOD 40 FT | KY | 2515 | 867248.37 | 344.8304 | 0
E364.00-Poles, Towers, and Fixtures | 1948-01-01 | TO BE SPREAD OVER ASSETS IN ACCOUNT | MP1948 Poles, Towers, and Fixtures | KY | 0 | 0 | 0
E364.00-Poles, Towers, and Fixtures | 2008-07-01 | Non-unitized | NBSV156OH-New Elect Serv-Ovhd-Earlington | KY | 0 | 0 | 0
E364.00-Poles, Towers, and Fixtures | 2008-07-01 | Non-unitized | POLD216-OUTDOOR LIGHTING 216 | KY | 0 | 0 | 0
E364.00-Poles, Towers, and Fixtures | 2008-07-01 | Non-unitized | RDSTLT236-REP REPL DEF ST LIGHTS 236 | KY | 0 | 0 | 0 | 0
E364.00-Poles, Towers, and Fixtures | 2008-07-01 | Non-unitized | RDDD366OH-Rep Def Equip-OH-Maysville | KY | 0 | 0 | 0
E364.00-Poles, Towers, and Fixtures | 2008-07-01 | Non-unitized | POLD156-OUTDOOR LIGHTING 156 | KY | 0 | 0 | 0
E364.00-Poles, Towers, and Fixtures | 1979-01-01 | POLE WOOD 65 FT (DIST) | POLE WOOD 65 FT | KY | 5 | 3083.93 | 616.786 | 0
E364.00-Poles, Towers, and Fixtures | 2008-07-01 | Non-unitized | POLD426-OUTDOOR LIGHTING 426 | KY | 0 | 0 | 0
E364.00-Poles, Towers, and Fixtures | 2008-07-01 | Non-unitized | TBRD426OH-Trouble Orders Overhead | KY | 0 | 0 | 0
E364.00-Poles, Towers, and Fixtures | 2008-05-01 | Non-unitized | HEN WILDER BRANCH RD | KY | 0 | 0 | 0
E364.00-Poles, Towers, and Fixtures | 2008-05-01 | Non-unitized | 1102024 | KY | 0 | 0 | 0
E364.00-Poles, Towers, and Fixtures | 2008-05-01 | Non-unitized | 1013 IRA MCDONALD LN 42345 | KY | 0 | 0 | 0
E364.00-Poles, Towers, and Fixtures | 2008-05-01 | Non-unitized | 1313869 | KY | 0 | 0 | 0
E364.00-Poles, Towers, and Fixtures | 2008-05-01 | Non-unitized | ELMO GREER AND SONS | KY | 0 | 0 | 0
E364.00-Poles, Towers, and Fixtures | 2008-05-01 | Non-unitized | BEREA ROAD 40475 | KY | 0 | 0 | 0 | 0
E364.00-Poles, Towers, and Fixtures | 2008-05-01 | Non-unitized | 1713 ELIZABETHTOWN RD. 42754 | KY | 0 | 0 | 0
E364.00-Poles, Towers, and Fixtures | 2008-05-01 | Non-unitized | 208 JENKINS RD 42038 | KY | 0 | 0 | 0
E364.00-Poles, Towers, and Fixtures | 2008-05-01 | Non-unitized | MAINTENANCE RD 42259 | KY | 0 | 0 | 0
E364.00-Poles, Towers, and Fixtures | 2008-05-01 | Non-unitized | 1137784 | KY | 0 | 0 | 0
E364.00-Poles, Towers, and Fixtures | 2008-05-01 | Non-unitized | 240 LEBANON HILL 40069 | KY | 0 | 0 | 0
E364.00-Poles, Towers, and Fixtures | 2008-05-01 | Non-unitized | TWO OAKS 40356 | KY | 0 | 0 | 0 | 0
E364.00-Poles, Towers, and Fixtures | 2008-05-01 | Non-unitized | 1221758 | KY | 0 | 0 | 0
E364.00-Poles, Towers, and Fixtures | 2008-05-01 | Non-unitized | 2348 NICHOLASVILLE RD 40517 | KY | 0 | 0 | 0 | 0
E364.00-Poles, Towers, and Fixtures | 2008-05-01 | Non-unitized | 252 STURGIS RD 42064 | KY | 0 | 0 | 0
E364.00-Poles, Towers, and Fixtures | 2008-05-01 | Non-unitized | 668 MAYSVILLE RD 40353 | KY | 0 | 0 | 0 | 0
E364.00-Poles, Towers, and Fixtures | 2008-05-01 | Non-unitized | 528 LEIGHS CHAPEL RD 42345 | KY | 0 | 0 | 0
E364.00-Poles, Towers, and Fixtures | 2008-05-01 | Non-unitized | 3634 US HWY 127 | KY | 0 | 0 | 0 | 0
E364.00-Poles, Towers, and Fixtures | 2008-05-01 | Non-unitized | 1400 MEADOWS RD | KY | 0 | 0 | 0
E364.00-Poles, Towers, and Fixtures | 2008-05-01 | Non-unitized | 6024 US HIGHWAY 62 W | KY | 0 | 0 | 0
E364.00-Poles, Towers, and Fixtures | 2008-05-01 | Non-unitized | 295 CLEO YOUNG RD | KY | 0 | 0 | 0
E364.00-Poles, Towers, and Fixtures | 2008-05-01 | Non-unitized | 13115 STATE HWY 81 | KY | 0 | 0 | 0
E364.00-Poles, Towers, and Fixtures | 2008-05-01 | Non-unitized | PLEASANT VALLEY RD 42445 | KY | 0 | 0 | 0
E364.00-Poles, Towers, and Fixtures | 2008-05-01 | Non-unitized | 560 COLLEGE HILL ROAD | KY | 0 | 0 | 0 | 0
E364.00-Poles, Towers, and Fixtures | 2008-05-01 | Non-unitized | EASTLAND DR | KY | 0 | 0 | 0 | 0
E364.00-Poles, Towers, and Fixtures | 2008-05-01 | Non-unitized | 3250 COLBY RD | KY | 0 | 0 | 0
E364.00-Poles, Towers, and Fixtures | 2008-05-01 | Non-unitized | SOMERSPORT PARK | KY | 0 | 0 | 0 | 0
E364.00-Poles, Towers, and Fixtures | 2008-05-01 | Non-unitized | 150 KOHLS DR 40356 | KY | 0 | 0 | 0 | 0
E364.00-Poles, Towers, and Fixtures | 2008-05-01 | Non-unitized | LADISH ROAD | KY | 0 | 0 | 0 | 0
E364.00-Poles, Towers, and Fixtures | 2008-05-01 | Non-unitized | FRANKFORT RD LT5 HSE 40065 | KY | 0 | 0 | 0 | 0
E364.00-Poles, Towers, and Fixtures | 2008-05-01 | Non-unitized | DOUBLE CULVERT 40324 | KY | 0 | 0 | 0
E364.00-Poles, Towers, and Fixtures | 2008-05-01 | Non-unitized | 796 RAMBLING CREEK DR 40509 | KY | 0 | 0 | 0 | 0
E364.00-Poles, Towers, and Fixtures | 2008-05-01 | Non-unitized | PEACHTREE ST 42784 | KY | 0 | 0 | 0 | 0
E364.00-Poles, Towers, and Fixtures | 2008-05-01 | Non-unitized | 8586 CROPPER RD 40057 | KY | 0 | 0 | 0 | 0
E364.00-Poles, Towers, and Fixtures | 2008-05-01 | Non-unitized | 110 SHORTY LONG RD | KY | 0 | 0 | 0 | 0
E364.00-Poles, Towers, and Fixtures | 2008-05-01 | Non-unitized | 801 KENNEDY RD 40051 | KY | 0 | 0 | 0 | 0
E364.00-Poles, Towers, and Fixtures | 2008-05-01 | Non-unitized | 384 NEW CYPRESS RD | KY | 0 | 0 | 0
E364.00-Poles, Towers, and Fixtures | 2008-05-01 | Non-unitized | GREENE DR | KY | 0 | 0 | 0 | 0
E364.00-Poles, Towers, and Fixtures | 2008-05-01 | Non-unitized | 1187 CARRICK RD TSE 40324 | KY | 0 | 0 | 0 | 0
E364.00-Poles, Towers, and Fixtures | 2008-05-01 | Non-unitized | 1006547 | KY | 0 | 0 | 0 | 0
E364.00-Poles, Towers, and Fixtures | 2008-05-01 | Non-unitized | RT2 COLMAR 40965 | KY | 0 | 0 | 0 | 0
E364.00-Poles, Towers, and Fixtures | 2008-05-01 | Non-unitized | 1104327 | KY | 0 | 0 | 0 | 0
E364.00-Poles, Towers, and Fixtures | 2008-05-01 | Non-unitized | 120 BEECH ST 40422 | KY | 0 | 0 | 0 | 0
E364.00-Poles, Towers, and Fixtures | 2008-05-01 | Non-unitized | 1312674 | KY | 0 | 0 | 0 | 0
E364.00-Poles, Towers, and Fixtures | 2008-05-01 | Non-unitized | GINNIE LANE | KY | 0 | 0 | 0 | 0
E364.00-Poles, Towers, and Fixtures | 2008-05-01 | Non-unitized | 4029 US 62 41056 | KY | 0 | 0 | 0 | 0
E364.00-Poles, Towers, and Fixtures | 2008-05-01 | Non-unitized | 1141256 | KY | 0 | 0 | 0 | 0
E364.00-Poles, Towers, and Fixtures | 2008-05-01 | Non-unitized | BLACKMONT RD 40863 | KY | 0 | 0 | 0 | 0
E364.00-Poles, Towers, and Fixtures | 2008-05-01 | Non-unitized | 1204665 | KY | 0 | 0 | 0 | 0
E364.00-Poles, Towers, and Fixtures | 2008-05-01 | Non-unitized | BEREA RD 40475 | KY | 0 | 0 | 0 | 0
E364.00-Poles, Towers, and Fixtures | 2008-05-01 | Non-unitized | 2613 FISHERS MILL RD 40347 | KY | 0 | 0 | 0 | 0
E364.00-Poles, Towers, and Fixtures | 2008-05-01 | Non-unitized | ARMORY ST. | KY | 0 | 0 | 0 | 0
E364.00-Poles, Towers, and Fixtures | 2008-05-01 | Non-unitized | 61 BIRCH ST | KY | 0 | 0 | 0
E364.00-Poles, Towers, and Fixtures | 2008-05-01 | Non-unitized | LOT12 PAUL HARNED RD TSE 40150 | KY | 0 | 0 | 0 | 0
E364.00-Poles, Towers, and Fixtures | 2008-05-01 | Non-unitized | 10909 BEAVER DAM RD 42721 | KY | 0 | 0 | 0 | 0
E364.00-Poles, Towers, and Fixtures | 2008-05-01 | Non-unitized | 117 LONG AVE | KY | 0 | 0 | 0 | 0
E364.00-Poles, Towers, and Fixtures | 2008-05-01 | Non-unitized | GREENDALE RD 40511 | KY | 0 | 0 | 0 | 0
E364.00-Poles, Towers, and Fixtures | 2008-05-01 | Non-unitized | 2780 HATCHER VALLEY RD 42749 | KY | 0 | 0 | 0 | 0
E364.00-Poles, Towers, and Fixtures | 2008-05-01 | Non-unitized | CORINNE DR 42038 | KY | 0 | 0 | 0 | 0
E364.00-Poles, Towers, and Fixtures | 2008-05-01 | Non-unitized | 506 HENSLEY DR 40741 | KY | 0 | 0 | 0 | 0
E364.00-Poles, Towers, and Fixtures | 2008-05-01 | Non-unitized | 4786 S WILSON RD | KY | 0 | 0 | 0 | 0
E364.00-Poles, Towers, and Fixtures | 2008-05-01 | Non-unitized | 25582 HIGHWAY 38 TRL 40843 | KY | 0 | 0 | 0 | 0
E364.00-Poles, Towers, and Fixtures | 2008-05-01 | Non-unitized | LANGLEY COURT 42726 | KY | 0 | 0 | 0 | 0
E364.00-Poles, Towers, and Fixtures | 2008-05-01 | Non-unitized | 1164750 | KY | 0 | 0 | 0 | 0
E364.00-Poles, Towers, and Fixtures | 2008-05-01 | Non-unitized | 9657 HWY 10 41043 | KY | 0 | 0 | 0 | 0
E364.00-Poles, Towers, and Fixtures | 2008-05-01 | Non-unitized | 1150135 | KY | 0 | 0 | 0 | 0
E364.00-Poles, Towers, and Fixtures | 2008-05-01 | Non-unitized | 1153487 | KY | 0 | 0 | 0
E364.00-Poles, Towers, and Fixtures | 2008-05-01 | Non-unitized | 1240831 | KY | 0 | 0 | 0 | 0
E364.00-Poles, Towers, and Fixtures | 2008-05-01 | Non-unitized | 1114905 | KY | 0 | 0 | 0 | 0
E364.00-Poles, Towers, and Fixtures | 2008-05-01 | Non-unitized | 185 ETTER LN 40324 | KY | 0 | 0 | 0 | 0
E364.00-Poles, Towers, and Fixtures | 2008-05-01 | Non-unitized | E LOUDON AVE 40505 | KY | 0 | 0 | 0 | 0
E364.00-Poles, Towers, and Fixtures | 2008-05-01 | Non-unitized | MIRACLE 40856 | KY | 0 | 0 | 0 | 0
E364.00-Poles, Towers, and Fixtures | 2008-05-01 | Non-unitized | 491 S MAIN ST 40409 | KY | 0 | 0 | 0 | 0
E364.00-Poles, Towers, and Fixtures | 2008-05-01 | Non-unitized | 1115226 | KY | 0 | 0 | 0 | 0
E364.00-Poles, Towers, and Fixtures | 2008-05-01 | Non-unitized | 1229914 | KY | 0 | 0 | 0 | 0
E364.00-Poles, Towers, and Fixtures | 2008-05-01 | Non-unitized | 1692 STAMPING GROUND 40379 | KY | 0 | 0 | 0 | 0
E364.00-Poles, Towers, and Fixtures | 2008-05-01 | Non-unitized | 292 VILEY LN 40324 | KY | 0 | 0 | 0 | 0
E364.00-Poles, Towers, and Fixtures | 2008-05-01 | Non-unitized | 1116954 | KY | 0 | 0 | 0
E364.00-Poles, Towers, and Fixtures | 2008-05-01 | Non-unitized | 177 COLLINS LANE - CAR SHOP | KY | 0 | 0 | 0
E364.00-Poles, Towers, and Fixtures | 2008-05-01 | Non-unitized | 2150 GEORGETOWN RD 40511 | KY | 0 | 0 | 0 | 0
E364.00-Poles, Towers, and Fixtures | 2008-05-01 | Non-unitized | 3215 MAIN ST 40379 | KY | 0 | 0 | 0 | 0
E364.00-Poles, Towers, and Fixtures | 2008-05-01 | Non-unitized | 511 MOUNT EDEN RD | KY | 0 | 0 | 0 | 0
E364.00-Poles, Towers, and Fixtures | 2008-05-01 | Non-unitized | 3401 NICHOLASVILLE RD 40503 | KY | 0 | 0 | 0 | 0
E364.00-Poles, Towers, and Fixtures | 2008-05-01 | Non-unitized | 763 S HIGHWAY 1651 42653 | KY | 0 | 0 | 0 | 0
E364.00-Poles, Towers, and Fixtures | 2008-05-01 | Non-unitized | 9107 HARRODSBURG RD 40390 | KY | 0 | 0 | 0 | 0
E364.00-Poles, Towers, and Fixtures | 2008-05-01 | Non-unitized | 763 E HIGHWAY 60 | KY | 0 | 0 | 0 | 0
E364.00-Poles, Towers, and Fixtures | 2008-05-01 | Non-unitized | 514 W SHORT ST 40507 | KY | 0 | 0 | 0
E364.00-Poles, Towers, and Fixtures | 2008-05-01 | Non-unitized | 415 US HWY 62 WEST | KY | 0 | 0 | 0 | 0
E364.00-Poles, Towers, and Fixtures | 2008-05-01 | Non-unitized | PEACH BLOSSOM RD | KY | 0 | 0 | 0 | 0
E364.00-Poles, Towers, and Fixtures | 2008-05-01 | Non-unitized | 115 KELLY ST. EVARTS | KY | 0 | 0 | 0 | 0
E364.00-Poles, Towers, and Fixtures | 2008-05-01 | Non-unitized | 1105495 | KY | 0 | 0 | 0 | 0
E364.00-Poles, Towers, and Fixtures | 2008-05-01 | Non-unitized | 1209296 | KY | 0 | 0 | 0 | 0
E364.00-Poles, Towers, and Fixtures | 2008-05-01 | Non-unitized | 1310816 | KY | 0 | 0 | 0 | 0
E364.00-Poles, Towers, and Fixtures | 2008-05-01 | Non-unitized | 1108515 | KY | 0 | 0 | 0 | 0
E364.00-Poles, Towers, and Fixtures | 2008-05-01 | Non-unitized | BAUGHMAN TSE 40911 | KY | 0 | 0 | 0 | 0
E364.00-Poles, Towers, and Fixtures | 2008-05-01 | Non-unitized | SAINT GEORGE ST 40475 | KY | 0 | 0 | 0 | 0
E364.00-Poles, Towers, and Fixtures | 2008-05-01 | Non-unitized | 101 CORPORATE WAY | KY | 0 | 0 | 0 | 0
E364.00-Poles, Towers, and Fixtures | 2008-05-01 | Non-unitized | 3848 BOONESBORO RD. | KY | 0 | 0 | 0 | 0
E364.00-Poles, Towers, and Fixtures | 2008-05-01 | Non-unitized | 1003 N MIDDLETOWN RD BARN 40361 | KY | 0 | 0 | 0 | 0
E364.00-Poles, Towers, and Fixtures | 2008-05-01 | Non-unitized | 913 BAGDAD RD 40065 | KY | 0 | 0 | 0 | 0
E364.00-Poles, Towers, and Fixtures | 2008-05-01 | Non-unitized | 135 INTERSTATE DR TOWER 40353 | KY | 0 | 0 | 0 | 0
E364.00-Poles, Towers, and Fixtures | 2008-05-01 | Non-unitized | 707 PLUM RIDGE TRACT 8 40071 | KY | 0 | 0 | 0 | 0
E364.00-Poles, Towers, and Fixtures | 2008-05-01 | Non-unitized | 1541 FLOOD RD LOT 2 40065 | KY | 0 | 0 | 0 | 0
E364.00-Poles, Towers, and Fixtures | 2008-05-01 | Non-unitized | GENERAL CABLE DR | KY | 0 | 0 | 0 | 0
E364.00-Poles, Towers, and Fixtures | 2008-05-01 | Non-unitized | CLEMENTS JOB CORP | KY | 0 | 0 | 0 | 0
E364.00-Poles, Towers, and Fixtures | 2008-05-01 | Non-unitized | 116 AUTUMN LANE 40324 | KY | 0 | 0 | 0 | 0
E364.00-Poles, Towers, and Fixtures | 2008-05-01 | Non-unitized | 658 DODGE ST 40508 | KY | 0 | 0 | 0
E364.00-Poles, Towers, and Fixtures | 2008-05-01 | Non-unitized | 220 CHEROKEE BLV 42701 | KY | 0 | 0 | 0 | 0
E364.00-Poles, Towers, and Fixtures | 2008-05-01 | Non-unitized | E MAIN ST | KY | 0 | 0 | 0 | 0
E364.00-Poles, Towers, and Fixtures | 2008-05-01 | Non-unitized | STUART HALL BLVD | KY | 0 | 0 | 0 | 0
E364.00-Poles, Towers, and Fixtures | 2008-05-01 | Non-unitized | 260 MT SALEM RD 40437 | KY | 0 | 0 | 0 | 0
E364.00-Poles, Towers, and Fixtures | 2008-05-01 | Non-unitized | 2901 E HWY 146 NEW BLDG 40031 | KY | 0 | 0 | 0 | 0
E364.00-Poles, Towers, and Fixtures | 2008-05-01 | Non-unitized | 315 ROGERS RD 41056 | KY | 0 | 0 | 0 | 0
E364.00-Poles, Towers, and Fixtures | 2008-05-01 | Non-unitized | HIGHWAY 72 40831 | KY | 0 | 0 | 0
E364.00-Poles, Towers, and Fixtures | 2008-05-01 | Non-unitized | 215 HOLT AVE 40353 | KY | 0 | 0 | 0
E364.00-Poles, Towers, and Fixtures | 2008-05-01 | Non-unitized | 872 STILLHOUSE HOLLOW 40601 | KY | 0 | 0 | 0 | 0
E364.00-Poles, Towers, and Fixtures | 2008-05-01 | Non-unitized | THOMPSON LN PUMP 40162 | KY | 0 | 0 | 0 | 0
E364.00-Poles, Towers, and Fixtures | 2008-05-01 | Non-unitized | CUBBAGE TRAILER 40822 | KY | 0 | 0 | 0 | 0
E364.00-Poles, Towers, and Fixtures | 2008-05-01 | Non-unitized | 10584 N DIXIE HWY 42713 | KY | 0 | 0 | 0 | 0
E364.00-Poles, Towers, and Fixtures | 2008-05-01 | Non-unitized | 114 CHURCH ST 42323 | KY | 0 | 0 | 0 | 0
E364.00-Poles, Towers, and Fixtures | 2008-05-01 | Non-unitized | 7090 RUSSELL CAVE RD 40361 | KY | 0 | 0 | 0
E364.00-Poles, Towers, and Fixtures | 2008-05-01 | Non-unitized | 1148364 | KY | 0 | 0 | 0
E364.00-Poles, Towers, and Fixtures | 2008-05-01 | Non-unitized | 360 SHAWNEE RUN RD TSE 40330 | KY | 0 | 0 | 0 | 0
E364.00-Poles, Towers, and Fixtures | 2008-05-01 | Non-unitized | 2125 CATNIP HILL RD 40356 | KY | 0 | 0 | 0 | 0
E364.00-Poles, Towers, and Fixtures | 2008-05-01 | Non-unitized | E. HONAKER RD. AT LONGLICK | KY | 0 | 0 | 0 | 0
E364.00-Poles, Towers, and Fixtures | 2008-05-01 | Non-unitized | 400 STEADMANTOWN LN 40601 | KY | 0 | 0 | 0 | 0
E364.00-Poles, Towers, and Fixtures | 2008-05-01 | Non-unitized | 2348 NICHOLASVILLE RD 40503 | KY | 0 | 0 | 0 | 0
E364.00-Poles, Towers, and Fixtures | 2008-05-01 | Non-unitized | 2258 RICHMOND RD 40336 | KY | 0 | 0 | 0
E364.00-Poles, Towers, and Fixtures | 2008-05-01 | Non-unitized | 2205 S HWY 53 40031 | KY | 0 | 0 | 0 | 0
E364.00-Poles, Towers, and Fixtures | 2008-05-01 | Non-unitized | 4290 CRUSHER LN | KY | 0 | 0 | 0 | 0
E364.00-Poles, Towers, and Fixtures | 2008-05-01 | Non-unitized | POLO CLUB BLVD | KY | 0 | 0 | 0 | 0
E364.00-Poles, Towers, and Fixtures | 2008-05-01 | Non-unitized | 434 COLLEGE HILL RD 40385 | KY | 0 | 0 | 0 | 0
E364.00-Poles, Towers, and Fixtures | 2008-05-01 | Non-unitized | CHILESBURG RD | KY | 0 | 0 | 0
E364.00-Poles, Towers, and Fixtures | 2008-05-01 | Non-unitized | 2145 OLD PRICE RD | KY | 0 | 0 | 0 | 0
E364.00-Poles, Towers, and Fixtures | 2008-05-01 | Non-unitized | 40 DAVIS DR GARAGE 42647 | KY | 0 | 0 | 0 | 0
E364.00-Poles, Towers, and Fixtures | 2008-05-01 | Non-unitized | 1210295 | KY | 0 | 0 | 0
E364.00-Poles, Towers, and Fixtures | 2008-05-01 | Non-unitized | 2792 STATE RTE 176 42345 | KY | 0 | 0 | 0
E364.00-Poles, Towers, and Fixtures | 2008-05-01 | Non-unitized | 9047 MASON / LEWIS ROAD 41056 | KY | 0 | 0 | 0
E364.00-Poles, Towers, and Fixtures | 2008-05-01 | Non-unitized | 245 EVANS DR | KY | 0 | 0 | 0
E364.00-Poles, Towers, and Fixtures | 2008-05-01 | Non-unitized | JACKSON MILL CRK RD 40863 | KY | 0 | 0 | 0 | 0
E364.00-Poles, Towers, and Fixtures | 2008-05-01 | Non-unitized | 4496 FRANKFORT RD 40324 | KY | 0 | 0 | 0 | 0
E364.00-Poles, Towers, and Fixtures | 2008-05-01 | Non-unitized | 2030 WINCHESTER RD 40505 | KY | 0 | 0 | 0
E364.00-Poles, Towers, and Fixtures | 2008-05-01 | Non-unitized | 1154399 | KY | 0 | 0 | 0 | 0
E364.00-Poles, Towers, and Fixtures | 2008-05-01 | Non-unitized | 1122334 | KY | 0 | 0 | 0 | 0
E364.00-Poles, Towers, and Fixtures | 2008-05-01 | Non-unitized | 1188345 | KY | 0 | 0 | 0 | 0
E364.00-Poles, Towers, and Fixtures | 2008-05-01 | Non-unitized | 1203574 | KY | 0 | 0 | 0
E364.00-Poles, Towers, and Fixtures | 2008-05-01 | Non-unitized | 4865 TATES CREEK RD 40515 | KY | 0 | 0 | 0 | 0
E364.00-Poles, Towers, and Fixtures | 2008-05-01 | Non-unitized | 928357 | KY | 0 | 0 | 0
E364.00-Poles, Towers, and Fixtures | 2008-05-01 | Non-unitized | 909 BROADWAY 41311 | KY | 0 | 0 | 0 | 0
E364.00-Poles, Towers, and Fixtures | 2008-05-01 | Non-unitized | RIVER ST | KY | 0 | 0 | 0 | 0
E364.00-Poles, Towers, and Fixtures | 2008-05-01 | Non-unitized | ROSSPOINT 40806 | KY | 0 | 0 | 0 | 0
E364.00-Poles, Towers, and Fixtures | 2008-05-01 | Non-unitized | COTTONWOOD DR 40475 | KY | 0 | 0 | 0 | 0
E364.00-Poles, Towers, and Fixtures | 2008-05-01 | Non-unitized | 1182677 | KY | 0 | 0 | 0 | 0
E364.00-Poles, Towers, and Fixtures | 2008-05-01 | Non-unitized | US 27 HIGHWAY | KY | 0 | 0 | 0 | 0
E364.00-Poles, Towers, and Fixtures | 2008-05-01 | Non-unitized | RODEO DR | KY | 0 | 0 | 0 | 0
E364.00-Poles, Towers, and Fixtures | 2008-05-01 | Non-unitized | 3050 HELMSDALE PL 40509 | KY | 0 | 0 | 0 | 0
E364.00-Poles, Towers, and Fixtures | 2008-05-01 | Non-unitized | 5100 HAMILTON LN 40511 | KY | 0 | 0 | 0 | 0
E364.00-Poles, Towers, and Fixtures | 2008-05-01 | Non-unitized | HIGHWAY 90 & CABIN ST. 42519 | KY | 0 | 0 | 0 | 0
E364.00-Poles, Towers, and Fixtures | 2008-05-01 | Non-unitized | UGN - SOMERSET | KY | 0 | 0 | 0 | 0
E364.00-Poles, Towers, and Fixtures | 2008-05-01 | Non-unitized | 958 N HIGHWAY 11 40374 | KY | 0 | 0 | 0 | 0
E364.00-Poles, Towers, and Fixtures | 2008-05-01 | Non-unitized | WRANGLING RUN ROAD 41002 | KY | 0 | 0 | 0 | 0
E364.00-Poles, Towers, and Fixtures | 2008-05-01 | Non-unitized | HWY 150 | KY | 0 | 0 | 0 | 0
E364.00-Poles, Towers, and Fixtures | 2008-05-01 | Non-unitized | 857 KENTUCKY ST NEWEST 40065 | KY | 0 | 0 | 0 | 0
E364.00-Poles, Towers, and Fixtures | 2008-05-01 | Non-unitized | STATE HWY 136 | KY | 0 | 0 | 0
E364.00-Poles, Towers, and Fixtures | 2008-05-01 | Non-unitized | KENTUCKY HWY 213 | KY | 0 | 0 | 0
E364.00-Poles, Towers, and Fixtures | 2008-05-01 | Non-unitized | 6076 WARDS PIKE PI 41055 | KY | 0 | 0 | 0 | 0
E364.00-Poles, Towers, and Fixtures | 2008-05-01 | Non-unitized | 1510 FT SUMTER CT 40505 | KY | 0 | 0 | 0 | 0
E364.00-Poles, Towers, and Fixtures | 2008-05-01 | Non-unitized | 212 W LIMESTONE ST | KY | 0 | 0 | 0 | 0
E364.00-Poles, Towers, and Fixtures | 2008-05-01 | Non-unitized | 46 E MADISON AVE UNIT 32 40422 | KY | 0 | 0 | 0 | 0
E364.00-Poles, Towers, and Fixtures | 2008-05-01 | Non-unitized | 3715 US 60 E TEMP 40351 | KY | 0 | 0 | 0 | 0
E364.00-Poles, Towers, and Fixtures | 2008-05-01 | Non-unitized | 75 RAILROAD ST BN 40448 | KY | 0 | 0 | 0 | 0
E364.00-Poles, Towers, and Fixtures | 2008-05-01 | Non-unitized | SABLE 40379 | KY | 0 | 0 | 0 | 0
E364.00-Poles, Towers, and Fixtures | 2008-05-01 | Non-unitized | JAMIE RIDGE RD | KY | 0 | 0 | 0 | 0
E364.00-Poles, Towers, and Fixtures | 2008-05-01 | Non-unitized | 8293 HIGHWAY 987 40867 | KY | 0 | 0 | 0 | 0
E364.00-Poles, Towers, and Fixtures | 2008-05-01 | Non-unitized | 1115808 | KY | 0 | 0 | 0
E364.00-Poles, Towers, and Fixtures | 2008-05-01 | Non-unitized | 1221135 | KY | 0 | 0 | 0 | 0
E364.00-Poles, Towers, and Fixtures | 2008-05-01 | Non-unitized | 1238655 | KY | 0 | 0 | 0 | 0
E364.00-Poles, Towers, and Fixtures | 2008-05-01 | Non-unitized | MT. HEBRON RD. | KY | 0 | 0 | 0
E364.00-Poles, Towers, and Fixtures | 2008-05-01 | Non-unitized | 1342216 | KY | 0 | 0 | 0
E364.00-Poles, Towers, and Fixtures | 2008-05-01 | Non-unitized | W NEW CIRCLE RD | KY | 0 | 0 | 0 | 0
E364.00-Poles, Towers, and Fixtures | 2008-05-01 | Non-unitized | EASTERN BYP 40475 | KY | 0 | 0 | 0 | 0
E364.00-Poles, Towers, and Fixtures | 2008-05-01 | Non-unitized | BECKNERVILLE RD | KY | 0 | 0 | 0 | 0
E364.00-Poles, Towers, and Fixtures | 2008-05-01 | Non-unitized | PINCKARD PIKE 40383 | KY | 0 | 0 | 0
E364.00-Poles, Towers, and Fixtures | 2008-05-01 | Non-unitized | 2302 US HWY 60 | KY | 0 | 0 | 0 | 0
E364.00-Poles, Towers, and Fixtures | 2008-05-01 | Non-unitized | 100 WINDSOR PATH | KY | 0 | 0 | 0 | 0
E364.00-Poles, Towers, and Fixtures | 2008-05-01 | Non-unitized | 1358355 | KY | 0 | 0 | 0
E364.00-Poles, Towers, and Fixtures | 2008-05-01 | Non-unitized | LONDON ELEMENTARY | KY | 0 | 0 | 0 | 0
E364.00-Poles, Towers, and Fixtures | 2008-05-01 | Non-unitized | LEWIS CT 42743 | KY | 0 | 0 | 0 | 0
E364.00-Poles, Towers, and Fixtures | 2008-05-01 | Non-unitized | 190 GWINN ISLAND RD 40422 | KY | 0 | 0 | 0 | 0
E364.00-Poles, Towers, and Fixtures | 2008-05-01 | Non-unitized | 414 GOLDEN EAGLE DR TSE 40744 | KY | 0 | 0 | 0 | 0
E364.00-Poles, Towers, and Fixtures | 2008-05-01 | Non-unitized | ELROD ST | KY | 0 | 0 | 0 | 0
E364.00-Poles, Towers, and Fixtures | 2008-05-01 | Non-unitized | 1225 TALMAGE-MAYO RD TEMP 40330 | KY | 0 | 0 | 0 | 0
E364.00-Poles, Towers, and Fixtures | 2008-05-01 | Non-unitized | HIGHWAY 38 40927 | KY | 0 | 0 | 0
E364.00-Poles, Towers, and Fixtures | 2008-05-01 | Non-unitized | SIMMS FORK 40902 | KY | 0 | 0 | 0 | 0
E364.00-Poles, Towers, and Fixtures | 2008-05-01 | Non-unitized | SONORA HARDIN SPRINGS RD | KY | 0 | 0 | 0 | 0
E364.00-Poles, Towers, and Fixtures | 2008-05-01 | Non-unitized | 337 MAJESTIC WAY 42724 | KY | 0 | 0 | 0 | 0
E364.00-Poles, Towers, and Fixtures | 2008-05-01 | Non-unitized | 96 W YEAGER RD STORAGE 40962 | KY | 0 | 0 | 0 | 0
E364.00-Poles, Towers, and Fixtures | 2008-05-01 | Non-unitized | HWY 41 | KY | 0 | 0 | 0
E364.00-Poles, Towers, and Fixtures | 2008-05-01 | Non-unitized | HIGHWAY 127 N | KY | 0 | 0 | 0
E364.00-Poles, Towers, and Fixtures | 2008-05-01 | Non-unitized | STEVEN MEADOWS LN | KY | 0 | 0 | 0
E364.00-Poles, Towers, and Fixtures | 2008-05-01 | Non-unitized | BYPASS | KY | 0 | 0 | 0 | 0
E364.00-Poles, Towers, and Fixtures | 2008-05-01 | Non-unitized | 949796 | KY | 0 | 0 | 0
E364.00-Poles, Towers, and Fixtures | 2008-05-01 | Non-unitized | LAUREL PARKING GARAGE | KY | 0 | 0 | 0
E364.00-Poles, Towers, and Fixtures | 2008-05-01 | Non-unitized | FRANKFORT 40324 | KY | 0 | 0 | 0
E364.00-Poles, Towers, and Fixtures | 2008-05-01 | Non-unitized | 13863 S PRESTON HWY 40150 | KY | 0 | 0 | 0
E364.00-Poles, Towers, and Fixtures | 2008-05-01 | Non-unitized | 421 HARDYVILLE RD 42765 | KY | 0 | 0 | 0
E364.00-Poles, Towers, and Fixtures | 2008-05-01 | Non-unitized | 1239955 | KY | 0 | 0 | 0
E364.00-Poles, Towers, and Fixtures | 2008-05-01 | Non-unitized | US 68 | KY | 0 | 0 | 0
E364.00-Poles, Towers, and Fixtures | 2008-05-01 | Non-unitized | 2510 CONNOR STATION ROAD | KY | 0 | 0 | 0
E364.00-Poles, Towers, and Fixtures | 2008-05-01 | Non-unitized | 1284430 | KY | 0 | 0 | 0
E364.00-Poles, Towers, and Fixtures | 2008-05-01 | Non-unitized | 1226444 | KY | 0 | 0 | 0
E364.00-Poles, Towers, and Fixtures | 2008-05-01 | Non-unitized | 1234699 | KY | 0 | 0 | 0
E364.00-Poles, Towers, and Fixtures | 2008-05-01 | Non-unitized | 951215 | KY | 0 | 0 | 0
E364.00-Poles, Towers, and Fixtures | 2008-05-01 | Non-unitized | INDUSTRIAL PK TSE 42743 | KY | 0 | 0 | 0
E364.00-Poles, Towers, and Fixtures | 2008-05-01 | Non-unitized | 1341 MEFFORD HTS DR 41056 | KY | 0 | 0 | 0
E364.00-Poles, Towers, and Fixtures | 2008-05-01 | Non-unitized | 615353 | KY | 0 | 0 | 0
E364.00-Poles, Towers, and Fixtures | 2008-05-01 | Non-unitized | 1241684 | KY | 0 | 0 | 0
E364.00-Poles, Towers, and Fixtures | 2008-05-01 | Non-unitized | 1440626 | KY | 0 | 0 | 0
E364.00-Poles, Towers, and Fixtures | 2008-05-01 | Non-unitized | 1151204 | KY | 0 | 0 | 0
E364.00-Poles, Towers, and Fixtures | 2008-05-01 | Non-unitized | 3400 LONG LICK RD 40379 | KY | 0 | 0 | 0
E364.00-Poles, Towers, and Fixtures | 2008-05-01 | Non-unitized | 1365617 | KY | 0 | 0 | 0
E364.00-Poles, Towers, and Fixtures | 2008-05-01 | Non-unitized | 1446684 | KY | 0 | 0 | 0
E364.00-Poles, Towers, and Fixtures | 2008-05-01 | Non-unitized | HOPKINS COUNTY COAL MINE | KY | 0 | 0 | 0
E364.00-Poles, Towers, and Fixtures | 2008-05-01 | Non-unitized | BLOOMFIELD | KY | 0 | 0 | 0 | 0
E364.00-Poles, Towers, and Fixtures | 2008-05-01 | Non-unitized | 1196614 | KY | 0 | 0 | 0
E364.00-Poles, Towers, and Fixtures | 2008-05-01 | Non-unitized | 695 TICKY FORK RD 40472 | KY | 0 | 0 | 0
E364.00-Poles, Towers, and Fixtures | 2008-05-01 | Non-unitized | S. LAUREL MIDDLE SCHOOL RELOCATION | KY | 0 | 0 | 0
E364.00-Poles, Towers, and Fixtures | 2008-05-01 | Non-unitized | SADDLE CLUB RD | KY | 0 | 0 | 0
E364.00-Poles, Towers, and Fixtures | 2008-05-01 | Non-unitized | PINE HILL HOLLOW 40456 | KY | 0 | 0 | 0 | 0
E364.00-Poles, Towers, and Fixtures | 2008-05-01 | Non-unitized | MADDOX AVE. 40065 | KY | 0 | 0 | 0
E364.00-Poles, Towers, and Fixtures | 2008-05-01 | Non-unitized | 1356446 | KY | 0 | 0 | 0
E364.00-Poles, Towers, and Fixtures | 2008-05-01 | Non-unitized | 1443404 | KY | 0 | 0 | 0
E364.00-Poles, Towers, and Fixtures | 2008-05-01 | Non-unitized | 1417146 | KY | 0 | 0 | 0
E364.00-Poles, Towers, and Fixtures | 2008-05-01 | Non-unitized | 1499614 | KY | 0 | 0 | 0
E364.00-Poles, Towers, and Fixtures | 2008-05-01 | Non-unitized | 1311524 | KY | 0 | 0 | 0
E364.00-Poles, Towers, and Fixtures | 2008-05-01 | Non-unitized | 1470 FENDLEY MILL RD | KY | 0 | 0 | 0 | 0
E364.00-Poles, Towers, and Fixtures | 2008-05-01 | Non-unitized | 1492131 | KY | 0 | 0 | 0
E364.00-Poles, Towers, and Fixtures | 2008-05-01 | Non-unitized | 1463094 | KY | 0 | 0 | 0
E364.00-Poles, Towers, and Fixtures | 2008-05-01 | Non-unitized | 1308415 | KY | 0 | 0 | 0
E364.00-Poles, Towers, and Fixtures | 2008-05-01 | Non-unitized | 1080895 | KY | 0 | 0 | 0
E364.00-Poles, Towers, and Fixtures | 2008-05-01 | Non-unitized | 2130 CAVE HILL LN 40513 | KY | 0 | 0 | 0
E364.00-Poles, Towers, and Fixtures | 2008-05-01 | Non-unitized | 1301134 | KY | 0 | 0 | 0
E364.00-Poles, Towers, and Fixtures | 2008-05-01 | Non-unitized | LEJUNIOR | KY | 0 | 0 | 0
E364.00-Poles, Towers, and Fixtures | 2008-05-01 | Non-unitized | COMMERCIAL | KY | 0 | 0 | 0
E364.00-Poles, Towers, and Fixtures | 2008-05-01 | Non-unitized | 1065084 | KY | 0 | 0 | 0
E364.00-Poles, Towers, and Fixtures | 2008-05-01 | Non-unitized | HWY # 324 @ EKP CROSSING 41055 | KY | 0 | 0 | 0
E364.00-Poles, Towers, and Fixtures | 2008-05-01 | Non-unitized | 437 PARK HILLS RD. LOW VOLTAGE | KY | 0 | 0 | 0
E364.00-Poles, Towers, and Fixtures | 2008-05-01 | Non-unitized | PEA RIDGE RD | KY | 0 | 0 | 0 | 0
E364.00-Poles, Towers, and Fixtures | 2008-05-01 | Non-unitized | 2218 OLD FRANKFORT | KY | 0 | 0 | 0
E364.00-Poles, Towers, and Fixtures | 2008-05-01 | Non-unitized | 1370034 | KY | 0 | 0 | 0
E364.00-Poles, Towers, and Fixtures | 2008-05-01 | Non-unitized | 900 HUSTONVILLE RD 40422 | KY | 0 | 0 | 0 | 0
E364.00-Poles, Towers, and Fixtures | 2008-05-01 | Non-unitized | 1363265 | KY | 0 | 0 | 0
E364.00-Poles, Towers, and Fixtures | 2008-05-01 | Non-unitized | 1265058 | KY | 0 | 0 | 0 | 0
E364.00-Poles, Towers, and Fixtures | 2008-05-01 | Non-unitized | LORETTO RD | KY | 0 | 0 | 0
E364.00-Poles, Towers, and Fixtures | 2008-05-01 | Non-unitized | 975 S DIXIE HWY 42749 | KY | 0 | 0 | 0
E364.00-Poles, Towers, and Fixtures | 2008-05-01 | Non-unitized | 1506369 | KY | 0 | 0 | 0
E364.00-Poles, Towers, and Fixtures | 2008-05-01 | Non-unitized | GREEN ST 42087 | KY | 0 | 0 | 0
E364.00-Poles, Towers, and Fixtures | 2008-05-01 | Non-unitized | 1301724 | KY | 0 | 0 | 0
E364.00-Poles, Towers, and Fixtures | 2008-05-01 | Non-unitized | 1444283 | KY | 0 | 0 | 0
E364.00-Poles, Towers, and Fixtures | 2008-05-01 | Non-unitized | RUMSEY CIR | KY | 0 | 0 | 0
E364.00-Poles, Towers, and Fixtures | 2008-05-01 | Non-unitized | CHERRY HILL RD TEMP 42330 | KY | 0 | 0 | 0
E364.00-Poles, Towers, and Fixtures | 2008-05-01 | Non-unitized | 5600 N JACKSON HWY 42722 | KY | 0 | 0 | 0
E364.00-Poles, Towers, and Fixtures | 2008-05-01 | Non-unitized | 1491 STATE RT 175 N 42325 | KY | 0 | 0 | 0
E364.00-Poles, Towers, and Fixtures | 2008-05-01 | Non-unitized | 609 MILL STREET 42754 | KY | 0 | 0 | 0
E364.00-Poles, Towers, and Fixtures | 2008-05-01 | Non-unitized | 1356047 | KY | 0 | 0 | 0
E364.00-Poles, Towers, and Fixtures | 2008-05-01 | Non-unitized | 806 N COLUMBIA AVE | KY | 0 | 0 | 0 | 0
E364.00-Poles, Towers, and Fixtures | 2008-05-01 | Non-unitized | 1508725 | KY | 0 | 0 | 0
E364.00-Poles, Towers, and Fixtures | 2008-05-01 | Non-unitized | 1158050 | KY | 0 | 0 | 0
E364.00-Poles, Towers, and Fixtures | 2008-05-01 | Non-unitized | 1065975 | KY | 0 | 0 | 0 | 0
E364.00-Poles, Towers, and Fixtures | 2008-05-01 | Non-unitized | 1055704 | KY | 0 | 0 | 0
E364.00-Poles, Towers, and Fixtures | 2008-05-01 | Non-unitized | 645 BRICK CHURCH CELL TWR RD | KY | 0 | 0 | 0
E364.00-Poles, Towers, and Fixtures | 2008-05-01 | Non-unitized | 1471 STATE ROUTE 171 | KY | 0 | 0 | 0
E364.00-Poles, Towers, and Fixtures | 2008-05-01 | Non-unitized | 1384085 | KY | 0 | 0 | 0
E364.00-Poles, Towers, and Fixtures | 2008-05-01 | Non-unitized | 1101745 | KY | 0 | 0 | 0 | 0
E364.00-Poles, Towers, and Fixtures | 2008-05-01 | Non-unitized | 188 EMINENCE PIKE | KY | 0 | 0 | 0 | 0
E364.00-Poles, Towers, and Fixtures | 2008-05-01 | Non-unitized | 1229194 | KY | 0 | 0 | 0
E364.00-Poles, Towers, and Fixtures | 2008-05-01 | Non-unitized | 100 ROSE ST 42784 | KY | 0 | 0 | 0
E364.00-Poles, Towers, and Fixtures | 2008-05-01 | Non-unitized | 1232345 | KY | 0 | 0 | 0
E364.00-Poles, Towers, and Fixtures | 2008-05-01 | Non-unitized | 1225588 | KY | 0 | 0 | 0
E364.00-Poles, Towers, and Fixtures | 2008-05-01 | Non-unitized | 1323223 | KY | 0 | 0 | 0
E364.00-Poles, Towers, and Fixtures | 2008-05-01 | Non-unitized | WIGGINGTON LN 42411 | KY | 0 | 0 | 0
E364.00-Poles, Towers, and Fixtures | 2008-05-01 | Non-unitized | 1504825 | KY | 0 | 0 | 0
E364.00-Poles, Towers, and Fixtures | 2008-05-01 | Non-unitized | 122 DANIELS AVE 40351 | KY | 0 | 0 | 0
E364.00-Poles, Towers, and Fixtures | 2008-05-01 | Non-unitized | 1389085 | KY | 0 | 0 | 0
E364.00-Poles, Towers, and Fixtures | 2008-05-01 | Non-unitized | 1431687 | KY | 0 | 0 | 0
E364.00-Poles, Towers, and Fixtures | 2008-05-01 | Non-unitized | 582 RUDDLES MILL RD 41031 | KY | 0 | 0 | 0 | 0
E364.00-Poles, Towers, and Fixtures | 2008-05-01 | Non-unitized | 651 CLINTONVILLE RD 40361 | KY | 0 | 0 | 0 | 0
E364.00-Poles, Towers, and Fixtures | 2008-05-01 | Non-unitized | STATE HWY 74 | KY | 0 | 0 | 0 | 0
E364.00-Poles, Towers, and Fixtures | 2008-05-01 | Non-unitized | 1148439 | KY | 0 | 0 | 0
E364.00-Poles, Towers, and Fixtures | 2008-05-01 | Non-unitized | 232 GUESS RD 42064 | KY | 0 | 0 | 0
E364.00-Poles, Towers, and Fixtures | 2008-05-01 | Non-unitized | 1106724 | KY | 0 | 0 | 0
E364.00-Poles, Towers, and Fixtures | 2008-05-01 | Non-unitized | 620 W O'BANNON | KY | 0 | 0 | 0
E364.00-Poles, Towers, and Fixtures | 2008-05-01 | Non-unitized | PARADISE RD | KY | 0 | 0 | 0
E364.00-Poles, Towers, and Fixtures | 2008-05-01 | Non-unitized | STANDFORD ST. | KY | 0 | 0 | 0
E364.00-Poles, Towers, and Fixtures | 2008-05-01 | Non-unitized | VAN METER RD | KY | 0 | 0 | 0 | 0
E364.00-Poles, Towers, and Fixtures | 2008-05-01 | Non-unitized | 1201 US 60 WEST 42064 | KY | 0 | 0 | 0
E364.00-Poles, Towers, and Fixtures | 2008-05-01 | Non-unitized | US HIGHWAY 431 S | KY | 0 | 0 | 0
E364.00-Poles, Towers, and Fixtures | 2008-05-01 | Non-unitized | 1359705 | KY | 0 | 0 | 0
E364.00-Poles, Towers, and Fixtures | 2008-05-01 | Non-unitized | 1290085 | KY | 0 | 0 | 0
E364.00-Poles, Towers, and Fixtures | 2008-05-01 | Non-unitized | 3001 BLAKE JAMES DR 40509 | KY | 0 | 0 | 0
E364.00-Poles, Towers, and Fixtures | 2008-05-01 | Non-unitized | ST HWY 3192 | KY | 0 | 0 | 0 | 0
E364.00-Poles, Towers, and Fixtures | 2008-05-01 | Non-unitized | 2071 US HWY 60 42064 | KY | 0 | 0 | 0
E364.00-Poles, Towers, and Fixtures | 2008-05-01 | Non-unitized | 1094486 | KY | 0 | 0 | 0
E364.00-Poles, Towers, and Fixtures | 2008-05-01 | Non-unitized | 531 KING RD 42024 | KY | 0 | 0 | 0
E364.00-Poles, Towers, and Fixtures | 2008-05-01 | Non-unitized | 80311 | KY | 0 | 0 | 0
E364.00-Poles, Towers, and Fixtures | 2008-05-01 | Non-unitized | 1325244 | KY | 0 | 0 | 0
E364.00-Poles, Towers, and Fixtures | 2008-05-01 | Non-unitized | 2900 STATE RT 181 N 42345 | KY | 0 | 0 | 0
E364.00-Poles, Towers, and Fixtures | 2008-05-01 | Non-unitized | 2ND AND MOREHEAD ST | KY | 0 | 0 | 0
E364.00-Poles, Towers, and Fixtures | 2008-05-01 | Non-unitized | 1495 GREENSBURG RD 42748 | KY | 0 | 0 | 0
E364.00-Poles, Towers, and Fixtures | 2008-05-01 | Non-unitized | STATE HWY 3041 | KY | 0 | 0 | 0
E364.00-Poles, Towers, and Fixtures | 2008-05-01 | Non-unitized | SHEPHARD LN | KY | 0 | 0 | 0
E364.00-Poles, Towers, and Fixtures | 2008-05-01 | Non-unitized | 148 THREE OAKS LN 42053 | KY | 0 | 0 | 0
E364.00-Poles, Towers, and Fixtures | 2008-05-01 | Non-unitized | 1285094 | KY | 0 | 0 | 0
E364.00-Poles, Towers, and Fixtures | 2008-05-01 | Non-unitized | 175 MEXICO RD 42064 | KY | 0 | 0 | 0
E364.00-Poles, Towers, and Fixtures | 2008-05-01 | Non-unitized | 1325747 | KY | 0 | 0 | 0
E364.00-Poles, Towers, and Fixtures | 2008-05-01 | Non-unitized | STATE HWY 69 | KY | 0 | 0 | 0
E364.00-Poles, Towers, and Fixtures | 2008-05-01 | Non-unitized | 54 HWY42WEST | KY | 0 | 0 | 0 | 0
E364.00-Poles, Towers, and Fixtures | 2008-05-01 | Non-unitized | PENDLETON ST | KY | 0 | 0 | 0
E364.00-Poles, Towers, and Fixtures | 2008-05-01 | Non-unitized | DON MC NIGHT CLOVERLICK RD | KY | 0 | 0 | 0
E364.00-Poles, Towers, and Fixtures | 2008-05-01 | Non-unitized | S COLUMBIA AVE @ AUTUMN DR. 42718 | KY | 0 | 0 | 0 | 0
E364.00-Poles, Towers, and Fixtures | 2008-05-01 | Non-unitized | 763 ALEXANDER RD 42408 | KY | 0 | 0 | 0
E364.00-Poles, Towers, and Fixtures | 2008-05-01 | Non-unitized | 12 WINDRIDGE DR 40391 | KY | 0 | 0 | 0
E364.00-Poles, Towers, and Fixtures | 2008-05-01 | Non-unitized | 486 S CHERRY HILL RD | KY | 0 | 0 | 0
E364.00-Poles, Towers, and Fixtures | 2008-05-01 | Non-unitized | 1513168 | KY | 0 | 0 | 0 | 0
E364.00-Poles, Towers, and Fixtures | 2008-05-01 | Non-unitized | 500 US HWY 431 | KY | 0 | 0 | 0
E364.00-Poles, Towers, and Fixtures | 2008-05-01 | Non-unitized | PARK MAINTENANCE RD 42259 | KY | 0 | 0 | 0
E364.00-Poles, Towers, and Fixtures | 2008-05-01 | Non-unitized | CURTIS PIKE 40475 | KY | 0 | 0 | 0 | 0
E364.00-Poles, Towers, and Fixtures | 2008-05-01 | Non-unitized | 1325444 | KY | 0 | 0 | 0
E364.00-Poles, Towers, and Fixtures | 2008-05-01 | Non-unitized | N 15TH ST | KY | 0 | 0 | 0
E364.00-Poles, Towers, and Fixtures | 2008-05-01 | Non-unitized | 189 CRUTCHFIELD RD 42041 | KY | 0 | 0 | 0
E364.00-Poles, Towers, and Fixtures | 2008-05-01 | Non-unitized | HWY 220 AT LGE GAS FACILITY | KY | 0 | 0 | 0
E364.00-Poles, Towers, and Fixtures | 2008-05-01 | Non-unitized | 115 OLD SALEM RD 42372 | KY | 0 | 0 | 0
E364.00-Poles, Towers, and Fixtures | 2008-05-01 | Non-unitized | 1373558 | KY | 0 | 0 | 0
E364.00-Poles, Towers, and Fixtures | 2008-05-01 | Non-unitized | 1501705 | KY | 0 | 0 | 0
E364.00-Poles, Towers, and Fixtures | 2008-05-01 | Non-unitized | 1072147 | KY | 0 | 0 | 0 | 0
E364.00-Poles, Towers, and Fixtures | 2008-07-01 | Non-unitized | MCAPR256-CAP/REG/RECL - 012560 | KY | 0 | 0 | 0
E364.00-Poles, Towers, and Fixtures | 2008-05-01 | Non-unitized | 1203837 | KY | 0 | 0 | 0
E364.00-Poles, Towers, and Fixtures | 2008-05-01 | Non-unitized | 7152 KY 70 E GARAGE | KY | 0 | 0 | 0 | 0
E364.00-Poles, Towers, and Fixtures | 2008-05-01 | Non-unitized | 741 PEAKS MILL RD 40601 | KY | 0 | 0 | 0 | 0
E364.00-Poles, Towers, and Fixtures | 2008-05-01 | Non-unitized | 1183071 | KY | 0 | 0 | 0 | 0
E364.00-Poles, Towers, and Fixtures | 2008-05-01 | Non-unitized | MC GREGOR RD | KY | 0 | 0 | 0 | 0
E364.00-Poles, Towers, and Fixtures | 2008-05-01 | Non-unitized | 230 CORINTH RD 41010 | KY | 0 | 0 | 0 | 0
E364.00-Poles, Towers, and Fixtures | 2008-05-01 | Non-unitized | ATHENS BOONESBORO RD | KY | 0 | 0 | 0 | 0
E364.00-Poles, Towers, and Fixtures | 2008-05-01 | Non-unitized | 4619 BARDS HILL RD 42345 | KY | 0 | 0 | 0 | 0
E364.00-Poles, Towers, and Fixtures | 2008-05-01 | Non-unitized | 265 ROLLEY LN 42345 | KY | 0 | 0 | 0 | 0
E364.00-Poles, Towers, and Fixtures | 2008-05-01 | Non-unitized | 52 ROGERS WAY L46 PERM 42724 | KY | 0 | 0 | 0 | 0
E364.00-Poles, Towers, and Fixtures | 2008-05-01 | Non-unitized | 57 SHADY LANE 41002 | KY | 0 | 0 | 0 | 0
E364.00-Poles, Towers, and Fixtures | 2008-05-01 | Non-unitized | PAUL HARNED RD TSE 40150 | KY | 0 | 0 | 0 | 0
E364.00-Poles, Towers, and Fixtures | 2008-05-01 | Non-unitized | COVE RD LOT 21 40065 | KY | 0 | 0 | 0 | 0
E364.00-Poles, Towers, and Fixtures | 2008-05-01 | Non-unitized | CHERRY VIEW ESTATES WAY LOT 43 | KY | 0 | 0 | 0 | 0
E364.00-Poles, Towers, and Fixtures | 2008-07-01 | Non-unitized | MCAPR366-CAP/REG/RECL - 013660 | KY | 0 | 0 | 0
E364.00-Poles, Towers, and Fixtures | 2008-05-01 | Non-unitized | 1063 BETHEL RIDGE RD GARAGE 40374 | KY | 0 | 0 | 0 | 0
E364.00-Poles, Towers, and Fixtures | 2008-05-01 | Non-unitized | 6538 US 68 | KY | 0 | 0 | 0
E364.00-Poles, Towers, and Fixtures | 2008-05-01 | Non-unitized | 1088310 | KY | 0 | 0 | 0 | 0
E364.00-Poles, Towers, and Fixtures | 2008-07-01 | Non-unitized | 1465136 | KY | 0 | 0 | 0
E364.00-Poles, Towers, and Fixtures | 2008-05-01 | Non-unitized | 1081784 | KY | 0 | 0 | 0 | 0
E364.00-Poles, Towers, and Fixtures | 2008-05-01 | Non-unitized | 1222415 | KY | 0 | 0 | 0 | 0
E364.00-Poles, Towers, and Fixtures | 2008-05-01 | Non-unitized | 1081535 | KY | 0 | 0 | 0 | 0
E364.00-Poles, Towers, and Fixtures | 2008-05-01 | Non-unitized | 1065805 | KY | 0 | 0 | 0 | 0
E364.00-Poles, Towers, and Fixtures | 2008-05-01 | Non-unitized | CUBBAGE 40856 | KY | 0 | 0 | 0 | 0
E364.00-Poles, Towers, and Fixtures | 2008-05-01 | Non-unitized | 2089 LUCRETTA STREET 41034 | KY | 0 | 0 | 0 | 0
E364.00-Poles, Towers, and Fixtures | 2008-05-01 | Non-unitized | RYANS ML | KY | 0 | 0 | 0 | 0
E364.00-Poles, Towers, and Fixtures | 2008-05-01 | Non-unitized | EAGLE LAKE DR 40342 | KY | 0 | 0 | 0 | 0
E364.00-Poles, Towers, and Fixtures | 2008-05-01 | Non-unitized | FOURTH | KY | 0 | 0 | 0 | 0
E364.00-Poles, Towers, and Fixtures | 2008-05-01 | Non-unitized | LOUISVILLE RD | KY | 0 | 0 | 0 | 0
E364.00-Poles, Towers, and Fixtures | 2008-07-01 | Non-unitized | RIVER DR 42087 | KY | 0 | 0 | 0
E364.00-Poles, Towers, and Fixtures | 2008-05-01 | Non-unitized | LOT 4 MEANS DR | KY | 0 | 0 | 0 | 0
E364.00-Poles, Towers, and Fixtures | 2008-05-01 | Non-unitized | HOOK DR | KY | 0 | 0 | 0 | 0
E364.00-Poles, Towers, and Fixtures | 2008-05-01 | Non-unitized | 376 NEW JACKSON HWY 42746 | KY | 0 | 0 | 0 | 0
E364.00-Poles, Towers, and Fixtures | 2008-05-01 | Non-unitized | 170 BUNKER HILL RD 40361 | KY | 0 | 0 | 0 | 0
E364.00-Poles, Towers, and Fixtures | 2008-07-01 | Non-unitized | POLD256-OUTDOOR LIGHTING 256 | KY | 0 | 0 | 0 | 0
E364.00-Poles, Towers, and Fixtures | 2008-07-01 | Non-unitized | RDPOLD416-REP/REPL DEF POL'S 416 | KY | 0 | 0 | 0
E364.00-Poles, Towers, and Fixtures | 2008-05-01 | Non-unitized | 1064 N COLLEGE ST 40330 | KY | 0 | 0 | 0 | 0
E364.00-Poles, Towers, and Fixtures | 2008-07-01 | Non-unitized | HIGHWAY 327 | KY | 0 | 0 | 0
E364.00-Poles, Towers, and Fixtures | 2008-05-01 | Non-unitized | 3725 NICHOLASVILLE RD 40503 | KY | 0 | 0 | 0 | 0
E364.00-Poles, Towers, and Fixtures | 2008-05-01 | Non-unitized | 340 KY HWY 36 WEST | KY | 0 | 0 | 0 | 0
E364.00-Poles, Towers, and Fixtures | 2008-05-01 | Non-unitized | MULLINS STATION RD 40456 | KY | 0 | 0 | 0 | 0
E364.00-Poles, Towers, and Fixtures | 2008-05-01 | Non-unitized | 70 E INDUSTRY DRIVE | KY | 0 | 0 | 0
E364.00-Poles, Towers, and Fixtures | 2008-05-01 | Non-unitized | 3660 MILITARY RD BARN 40513 | KY | 0 | 0 | 0 | 0
E364.00-Poles, Towers, and Fixtures | 2008-05-01 | Non-unitized | STATE HWY 1630 | KY | 0 | 0 | 0 | 0
E364.00-Poles, Towers, and Fixtures | 2008-05-01 | Non-unitized | 11527 MARY INGLES HWY 41007 | KY | 0 | 0 | 0 | 0
E364.00-Poles, Towers, and Fixtures | 1980-01-01 | TO BE SPREAD OVER ASSETS IN ACCOUNT | MP1980 Poles, Towers, and Fixtures | KY | 0 | 0 | 0
E364.00-Poles, Towers, and Fixtures | 2008-05-01 | Non-unitized | 511 HALL ST | KY | 0 | 0 | 0 | 0
E364.00-Poles, Towers, and Fixtures | 2008-05-01 | Non-unitized | 155 HUDSON RD TSE 40330 | KY | 0 | 0 | 0 | 0
E364.00-Poles, Towers, and Fixtures | 2008-05-01 | Non-unitized | 535 JONES ST 40330 | KY | 0 | 0 | 0 | 0
E364.00-Poles, Towers, and Fixtures | 2008-07-01 | Non-unitized | BURKESVILLE | KY | 0 | 0 | 0
E364.00-Poles, Towers, and Fixtures | 2008-07-01 | Non-unitized | 1475895 | KY | 0 | 0 | 0
E364.00-Poles, Towers, and Fixtures | 2008-05-01 | Non-unitized | 3841 NICHOLASVILLE CENTRE 40503 | KY | 0 | 0 | 0 | 0
E364.00-Poles, Towers, and Fixtures | 2008-05-01 | Non-unitized | 1595 WINCHESTER RD | KY | 0 | 0 | 0 | 0
E364.00-Poles, Towers, and Fixtures | 2008-05-01 | Non-unitized | 630 HEADLEY AVE 40508 | KY | 0 | 0 | 0 | 0
E364.00-Poles, Towers, and Fixtures | 2008-05-01 | Non-unitized | HUSTONVILLE RD 40422 | KY | 0 | 0 | 0 | 0
E364.00-Poles, Towers, and Fixtures | 2008-05-01 | Non-unitized | LONG BRANCH LN 40510 | KY | 0 | 0 | 0 | 0
E364.00-Poles, Towers, and Fixtures | 2008-05-01 | Non-unitized | E COLUMBIA | KY | 0 | 0 | 0
E364.00-Poles, Towers, and Fixtures | 2008-05-01 | Non-unitized | 345 MAIN STREET 40419 | KY | 0 | 0 | 0
E364.00-Poles, Towers, and Fixtures | 2008-05-01 | Non-unitized | 285 S CANAL ST 42371 | KY | 0 | 0 | 0
E364.00-Poles, Towers, and Fixtures | 2008-05-01 | Non-unitized | 228 BRUCE LN 42325 | KY | 0 | 0 | 0
E364.00-Poles, Towers, and Fixtures | 2008-05-01 | Non-unitized | 1215144 | KY | 0 | 0 | 0
E364.00-Poles, Towers, and Fixtures | 2008-05-01 | Non-unitized | N FOREST | KY | 0 | 0 | 0
E364.00-Poles, Towers, and Fixtures | 2008-05-01 | Non-unitized | 1426674 | KY | 0 | 0 | 0
E364.00-Poles, Towers, and Fixtures | 2008-05-01 | Non-unitized | HUD RD | KY | 0 | 0 | 0
E364.00-Poles, Towers, and Fixtures | 2008-05-01 | Non-unitized | 1270656 | KY | 0 | 0 | 0
E364.00-Poles, Towers, and Fixtures | 2008-05-01 | Non-unitized | 555 OLD SEVEN MILE PI 40065 | KY | 0 | 0 | 0
E364.00-Poles, Towers, and Fixtures | 2008-05-01 | Non-unitized | 687 JACKSTOWN ROAD | KY | 0 | 0 | 0 | 0
E364.00-Poles, Towers, and Fixtures | 2008-05-01 | Non-unitized | 190 LARKINS CRUNK RD | KY | 0 | 0 | 0
E364.00-Poles, Towers, and Fixtures | 2008-05-01 | Non-unitized | DANVILLE STREET | KY | 0 | 0 | 0
E364.00-Poles, Towers, and Fixtures | 2008-05-01 | Non-unitized | 1256846 | KY | 0 | 0 | 0
E364.00-Poles, Towers, and Fixtures | 2008-05-01 | Non-unitized | NENRIX RD. | KY | 0 | 0 | 0 | 0
E364.00-Poles, Towers, and Fixtures | 2008-05-01 | Non-unitized | 1318136 | KY | 0 | 0 | 0
E364.00-Poles, Towers, and Fixtures | 2008-08-01 | Non-unitized | 718 WALLACE AVE. 42754 | KY | 0 | 0 | 0
E364.00-Poles, Towers, and Fixtures | 2008-05-01 | Non-unitized | ISLAND FORD RD 1 42431 | KY | 0 | 0 | 0
E364.00-Poles, Towers, and Fixtures | 2008-05-01 | Non-unitized | 1083258 | KY | 0 | 0 | 0
E364.00-Poles, Towers, and Fixtures | 2008-05-01 | Non-unitized | 1275279 | KY | 0 | 0 | 0
E364.00-Poles, Towers, and Fixtures | 2008-05-01 | Non-unitized | MONTICELLO RD 42501 | KY | 0 | 0 | 0
E364.00-Poles, Towers, and Fixtures | 2008-05-01 | Non-unitized | 72 FROGTOWN LOOP | KY | 0 | 0 | 0
E364.00-Poles, Towers, and Fixtures | 2008-05-01 | Non-unitized | US 150 EAST | KY | 0 | 0 | 0
E364.00-Poles, Towers, and Fixtures | 2008-05-01 | Non-unitized | 1442956 | KY | 0 | 0 | 0
E364.00-Poles, Towers, and Fixtures | 2008-05-01 | Non-unitized | 12849 ST RT 175 HWY | KY | 0 | 0 | 0
E364.00-Poles, Towers, and Fixtures | 2008-05-01 | Non-unitized | 4342 STATE RTE 171 42345 | KY | 0 | 0 | 0
E364.00-Poles, Towers, and Fixtures | 2008-05-01 | Non-unitized | 1296704 | KY | 0 | 0 | 0
E364.00-Poles, Towers, and Fixtures | 2008-05-01 | Non-unitized | 1114284 | KY | 0 | 0 | 0
E364.00-Poles, Towers, and Fixtures | 2008-05-01 | Non-unitized | 618 OPPORTUNITY WAY 42345 | KY | 0 | 0 | 0
E364.00-Poles, Towers, and Fixtures | 2008-05-01 | Non-unitized | 2857 U S HWY 62 W 42320 | KY | 0 | 0 | 0
E364.00-Poles, Towers, and Fixtures | 2008-05-01 | Non-unitized | 1489145 | KY | 0 | 0 | 0
E364.00-Poles, Towers, and Fixtures | 2008-05-01 | Non-unitized | 1358268 | KY | 0 | 0 | 0
E364.00-Poles, Towers, and Fixtures | 2008-05-01 | Non-unitized | 1462306 | KY | 0 | 0 | 0
E364.00-Poles, Towers, and Fixtures | 2008-05-01 | Non-unitized | 1137517 | KY | 0 | 0 | 0
E364.00-Poles, Towers, and Fixtures | 2008-05-01 | Non-unitized | 1164244 | KY | 0 | 0 | 0
E364.00-Poles, Towers, and Fixtures | 2008-05-01 | Non-unitized | 3736 NORTONVILLE RD | KY | 0 | 0 | 0
E364.00-Poles, Towers, and Fixtures | 2008-05-01 | Non-unitized | 200 PETERSON DRIVE 42701 | KY | 0 | 0 | 0
E364.00-Poles, Towers, and Fixtures | 2008-09-30 | CROSS ARMS | CROSS ARMS (07362) | KY | 266 | 84133.26 | 316.2905
E364.00-Poles, Towers, and Fixtures | 2008-12-31 | GUY | GUY (00070) | KY | 811 | 80901.62 | 99.7554 | 0
E364.00-Poles, Towers, and Fixtures | 2008-10-31 | POLE WOOD 40 FT (DIST) | POLE WOOD 40 FT (00006) | KY | 44 | 169259.76 | 3846.8127 | 0
E364.00-Poles, Towers, and Fixtures | 2008-12-31 | POLE WOOD 40 FT (DIST) | POLE WOOD 40 FT (00006) | KY | 446 | 1042847.19 | 2338.2224 | 0
E364.00-Poles, Towers, and Fixtures | 1959-12-31 | POLE WOOD 25 FT (DIST) | GUY | KY | 0 | 0 | 0
E364.00-Poles, Towers, and Fixtures | 1958-12-31 | POLE WOOD 25 FT (DIST) | POLE WOOD 25 FT (DIST) | KY | 8 | 1083.07 | 135.3837
E364.00-Poles, Towers, and Fixtures | 1951-12-31 | POLE WOOD 25 FT (DIST) | POLE WOOD 25 FT (DIST) | KY | 14 | 1024 | 73.1429
E364.00-Poles, Towers, and Fixtures | 2008-08-31 | POLE WOOD 40 FT (DIST) | POLE WOOD 40 FT (00006) | KY | 35 | 76952.58 | 2198.6451 | 0
E364.00-Poles, Towers, and Fixtures | 1964-01-01 | PLATFORM | MP1964 Poles, Towers, and Fixtures | KY | 0 | 0 | 0
E364.00-Poles, Towers, and Fixtures | 1966-01-01 | PLATFORMS NEW (05491) | PLATFORMS NEW (05491) | KY | 7 | 2161.57 | 308.7957
E364.00-Poles, Towers, and Fixtures | 1952-12-31 | POLE WOOD 20 FT (DIST) | GUY | KY | 0 | 0 | 0
E364.00-Poles, Towers, and Fixtures | 1944-12-31 | POLE WOOD 20 FT (DIST) | POLE WOOD 30 FT | KY | 0 | 0 | 0 | 0
E364.00-Poles, Towers, and Fixtures | 1992-12-31 | CROSS ARMS | CROSS ARMS (07362) | KY | 57 | 15848.6 | 278.0456
E364.00-Poles, Towers, and Fixtures | 2008-05-01 | Non-unitized | 840 STANFORD RD 40422 | KY | 0 | 0 | 0
E364.00-Poles, Towers, and Fixtures | 1953-12-31 | POLE WOOD 60 FT (DIST) | POLE WOOD 40 FT | KY | 7 | 447.69 | 63.9557
E364.00-Poles, Towers, and Fixtures | 1974-01-01 | PLATFORMS NEW (05491) | PLATFORMS NEW (05491) | KY | 12 | 3928.93 | 327.4108 | 0
E364.00-Poles, Towers, and Fixtures | 1977-01-01 | PLATFORMS NEW (05491) | PLATFORMS NEW (05491) | KY | 10 | 4174.96 | 417.496
E364.00-Poles, Towers, and Fixtures | 1990-12-31 | POLE WOOD 60 FT (DIST) | POLE WOOD 45 FT | KY | 6 | 3326.9 | 554.4833
E364.00-Poles, Towers, and Fixtures | 2002-07-31 | CROSS ARMS | CROSS ARMS (07362) | KY | 56 | 101993.38 | 1821.3104
E364.00-Poles, Towers, and Fixtures | 1984-01-01 | PLATFORMS NEW (05491) | PLATFORMS NEW (05491) | KY | 7 | 7359.87 | 1051.41
E364.00-Poles, Towers, and Fixtures | 2008-05-01 | Non-unitized | 176 BROADWAY 42056 | KY | 0 | 0 | 0
E364.00-Poles, Towers, and Fixtures | 1976-12-31 | POLE WOOD 60 FT (DIST) | POLE WOOD 45 FT | KY | 1 | 301.19 | 301.19
E364.00-Poles, Towers, and Fixtures | 1958-12-31 | POLE WOOD 60 FT (DIST) | POLE WOOD 45 FT | KY | 28 | 2846.32 | 101.6543 | 0
E364.00-Poles, Towers, and Fixtures | 1963-12-31 | POLE WOOD 20 FT (DIST) | POLE WOOD 20 FT (DIST) | KY | 68 | 13961.01 | 205.309 | 0
E364.00-Poles, Towers, and Fixtures | 1974-12-31 | CROSS ARMS | GUY | KY | 0 | 0 | 0
E364.00-Poles, Towers, and Fixtures | 1949-12-31 | CROSS ARMS | GUY | KY | 0 | 0 | 0
E364.00-Poles, Towers, and Fixtures | 1944-12-31 | CROSS ARMS | GUY | KY | 0 | 0 | 0
E364.00-Poles, Towers, and Fixtures | 1941-12-31 | CROSS ARMS | POLE WOOD 25 FT | KY | 0 | 0 | 0 | 0
E364.00-Poles, Towers, and Fixtures | 1994-01-01 | PLATFORM | MP1994 Poles, Towers, and Fixtures | KY | 0 | 0 | 0
E364.00-Poles, Towers, and Fixtures | 1996-01-01 | PLATFORMS NEW (05491) | PLATFORMS NEW (05491) | KY | 15 | 27255.8 | 1817.0533
E364.00-Poles, Towers, and Fixtures | 2000-01-01 | PLATFORMS NEW (05491) | PLATFORMS NEW (05491) | KY | 5 | 21789.84 | 4357.968
E364.00-Poles, Towers, and Fixtures | 2008-05-01 | Non-unitized | 2862 STATE HWY 295 42055 | KY | 0 | 0 | 0
E364.00-Poles, Towers, and Fixtures | 1959-12-31 | POLE WOOD 20 FT (DIST) | POLE WOOD 20 FT (DIST) | KY | 20 | 2615.46 | 130.773 | 0
E364.00-Poles, Towers, and Fixtures | 1961-12-31 | CROSS ARMS | CROSS ARMS (07362) | KY | 192 | 6265.34 | 32.632 | 0
E364.00-Poles, Towers, and Fixtures | 2003-01-01 | PLATFORM | MP2003 Poles, Towers, and Fixtures | KY | 0 | 0 | 0
E364.00-Poles, Towers, and Fixtures | 1984-12-31 | POLE WOOD 60 FT (DIST) | POLE WOOD 55 FT | KY | 1 | 737.02 | 737.02
E364.00-Poles, Towers, and Fixtures | 1968-12-31 | CROSS ARMS | CROSS ARMS (07362) | KY | 66 | 2422.85 | 36.7098 | 0
E364.00-Poles, Towers, and Fixtures | 2008-05-01 | Non-unitized | 1264206 | KY | 0 | 0 | 0
E364.00-Poles, Towers, and Fixtures | 1953-12-31 | POLE WOOD 20 FT (DIST) | POLE WOOD 20 FT (DIST) | KY | 2 | 218.21 | 109.105
E364.00-Poles, Towers, and Fixtures | 1977-12-31 | POLE WOOD 20 FT (DIST) | POLE WOOD 20 FT (DIST) | KY | 7 | 3002.38 | 428.9114
E364.00-Poles, Towers, and Fixtures | 1945-12-31 | CROSS ARMS | CROSS ARMS | KY | 0 | 0 | 0 | 0
E364.00-Poles, Towers, and Fixtures | 2008-05-01 | Non-unitized | 1156274 | KY | 0 | 0 | 0
E364.00-Poles, Towers, and Fixtures | 1949-12-31 | POLE WOOD 60 FT (DIST) | POLE WOOD 60 FT | KY | 9 | 712.57 | 79.1744 | 0
E364.00-Poles, Towers, and Fixtures | 1955-12-31 | CROSS ARMS | CROSS ARMS (07362) | KY | 145 | 5380.58 | 37.1074 | 0
E364.00-Poles, Towers, and Fixtures | 1964-12-31 | CROSS ARMS | CROSS ARMS (07362) | KY | 82 | 2223.07 | 27.1106 | 0
E364.00-Poles, Towers, and Fixtures | 1972-12-31 | POLE WOOD 25 FT (DIST) | POLE WOOD 25 FT (DIST) | KY | 2 | 670.69 | 335.345
E364.00-Poles, Towers, and Fixtures | 1941-12-31 | POLE WOOD 20 FT (DIST) | POLE WOOD UNDER 20 FT | KY | 0 | 0 | 0 | 0
E364.00-Poles, Towers, and Fixtures | 2003-06-30 | POLE WOOD 60 FT (DIST) | POLE WOOD 65 FT (DIST) | KY | 8 | 53168.67 | 6646.0837
E364.00-Poles, Towers, and Fixtures | 1989-12-31 | POLE WOOD 60 FT (DIST) | POLE WOOD 70 FT | KY | 1 | 2032.43 | 2032.43
E364.00-Poles, Towers, and Fixtures | 1982-12-31 | POLE WOOD 60 FT (DIST) | POLE WOOD 70 FT | KY | 2 | 2565.52 | 1282.76
E364.00-Poles, Towers, and Fixtures | 1975-12-31 | POLE WOOD 60 FT (DIST) | POLE WOOD 70 FT | KY | 7 | 5880.89 | 840.1271
E364.00-Poles, Towers, and Fixtures | 2008-05-01 | Non-unitized | 140 VILLA DR 42749 | KY | 0 | 0 | 0
E364.00-Poles, Towers, and Fixtures | 1993-12-31 | POLE WOOD 60 FT (DIST) | POLE WOOD 75 FT | KY | 1 | 2531.6 | 2531.6
E364.00-Poles, Towers, and Fixtures | 2008-05-01 | Non-unitized | METTS | KY | 0 | 0 | 0
E364.00-Poles, Towers, and Fixtures | 2008-10-01 | Non-unitized | 1505595 | KY | 0 | 0 | 0
E364.00-Poles, Towers, and Fixtures | 2008-05-01 | Non-unitized | 1206048 | KY | 0 | 0 | 0
E364.00-Poles, Towers, and Fixtures | 2008-08-01 | Non-unitized | W SHORT ST | KY | 0 | 0 | 0
E364.00-Poles, Towers, and Fixtures | 1975-12-31 | POLE WOOD 25 FT (DIST) | POLE WOOD 25 FT (DIST) | KY | 6 | 4558.95 | 759.825
E364.00-Poles, Towers, and Fixtures | 2008-05-01 | Non-unitized | 1279845 | KY | 0 | 0 | 0
E364.00-Poles, Towers, and Fixtures | 2008-05-01 | Non-unitized | 1114716 | KY | 0 | 0 | 0
E364.00-Poles, Towers, and Fixtures | 2008-10-01 | Non-unitized | 1633697 | KY | 0 | 0 | 0 | 0
E364.00-Poles, Towers, and Fixtures | 2008-11-01 | Non-unitized | 425 MILLION LN. | KY | 0 | 0 | 0
E364.00-Poles, Towers, and Fixtures | 2008-05-01 | Non-unitized | 1110449 | KY | 0 | 0 | 0
E364.00-Poles, Towers, and Fixtures | 2008-10-01 | Non-unitized | 1250995 | KY | 0 | 0 | 0
E364.00-Poles, Towers, and Fixtures | 2008-05-01 | Non-unitized | 1506885 | KY | 0 | 0 | 0
E364.00-Poles, Towers, and Fixtures | 2008-05-01 | Non-unitized | 228 WHITE CITY ROAD | KY | 0 | 0 | 0
E364.00-Poles, Towers, and Fixtures | 2008-05-01 | Non-unitized | 5095 STATE RTE 175 S 42344 | KY | 0 | 0 | 0
E364.00-Poles, Towers, and Fixtures | 2008-11-01 | Non-unitized | 341 MOSGROVE LN 42320 | KY | 0 | 0 | 0
E364.00-Poles, Towers, and Fixtures | 2008-10-01 | Non-unitized | 1626031 | KY | 0 | 0 | 0 | 0
E364.00-Poles, Towers, and Fixtures | 2008-05-01 | Non-unitized | RICHMOND RD 40515 | KY | 0 | 0 | 0
E364.00-Poles, Towers, and Fixtures | 2008-10-01 | Non-unitized | 1698056 | KY | 0 | 0 | 0
E364.00-Poles, Towers, and Fixtures | 2008-10-01 | Non-unitized | 1675238 | KY | 0 | 0 | 0
E364.00-Poles, Towers, and Fixtures | 2008-11-01 | Non-unitized | 201 W MAIN ST 42754 | KY | 0 | 0 | 0
E364.00-Poles, Towers, and Fixtures | 2008-10-01 | Non-unitized | 950 LEXINGTON RD | KY | 0 | 0 | 0
E364.00-Poles, Towers, and Fixtures | 1949-01-01 | CROSS ARMS | CROSS ARMS | KY | 4049 | 15910.59 | 3.9295 | 0
E364.00-Poles, Towers, and Fixtures | 2008-10-01 | Non-unitized | 1702438 | KY | 0 | 0 | 0
E364.00-Poles, Towers, and Fixtures | 2008-10-01 | Non-unitized | 1518314 | KY | 0 | 0 | 0
E364.00-Poles, Towers, and Fixtures | 1958-12-31 | POLE WOOD 60 FT (DIST) | POLE WOOD 35 FT | KY | 71 | 5010.82 | 70.5749 | 0
E364.00-Poles, Towers, and Fixtures | 2008-10-01 | Non-unitized | 1516714 | KY | 0 | 0 | 0
E364.00-Poles, Towers, and Fixtures | 2008-10-01 | Non-unitized | 1532446 | KY | 0 | 0 | 0
E364.00-Poles, Towers, and Fixtures | 2008-03-13 | Non-unitized | KU Storm - Sept. 22, 2006 | KY | 2 | 0 | 0
E364.00-Poles, Towers, and Fixtures | 1942-01-01 | CROSS ARMS | CROSS ARMS | KY | 0 | 0 | 0 | 0
E364.00-Poles, Towers, and Fixtures | 2008-10-01 | Non-unitized | 1613486 | KY | 0 | 0 | 0
E364.00-Poles, Towers, and Fixtures | 2008-10-01 | Non-unitized | 1321535 | KY | 0 | 0 | 0
E364.00-Poles, Towers, and Fixtures | 2008-10-01 | Non-unitized | 1637216 | KY | 0 | 0 | 0
E364.00-Poles, Towers, and Fixtures | 2008-10-01 | Non-unitized | 1343685 | KY | 0 | 0 | 0
E364.00-Poles, Towers, and Fixtures | 2008-10-01 | Non-unitized | PANDORA COVE | KY | 0 | 0 | 0
E364.00-Poles, Towers, and Fixtures | 2008-10-01 | Non-unitized | 1714400 | KY | 0 | 0 | 0
E364.00-Poles, Towers, and Fixtures | 2008-10-01 | Non-unitized | 1587617 | KY | 0 | 0 | 0
E364.00-Poles, Towers, and Fixtures | 2008-10-01 | Non-unitized | 1525904 | KY | 0 | 0 | 0
E364.00-Poles, Towers, and Fixtures | 2008-10-01 | Non-unitized | 1619344 | KY | 0 | 0 | 0
E364.00-Poles, Towers, and Fixtures | 2008-10-01 | Non-unitized | 1531377 | KY | 0 | 0 | 0
E364.00-Poles, Towers, and Fixtures | 2008-10-01 | Non-unitized | 2279 COMMERCE DR | KY | 0 | 0 | 0
E364.00-Poles, Towers, and Fixtures | 2008-10-01 | Non-unitized | 1382604 | KY | 0 | 0 | 0
E364.00-Poles, Towers, and Fixtures | 1991-12-31 | POLE WOOD 60 FT (DIST) | POLE WOOD 75 FT | KY | 10 | 36693.15 | 3669.315
E364.00-Poles, Towers, and Fixtures | 2008-10-01 | Non-unitized | 1532536 | KY | 0 | 0 | 0
E364.00-Poles, Towers, and Fixtures | 2008-10-01 | Non-unitized | 1541534 | KY | 0 | 0 | 0
E364.00-Poles, Towers, and Fixtures | 2008-10-01 | Non-unitized | 1663605 | KY | 0 | 0 | 0
E364.00-Poles, Towers, and Fixtures | 1963-01-01 | CROSS ARMS | CROSS ARMS | KY | 12788 | 106295.06 | 8.3121 | 0
E364.00-Poles, Towers, and Fixtures | 2008-10-01 | Non-unitized | HWY 175 42330 | KY | 0 | 0 | 0
E364.00-Poles, Towers, and Fixtures | 1968-12-31 | POLE WOOD 60 FT (DIST) | X BRACE WOOD PR. | KY | 0 | 0 | 0
E364.00-Poles, Towers, and Fixtures | 1990-12-31 | POLE WOOD 60 FT (DIST) | ARM WOOD 10 FT AND UNDER (TRANS) | KY | 0 | 0 | 0
E364.00-Poles, Towers, and Fixtures | 2008-10-01 | Non-unitized | 1489598 | KY | 0 | 0 | 0
E364.00-Poles, Towers, and Fixtures | 2008-10-01 | Non-unitized | 1581009 | KY | 0 | 0 | 0
E364.00-Poles, Towers, and Fixtures | 2008-10-01 | Non-unitized | 1586182 | KY | 0 | 0 | 0
E364.00-Poles, Towers, and Fixtures | 2008-10-01 | Non-unitized | 1533337 | KY | 0 | 0 | 0
E364.00-Poles, Towers, and Fixtures | 2008-10-01 | Non-unitized | 2020 LEIGHS CHAPEL | KY | 0 | 0 | 0
E364.00-Poles, Towers, and Fixtures | 1991-12-31 | POLE WOOD 60 FT (DIST) | ARM WOOD OVER 10 FT (TRANS) | KY | 0 | 0 | 0
E364.00-Poles, Towers, and Fixtures | 1990-12-31 | POLE WOOD 60 FT (DIST) | GUY | KY | 0 | 0 | 0
E364.00-Poles, Towers, and Fixtures | 2008-10-01 | Non-unitized | 1659851 | KY | 0 | 0 | 0
E364.00-Poles, Towers, and Fixtures | 1965-12-31 | POLE WOOD 60 FT (DIST) | GUY | KY | 0 | 0 | 0
E364.00-Poles, Towers, and Fixtures | 1964-12-31 | POLE WOOD 60 FT (DIST) | GUY | KY | 0 | 0 | 0
E364.00-Poles, Towers, and Fixtures | 1952-12-31 | POLE WOOD 60 FT (DIST) | GUY | KY | 0 | 0 | 0
E364.00-Poles, Towers, and Fixtures | 2008-10-01 | Non-unitized | 1527079 | KY | 0 | 0 | 0
E364.00-Poles, Towers, and Fixtures | 2008-10-01 | Non-unitized | 1538377 | KY | 0 | 0 | 0
E364.00-Poles, Towers, and Fixtures | 2008-10-01 | Non-unitized | 1706336 | KY | 0 | 0 | 0
E364.00-Poles, Towers, and Fixtures | 2008-10-01 | Non-unitized | 1618157 | KY | 0 | 0 | 0
E364.00-Poles, Towers, and Fixtures | 2008-10-01 | Non-unitized | 53 POPE HILL RD | KY | 0 | 0 | 0
E364.00-Poles, Towers, and Fixtures | 2008-10-01 | Non-unitized | 1567675 | KY | 0 | 0 | 0 | 0
E364.00-Poles, Towers, and Fixtures | 2008-10-01 | Non-unitized | 1651797 | KY | 0 | 0 | 0
E364.00-Poles, Towers, and Fixtures | 2008-10-01 | Non-unitized | 1535905 | KY | 0 | 0 | 0
E364.00-Poles, Towers, and Fixtures | 2008-10-01 | Non-unitized | 58 ELMBURG RD 40076 | KY | 0 | 0 | 0 | 0
E364.00-Poles, Towers, and Fixtures | 1992-12-31 | POLE WOOD 20 FT (DIST) | ARM WOOD 10 FT AND UNDER (TRANS) | KY | 0 | 0 | 0
E364.00-Poles, Towers, and Fixtures | 1982-12-31 | POLE WOOD 20 FT (DIST) | ARM WOOD 10 FT AND UNDER (TRANS) | KY | 0 | 0 | 0
E364.00-Poles, Towers, and Fixtures | 1975-12-31 | POLE WOOD 20 FT (DIST) | ARM WOOD 10 FT AND UNDER (TRANS) | KY | 0 | 0 | 0
E364.00-Poles, Towers, and Fixtures | 2008-10-01 | Non-unitized | 1606446 | KY | 0 | 0 | 0 | 0
E364.00-Poles, Towers, and Fixtures | 2008-10-01 | Non-unitized | DEPOT RD 42038 | KY | 0 | 0 | 0
E364.00-Poles, Towers, and Fixtures | 1989-12-31 | POLE WOOD 60 FT (DIST) | POLE WOOD 35 FT | KY | 1 | 460.63 | 460.63
E364.00-Poles, Towers, and Fixtures | 1969-12-31 | POLE WOOD 60 FT (DIST) | POLE WOOD 35 FT | KY | 11 | 1057.7 | 96.1545
E364.00-Poles, Towers, and Fixtures | 2008-10-01 | Non-unitized | 1527105 | KY | 0 | 0 | 0
E364.00-Poles, Towers, and Fixtures | 2008-10-01 | Non-unitized | 140 OAK HILLS DR | KY | 0 | 0 | 0
E364.00-Poles, Towers, and Fixtures | 2008-10-01 | Non-unitized | WORK IN PROGRESS | KY | 0 | 0 | 0
E364.00-Poles, Towers, and Fixtures | 1991-12-31 | POLE WOOD 20 FT (DIST) | GUY | KY | 0 | 0 | 0
E364.00-Poles, Towers, and Fixtures | 1987-12-31 | POLE WOOD 20 FT (DIST) | GUY | KY | 0 | 0 | 0
E364.00-Poles, Towers, and Fixtures | 1981-12-31 | POLE WOOD 20 FT (DIST) | GUY | KY | 0 | 0 | 0
E364.00-Poles, Towers, and Fixtures | 2008-05-01 | Non-unitized | 1428475 | KY | 0 | 0 | 0
E364.00-Poles, Towers, and Fixtures | 2008-05-01 | Non-unitized | 1015 NEW MOODY 40031 | KY | 0 | 0 | 0
E364.00-Poles, Towers, and Fixtures | 2008-05-01 | Non-unitized | FIRST ST 42330 | KY | 0 | 0 | 0
E364.00-Poles, Towers, and Fixtures | 2008-05-01 | Non-unitized | 15 LANA RD 40472 | KY | 0 | 0 | 0 | 0
E364.00-Poles, Towers, and Fixtures | 2008-05-01 | Non-unitized | 1419865 | KY | 0 | 0 | 0
E364.00-Poles, Towers, and Fixtures | 2008-05-01 | Non-unitized | 303 S.MCEUEN STREET | KY | 0 | 0 | 0
E364.00-Poles, Towers, and Fixtures | 2008-05-01 | Non-unitized | 115 HOWARD BOWERS RD 42337 | KY | 0 | 0 | 0
E364.00-Poles, Towers, and Fixtures | 2008-05-01 | Non-unitized | 2000 BLOCK OF STATE HWY 241 | KY | 0 | 0 | 0 | 0
E364.00-Poles, Towers, and Fixtures | 2008-05-01 | Non-unitized | NORTH MCWHORTER ROAD | KY | 0 | 0 | 0
E364.00-Poles, Towers, and Fixtures | 2008-05-01 | Non-unitized | 123 BROAD ST | KY | 0 | 0 | 0
E364.00-Poles, Towers, and Fixtures | 2008-05-01 | Non-unitized | 700 N 4TH ST | KY | 0 | 0 | 0
E364.00-Poles, Towers, and Fixtures | 2008-05-01 | Non-unitized | 517 PARADISE RD | KY | 0 | 0 | 0
E364.00-Poles, Towers, and Fixtures | 2008-05-01 | Non-unitized | STATE HIGHWAY 328 | KY | 0 | 0 | 0
E364.00-Poles, Towers, and Fixtures | 2008-05-01 | Non-unitized | 505 E LAKE DR. 42754 | KY | 0 | 0 | 0
E364.00-Poles, Towers, and Fixtures | 2008-05-01 | Non-unitized | 1204844 | KY | 0 | 0 | 0
E364.00-Poles, Towers, and Fixtures | 2008-05-01 | Non-unitized | 150 BUDCO LANE 42701 | KY | 0 | 0 | 0
E364.00-Poles, Towers, and Fixtures | 2008-05-01 | Non-unitized | 1363427 | KY | 0 | 0 | 0
E364.00-Poles, Towers, and Fixtures | 2008-05-01 | Non-unitized | OLD PINEVILLE-MIDDLESBORO RD | KY | 0 | 0 | 0
E364.00-Poles, Towers, and Fixtures | 2008-05-01 | Non-unitized | 1360934 | KY | 0 | 0 | 0
E364.00-Poles, Towers, and Fixtures | 2008-05-01 | Non-unitized | US 150 BYPASS | KY | 0 | 0 | 0
E364.00-Poles, Towers, and Fixtures | 2008-07-01 | Non-unitized | 1499518 | KY | 0 | 0 | 0
E364.00-Poles, Towers, and Fixtures | 2008-05-01 | Non-unitized | 1306649 | KY | 0 | 0 | 0 | 0
E364.00-Poles, Towers, and Fixtures | 2008-05-01 | Non-unitized | 1141507 | KY | 0 | 0 | 0
E364.00-Poles, Towers, and Fixtures | 2008-05-01 | Non-unitized | 2 HWY 66 MILLS#5 40902 | KY | 0 | 0 | 0
E364.00-Poles, Towers, and Fixtures | 2008-05-01 | Non-unitized | HOUSE BRIDGE ROAD | KY | 0 | 0 | 0
E364.00-Poles, Towers, and Fixtures | 2008-05-01 | Non-unitized | 1264383 | KY | 0 | 0 | 0
E364.00-Poles, Towers, and Fixtures | 2008-05-01 | Non-unitized | WEBSTER ST | KY | 0 | 0 | 0
E364.00-Poles, Towers, and Fixtures | 2008-05-01 | Non-unitized | EDGEBROOK DR 40175 | KY | 0 | 0 | 0
E364.00-Poles, Towers, and Fixtures | 2008-05-01 | Non-unitized | 2905 RICHMOND RD 40514 | KY | 0 | 0 | 0
E364.00-Poles, Towers, and Fixtures | 2008-05-01 | Non-unitized | 33 BRASHEARS RD 40870 | KY | 0 | 0 | 0
E364.00-Poles, Towers, and Fixtures | 2008-05-01 | Non-unitized | HEARIN ST | KY | 0 | 0 | 0
E364.00-Poles, Towers, and Fixtures | 2008-05-01 | Non-unitized | RUSS MILLS | KY | 0 | 0 | 0
E364.00-Poles, Towers, and Fixtures | 2008-05-01 | Non-unitized | 1219014 | KY | 0 | 0 | 0
E364.00-Poles, Towers, and Fixtures | 2008-05-01 | Non-unitized | 1342156 | KY | 0 | 0 | 0
E364.00-Poles, Towers, and Fixtures | 2008-05-01 | Non-unitized | WISER BR 40902 | KY | 0 | 0 | 0
E364.00-Poles, Towers, and Fixtures | 2008-05-01 | Non-unitized | SERGENT ST | KY | 0 | 0 | 0
E364.00-Poles, Towers, and Fixtures | 2008-05-01 | Non-unitized | 1447 STATE ROUTE 189 S | KY | 0 | 0 | 0
E364.00-Poles, Towers, and Fixtures | 2008-05-01 | Non-unitized | 322 BIG HILL AVE 40475 | KY | 0 | 0 | 0 | 0
E364.00-Poles, Towers, and Fixtures | 2008-05-01 | Non-unitized | 2300 BLAKEMORE LN 40031 | KY | 0 | 0 | 0 | 0
E364.00-Poles, Towers, and Fixtures | 2008-05-01 | Non-unitized | 1278684 | KY | 0 | 0 | 0
E364.00-Poles, Towers, and Fixtures | 2008-05-01 | Non-unitized | 122 N BRAND ST | KY | 0 | 0 | 0
E364.00-Poles, Towers, and Fixtures | 2008-05-01 | Non-unitized | 104 COUNTRY CLUB DR | KY | 0 | 0 | 0
E364.00-Poles, Towers, and Fixtures | 2008-05-01 | Non-unitized | LONNIE CRAIG 40353 | KY | 0 | 0 | 0 | 0
E364.00-Poles, Towers, and Fixtures | 2008-05-01 | Non-unitized | 1144924 | KY | 0 | 0 | 0
E364.00-Poles, Towers, and Fixtures | 2008-05-01 | Non-unitized | MOBLEY | KY | 0 | 0 | 0
E364.00-Poles, Towers, and Fixtures | 2008-05-01 | Non-unitized | 509 MASSEY DR | KY | 0 | 0 | 0
E364.00-Poles, Towers, and Fixtures | 2008-05-01 | Non-unitized | 1399014 | KY | 0 | 0 | 0
E364.00-Poles, Towers, and Fixtures | 2008-05-01 | Non-unitized | 1183306 | KY | 0 | 0 | 0
E364.00-Poles, Towers, and Fixtures | 2008-05-01 | Non-unitized | LEIGHS CHAPEL RD | KY | 0 | 0 | 0
E364.00-Poles, Towers, and Fixtures | 2008-05-01 | Non-unitized | 3601 WINTHROP DR 40503 | KY | 0 | 0 | 0
E364.00-Poles, Towers, and Fixtures | 2008-05-01 | Non-unitized | E MAIN | KY | 0 | 0 | 0
E364.00-Poles, Towers, and Fixtures | 2008-05-01 | Non-unitized | 601 N DIXIE 42127 | KY | 0 | 0 | 0
E364.00-Poles, Towers, and Fixtures | 2008-05-01 | Non-unitized | 1314 STONE CHAPLE RD | KY | 0 | 0 | 0
E364.00-Poles, Towers, and Fixtures | 2008-05-01 | Non-unitized | 995 RICE STATION 40336 | KY | 0 | 0 | 0 | 0
E364.00-Poles, Towers, and Fixtures | 2008-05-01 | Non-unitized | 1818 MILLERSBURG ROAD | KY | 0 | 0 | 0 | 0
E364.00-Poles, Towers, and Fixtures | 2008-05-01 | Non-unitized | 1461425 | KY | 0 | 0 | 0
E364.00-Poles, Towers, and Fixtures | 2008-05-01 | Non-unitized | 1287548 | KY | 0 | 0 | 0
E364.00-Poles, Towers, and Fixtures | 2008-05-01 | Non-unitized | 45 STATE ROUTE 2107 | KY | 0 | 0 | 0
E364.00-Poles, Towers, and Fixtures | 2008-05-01 | Non-unitized | 515 N MULBERRY ST 42701 | KY | 0 | 0 | 0
E364.00-Poles, Towers, and Fixtures | 1990-01-01 | GUY | GUY (00070) | KY | 6511 | 634679.59 | 97.4781 | 0
E364.00-Poles, Towers, and Fixtures | 2009-01-01 | Non-unitized | NBSV216UG-New Bus Serv-UG-Danville | KY | 0 | 0 | 0 | 0
E364.00-Poles, Towers, and Fixtures | 2009-04-01 | Non-unitized | 3335 BLOOMFIELD RD TANK 40071 | KY | 0 | 0 | 0
E364.00-Poles, Towers, and Fixtures | 2009-04-01 | Non-unitized | 200 FREDRICK LN 42087 | KY | 0 | 0 | 0
E364.00-Poles, Towers, and Fixtures | 2009-04-01 | Non-unitized | 1704152 | KY | 0 | 0 | 0 | 0
E364.00-Poles, Towers, and Fixtures | 2009-04-01 | Non-unitized | Chestnut St. 40741 | KY | 0 | 0 | 0
E364.00-Poles, Towers, and Fixtures | 2009-04-01 | Non-unitized | S MAIN ST. | KY | 0 | 0 | 0
E364.00-Poles, Towers, and Fixtures | 2009-01-01 | Non-unitized | S COLUMBIA | KY | 0 | 0 | 0
E364.00-Poles, Towers, and Fixtures | 2009-01-01 | Non-unitized | 11819 HWY # 10 41043 | KY | 0 | 0 | 0
E364.00-Poles, Towers, and Fixtures | 2008-08-31 | POLE WOOD 35 FT (DIST) | POLE WOOD 35 FT (00005) | KY | 8 | 13866.49 | 1733.3112
E364.00-Poles, Towers, and Fixtures | 2009-07-31 | POLE WOOD 45 FT (DIST) | POLE WOOD 45 FT (00007) | KY | 17 | 30538 | 1796.3529
E364.00-Poles, Towers, and Fixtures | 2009-12-22 | POLE WOOD 30 FT (DIST) | POLE WOOD 30 FT (00004) | KY | 3 | 1843.54 | 614.5133
E364.00-Poles, Towers, and Fixtures | 2008-05-01 | Non-unitized | MURRIEL TOWN RD | KY | 0 | 0 | 0
E364.00-Poles, Towers, and Fixtures | 2008-05-01 | Non-unitized | LEBANON | KY | 0 | 0 | 0
E364.00-Poles, Towers, and Fixtures | 1982-01-01 | POLE WOOD 40 FT (DIST) | POLE WOOD 40 FT | KY | 2371 | 997954.99 | 420.9005 | 0
E364.00-Poles, Towers, and Fixtures | 2009-04-01 | Non-unitized | 10975 BEULAH RD 42408 | KY | 0 | 0 | 0
E364.00-Poles, Towers, and Fixtures | 2009-12-04 | POLE WOOD 45 FT (DIST) | POLE WOOD 45 FT (00007) | KY | 85 | 121939.96 | 1434.5878 | 0
E364.00-Poles, Towers, and Fixtures | 2009-10-05 | CROSS ARMS | CROSS ARMS (07362) | KY | 27 | 10002.11 | 370.4485
E364.00-Poles, Towers, and Fixtures | 2009-04-01 | Non-unitized | IVOR ROAD | KY | 0 | 0 | 0
E364.00-Poles, Towers, and Fixtures | 2009-01-01 | Non-unitized | STLT416-STREET LIGHTING 416 | KY | 0 | 0 | 0 | 0
E364.00-Poles, Towers, and Fixtures | 2009-04-01 | Non-unitized | KY HWY 519 40313 | KY | 0 | 0 | 0 | 0
E364.00-Poles, Towers, and Fixtures | 2009-01-01 | Non-unitized | 2948 N MIDDLETOWN RD 40357 | KY | 0 | 0 | 0
E364.00-Poles, Towers, and Fixtures | 2008-05-01 | Non-unitized | 1359284 | KY | 0 | 0 | 0
E364.00-Poles, Towers, and Fixtures | 2009-12-08 | POLE WOOD 45 FT (DIST) | POLE WOOD 45 FT (00007) | KY | 376 | 900514.74 | 2394.986 | 0
E364.00-Poles, Towers, and Fixtures | 2008-10-01 | Non-unitized | 1635443 | KY | 0 | 0 | 0
E364.00-Poles, Towers, and Fixtures | 2009-07-22 | CROSS ARMS | CROSS ARMS (07362) | KY | 0 | 0 | 0 | 0
E364.00-Poles, Towers, and Fixtures | 2008-05-01 | Non-unitized | 203 SARA BLAKE | KY | 0 | 0 | 0
E364.00-Poles, Towers, and Fixtures | 2009-04-01 | Non-unitized | N WOODLAWN | KY | 0 | 0 | 0
E364.00-Poles, Towers, and Fixtures | 2009-04-01 | Non-unitized | FOUR MILE RD | KY | 0 | 0 | 0
E364.00-Poles, Towers, and Fixtures | 2008-05-01 | Non-unitized | HWY 41-A OUT OF THE MANITOU SUB | KY | 0 | 0 | 0
E364.00-Poles, Towers, and Fixtures | 2008-05-01 | Non-unitized | 1440029 | KY | 0 | 0 | 0
E364.00-Poles, Towers, and Fixtures | 2009-04-01 | Non-unitized | 155 E HWY 1223 | KY | 0 | 0 | 0
E364.00-Poles, Towers, and Fixtures | 2009-01-01 | Non-unitized | 210 WHITAKER RD. 42503 | KY | 0 | 0 | 0
E364.00-Poles, Towers, and Fixtures | 2009-04-01 | Non-unitized | 442 E MAIN | KY | 0 | 0 | 0
E364.00-Poles, Towers, and Fixtures | 2009-04-01 | Non-unitized | 5997 US 62 HWY | KY | 0 | 0 | 0
E364.00-Poles, Towers, and Fixtures | 2008-05-01 | Non-unitized | 535 HIGHLAND AVE 40175 | KY | 0 | 0 | 0
E364.00-Poles, Towers, and Fixtures | 2009-08-01 | CROSS ARMS | CROSS ARMS (07362) | KY | 76 | 18288.15 | 240.6336 | 0
E364.00-Poles, Towers, and Fixtures | 2009-01-01 | Non-unitized | STLT315-STREET LIGHTING 315 | KY | 0 | 0 | 0 | 0
E364.00-Poles, Towers, and Fixtures | 2009-01-01 | Non-unitized | RDDD366OH-Rep Def Equip-OH-Maysville | KY | 0 | 0 | 0 | 0
E364.00-Poles, Towers, and Fixtures | 2009-11-30 | POLE WOOD 50 FT (DIST) | POLE WOOD 50 FT (00008) | KY | 234 | 581225.91 | 2483.8714 | 0
E364.00-Poles, Towers, and Fixtures | 2008-05-01 | Non-unitized | 1104906 | KY | 0 | 0 | 0
E364.00-Poles, Towers, and Fixtures | 2008-05-01 | Non-unitized | 1441015 | KY | 0 | 0 | 0
E364.00-Poles, Towers, and Fixtures | 2009-12-03 | POLE WOOD 30 FT (DIST) | POLE WOOD 30 FT (00004) | KY | 4 | 1410.77 | 352.6925
E364.00-Poles, Towers, and Fixtures | 1985-01-01 | POLE WOOD 45 FT (DIST) | POLE WOOD 45 FT | KY | 613 | 260374.02 | 424.7537 | 0
E364.00-Poles, Towers, and Fixtures | 2009-04-01 | Non-unitized | ELMO GREER AND SONS | KY | 0 | 0 | 0
E364.00-Poles, Towers, and Fixtures | 2009-04-01 | Non-unitized | 120 HILLTOP RD 41039 | KY | 0 | 0 | 0
E364.00-Poles, Towers, and Fixtures | 2009-10-20 | POLE WOOD 40 FT (DIST) | POLE WOOD 40 FT (00006) | KY | 29 | 223562.42 | 7709.049 | 0
E364.00-Poles, Towers, and Fixtures | 2009-10-13 | POLE WOOD 45 FT (DIST) | POLE WOOD 45 FT (00007) | KY | 6 | 12742.02 | 2123.67
E364.00-Poles, Towers, and Fixtures | 2009-04-01 | Non-unitized | 377 EDGEMONT RD 41056 | KY | 0 | 0 | 0 | 0
E364.00-Poles, Towers, and Fixtures | 2009-04-01 | Non-unitized | 2741 OLD LAIR RD 41031 | KY | 0 | 0 | 0
E364.00-Poles, Towers, and Fixtures | 2008-05-01 | Non-unitized | 100 HARMONY HILLS LN 42320 | KY | 0 | 0 | 0
E364.00-Poles, Towers, and Fixtures | 2008-05-01 | Non-unitized | BALDETT RD | KY | 0 | 0 | 0
E364.00-Poles, Towers, and Fixtures | 2009-01-01 | Non-unitized | RDPOLE256-Pole repair/replacement 256 | KY | 4 | 0 | 0 | 0
E364.00-Poles, Towers, and Fixtures | 2009-01-01 | Non-unitized | POLD246-OUTDOOR LIGHTING 246 | KY | 0 | 0 | 0 | 0
E364.00-Poles, Towers, and Fixtures | 2009-04-01 | Non-unitized | 501 S BROADWAY 40508 | KY | 0 | 0 | 0
E364.00-Poles, Towers, and Fixtures | 2009-04-01 | Non-unitized | 815 CHARLESTON RD 42408 | KY | 0 | 0 | 0
E364.00-Poles, Towers, and Fixtures | 2009-11-02 | POLE WOOD 45 FT (DIST) | POLE WOOD 45 FT (00007) | KY | 20 | 41858.58 | 2092.929 | 0
E364.00-Poles, Towers, and Fixtures | 2009-04-01 | Non-unitized | DARELL MIDDLETON 46 QUALLS RD | KY | 0 | 0 | 0
E364.00-Poles, Towers, and Fixtures | 2009-04-01 | Non-unitized | LYNN CITY RD | KY | 0 | 0 | 0
E364.00-Poles, Towers, and Fixtures | 2009-01-01 | Non-unitized | TBRD416OH-Trouble Orders OH - 014160 | KY | 0 | 0 | 0 | 0
E364.00-Poles, Towers, and Fixtures | 2008-05-01 | Non-unitized | 1371494 | KY | 0 | 0 | 0
E364.00-Poles, Towers, and Fixtures | 2009-01-01 | Non-unitized | NBSV366OH-New Elect Serv-Ovhd-Maysville | KY | 0 | 0 | 0 | 0
E364.00-Poles, Towers, and Fixtures | 2009-02-01 | Non-unitized | 2259 ENTERPRISE DR | KY | 0 | 0 | 0
E364.00-Poles, Towers, and Fixtures | 2009-04-01 | Non-unitized | 507 HOLLY LN | KY | 0 | 0 | 0
E364.00-Poles, Towers, and Fixtures | 2009-11-16 | POLE WOOD 35 FT (DIST) | POLE WOOD 35 FT (00005) | KY | 9 | 6048.97 | 672.1078
E364.00-Poles, Towers, and Fixtures | 2009-04-01 | Non-unitized | 2337 OLD MAIN ST 41056 | KY | 0 | 0 | 0
E364.00-Poles, Towers, and Fixtures | 2009-02-01 | Non-unitized | HWY 461 40456 | KY | 0 | 0 | 0
E364.00-Poles, Towers, and Fixtures | 2009-04-01 | Non-unitized | 176 CLARK ST 42404 | KY | 0 | 0 | 0
E364.00-Poles, Towers, and Fixtures | 2008-05-01 | Non-unitized | 120 CORNETTE ST 42337 | KY | 0 | 0 | 0
E364.00-Poles, Towers, and Fixtures | 2009-01-01 | Non-unitized | POLD416-OUTDOOR LIGHTING 416 | KY | 0 | 0 | 0 | 0
E364.00-Poles, Towers, and Fixtures | 2009-01-01 | Non-unitized | TRBORD315-TROUBLE ORDERS 315 | KY | 0 | 0 | 0 | 0
E364.00-Poles, Towers, and Fixtures | 2009-04-01 | Non-unitized | 3RD ST 42406 | KY | 0 | 0 | 0
E364.00-Poles, Towers, and Fixtures | 2009-01-01 | Non-unitized | PARKSIDE ROAD POLE REPLACEMENT | KY | 0 | 0 | 0
E364.00-Poles, Towers, and Fixtures | 2009-01-01 | Non-unitized | HWY 52 | KY | 0 | 0 | 0
E364.00-Poles, Towers, and Fixtures | 1976-01-01 | GUY | GUY | KY | 5338 | 174302.53 | 32.6532 | 0
E364.00-Poles, Towers, and Fixtures | 2009-01-01 | Non-unitized | 916 W WALNUT | KY | 0 | 0 | 0
E364.00-Poles, Towers, and Fixtures | 2009-01-01 | Non-unitized | 429 FRANKFORT ST 41004 | KY | 0 | 0 | 0
E364.00-Poles, Towers, and Fixtures | 2009-01-01 | Non-unitized | 1572674 | KY | 0 | 0 | 0
E364.00-Poles, Towers, and Fixtures | 2009-01-01 | Non-unitized | 221 W MAIN ST 40409 | KY | 0 | 0 | 0
E364.00-Poles, Towers, and Fixtures | 2009-01-01 | Non-unitized | 285 BROWNS MILL RD 40347 | KY | 0 | 0 | 0
E364.00-Poles, Towers, and Fixtures | 2009-01-01 | Non-unitized | 2374 LAKE PARK RD 40502 | KY | 0 | 0 | 0
E364.00-Poles, Towers, and Fixtures | 2009-01-01 | Non-unitized | 107 TERRELL RD 40701 | KY | 0 | 0 | 0
E364.00-Poles, Towers, and Fixtures | 2009-02-01 | Non-unitized | 1538259 | KY | 0 | 0 | 0
E364.00-Poles, Towers, and Fixtures | 2009-01-01 | Non-unitized | KY 70 W TS 42539 | KY | 0 | 0 | 0
E364.00-Poles, Towers, and Fixtures | 2009-01-01 | Non-unitized | ARDERY PIKE | KY | 0 | 0 | 0
E364.00-Poles, Towers, and Fixtures | 2009-01-01 | Non-unitized | 5213 S MAIN ST | KY | 0 | 0 | 0
E364.00-Poles, Towers, and Fixtures | 2009-01-01 | Non-unitized | 1993 LOCK RD | KY | 0 | 0 | 0
E364.00-Poles, Towers, and Fixtures | 2009-01-01 | Non-unitized | 335 ADAMS ST 42539 | KY | 0 | 0 | 0
E364.00-Poles, Towers, and Fixtures | 2009-01-01 | Non-unitized | 429 GOODWIN AVE | KY | 0 | 0 | 0
E364.00-Poles, Towers, and Fixtures | 2009-01-01 | Non-unitized | 1166087 | KY | 0 | 0 | 0
E364.00-Poles, Towers, and Fixtures | 2009-01-01 | Non-unitized | 14 MEDICAL PARK DRIVE 41056 | KY | 0 | 0 | 0
E364.00-Poles, Towers, and Fixtures | 2009-01-01 | Non-unitized | BURGIN ROAD | KY | 0 | 0 | 0
E364.00-Poles, Towers, and Fixtures | 2009-01-01 | Non-unitized | 1564 RED HOUSE RD | KY | 0 | 0 | 0
E364.00-Poles, Towers, and Fixtures | 2009-01-01 | Non-unitized | 1652785 | KY | 0 | 0 | 0
E364.00-Poles, Towers, and Fixtures | 2009-01-01 | Non-unitized | 85 BUSTER PI 40422 | KY | 0 | 0 | 0
E364.00-Poles, Towers, and Fixtures | 2009-01-01 | Non-unitized | FRANKFORT RD 40324 | KY | 0 | 0 | 0
E364.00-Poles, Towers, and Fixtures | 2009-01-01 | Non-unitized | 796 GRAVEL ROAD | KY | 0 | 0 | 0
E364.00-Poles, Towers, and Fixtures | 2009-01-01 | Non-unitized | 502 HENRY CLAY ST | KY | 0 | 0 | 0
E364.00-Poles, Towers, and Fixtures | 2009-01-01 | Non-unitized | 760 SIMS RD 40324 | KY | 0 | 0 | 0
E364.00-Poles, Towers, and Fixtures | 2009-01-01 | Non-unitized | RIVER DR 42087 | KY | 0 | 0 | 0
E364.00-Poles, Towers, and Fixtures | 2009-01-01 | Non-unitized | 1677779 | KY | 0 | 0 | 0
E364.00-Poles, Towers, and Fixtures | 2009-01-01 | Non-unitized | NOETOWN RD 40965 | KY | 0 | 0 | 0
E364.00-Poles, Towers, and Fixtures | 1941-01-01 | CROSS ARMS | CROSS ARMS | KY | 0 | 0 | 0 | 0
E364.00-Poles, Towers, and Fixtures | 1971-01-01 | POLE WOOD 50 FT (DIST) | POLE WOOD 50 FT | KY | 32 | 4986.24 | 155.82 | 0
E364.00-Poles, Towers, and Fixtures | 1973-01-01 | POLE WOOD 45 FT (DIST) | POLE WOOD 45 FT | KY | 537 | 81040.24 | 150.9129 | 0
E364.00-Poles, Towers, and Fixtures | 2009-01-01 | Non-unitized | JOHN BILL KECK AUTO | KY | 0 | 0 | 0
E364.00-Poles, Towers, and Fixtures | 1972-01-01 | POLE WOOD 50 FT (DIST) | POLE WOOD 50 FT | KY | 0 | 0 | 0 | 0
E364.00-Poles, Towers, and Fixtures | 1979-01-01 | POLE WOOD 50 FT (DIST) | POLE WOOD 50 FT | KY | 49 | 16056.23 | 327.6782 | 0
E364.00-Poles, Towers, and Fixtures | 1957-01-01 | POLE WOOD 50 FT (DIST) | MP1957 Poles, Towers, and Fixtures | KY | 0 | 0 | 0 | 0
E364.00-Poles, Towers, and Fixtures | 2008-11-01 | Non-unitized | 151 HILLTOP RD 41039 | KY | 0 | 0 | 0
E364.00-Poles, Towers, and Fixtures | 2009-04-01 | Non-unitized | 333 CANE RIDGE RD BN 5 40361 | KY | 0 | 0 | 0
E364.00-Poles, Towers, and Fixtures | 2009-05-01 | Non-unitized | HWY 138W 42371 | KY | 0 | 0 | 0
E364.00-Poles, Towers, and Fixtures | 2008-10-01 | Non-unitized | 1672184 | KY | 0 | 0 | 0
E364.00-Poles, Towers, and Fixtures | 2008-10-01 | Non-unitized | 1636025 | KY | 0 | 0 | 0
E364.00-Poles, Towers, and Fixtures | 2009-01-01 | Non-unitized | 2030 OSPREY COVE 40065 | KY | 0 | 0 | 0
E364.00-Poles, Towers, and Fixtures | 2009-05-01 | Non-unitized | State Highway #80 40741 | KY | 0 | 0 | 0
E364.00-Poles, Towers, and Fixtures | 2008-05-31 | CROSS ARMS | CROSS ARMS (07362) | KY | 63 | 21790.8 | 345.8857
E364.00-Poles, Towers, and Fixtures | 1973-01-01 | GUY | GUY | KY | 6718 | 193508.33 | 28.8045 | 0
E364.00-Poles, Towers, and Fixtures | 2008-10-01 | Non-unitized | 1694967 | KY | 0 | 0 | 0
E364.00-Poles, Towers, and Fixtures | 2008-10-01 | Non-unitized | 68 WHITE MAPLE LN | KY | 0 | 0 | 0
E364.00-Poles, Towers, and Fixtures | 2008-10-01 | Non-unitized | 5155 CHARLESTON RD 42408 | KY | 0 | 0 | 0
E364.00-Poles, Towers, and Fixtures | 2009-11-11 | POLE WOOD 40 FT (DIST) | POLE WOOD 40 FT (00006) | KY | 139 | 231996.83 | 1669.0419 | 0
E364.00-Poles, Towers, and Fixtures | 2008-10-01 | POLE WOOD 35 FT (DIST) | POLE WOOD 35 FT (00005) | KY | 3 | 4873.26 | 1624.42
E364.00-Poles, Towers, and Fixtures | 2008-10-01 | Non-unitized | 1584384 | KY | 0 | 0 | 0
E364.00-Poles, Towers, and Fixtures | 2008-05-01 | Non-unitized | FALLING SPRINGS BLVD | KY | 0 | 0 | 0 | 0
E364.00-Poles, Towers, and Fixtures | 2008-02-22 | POLE WOOD 35 FT (DIST) | POLE WOOD 35 FT (00005) | KY | 15 | 16728.35 | 1115.2233
E364.00-Poles, Towers, and Fixtures | 2009-06-16 | Non-unitized | ROGERS GAP DISTRIBUTION | KY | 0 | 0 | 0 | 0
E364.00-Poles, Towers, and Fixtures | 2008-10-01 | Non-unitized | 1708167 | KY | 0 | 0 | 0
E364.00-Poles, Towers, and Fixtures | 2008-11-01 | Non-unitized | TWAY 40831 | KY | 0 | 0 | 0
E364.00-Poles, Towers, and Fixtures | 2008-11-01 | Non-unitized | NOETOWN RD 40965 | KY | 0 | 0 | 0
E364.00-Poles, Towers, and Fixtures | 2008-11-01 | Non-unitized | WASHINGTON ST | KY | 0 | 0 | 0
E364.00-Poles, Towers, and Fixtures | 2008-05-01 | Non-unitized | 1434335 | KY | 0 | 0 | 0
E364.00-Poles, Towers, and Fixtures | 2009-05-01 | Non-unitized | 100 NEEDMORE RD 42022 | KY | 0 | 0 | 0
E364.00-Poles, Towers, and Fixtures | 2008-05-01 | Non-unitized | 11093 HWY 416 W, LOT 1 | KY | 0 | 0 | 0
E364.00-Poles, Towers, and Fixtures | 2009-05-01 | Non-unitized | 3053 BLACKFORD PKWY 40509 | KY | 0 | 0 | 0
E364.00-Poles, Towers, and Fixtures | 2008-10-01 | Non-unitized | US HWY 42 | KY | 0 | 0 | 0
E364.00-Poles, Towers, and Fixtures | 2008-10-01 | Non-unitized | 4291 CLARKS RUN ROAD 41056 | KY | 0 | 0 | 0
E364.00-Poles, Towers, and Fixtures | 2008-11-01 | Non-unitized | 1527208 | KY | 0 | 0 | 0
E364.00-Poles, Towers, and Fixtures | 2009-05-01 | Non-unitized | 202 E MAIN ST. 42726 | KY | 0 | 0 | 0
E364.00-Poles, Towers, and Fixtures | 2009-04-01 | Non-unitized | HWY 150 | KY | 0 | 0 | 0
E364.00-Poles, Towers, and Fixtures | 2008-10-01 | Non-unitized | 1521964 | KY | 0 | 0 | 0
E364.00-Poles, Towers, and Fixtures | 2008-10-01 | Non-unitized | 1531431 | KY | 0 | 0 | 0
E364.00-Poles, Towers, and Fixtures | 2007-12-31 | POLE WOOD 45 FT (DIST) | POLE WOOD 45 FT (00007) | KY | 3 | 16332.54 | 5444.18
E364.00-Poles, Towers, and Fixtures | 2009-05-01 | Non-unitized | CROCKETT 40977 | KY | 0 | 0 | 0
E364.00-Poles, Towers, and Fixtures | 2008-10-01 | Non-unitized | 14 MEDICAL PARK DRIVE 41056 | KY | 0 | 0 | 0
E364.00-Poles, Towers, and Fixtures | 2009-05-01 | Non-unitized | 70 E INDUSTRY DRIVE | KY | 0 | 0 | 0
E364.00-Poles, Towers, and Fixtures | 2008-05-01 | Non-unitized | US 27 | KY | 0 | 0 | 0
E364.00-Poles, Towers, and Fixtures | 2009-01-01 | Non-unitized | HANCES CREEK 40813 | KY | 0 | 0 | 0 | 0
E364.00-Poles, Towers, and Fixtures | 2009-10-05 | POLE WOOD 40 FT (DIST) | POLE WOOD 40 FT (00006) | KY | 38 | 34583.97 | 910.1045
E364.00-Poles, Towers, and Fixtures | 2009-01-01 | Non-unitized | 3654 STEELE BRANCH | KY | 0 | 0 | 0
E364.00-Poles, Towers, and Fixtures | 2009-01-01 | Non-unitized | 186 MARVIN JONES RD GARAGE 2 42728 | KY | 0 | 0 | 0
E364.00-Poles, Towers, and Fixtures | 2009-01-01 | Non-unitized | 302 LEE COFFEY RD BARN 42642 | KY | 0 | 0 | 0
E364.00-Poles, Towers, and Fixtures | 2009-01-01 | Non-unitized | NIGHT CLUB RELOCATION | KY | 0 | 0 | 0
E364.00-Poles, Towers, and Fixtures | 2009-01-01 | Non-unitized | 5036 RUSSELL CAVE RD FG44 40511 | KY | 0 | 0 | 0
E364.00-Poles, Towers, and Fixtures | 2009-01-01 | Non-unitized | 999 ELK CREEK RD | KY | 0 | 0 | 0
E364.00-Poles, Towers, and Fixtures | 2009-01-31 | POLE WOOD 45 FT (DIST) | POLE WOOD 45 FT (00007) | KY | 3 | 12843.3 | 4281.1 | 0
E364.00-Poles, Towers, and Fixtures | 2009-01-01 | Non-unitized | 1524354 | KY | 0 | 0 | 0
E364.00-Poles, Towers, and Fixtures | 2009-01-01 | Non-unitized | 3053 BLACKFORD PKY 40509 | KY | 0 | 0 | 0
E364.00-Poles, Towers, and Fixtures | 2009-01-01 | Non-unitized | S POPLAR ST | KY | 0 | 0 | 0
E364.00-Poles, Towers, and Fixtures | 2009-01-01 | Non-unitized | 200 GOODMAN AVE 40065 | KY | 0 | 0 | 0
E364.00-Poles, Towers, and Fixtures | 2009-01-01 | Non-unitized | 1607224 | KY | 0 | 0 | 0
E364.00-Poles, Towers, and Fixtures | 2009-01-01 | Non-unitized | 1141 ALTON RD 40342 | KY | 0 | 0 | 0
E364.00-Poles, Towers, and Fixtures | 2009-01-01 | Non-unitized | 3600 HOWARDS MILL RD TRLR 40353 | KY | 0 | 0 | 0
E364.00-Poles, Towers, and Fixtures | 2009-01-01 | Non-unitized | 1641066 | KY | 0 | 0 | 0
E364.00-Poles, Towers, and Fixtures | 2009-01-01 | Non-unitized | BAUGHMAN AVE | KY | 0 | 0 | 0 | 0
E364.00-Poles, Towers, and Fixtures | 2009-01-01 | Non-unitized | I75 AND HWY 92 INTERSECTION LIGHT | KY | 0 | 0 | 0
E364.00-Poles, Towers, and Fixtures | 2009-01-01 | Non-unitized | 1631494 | KY | 0 | 0 | 0
E364.00-Poles, Towers, and Fixtures | 2008-10-01 | Non-unitized | 1278185 | KY | 0 | 0 | 0
E364.00-Poles, Towers, and Fixtures | 2009-01-01 | Non-unitized | 1673295 | KY | 0 | 0 | 0
E364.00-Poles, Towers, and Fixtures | 2009-07-01 | Non-unitized | 206 BANTA LN 40390 | KY | 0 | 0 | 0
E364.00-Poles, Towers, and Fixtures | 2009-07-01 | Non-unitized | Grey Oaks Dr 40475 | KY | 0 | 0 | 0
E364.00-Poles, Towers, and Fixtures | 2009-07-01 | Non-unitized | 4707 IRONWORKS RD 40324 | KY | 0 | 0 | 0
E364.00-Poles, Towers, and Fixtures | 2009-07-01 | Non-unitized | 4420 VERSAILLES RD 40510 | KY | 0 | 0 | 0
E364.00-Poles, Towers, and Fixtures | 2009-12-02 | POLE WOOD 30 FT (DIST) | POLE WOOD 30 FT (00004) | KY | 810 | 412511.54 | 509.2735 | 0
E364.00-Poles, Towers, and Fixtures | 2009-12-02 | POLE WOOD 35 FT (DIST) | POLE WOOD 35 FT (00005) | KY | 519 | 443865 | 855.2312 | 0
E364.00-Poles, Towers, and Fixtures | 2009-10-31 | POLE WOOD 30 FT (DIST) | POLE WOOD 30 FT (00004) | KY | 131 | 58497.83 | 446.5483 | 0
E364.00-Poles, Towers, and Fixtures | 2009-07-01 | Non-unitized | 839 FOREST AVE 41056 | KY | 0 | 0 | 0
E364.00-Poles, Towers, and Fixtures | 2009-07-01 | Non-unitized | 415 OAK ST | KY | 0 | 0 | 0
E364.00-Poles, Towers, and Fixtures | 2009-08-01 | Non-unitized | Exeter Road 24216 | KY | 0 | 0 | 0 | 0
E364.00-Poles, Towers, and Fixtures | 2009-09-23 | POLE WOOD 45 FT (DIST) | POLE WOOD 45 FT (00007) | KY | 109 | 190147.18 | 1744.4695 | 0
E364.00-Poles, Towers, and Fixtures | 2009-07-01 | Non-unitized | 3641 SMITH ROAD 41007 | KY | 0 | 0 | 0
E364.00-Poles, Towers, and Fixtures | 2009-07-01 | Non-unitized | 3145 GRAPEVINE RD 42431 | KY | 0 | 0 | 0 | 0
E364.00-Poles, Towers, and Fixtures | 2009-07-01 | Non-unitized | 1512 PLEASANT RIDGE DR 40509 | KY | 0 | 0 | 0
E364.00-Poles, Towers, and Fixtures | 2009-07-01 | Non-unitized | GEORGETOWN RD 40601 | KY | 0 | 0 | 0
E364.00-Poles, Towers, and Fixtures | 2009-08-01 | Non-unitized | 4915 BRADFORDSVILLE | KY | 0 | 0 | 0
E364.00-Poles, Towers, and Fixtures | 2009-07-01 | Non-unitized | N LOCUST STREET | KY | 0 | 0 | 0
E364.00-Poles, Towers, and Fixtures | 2009-07-01 | Non-unitized | 928357 | KY | 0 | 0 | 0
E364.00-Poles, Towers, and Fixtures | 2009-07-01 | Non-unitized | MORGAN ST AND CHURCH ST. ST | KY | 0 | 0 | 0
E364.00-Poles, Towers, and Fixtures | 2009-07-01 | Non-unitized | CAMPBELLSBURG RD 40050 | KY | 0 | 0 | 0
E364.00-Poles, Towers, and Fixtures | 2009-07-01 | Non-unitized | 725 E COLLEGE 40324 | KY | 0 | 0 | 0
E364.00-Poles, Towers, and Fixtures | 2009-07-01 | Non-unitized | 295 BYBEE LOOP 40385 | KY | 0 | 0 | 0 | 0
E364.00-Poles, Towers, and Fixtures | 2009-07-01 | Non-unitized | WALNUT GROVE LN | KY | 0 | 0 | 0 | 0
E364.00-Poles, Towers, and Fixtures | 2009-01-01 | Non-unitized | HWY 25E | KY | 0 | 0 | 0 | 0
E364.00-Poles, Towers, and Fixtures | 2009-08-01 | Non-unitized | 126 CHURCH ST 41031 | KY | 0 | 0 | 0 | 0
E364.00-Poles, Towers, and Fixtures | 2009-07-01 | Non-unitized | 289 MYERS RD 40701 | KY | 0 | 0 | 0
E364.00-Poles, Towers, and Fixtures | 2009-07-01 | Non-unitized | 330 WHIPERING HILLS LN | KY | 0 | 0 | 0
E364.00-Poles, Towers, and Fixtures | 2009-07-01 | Non-unitized | 1531414 | KY | 0 | 0 | 0
E364.00-Poles, Towers, and Fixtures | 2009-07-01 | Non-unitized | HWY 150 | KY | 0 | 0 | 0
E364.00-Poles, Towers, and Fixtures | 2009-07-01 | Non-unitized | 1625944 | KY | 0 | 0 | 0
E364.00-Poles, Towers, and Fixtures | 1975-12-31 | CROSS ARMS | CROSS ARMS (07362) | KY | 206 | 11608.13 | 56.3501 | 0
E364.00-Poles, Towers, and Fixtures | 1959-12-31 | POLE WOOD 25 FT (DIST) | X BRACE WOOD PR. | KY | 0 | 0 | 0
E364.00-Poles, Towers, and Fixtures | 2009-08-01 | Non-unitized | OLD RIVER RD CAMPER 40371 | KY | 0 | 0 | 0 | 0
E364.00-Poles, Towers, and Fixtures | 2009-07-01 | Non-unitized | 3237 ILSLEY RD | KY | 0 | 0 | 0
E364.00-Poles, Towers, and Fixtures | 2009-07-01 | Non-unitized | 926 S BROADWAY ST 40324 | KY | 0 | 0 | 0 | 0
E364.00-Poles, Towers, and Fixtures | 2009-07-01 | Non-unitized | 730 W BROADWAY 40342 | KY | 0 | 0 | 0
E364.00-Poles, Towers, and Fixtures | 2009-08-01 | Non-unitized | 3520 FAIRFAX RD 24230 | KY | 0 | 0 | 0 | 0
E364.00-Poles, Towers, and Fixtures | 2009-11-19 | BRACKET - NEUTRAL FASTENING | BRACKET - NEUTRAL FASTENING | KY | 2256 | 166989.06 | 74.02 | 0
E364.00-Poles, Towers, and Fixtures | 2009-07-01 | Non-unitized | 495 VINE ST 42327 | KY | 0 | 0 | 0
E364.00-Poles, Towers, and Fixtures | 2009-08-01 | Non-unitized | LAVAL HTS | KY | 0 | 0 | 0
E364.00-Poles, Towers, and Fixtures | 2009-07-15 | Non-unitized | Somerset S. Main Street | KY | 0 | 0 | 0
E364.00-Poles, Towers, and Fixtures | 2009-07-01 | Non-unitized | FOREST AVENUE 41056 | KY | 0 | 0 | 0
E364.00-Poles, Towers, and Fixtures | 2009-08-01 | Non-unitized | 79 ROLLEY LN 42345 | KY | 0 | 0 | 0 | 0
E364.00-Poles, Towers, and Fixtures | 2009-08-01 | Non-unitized | 5128 US 62 TRL 41056 | KY | 0 | 0 | 0 | 0
E364.00-Poles, Towers, and Fixtures | 2009-07-01 | Non-unitized | 401 JOHNSON AVE 42410 | KY | 0 | 0 | 0
E364.00-Poles, Towers, and Fixtures | 2009-01-01 | Non-unitized | 1338005 | KY | 0 | 0 | 0
E364.00-Poles, Towers, and Fixtures | 2009-07-01 | Non-unitized | 104 N MAIN ST 41064 | KY | 0 | 0 | 0 | 0
E364.00-Poles, Towers, and Fixtures | 2009-08-01 | Non-unitized | 570 E MAIN ST 40508 | KY | 0 | 0 | 0
E364.00-Poles, Towers, and Fixtures | 2009-08-01 | Non-unitized | 3540 CARRICK RD | KY | 0 | 0 | 0
E364.00-Poles, Towers, and Fixtures | 2009-07-01 | Non-unitized | 1410386 | KY | 0 | 0 | 0
E364.00-Poles, Towers, and Fixtures | 2009-01-01 | Non-unitized | 1560899 | KY | 0 | 0 | 0
E364.00-Poles, Towers, and Fixtures | 2009-07-01 | Non-unitized | NICHOLAS ST | KY | 0 | 0 | 0
E364.00-Poles, Towers, and Fixtures | 2009-11-23 | CROSS ARMS | CROSS ARMS (07362) | KY | 186 | 137177.61 | 737.514
E364.00-Poles, Towers, and Fixtures | 2009-08-07 | POLE WOOD 55 FT (DIST) | POLE WOOD 55 FT (00009) | KY | 2 | 15555.33 | 7777.665
E364.00-Poles, Towers, and Fixtures | 2008-10-01 | Non-unitized | 1629624 | KY | 0 | 0 | 0
E364.00-Poles, Towers, and Fixtures | 2008-05-01 | Non-unitized | 1102837 | KY | 0 | 0 | 0
E364.00-Poles, Towers, and Fixtures | 2009-07-01 | Non-unitized | LARKHILL LN | KY | 0 | 0 | 0 | 0
E364.00-Poles, Towers, and Fixtures | 1972-01-01 | POLE WOOD 30 FT (DIST) | POLE WOOD 30 FT | KY | 2256 | 165512.12 | 73.3653 | 0
E364.00-Poles, Towers, and Fixtures | 2009-11-23 | GUY | GUY (00070) | KY | 291 | 17236.83 | 59.2331 | 0
E364.00-Poles, Towers, and Fixtures | 2009-08-10 | POLE WOOD 30 FT (DIST) | POLE WOOD 30 FT (00004) | KY | 42 | 13476 | 320.8571 | 0
E364.00-Poles, Towers, and Fixtures | 2009-11-05 | POLE WOOD 45 FT (DIST) | POLE WOOD 45 FT (00007) | KY | 50 | 114972.29 | 2299.4458 | 0
E364.00-Poles, Towers, and Fixtures | 2009-07-01 | Non-unitized | S FIRST ST 40475 | KY | 0 | 0 | 0 | 0
E364.00-Poles, Towers, and Fixtures | 2009-10-19 | POLE WOOD 50 FT (DIST) | POLE WOOD 50 FT (00008) | KY | 11 | 6698.74 | 608.9764 | 0
E364.00-Poles, Towers, and Fixtures | 1952-01-01 | POLE WOOD 30 FT (DIST) | POLE WOOD 30 FT | KY | 1082 | 34810.39 | 32.1723 | 0
E364.00-Poles, Towers, and Fixtures | 1963-01-01 | POLE WOOD 30 FT (DIST) | POLE WOOD 30 FT | KY | 1003 | 47915.15 | 47.7718 | 0
E364.00-Poles, Towers, and Fixtures | 1982-01-01 | POLE WOOD 35 FT (DIST) | POLE WOOD 35 FT | KY | 943 | 208427.9 | 221.0264 | 0
E364.00-Poles, Towers, and Fixtures | 2008-05-01 | Non-unitized | 1220 127 NORTH | KY | 0 | 0 | 0
E364.00-Poles, Towers, and Fixtures | 2009-01-01 | Non-unitized | 111 DAISY DR 42718 | KY | 0 | 0 | 0
E364.00-Poles, Towers, and Fixtures | 2008-10-01 | Non-unitized | 1664261 | KY | 0 | 0 | 0
E364.00-Poles, Towers, and Fixtures | 2008-10-01 | Non-unitized | 1615505 | KY | 0 | 0 | 0
E364.00-Poles, Towers, and Fixtures | 2008-10-01 | Non-unitized | 1586794 | KY | 0 | 0 | 0
E364.00-Poles, Towers, and Fixtures | 2009-05-01 | Non-unitized | 2089 FRANKFORT RD 40324 | KY | 0 | 0 | 0
E364.00-Poles, Towers, and Fixtures | 2008-05-01 | Non-unitized | 3740 US 60 E. 40351 | KY | 0 | 0 | 0
E364.00-Poles, Towers, and Fixtures | 2003-03-31 | POLE WOOD 75 FT (DIST) | POLE WOOD 75 FT (DIST) | KY | 1 | 7383.83 | 7383.83 | 0
E364.00-Poles, Towers, and Fixtures | 2008-05-01 | Non-unitized | 215 SILVER CREEK RD | KY | 0 | 0 | 0
E364.00-Poles, Towers, and Fixtures | 2008-10-01 | Non-unitized | 1595730 | KY | 0 | 0 | 0
E364.00-Poles, Towers, and Fixtures | 2008-11-01 | Non-unitized | 1673295 | KY | 0 | 0 | 0
E364.00-Poles, Towers, and Fixtures | 2009-01-01 | Non-unitized | 118 OLD ST 1 42765 | KY | 0 | 0 | 0
E364.00-Poles, Towers, and Fixtures | 2008-05-01 | Non-unitized | 1140685 | KY | 0 | 0 | 0
E364.00-Poles, Towers, and Fixtures | 2008-05-01 | Non-unitized | RT.#1 MINERVA 41002 | KY | 0 | 0 | 0
E364.00-Poles, Towers, and Fixtures | 2009-02-01 | Non-unitized | LAUREL COUNTY TOURISM BUILDINGS | KY | 0 | 0 | 0
E364.00-Poles, Towers, and Fixtures | 2009-04-01 | Non-unitized | HWY 431 42374 | KY | 0 | 0 | 0
E364.00-Poles, Towers, and Fixtures | 2009-04-01 | Non-unitized | 600 COMPTON RD 40337 | KY | 0 | 0 | 0
E364.00-Poles, Towers, and Fixtures | 2009-01-01 | Non-unitized | W MAIN STREET | KY | 0 | 0 | 0
E364.00-Poles, Towers, and Fixtures | 1961-12-31 | GUY | GUY | KY | 44 | 1479.94 | 33.635 | 0
E364.00-Poles, Towers, and Fixtures | 1978-12-31 | GUY | GUY | KY | 10 | 453.46 | 45.346 | 0
E364.00-Poles, Towers, and Fixtures | 1941-12-31 | GUY | GUY | KY | 0 | 0 | 0 | 0
E364.00-Poles, Towers, and Fixtures | 1949-12-31 | GUY | GUY | KY | 0 | 0 | 0 | 0
E364.00-Poles, Towers, and Fixtures | 1955-12-31 | CROSS ARMS | GUY | KY | 0 | 0 | 0
E364.00-Poles, Towers, and Fixtures | 1951-12-31 | GUY | GUY | KY | 0 | 0 | 0 | 0
E364.00-Poles, Towers, and Fixtures | 2008-05-01 | Non-unitized | 1168977 | KY | 0 | 0 | 0
E364.00-Poles, Towers, and Fixtures | 2007-02-26 | POLE WOOD 45 FT (DIST) | POLE WOOD 45 FT (00007) | KY | 0 | 0 | 0 | 0
E364.00-Poles, Towers, and Fixtures | 1975-12-31 | GUY | GUY | KY | 93 | 5625.47 | 60.4889 | 0
E364.00-Poles, Towers, and Fixtures | 1968-12-31 | POLE WOOD 60 FT (DIST) | GUY | KY | 0 | 0 | 0
E364.00-Poles, Towers, and Fixtures | 1963-12-31 | POLE WOOD 60 FT (DIST) | GUY | KY | 0 | 0 | 0
E364.00-Poles, Towers, and Fixtures | 2009-01-01 | Non-unitized | 1718094 | KY | 0 | 0 | 0
E364.00-Poles, Towers, and Fixtures | 2008-05-01 | Non-unitized | 1153485 | KY | 0 | 0 | 0
E364.00-Poles, Towers, and Fixtures | 1993-12-31 | POLE WOOD 60 FT (DIST) | GUY | KY | 0 | 0 | 0
E364.00-Poles, Towers, and Fixtures | 1967-12-31 | POLE WOOD 25 FT (DIST) | ARM WOOD 10 FT AND UNDER (TRANS) | KY | 0 | 0 | 0
E364.00-Poles, Towers, and Fixtures | 2009-07-01 | Non-unitized | WHITE MTN 40902 | KY | 0 | 0 | 0
E364.00-Poles, Towers, and Fixtures | 2009-10-21 | POLE WOOD 45 FT (DIST) | POLE WOOD 45 FT (00007) | KY | 5 | 10911.7 | 2182.34
E364.00-Poles, Towers, and Fixtures | 2009-05-01 | Non-unitized | 221 CORPORATE DR 42701 | KY | 0 | 0 | 0
E364.00-Poles, Towers, and Fixtures | 2008-05-01 | Non-unitized | 276 RUSSELL CAVE RD TEMP 40324 | KY | 0 | 0 | 0
E364.00-Poles, Towers, and Fixtures | 2009-04-01 | Non-unitized | RT1 SHARPE'S WOODS 40977 | KY | 0 | 0 | 0
E364.00-Poles, Towers, and Fixtures | 2009-01-01 | Non-unitized | 1540835 | KY | 0 | 0 | 0
E364.00-Poles, Towers, and Fixtures | 2009-01-01 | Non-unitized | MCFALLS ROAD | KY | 0 | 0 | 0
E364.00-Poles, Towers, and Fixtures | 1969-12-31 | POLE WOOD 25 FT (DIST) | ARM WOOD 10 FT AND UNDER (TRANS) | KY | 0 | 0 | 0
E364.00-Poles, Towers, and Fixtures | 1978-12-31 | CROSS ARMS | CROSS ARMS (07362) | KY | 18 | 1856.6 | 103.1444 | 0
E364.00-Poles, Towers, and Fixtures | 2008-11-01 | Non-unitized | 2632 RICHMOND SRD 40517 | KY | 0 | 0 | 0
E364.00-Poles, Towers, and Fixtures | 1975-12-31 | POLE WOOD 60 FT (DIST) | ARM WOOD 10 FT AND UNDER (TRANS) | KY | 0 | 0 | 0
E364.00-Poles, Towers, and Fixtures | 2008-10-01 | Non-unitized | 1319324 | KY | 0 | 0 | 0
E364.00-Poles, Towers, and Fixtures | 2009-07-01 | Non-unitized | 367 BETHLEHEM RD 40361 | KY | 0 | 0 | 0
E364.00-Poles, Towers, and Fixtures | 2009-04-01 | Non-unitized | STATE HWY 93 42038 | KY | 0 | 0 | 0
E364.00-Poles, Towers, and Fixtures | 1976-12-31 | POLE WOOD 20 FT (DIST) | ARM WOOD 10 FT AND UNDER (TRANS) | KY | 0 | 0 | 0
E364.00-Poles, Towers, and Fixtures | 2003-06-30 | POLE WOOD 40 FT (DIST) | ARM WOOD 10 FT AND UNDER (TRANS) | KY | 0 | 0 | 0
E364.00-Poles, Towers, and Fixtures | 2009-07-01 | Non-unitized | MIDWAY ROAD AT SUBDIVISON BY US 60 RD | KY | 0 | 0 | 0
E364.00-Poles, Towers, and Fixtures | 2008-05-01 | Non-unitized | MONTGOMERY | KY | 0 | 0 | 0
E364.00-Poles, Towers, and Fixtures | 2008-10-01 | Non-unitized | 1141 ALTON RD 40342 | KY | 0 | 0 | 0
E364.00-Poles, Towers, and Fixtures | 2009-05-01 | Non-unitized | HWY 121 42087 | KY | 0 | 0 | 0
E364.00-Poles, Towers, and Fixtures | 2008-05-01 | Non-unitized | 1425 HUNTERTOWN RD | KY | 0 | 0 | 0
E364.00-Poles, Towers, and Fixtures | 2009-07-01 | Non-unitized | 13835 MOOREFIELD RD HOUSE 40311 | KY | 0 | 0 | 0
E364.00-Poles, Towers, and Fixtures | 2008-11-01 | Non-unitized | 1652785 | KY | 0 | 0 | 0
E364.00-Poles, Towers, and Fixtures | 2009-01-01 | Non-unitized | 201 W MAIN ST 42754 | KY | 0 | 0 | 0
E364.00-Poles, Towers, and Fixtures | 2008-10-01 | Non-unitized | 1593975 | KY | 0 | 0 | 0
E364.00-Poles, Towers, and Fixtures | 1962-01-01 | POLE WOOD 60 FT (DIST) | POLE WOOD 60 FT | KY | 16 | 2914.64 | 182.165 | 0
E364.00-Poles, Towers, and Fixtures | 1964-01-01 | POLE WOOD 30 FT (DIST) | POLE WOOD 30 FT | KY | 1406 | 67245.66 | 47.8276 | 0
E364.00-Poles, Towers, and Fixtures | 1990-01-01 | POLE WOOD 30 FT (DIST) | POLE WOOD 30 FT (DIST) | KY | 1147 | 285963.41 | 249.3142 | 0
E364.00-Poles, Towers, and Fixtures | 2009-10-02 | POLE WOOD 45 FT (DIST) | POLE WOOD 45 FT (00007) | KY | 13 | -88947.17 | -6842.09
E364.00-Poles, Towers, and Fixtures | 1988-01-01 | POLE WOOD 30 FT (DIST) | POLE WOOD 30 FT (DIST) | KY | 1101 | 266139.23 | 241.725 | 0
E364.00-Poles, Towers, and Fixtures | 1972-01-01 | POLE WOOD 55 FT (DIST) | POLE WOOD 55 FT | KY | 8 | 1803.63 | 225.4538 | 0
E364.00-Poles, Towers, and Fixtures | 2009-10-07 | POLE WOOD 45 FT (DIST) | POLE WOOD 45 FT (00007) | KY | 8 | -319435.25 | -39929.4062
E364.00-Poles, Towers, and Fixtures | 2009-10-22 | POLE WOOD 50 FT (DIST) | POLE WOOD 50 FT (00008) | KY | 1 | 13118.95 | 13118.95
E364.00-Poles, Towers, and Fixtures | 2009-05-01 | Non-unitized | 0 RICHMOND RD AT YORKSHIRE BLVD RD 40502 | KY | 0 | 0 | 0
E364.00-Poles, Towers, and Fixtures | 1961-01-01 | POLE WOOD 25 FT (DIST) | POLE WOOD 25 FT (DIST) | KY | 27 | 1149.12 | 42.56 | 0
E364.00-Poles, Towers, and Fixtures | 1964-01-01 | POLE WOOD 60 FT (DIST) | POLE WOOD 60 FT | KY | 15 | 3025.82 | 201.7213 | 0
E364.00-Poles, Towers, and Fixtures | 2009-01-01 | Non-unitized | 1687764 | KY | 0 | 0 | 0
E364.00-Poles, Towers, and Fixtures | 1986-01-01 | GUY | GUY (00070) | KY | 6246 | 564816.76 | 90.4286 | 0
E364.00-Poles, Towers, and Fixtures | 2009-10-01 | Non-unitized | 81 WATER TOWER RD 40962 | KY | 0 | 0 | 0 | 0
E364.00-Poles, Towers, and Fixtures | 2009-08-01 | Non-unitized | CYCLE DR 40475 | KY | 0 | 0 | 0
E364.00-Poles, Towers, and Fixtures | 2009-11-12 | POLE WOOD 55 FT (DIST) | POLE WOOD 55 FT (00009) | KY | 13 | 8055.09 | 619.6223
E364.00-Poles, Towers, and Fixtures | 2009-10-01 | Non-unitized | PREACHERSVILLE | KY | 0 | 0 | 0 | 0
E364.00-Poles, Towers, and Fixtures | 2009-10-01 | Non-unitized | 100 KY HWY 801 S 40351 | KY | 0 | 0 | 0 | 0
E364.00-Poles, Towers, and Fixtures | 2009-11-20 | POLE WOOD 35 FT (DIST) | POLE WOOD 35 FT (00005) | KY | 10 | 36039.81 | 3603.981
E364.00-Poles, Towers, and Fixtures | 2009-10-01 | Non-unitized | STATE HWY 91 42064 | KY | 0 | 0 | 0
E364.00-Poles, Towers, and Fixtures | 2009-10-01 | Non-unitized | 1288 BIG HILL AVE | KY | 0 | 0 | 0 | 0
E364.00-Poles, Towers, and Fixtures | 2009-10-01 | Non-unitized | 700 BLUESTONE RD TR 5 40351 | KY | 0 | 0 | 0 | 0
E364.00-Poles, Towers, and Fixtures | 2008-10-01 | Non-unitized | 1655829 | KY | 0 | 0 | 0
E364.00-Poles, Towers, and Fixtures | 2008-10-01 | Non-unitized | 1320015 | KY | 0 | 0 | 0
E364.00-Poles, Towers, and Fixtures | 2009-08-01 | Non-unitized | 3215 BURTON FORD RD 24283 | KY | 0 | 0 | 0 | 0
E364.00-Poles, Towers, and Fixtures | 2009-10-01 | Non-unitized | 11382 PRESTON HWY. 40150 | KY | 0 | 0 | 0 | 0
E364.00-Poles, Towers, and Fixtures | 2009-12-29 | POLE WOOD 35 FT (DIST) | POLE WOOD 35 FT (00005) | KY | 6 | -4280.38 | -713.3967
E364.00-Poles, Towers, and Fixtures | 2009-10-01 | Non-unitized | NEBO RD BOYD 41003 | KY | 0 | 0 | 0 | 0
E364.00-Poles, Towers, and Fixtures | 2009-10-01 | Non-unitized | 1525668 | KY | 0 | 0 | 0 | 0
E364.00-Poles, Towers, and Fixtures | 2008-11-01 | Non-unitized | 1682425 | KY | 0 | 0 | 0
E364.00-Poles, Towers, and Fixtures | 2009-01-01 | Non-unitized | 1444495 | KY | 0 | 0 | 0
E364.00-Poles, Towers, and Fixtures | 2009-10-01 | Non-unitized | HOLT LN 40456 | KY | 0 | 0 | 0 | 0
E364.00-Poles, Towers, and Fixtures | 2009-10-01 | Non-unitized | 1125 RACETRACK RD | KY | 0 | 0 | 0 | 0
E364.00-Poles, Towers, and Fixtures | 2009-10-01 | Non-unitized | 715 Old Hurricane Road 24293 | KY | 0 | 0 | 0 | 0
E364.00-Poles, Towers, and Fixtures | 2009-08-01 | Non-unitized | 1742 BRYAN STATION RD 40505 | KY | 0 | 0 | 0 | 0
E364.00-Poles, Towers, and Fixtures | 2008-05-01 | Non-unitized | US HIGHWAY 62 E 42445 | KY | 0 | 0 | 0
E364.00-Poles, Towers, and Fixtures | 2009-10-01 | Non-unitized | 4313 KY # 10 41034 | KY | 0 | 0 | 0 | 0
E364.00-Poles, Towers, and Fixtures | 2009-10-01 | Non-unitized | 112 HALLIE IRVINE ST | KY | 0 | 0 | 0 | 0
E364.00-Poles, Towers, and Fixtures | 2009-10-01 | Non-unitized | OLD COEBURN RD RT 1418 24293 | KY | 0 | 0 | 0 | 0
E364.00-Poles, Towers, and Fixtures | 2008-05-01 | Non-unitized | 1281057 | KY | 0 | 0 | 0
E364.00-Poles, Towers, and Fixtures | 2008-05-01 | Non-unitized | 1222215 | KY | 0 | 0 | 0
E364.00-Poles, Towers, and Fixtures | 2008-10-01 | Non-unitized | 1601655 | KY | 0 | 0 | 0
E364.00-Poles, Towers, and Fixtures | 2009-05-01 | Non-unitized | 1154 HILLSDALE RD 41002 | KY | 0 | 0 | 0
E364.00-Poles, Towers, and Fixtures | 2008-05-01 | Non-unitized | 522 WILSONVILLE RD 40023 | KY | 0 | 0 | 0
E364.00-Poles, Towers, and Fixtures | 2009-11-17 | POLE WOOD 30 FT (DIST) | POLE WOOD 30 FT (00004) | KY | 4 | 2527.21 | 631.8025
E364.00-Poles, Towers, and Fixtures | 2008-05-01 | Non-unitized | PORT ROYAL RD | KY | 0 | 0 | 0
E364.00-Poles, Towers, and Fixtures | 2008-05-01 | Non-unitized | 1352048 | KY | 0 | 0 | 0
E364.00-Poles, Towers, and Fixtures | 2008-05-01 | Non-unitized | LEVERTON PL 40475 | KY | 0 | 0 | 0
E364.00-Poles, Towers, and Fixtures | 2009-11-02 | POLE WOOD 35 FT (DIST) | POLE WOOD 35 FT (00005) | KY | 3 | 2132.07 | 710.69 | 0
E364.00-Poles, Towers, and Fixtures | 2008-05-01 | Non-unitized | 3970 US HIGHWAY 62 E 42330 | KY | 0 | 0 | 0
E364.00-Poles, Towers, and Fixtures | 2009-07-01 | Non-unitized | MAIN ST 41044 | KY | 0 | 0 | 0
E364.00-Poles, Towers, and Fixtures | 2008-10-01 | Non-unitized | 1608986 | KY | 0 | 0 | 0
E364.00-Poles, Towers, and Fixtures | 2009-01-01 | Non-unitized | 72 MCCULLOUGH HOL-GARG 40371 | KY | 0 | 0 | 0
E364.00-Poles, Towers, and Fixtures | 2009-07-01 | Non-unitized | 1221 OAK RIDGE CHURCH RD GARAGE 40701 | KY | 0 | 0 | 0
E364.00-Poles, Towers, and Fixtures | 2009-05-01 | Non-unitized | 535 CORPORATE DRIVE | KY | 0 | 0 | 0
E364.00-Poles, Towers, and Fixtures | 2009-07-31 | STEEL POLES | STEEL POLES (07726) | KY | 2 | 4577.3 | 2288.65
E364.00-Poles, Towers, and Fixtures | 2008-10-01 | Non-unitized | 1715584 | KY | 0 | 0 | 0
E364.00-Poles, Towers, and Fixtures | 2009-01-01 | Non-unitized | 1244 WISEMANTOWN RD 40336 | KY | 0 | 0 | 0
E364.00-Poles, Towers, and Fixtures | 2009-11-12 | POLE WOOD 30 FT (DIST) | POLE WOOD 30 FT (00004) | KY | 1 | 435.66 | 435.66
E364.00-Poles, Towers, and Fixtures | 2009-01-01 | Non-unitized | 1935 STANTON WAY | KY | 0 | 0 | 0
E364.00-Poles, Towers, and Fixtures | 2008-05-01 | Non-unitized | 1109 N DIXIE 42701 | KY | 0 | 0 | 0
E364.00-Poles, Towers, and Fixtures | 2009-10-01 | Non-unitized | 619 W SECOND ST 41056 | KY | 0 | 0 | 0 | 0
E364.00-Poles, Towers, and Fixtures | 2008-05-01 | Non-unitized | 313 COLLEGE ST | KY | 0 | 0 | 0
E364.00-Poles, Towers, and Fixtures | 2009-11-01 | Non-unitized | FAIRGROUNDS | KY | 0 | 0 | 0 | 0
E364.00-Poles, Towers, and Fixtures | 2009-11-01 | Non-unitized | 8665 KY HIGHWAY 47 HSE A 41083 | KY | 0 | 0 | 0 | 0
E364.00-Poles, Towers, and Fixtures | 2009-11-01 | Non-unitized | MAIN ST 40311 | KY | 0 | 0 | 0 | 0
E364.00-Poles, Towers, and Fixtures | 2009-10-01 | Non-unitized | 5424 ROCK BAR RD 24293 | KY | 0 | 0 | 0 | 0
E364.00-Poles, Towers, and Fixtures | 2008-10-01 | Non-unitized | 1677964 | KY | 0 | 0 | 0
E364.00-Poles, Towers, and Fixtures | 2009-01-01 | Non-unitized | 705 MAPLE LN 42330 | KY | 0 | 0 | 0
E364.00-Poles, Towers, and Fixtures | 2008-05-01 | Non-unitized | 234 MEDICAL CIRLCE DRIVE 40351 | KY | 0 | 0 | 0
E364.00-Poles, Towers, and Fixtures | 2009-10-01 | Non-unitized | 105 Tarrance Rd 42325 | KY | 0 | 0 | 0 | 0
E364.00-Poles, Towers, and Fixtures | 2009-11-01 | Non-unitized | 215 DALTON RD 42411 | KY | 0 | 0 | 0 | 0
E364.00-Poles, Towers, and Fixtures | 2008-10-01 | Non-unitized | 1376227 | KY | 0 | 0 | 0
E364.00-Poles, Towers, and Fixtures | 2008-05-01 | Non-unitized | 206 E MAIN ST | KY | 0 | 0 | 0
E364.00-Poles, Towers, and Fixtures | 2009-11-01 | Non-unitized | 1617454 | KY | 0 | 0 | 0 | 0
E364.00-Poles, Towers, and Fixtures | 2009-10-01 | Non-unitized | 228 W RICE LN 40475 | KY | 0 | 0 | 0 | 0
E364.00-Poles, Towers, and Fixtures | 2009-11-01 | Non-unitized | 774 KY 70 E GE GARA 42539 | KY | 0 | 0 | 0 | 0
E364.00-Poles, Towers, and Fixtures | 2009-11-01 | Non-unitized | RICHMOND CENTER 40475 | KY | 1 | 0 | 0
E364.00-Poles, Towers, and Fixtures | 2009-11-05 | POLE WOOD 55 FT (DIST) | POLE WOOD 55 FT (00009) | KY | 1 | 32218.18 | 32218.18
E364.00-Poles, Towers, and Fixtures | 2009-12-08 | POLE WOOD 30 FT (DIST) | POLE WOOD 30 FT (00004) | KY | 3 | -2327.13 | -775.71
E364.00-Poles, Towers, and Fixtures | 2008-10-01 | Non-unitized | HWY 119 | KY | 0 | 0 | 0
E364.00-Poles, Towers, and Fixtures | 2008-05-01 | Non-unitized | 282 STATE HWY 358 42056 | KY | 0 | 0 | 0
E364.00-Poles, Towers, and Fixtures | 2009-11-30 | Non-unitized | OLD FLAT LICK RD RPAS UNDE 40935 | KY | 0 | 0 | 0
E364.00-Poles, Towers, and Fixtures | 2010-01-01 | Non-unitized | 3704 ANNA LN 24230 | KY | 0 | 0 | 0 | 0
E364.00-Poles, Towers, and Fixtures | 2010-01-01 | Non-unitized | 630 N HUGHES ST 42437 | KY | 0 | 0 | 0 | 0
E364.00-Poles, Towers, and Fixtures | 2010-03-02 | CROSS ARMS | CROSS ARMS (07362) | KY | 26 | 15603.17 | 600.1219
E364.00-Poles, Towers, and Fixtures | 2010-01-01 | Non-unitized | 4880 LAWRENCEBURG RD 40008 | KY | 0 | 0 | 0 | 0
E364.00-Poles, Towers, and Fixtures | 2010-01-01 | Non-unitized | 1 SAINT JOSEPH DR 40504 | KY | 0 | 0 | 0 | 0
E364.00-Poles, Towers, and Fixtures | 2010-01-01 | Non-unitized | 5365 CROPPER RD 40065 | KY | 0 | 0 | 0 | 0
E364.00-Poles, Towers, and Fixtures | 2010-02-01 | Non-unitized | 110 ELM ST. | KY | 0 | 0 | 0 | 0
E364.00-Poles, Towers, and Fixtures | 2010-03-15 | POLE WOOD 40 FT (DIST) | POLE WOOD 40 FT (00006) | KY | 26 | 198153.36 | 7621.2831 | 0
E364.00-Poles, Towers, and Fixtures | 2010-01-01 | Non-unitized | 1158 CONNER STATION RD 40067 | KY | 0 | 0 | 0 | 0
E364.00-Poles, Towers, and Fixtures | 2010-01-01 | Non-unitized | ECAPRR426-Instl cap/reg/recl-London | KY | 0 | 0 | 0 | 0
E364.00-Poles, Towers, and Fixtures | 2010-01-01 | Non-unitized | RDPOLE426-Repair defective poles 426 | KY | 0 | 0 | 0 | 0
E364.00-Poles, Towers, and Fixtures | 2010-02-26 | PLATFORMS NEW (05491) | PLATFORMS NEW (05491) | KY | 2 | 4081.26 | 2040.63
E364.00-Poles, Towers, and Fixtures | 2010-03-31 | POLE WOOD 50 FT (DIST) | POLE WOOD 50 FT (00008) | KY | 4 | 26434.7 | 6608.675
E364.00-Poles, Towers, and Fixtures | 2009-12-14 | Non-unitized | US 58 24243 | KY | 0 | 0 | 0 | 0
E364.00-Poles, Towers, and Fixtures | 2010-01-01 | Non-unitized | POLD236-OUTDOOR LIGHTING 236 | KY | 0 | 0 | 0 | 0
E364.00-Poles, Towers, and Fixtures | 2010-01-01 | Non-unitized | RT6 BOX 161 40845 | KY | 0 | 0 | 0 | 0
E364.00-Poles, Towers, and Fixtures | 2009-07-17 | POLE WOOD 50 FT (DIST) | POLE WOOD 50 FT (00008) | KY | 2 | 2626.3 | 1313.15
E364.00-Poles, Towers, and Fixtures | 2010-01-01 | Non-unitized | 194 SWIGERT AVE | KY | 0 | 0 | 0 | 0
E364.00-Poles, Towers, and Fixtures | 2010-01-01 | Non-unitized | RDDD216OH-Rep Def Equip-OH-Danville | KY | 0 | 0 | 0 | 0
E364.00-Poles, Towers, and Fixtures | 2010-01-01 | Non-unitized | 122 ELLENWOOD RD 40965 | KY | 0 | 0 | 0 | 0
E364.00-Poles, Towers, and Fixtures | 2010-01-01 | Non-unitized | 259 HWY. 1066 | KY | 0 | 0 | 0
E364.00-Poles, Towers, and Fixtures | 2009-04-30 | CROSS ARMS | CROSS ARMS (07362) | KY | 64 | 16058.2 | 250.9094
E364.00-Poles, Towers, and Fixtures | 2010-01-13 | Non-unitized | Hutch Phase 3 Reconductor 08 | KY | 0 | 0 | 0
E364.00-Poles, Towers, and Fixtures | 2010-01-01 | Non-unitized | POLD416-OUTDOOR LIGHTING 416 | KY | 0 | 0 | 0 | 0
E364.00-Poles, Towers, and Fixtures | 2010-01-01 | Non-unitized | BROOKSIDE 40801 | KY | 0 | 0 | 0 | 0
E364.00-Poles, Towers, and Fixtures | 2010-01-01 | Non-unitized | 1620882 | KY | 0 | 0 | 0 | 0
E364.00-Poles, Towers, and Fixtures | 2010-01-01 | Non-unitized | 257 HIGHPOINT 24283 | KY | 0 | 0 | 0 | 0
E364.00-Poles, Towers, and Fixtures | 2010-01-01 | Non-unitized | POLD366-OUTDOOR LIGHTING 366 | KY | 0 | 0 | 0 | 0
E364.00-Poles, Towers, and Fixtures | 2010-01-01 | Non-unitized | Grey Oaks Dr 40475 | KY | 0 | 0 | 0
E364.00-Poles, Towers, and Fixtures | 2010-01-01 | Non-unitized | 525 MT. CARMEL ROAD 41041 | KY | 0 | 0 | 0 | 0
E364.00-Poles, Towers, and Fixtures | 2010-01-01 | Non-unitized | 10693 STATE HWY 138 42456 | KY | 0 | 0 | 0
E364.00-Poles, Towers, and Fixtures | 2010-01-01 | Non-unitized | 118 MAIN ST FL HALL 42740 | KY | 0 | 0 | 0 | 0
E364.00-Poles, Towers, and Fixtures | 2010-01-01 | Non-unitized | 221 NEW HOPE RD SPUR 41043 | KY | 0 | 0 | 0 | 0
E364.00-Poles, Towers, and Fixtures | 2010-06-01 | POLE WOOD 50 FT (DIST) | POLE WOOD 50 FT (00008) | KY | 22 | 66804.49 | 3036.5677 | 0
E364.00-Poles, Towers, and Fixtures | 2010-04-01 | CROSS ARMS | CROSS ARMS (07362) | KY | 51 | 29629.87 | 580.9778
E364.00-Poles, Towers, and Fixtures | 2010-03-12 | POLE WOOD 40 FT (DIST) | POLE WOOD 40 FT (00006) | KY | 1 | 2095.96 | 2095.96
E364.00-Poles, Towers, and Fixtures | 2009-07-01 | Non-unitized | WILSON | KY | 0 | 0 | 0
E364.00-Poles, Towers, and Fixtures | 2010-03-31 | POLE WOOD 40 FT (DIST) | POLE WOOD 40 FT (00006) | KY | 12 | 87822.01 | 7318.5008
E364.00-Poles, Towers, and Fixtures | 2010-01-01 | Non-unitized | 5528 MADISON RD 24293 | KY | 0 | 0 | 0 | 0
E364.00-Poles, Towers, and Fixtures | 2010-01-01 | Non-unitized | SHORT ST 40475 | KY | 0 | 0 | 0 | 0
E364.00-Poles, Towers, and Fixtures | 2010-01-01 | Non-unitized | 218 BEE LICK ROAD 41064 | KY | 0 | 0 | 0 | 0
E364.00-Poles, Towers, and Fixtures | 2010-01-01 | Non-unitized | GEORGETOWN ST | KY | 0 | 0 | 0 | 0
E364.00-Poles, Towers, and Fixtures | 2010-01-01 | Non-unitized | 513 MAYFIELD RD 42031 | KY | 0 | 0 | 0
E364.00-Poles, Towers, and Fixtures | 2010-01-01 | Non-unitized | ROBERT RUDD | KY | 0 | 0 | 0 | 0
E364.00-Poles, Towers, and Fixtures | 2009-01-01 | Non-unitized | 5226 LEESTOWN RD 40511 | KY | 0 | 0 | 0
E364.00-Poles, Towers, and Fixtures | 2010-03-11 | POLE WOOD 45 FT (DIST) | POLE WOOD 45 FT (00007) | KY | 24 | 221274.09 | 9219.7537 | 0
E364.00-Poles, Towers, and Fixtures | 2010-01-01 | Non-unitized | 1622 WATER WORKS RD | KY | 0 | 0 | 0 | 0
E364.00-Poles, Towers, and Fixtures | 2010-01-01 | Non-unitized | RDSTLT426-REP REPL DEF ST LIGHTS 426 | KY | 7 | 0 | 0 | 0
E364.00-Poles, Towers, and Fixtures | 2010-01-01 | Non-unitized | 520 LIMA DR 40511 | KY | 0 | 0 | 0 | 0
E364.00-Poles, Towers, and Fixtures | 2010-01-01 | Non-unitized | 140 NORMANDY RD ODL 40071 | KY | 0 | 0 | 0 | 0
E364.00-Poles, Towers, and Fixtures | 2010-01-01 | Non-unitized | ABINGTON LN | KY | 0 | 0 | 0 | 0
E364.00-Poles, Towers, and Fixtures | 2010-01-01 | Non-unitized | 1674 ALEXANDRIA RD 40504 | KY | 0 | 0 | 0 | 0
E364.00-Poles, Towers, and Fixtures | 2010-01-01 | Non-unitized | 7420 HARRODSBURG RD | KY | 0 | 0 | 0 | 0
E364.00-Poles, Towers, and Fixtures | 2010-01-01 | Non-unitized | FUSE156-Fuse Coord-Earlington | KY | 0 | 0 | 0 | 0
E364.00-Poles, Towers, and Fixtures | 2010-02-01 | Non-unitized | 2265 HWY227 | KY | 0 | 0 | 0 | 0
E364.00-Poles, Towers, and Fixtures | 2010-03-04 | POLE WOOD 35 FT (DIST) | POLE WOOD 35 FT (00005) | KY | 1 | 0 | 0
E364.00-Poles, Towers, and Fixtures | 2010-01-01 | Non-unitized | 1858 BETHLEHEM RD 40361 | KY | 0 | 0 | 0 | 0
E364.00-Poles, Towers, and Fixtures | 2010-01-01 | Non-unitized | RDSTLT416-REP REPL DEF ST LIGHTS 416 | KY | 0 | 0 | 0 | 0
E364.00-Poles, Towers, and Fixtures | 2010-03-18 | POLE WOOD 60 FT (DIST) | POLE WOOD 60 FT (00010) | KY | 1 | 0 | 0
E364.00-Poles, Towers, and Fixtures | 2010-01-01 | Non-unitized | 1617302 | KY | 0 | 0 | 0 | 0
E364.00-Poles, Towers, and Fixtures | 2010-01-01 | Non-unitized | 1755 SWITZER RD 40379 | KY | 0 | 0 | 0 | 0
E364.00-Poles, Towers, and Fixtures | 1970-12-31 | GUY | GUY | KY | 47 | 3762.91 | 80.0619 | 0
E364.00-Poles, Towers, and Fixtures | 1958-12-31 | POLE WOOD 60 FT (DIST) | POLE WOOD 50 FT | KY | 6 | 764.99 | 127.4983 | 0
E364.00-Poles, Towers, and Fixtures | 1972-01-01 | POLE WOOD 35 FT (DIST) | POLE WOOD 35 FT | KY | 1540 | 140658.63 | 91.3368 | 0
E364.00-Poles, Towers, and Fixtures | 1976-01-01 | POLE WOOD 35 FT (DIST) | POLE WOOD 35 FT | KY | 1341 | 174682.1 | 130.2626 | 0
E364.00-Poles, Towers, and Fixtures | 1990-01-01 | POLE WOOD 35 FT (DIST) | POLE WOOD 35 FT (DIST) | KY | 1029 | 315049.06 | 306.1701 | 0
E364.00-Poles, Towers, and Fixtures | 1986-01-01 | POLE WOOD 75 FT (DIST) | POLE WOOD 75 FT (DIST) | KY | 2 | 3197.05 | 1598.525 | 0
E364.00-Poles, Towers, and Fixtures | 2010-04-01 | Non-unitized | 3705 STATE ROUTE 1380 42345 | KY | 0 | 0 | 0 | 0
E364.00-Poles, Towers, and Fixtures | 2010-04-01 | Non-unitized | TWAY | KY | 0 | 0 | 0 | 0
E364.00-Poles, Towers, and Fixtures | 2010-04-01 | Non-unitized | 2447 PALUMBO DR 40509 | KY | 0 | 0 | 0 | 0
E364.00-Poles, Towers, and Fixtures | 2010-04-01 | Non-unitized | 54 STANFORD STREET | KY | 0 | 0 | 0 | 0
E364.00-Poles, Towers, and Fixtures | 2010-04-01 | Non-unitized | 1850 NEW HOPE ROAD 40051 | KY | 0 | 0 | 0 | 0
E364.00-Poles, Towers, and Fixtures | 2010-04-01 | Non-unitized | VICKERS DR 40475 | KY | 0 | 0 | 0 | 0
E364.00-Poles, Towers, and Fixtures | 2010-04-01 | Non-unitized | SECOND ST | KY | 0 | 0 | 0 | 0
E364.00-Poles, Towers, and Fixtures | 2010-04-01 | Non-unitized | 4148 HIGHWAY 441 40965 | KY | 0 | 0 | 0 | 0
E364.00-Poles, Towers, and Fixtures | 2010-04-01 | Non-unitized | MATTHEW | KY | 0 | 0 | 0 | 0
E364.00-Poles, Towers, and Fixtures | 2010-04-01 | Non-unitized | 4189 STONE MOUNTAIN RD CELL TWR 24230 | KY | 0 | 0 | 0 | 0
E364.00-Poles, Towers, and Fixtures | 2010-04-01 | Non-unitized | 644 PROVIDENCE CH RD 42642 | KY | 0 | 0 | 0 | 0
E364.00-Poles, Towers, and Fixtures | 2010-04-01 | Non-unitized | 988 HWY 3085 LOT B 40935 | KY | 0 | 0 | 0 | 0
E364.00-Poles, Towers, and Fixtures | 2010-04-01 | Non-unitized | 103 SOWDERS ST TEMP 40484 | KY | 0 | 0 | 0 | 0
E364.00-Poles, Towers, and Fixtures | 2010-04-01 | Non-unitized | 1309 ROBINSON CREEK RD GARAGE 40740 | KY | 0 | 0 | 0 | 0
E364.00-Poles, Towers, and Fixtures | 1975-01-01 | POLE WOOD 55 FT (DIST) | POLE WOOD 55 FT | KY | 13 | 4190.43 | 322.3408 | 0
E364.00-Poles, Towers, and Fixtures | 2010-04-01 | Non-unitized | MCINTOSH CHAPEL RD 42442 | KY | 0 | 0 | 0 | 0
E364.00-Poles, Towers, and Fixtures | 2010-04-01 | Non-unitized | 816 E DIXIE AVE 42701 | KY | 0 | 0 | 0 | 0
E364.00-Poles, Towers, and Fixtures | 2010-04-01 | Non-unitized | 1020 BRANDENBURG RD 42754 | KY | 0 | 0 | 0 | 0
E364.00-Poles, Towers, and Fixtures | 2010-10-31 | GUY | GUY (00070) | KY | 452 | 111833.42 | 247.4191 | 0
E364.00-Poles, Towers, and Fixtures | 2010-04-30 | STEEL POLES | STEEL POLES (07726) | KY | 1 | 2464.27 | 2464.27
E364.00-Poles, Towers, and Fixtures | 2010-01-01 | Non-unitized | 429 STURGIS RD 42064 | KY | 0 | 0 | 0
E364.00-Poles, Towers, and Fixtures | 2008-05-01 | Non-unitized | 1122344 | KY | 0 | 0 | 0
E364.00-Poles, Towers, and Fixtures | 2010-04-01 | POLE WOOD 55 FT (DIST) | POLE WOOD 55 FT (00009) | KY | 2 | 463.4 | 231.7
E364.00-Poles, Towers, and Fixtures | 2010-03-09 | Non-unitized | GARRARD COUNTY COURTHOUSE | KY | 0 | 0 | 0 | 0
E364.00-Poles, Towers, and Fixtures | 2010-01-01 | Non-unitized | LAMB RD 42459 | KY | 0 | 0 | 0
E364.00-Poles, Towers, and Fixtures | 1998-01-01 | POLE WOOD 55 FT (DIST) | POLE WOOD 55 FT (DIST) | KY | 36 | 39980.69 | 1110.5747 | 0
E364.00-Poles, Towers, and Fixtures | 1985-01-01 | POLE WOOD 70 FT (DIST) | POLE WOOD 70 FT | KY | 1 | 1261.99 | 1261.99
E364.00-Poles, Towers, and Fixtures | 1956-01-01 | CROSS ARMS | MP1956 Poles, Towers, and Fixtures | KY | 4 | 0 | 0
E364.00-Poles, Towers, and Fixtures | 1997-01-01 | CROSS ARMS | MP1997 Poles, Towers, and Fixtures | KY | 1 | 0 | 0
E364.00-Poles, Towers, and Fixtures | 2001-01-01 | POLE WOOD 85 FT (DIST) | MP2001 Poles, Towers, and Fixtures | KY | 0 | 0 | 0 | 0
E364.00-Poles, Towers, and Fixtures | 1991-01-01 | PLATFORM | MP1991 Poles, Towers, and Fixtures | KY | 0 | 0 | 0
E364.00-Poles, Towers, and Fixtures | 1989-01-01 | POLE WOOD 65 FT (DIST) | POLE WOOD 65 FT (DIST) | KY | 5 | 5787.87 | 1157.574
E364.00-Poles, Towers, and Fixtures | 1964-01-01 | FENCE | FENCE (FEET) (01012) | KY | 116 | 698.85 | 6.0246
E364.00-Poles, Towers, and Fixtures | 2003-01-01 | POLE WOOD 90 FT (DIST) | POLE WOOD 90 FT (DIST) | KY | 1 | 38476.3 | 38476.3
E364.00-Poles, Towers, and Fixtures | 2002-01-01 | INSULATORS - LINE | MP2002 Poles, Towers, and Fixtures | KY | 0 | 0 | 0
E364.00-Poles, Towers, and Fixtures | 2002-01-01 | POLE WOOD 30 FT (DIST) | MP2002 Poles, Towers, and Fixtures | KY | 0 | 0 | 0 | 0
E364.00-Poles, Towers, and Fixtures | 1992-01-01 | POLE WOOD 75 FT (DIST) | POLE WOOD 75 FT (DIST) | KY | 2 | 3901.77 | 1950.885 | 0
E364.00-Poles, Towers, and Fixtures | 1946-01-01 | PLATFORM | MP1946 Poles, Towers, and Fixtures | KY | 0 | 0 | 0
E364.00-Poles, Towers, and Fixtures | 1947-01-01 | POLE WOOD UNDER 20 FT (DIST) | POLE WOOD UNDER 20 FT (DIST) | KY | 0 | 0 | 0 | 0
E364.00-Poles, Towers, and Fixtures | 1955-01-01 | POLE WOOD 60 FT (DIST) | POLE WOOD 60 FT | KY | 14 | 2315.32 | 165.38 | 0
E364.00-Poles, Towers, and Fixtures | 1956-01-01 | POLE WOOD UNDER 20 FT (DIST) | MP1956 Poles, Towers, and Fixtures | KY | 0 | 0 | 0 | 0
E364.00-Poles, Towers, and Fixtures | 1962-01-01 | POLE WOOD 70 FT (DIST) | MP1962 Poles, Towers, and Fixtures | KY | 0 | 0 | 0 | 0
E364.00-Poles, Towers, and Fixtures | 1981-01-01 | POLE WOOD 70 FT (DIST) | POLE WOOD 70 FT | KY | 3 | 3395.83 | 1131.9433 | 0
E364.00-Poles, Towers, and Fixtures | 1995-01-01 | POLE WOOD 70 FT (DIST) | POLE WOOD 70 FT (DIST) | KY | 6 | 13340.14 | 2223.3567 | 0
E364.00-Poles, Towers, and Fixtures | 1964-01-01 | POLE WOOD 25 FT (DIST) | POLE WOOD 25 FT (DIST) | KY | 7 | 274.61 | 39.23
E364.00-Poles, Towers, and Fixtures | 1956-01-01 | POLE WOOD 30 FT (DIST) | POLE WOOD 30 FT | KY | 16 | 628.74 | 39.2963 | 0
E364.00-Poles, Towers, and Fixtures | 1970-01-01 | POLE WOOD 35 FT (DIST) | POLE WOOD 35 FT | KY | 850 | 68495.13 | 80.5825 | 0
E364.00-Poles, Towers, and Fixtures | 1977-01-01 | PLATFORM | MP1977 Poles, Towers, and Fixtures | KY | 0 | 0 | 0
E364.00-Poles, Towers, and Fixtures | 2005-01-01 | POLES, MODIFIED | POLES, MODIFIED (EACH) | KY | 1 | 329.04 | 329.04
E364.00-Poles, Towers, and Fixtures | 1998-01-01 | POLE WOOD 65 FT (DIST) | POLE WOOD 65 FT (DIST) | KY | 11 | 20275.98 | 1843.2709
E364.00-Poles, Towers, and Fixtures | 1997-01-01 | POLE WOOD 85 FT (DIST) | POLE WOOD 85 FT (DIST) | KY | 1 | 3602.41 | 3602.41
E364.00-Poles, Towers, and Fixtures | 1974-01-01 | FENCE | MP1974 Poles, Towers, and Fixtures | KY | 0 | 0 | 0 | 0
E364.00-Poles, Towers, and Fixtures | 1959-01-01 | POLE WOOD 65 FT (DIST) | POLE WOOD 65 FT | KY | 1 | 204.85 | 204.85 | 0
E364.00-Poles, Towers, and Fixtures | 2008-05-01 | Non-unitized | 1379494 | KY | 0 | 0 | 0
E364.00-Poles, Towers, and Fixtures | 2008-05-01 | Non-unitized | 1471879 | KY | 0 | 0 | 0
E364.00-Poles, Towers, and Fixtures | 2008-05-01 | Non-unitized | CHURCH ST NEW BLDG 40371 | KY | 0 | 0 | 0 | 0
E364.00-Poles, Towers, and Fixtures | 2008-05-01 | Non-unitized | 25TH ST | KY | 0 | 0 | 0 | 0
E364.00-Poles, Towers, and Fixtures | 2008-05-01 | Non-unitized | 2090 CHARLESTON RD 42408 | KY | 0 | 0 | 0
E364.00-Poles, Towers, and Fixtures | 2008-05-01 | Non-unitized | MOORE HILL RD | KY | 0 | 0 | 0
E364.00-Poles, Towers, and Fixtures | 2008-05-01 | Non-unitized | 308 LISBY LN MODULAR 40065 | KY | 0 | 0 | 0 | 0
E364.00-Poles, Towers, and Fixtures | 2008-05-01 | Non-unitized | 1193127 | KY | 0 | 0 | 0 | 0
E364.00-Poles, Towers, and Fixtures | 2008-05-01 | Non-unitized | 2685 FRANKFORT RD 40324 | KY | 0 | 0 | 0 | 0
E364.00-Poles, Towers, and Fixtures | 2008-05-01 | Non-unitized | 1371607 | KY | 0 | 0 | 0
E364.00-Poles, Towers, and Fixtures | 2008-05-01 | Non-unitized | 493337 | KY | 0 | 0 | 0
E364.00-Poles, Towers, and Fixtures | 2008-05-01 | Non-unitized | 1201125 | KY | 0 | 0 | 0 | 0
E364.00-Poles, Towers, and Fixtures | 2008-05-01 | Non-unitized | MAGNOLIA AVENUE | KY | 0 | 0 | 0 | 0
E364.00-Poles, Towers, and Fixtures | 2008-05-01 | Non-unitized | 377 LARUE RD | KY | 0 | 0 | 0 | 0
E364.00-Poles, Towers, and Fixtures | 2008-05-01 | Non-unitized | CALVIN 40813 | KY | 0 | 0 | 0 | 0
E364.00-Poles, Towers, and Fixtures | 2008-05-01 | Non-unitized | 9150 SONORA RD 42776 | KY | 0 | 0 | 0 | 0
E364.00-Poles, Towers, and Fixtures | 2008-05-01 | Non-unitized | 1130606 | KY | 0 | 0 | 0
E364.00-Poles, Towers, and Fixtures | 2008-05-01 | Non-unitized | 312 FALLS | KY | 0 | 0 | 0
E364.00-Poles, Towers, and Fixtures | 2008-05-01 | Non-unitized | BISSELL BLUFF RD | KY | 0 | 0 | 0
E364.00-Poles, Towers, and Fixtures | 2008-05-01 | Non-unitized | 1030175 | KY | 0 | 0 | 0 | 0
E364.00-Poles, Towers, and Fixtures | 2008-05-01 | Non-unitized | SPARTA | KY | 0 | 0 | 0 | 0
E364.00-Poles, Towers, and Fixtures | 2008-05-01 | Non-unitized | 1202225 | KY | 0 | 0 | 0 | 0
E364.00-Poles, Towers, and Fixtures | 2008-05-01 | Non-unitized | 1084886 | KY | 0 | 0 | 0 | 0
E364.00-Poles, Towers, and Fixtures | 2008-05-01 | Non-unitized | ALTON CT 40324 | KY | 0 | 0 | 0 | 0
E364.00-Poles, Towers, and Fixtures | 2008-05-01 | Non-unitized | 803 CHERRY ST 42330 | KY | 0 | 0 | 0 | 0
E364.00-Poles, Towers, and Fixtures | 2008-05-01 | Non-unitized | HILLSIDE DR 42367 | KY | 0 | 0 | 0 | 0
E364.00-Poles, Towers, and Fixtures | 2008-05-01 | Non-unitized | 7083 STATE RTE 176 42337 | KY | 0 | 0 | 0 | 0
E364.00-Poles, Towers, and Fixtures | 2008-05-01 | Non-unitized | 104 CORNETTE ST 42337 | KY | 0 | 0 | 0
E364.00-Poles, Towers, and Fixtures | 2008-05-01 | Non-unitized | 1226 SPORTSMAN LAKE RD 42701 | KY | 0 | 0 | 0
E364.00-Poles, Towers, and Fixtures | 2008-05-01 | Non-unitized | 2525 S DIXIE BLVD 40160 | KY | 0 | 0 | 0
E364.00-Poles, Towers, and Fixtures | 2008-05-01 | Non-unitized | *** DO NOT DELETE THIS TASK *** | KY | 0 | 0 | 0
E364.00-Poles, Towers, and Fixtures | 2008-05-01 | Non-unitized | 103 & 105 CLOVER CT 40160 | KY | 0 | 0 | 0 | 0
E364.00-Poles, Towers, and Fixtures | 2008-05-01 | Non-unitized | 1505 PIKEVIEW RD 42757 | KY | 0 | 0 | 0 | 0
E364.00-Poles, Towers, and Fixtures | 2008-05-01 | Non-unitized | 348 WATERWORKS RD 40741 | KY | 0 | 0 | 0 | 0
E364.00-Poles, Towers, and Fixtures | 2008-05-01 | Non-unitized | 729 OLD CRAB ORCHARD RD 40741 | KY | 0 | 0 | 0 | 0
E364.00-Poles, Towers, and Fixtures | 2008-05-01 | Non-unitized | 1185508 | KY | 0 | 0 | 0
E364.00-Poles, Towers, and Fixtures | 2008-05-01 | Non-unitized | 1123121 | KY | 0 | 0 | 0 | 0
E364.00-Poles, Towers, and Fixtures | 2008-05-01 | Non-unitized | 1188167 | KY | 0 | 0 | 0 | 0
E364.00-Poles, Towers, and Fixtures | 2008-05-01 | Non-unitized | 566 RUSSELL LN BARN 40069 | KY | 0 | 0 | 0
E364.00-Poles, Towers, and Fixtures | 2008-05-01 | Non-unitized | 136 S MAIN ST 42345 | KY | 0 | 0 | 0
E364.00-Poles, Towers, and Fixtures | 2008-05-01 | Non-unitized | 5280 BRYAN STATION RD 40516 | KY | 0 | 0 | 0 | 0
E364.00-Poles, Towers, and Fixtures | 2008-05-01 | Non-unitized | WOODFORD DR 1 BLDG 40353 | KY | 0 | 0 | 0
E364.00-Poles, Towers, and Fixtures | 2008-05-01 | Non-unitized | 1058644 | KY | 0 | 0 | 0 | 0
E364.00-Poles, Towers, and Fixtures | 2008-05-01 | Non-unitized | MARCUS ST | KY | 0 | 0 | 0
E364.00-Poles, Towers, and Fixtures | 2008-05-01 | Non-unitized | 3520 PARIS RD 40324 | KY | 0 | 0 | 0 | 0
E364.00-Poles, Towers, and Fixtures | 2008-05-01 | Non-unitized | 1504 EVERLY BRO BLV SIGN 42330 | KY | 0 | 0 | 0 | 0
E364.00-Poles, Towers, and Fixtures | 2008-05-01 | Non-unitized | POPLAR FLAT ROAD 40004 | KY | 0 | 0 | 0 | 0
E364.00-Poles, Towers, and Fixtures | 2008-05-01 | Non-unitized | SUMMIT ST 40475 | KY | 0 | 0 | 0 | 0
E364.00-Poles, Towers, and Fixtures | 2008-05-01 | Non-unitized | 219 W MAIN ST 42724 | KY | 0 | 0 | 0
E364.00-Poles, Towers, and Fixtures | 2008-05-01 | Non-unitized | 1079204 | KY | 0 | 0 | 0 | 0
E364.00-Poles, Towers, and Fixtures | 2008-05-01 | Non-unitized | 1480585 | KY | 0 | 0 | 0
E364.00-Poles, Towers, and Fixtures | 2008-05-01 | Non-unitized | PERRY LANE 41056 | KY | 0 | 0 | 0
E364.00-Poles, Towers, and Fixtures | 2008-05-01 | Non-unitized | CENTRAL | KY | 0 | 0 | 0
E364.00-Poles, Towers, and Fixtures | 2008-05-01 | Non-unitized | 1121338 | KY | 0 | 0 | 0 | 0
E364.00-Poles, Towers, and Fixtures | 2008-05-01 | Non-unitized | 1098306 | KY | 0 | 0 | 0
E364.00-Poles, Towers, and Fixtures | 2008-05-01 | Non-unitized | 1264786 | KY | 0 | 0 | 0
E364.00-Poles, Towers, and Fixtures | 2008-05-01 | Non-unitized | 1142194 | KY | 0 | 0 | 0
E364.00-Poles, Towers, and Fixtures | 2008-05-01 | Non-unitized | 1140654 | KY | 0 | 0 | 0 | 0
E364.00-Poles, Towers, and Fixtures | 2008-05-01 | Non-unitized | US HIGHWAY 127 S | KY | 0 | 0 | 0 | 0
E364.00-Poles, Towers, and Fixtures | 2008-05-01 | Non-unitized | 3050 HELMSDALE PL | KY | 0 | 0 | 0 | 0
E364.00-Poles, Towers, and Fixtures | 2008-05-01 | Non-unitized | DONNA REED BLV LOT 95 42724 | KY | 0 | 0 | 0 | 0
E364.00-Poles, Towers, and Fixtures | 2008-05-01 | Non-unitized | 1382425 | KY | 0 | 0 | 0
E364.00-Poles, Towers, and Fixtures | 2008-05-01 | Non-unitized | 1268736 | KY | 0 | 0 | 0
E364.00-Poles, Towers, and Fixtures | 2008-05-01 | Non-unitized | 1410 AUDUBON AVE 40503 | KY | 0 | 0 | 0 | 0
E364.00-Poles, Towers, and Fixtures | 2008-05-01 | Non-unitized | 1469884 | KY | 0 | 0 | 0
E364.00-Poles, Towers, and Fixtures | 2008-05-01 | Non-unitized | 1210816 | KY | 0 | 0 | 0 | 0
E364.00-Poles, Towers, and Fixtures | 2008-05-01 | Non-unitized | 1144306 | KY | 0 | 0 | 0 | 0
E364.00-Poles, Towers, and Fixtures | 2008-05-01 | Non-unitized | 1154364 | KY | 0 | 0 | 0 | 0
E364.00-Poles, Towers, and Fixtures | 2008-05-01 | Non-unitized | 1358069 | KY | 0 | 0 | 0
E364.00-Poles, Towers, and Fixtures | 2008-05-01 | Non-unitized | 2339 WADDY | KY | 0 | 0 | 0 | 0
E364.00-Poles, Towers, and Fixtures | 2008-05-01 | Non-unitized | 650 PURDY LN GARAGE 42408 | KY | 0 | 0 | 0
E364.00-Poles, Towers, and Fixtures | 2008-05-01 | Non-unitized | 1426616 | KY | 0 | 0 | 0
E364.00-Poles, Towers, and Fixtures | 2008-05-01 | Non-unitized | BRANDENBURG ROAD 42754 | KY | 0 | 0 | 0
E364.00-Poles, Towers, and Fixtures | 2008-05-01 | Non-unitized | DEPOY ST | KY | 0 | 0 | 0
E364.00-Poles, Towers, and Fixtures | 2008-05-01 | Non-unitized | 1357848 | KY | 0 | 0 | 0
E364.00-Poles, Towers, and Fixtures | 2008-05-01 | Non-unitized | 1370518 | KY | 0 | 0 | 0 | 0
E364.00-Poles, Towers, and Fixtures | 2008-05-01 | Non-unitized | 516 N MAIN | KY | 0 | 0 | 0
E364.00-Poles, Towers, and Fixtures | 2008-05-01 | Non-unitized | SWEET CORN RD | KY | 0 | 0 | 0
E364.00-Poles, Towers, and Fixtures | 2008-05-01 | Non-unitized | 1166215 | KY | 0 | 0 | 0 | 0
E364.00-Poles, Towers, and Fixtures | 2008-05-01 | Non-unitized | STAPLETON WAY 40324 | KY | 0 | 0 | 0 | 0
E364.00-Poles, Towers, and Fixtures | 2008-05-01 | Non-unitized | VAN TAYLOR RD TRACT 2 40065 | KY | 0 | 0 | 0 | 0
E364.00-Poles, Towers, and Fixtures | 2008-05-01 | Non-unitized | 1853 FIELDEN DR 40502 | KY | 0 | 0 | 0 | 0
E364.00-Poles, Towers, and Fixtures | 2008-05-01 | Non-unitized | 425 COUNTRY VIEW TSE 40037 | KY | 0 | 0 | 0 | 0
E364.00-Poles, Towers, and Fixtures | 2008-05-01 | Non-unitized | 440 MAIN ST LOT 3 40371 | KY | 0 | 0 | 0 | 0
E364.00-Poles, Towers, and Fixtures | 2008-05-01 | Non-unitized | 696 PEA RIDGE RD 40379 | KY | 0 | 0 | 0 | 0
E364.00-Poles, Towers, and Fixtures | 2008-05-01 | Non-unitized | 11835 MARY INGLES HWY TSE 41007 | KY | 0 | 0 | 0 | 0
E364.00-Poles, Towers, and Fixtures | 2008-05-01 | Non-unitized | 4300 DELISLE BEND 41002 | KY | 0 | 0 | 0 | 0
E364.00-Poles, Towers, and Fixtures | 2008-05-01 | Non-unitized | 180 DONANSBURGNSALEM RD 42743 | KY | 0 | 0 | 0 | 0
E364.00-Poles, Towers, and Fixtures | 2008-05-01 | Non-unitized | 176 WALLACE WILKINSON BLVD | KY | 0 | 0 | 0 | 0
E364.00-Poles, Towers, and Fixtures | 2008-05-01 | Non-unitized | 4292 WALTON PI TSE 41034 | KY | 0 | 0 | 0 | 0
E364.00-Poles, Towers, and Fixtures | 2008-07-01 | Non-unitized | 1495625 | KY | 0 | 0 | 0
E364.00-Poles, Towers, and Fixtures | 2008-05-01 | Non-unitized | RICHMOND ` ST 40456 | KY | 0 | 0 | 0
E364.00-Poles, Towers, and Fixtures | 2008-05-01 | Non-unitized | 218 W HIGHWAY 80 42501 | KY | 0 | 0 | 0 | 0
E364.00-Poles, Towers, and Fixtures | 2008-05-01 | Non-unitized | 102 FINLEY 40324 | KY | 0 | 0 | 0 | 0
E364.00-Poles, Towers, and Fixtures | 2008-05-01 | Non-unitized | 920 SHRYOCKS FERRY RD | KY | 0 | 0 | 0 | 0
E364.00-Poles, Towers, and Fixtures | 2008-05-01 | Non-unitized | 1231817 | KY | 0 | 0 | 0 | 0
E364.00-Poles, Towers, and Fixtures | 2008-05-01 | Non-unitized | 1840 KY 198 42541 | KY | 0 | 0 | 0 | 0
E364.00-Poles, Towers, and Fixtures | 2008-05-01 | Non-unitized | 400 WICKLIFFE AVE 42718 | KY | 0 | 0 | 0 | 0
E364.00-Poles, Towers, and Fixtures | 2008-05-01 | Non-unitized | 330 RACE ST. 42501 | KY | 0 | 0 | 0 | 0
E364.00-Poles, Towers, and Fixtures | 2008-05-01 | Non-unitized | 3314 HUFFMAN MILL PIKE | KY | 0 | 0 | 0 | 0
E364.00-Poles, Towers, and Fixtures | 2008-05-01 | Non-unitized | BANNER FORK 40873 | KY | 0 | 0 | 0 | 0
E364.00-Poles, Towers, and Fixtures | 2008-05-01 | Non-unitized | 3396 SHELBYVILLE RD NEW 40065 | KY | 0 | 0 | 0 | 0
E364.00-Poles, Towers, and Fixtures | 2008-05-01 | Non-unitized | LEVEE RD | KY | 0 | 0 | 0 | 0
E364.00-Poles, Towers, and Fixtures | 2008-07-01 | Non-unitized | 1304424 | KY | 0 | 0 | 0
E364.00-Poles, Towers, and Fixtures | 2008-05-01 | Non-unitized | 1194568 | KY | 0 | 0 | 0 | 0
E364.00-Poles, Towers, and Fixtures | 2008-05-01 | Non-unitized | NOETOWN RD 40965 | KY | 0 | 0 | 0 | 0
E364.00-Poles, Towers, and Fixtures | 2008-05-01 | Non-unitized | 120 E WALNUT ST 40475 | KY | 0 | 0 | 0 | 0
E364.00-Poles, Towers, and Fixtures | 2008-05-01 | Non-unitized | 548 HWY 1505 40409 | KY | 0 | 0 | 0 | 0
E364.00-Poles, Towers, and Fixtures | 2008-05-01 | Non-unitized | 1211 W MAIN ST | KY | 0 | 0 | 0 | 0
E364.00-Poles, Towers, and Fixtures | 2008-05-01 | Non-unitized | DIXON WAY | KY | 0 | 0 | 0 | 0
E364.00-Poles, Towers, and Fixtures | 2008-05-01 | Non-unitized | 235 CUMBERLAND GAP PKY | KY | 0 | 0 | 0 | 0
E364.00-Poles, Towers, and Fixtures | 2008-05-01 | Non-unitized | 110 FRANKFORT ST | KY | 0 | 0 | 0 | 0
E364.00-Poles, Towers, and Fixtures | 2008-05-01 | Non-unitized | 236 MOORES MILL RD 40324 | KY | 0 | 0 | 0 | 0
E364.00-Poles, Towers, and Fixtures | 2008-05-01 | Non-unitized | 112 HIGHLAND VIEW GARAGE 40475 | KY | 0 | 0 | 0 | 0
E364.00-Poles, Towers, and Fixtures | 2008-05-01 | Non-unitized | 601 W 5TH AVE | KY | 0 | 0 | 0
E364.00-Poles, Towers, and Fixtures | 2008-05-01 | Non-unitized | MIDLAND AVE | KY | 0 | 0 | 0 | 0
E364.00-Poles, Towers, and Fixtures | 2008-05-01 | Non-unitized | SUNRISE CIR 42713 | KY | 0 | 0 | 0 | 0
E364.00-Poles, Towers, and Fixtures | 2008-05-01 | Non-unitized | 3440 VERSAILLES RD 40513 | KY | 0 | 0 | 0 | 0
E364.00-Poles, Towers, and Fixtures | 2008-05-01 | Non-unitized | CYNTHIANA RD 40324 | KY | 0 | 0 | 0 | 0
E364.00-Poles, Towers, and Fixtures | 2008-05-01 | Non-unitized | 228 W SECOND STREET | KY | 0 | 0 | 0 | 0
E364.00-Poles, Towers, and Fixtures | 2008-05-01 | Non-unitized | OLD OXFORD RD 40324 | KY | 0 | 0 | 0 | 0
E364.00-Poles, Towers, and Fixtures | 2008-05-01 | Non-unitized | DAWKINS RD LOT 1 40031 | KY | 0 | 0 | 0 | 0
E364.00-Poles, Towers, and Fixtures | 2008-05-01 | Non-unitized | 118 SUBSTATION ST | KY | 0 | 0 | 0 | 0
E364.00-Poles, Towers, and Fixtures | 2008-05-01 | Non-unitized | CROPPER RD LOT 13 40057 | KY | 0 | 0 | 0 | 0
E364.00-Poles, Towers, and Fixtures | 2008-05-01 | Non-unitized | 7533 BALLARDSVILLE RD BATH HSE 40068 | KY | 0 | 0 | 0 | 0
E364.00-Poles, Towers, and Fixtures | 2008-05-01 | Non-unitized | 3669 CASTLE HIGHWAY 40057 | KY | 0 | 0 | 0 | 0
E364.00-Poles, Towers, and Fixtures | 2008-05-01 | Non-unitized | 1316236 | KY | 0 | 0 | 0
E364.00-Poles, Towers, and Fixtures | 2008-05-01 | Non-unitized | GEORGETOWN RD | KY | 0 | 0 | 0 | 0
E364.00-Poles, Towers, and Fixtures | 2008-05-01 | Non-unitized | HWY #8, MILTON LANE 41007 | KY | 0 | 0 | 0 | 0
E364.00-Poles, Towers, and Fixtures | 2008-05-01 | Non-unitized | 161 MEANS DR 40356 | KY | 0 | 0 | 0 | 0
E364.00-Poles, Towers, and Fixtures | 2008-05-01 | Non-unitized | 1180 OLD FRANKFORT PIKE | KY | 0 | 0 | 0 | 0
E364.00-Poles, Towers, and Fixtures | 2008-05-01 | Non-unitized | 1824 WALNUT HILL RD 40515 | KY | 0 | 0 | 0 | 0
E364.00-Poles, Towers, and Fixtures | 2008-05-01 | Non-unitized | 221 CORPORATE DR | KY | 0 | 0 | 0 | 0
E364.00-Poles, Towers, and Fixtures | 2008-05-01 | Non-unitized | 1291718 | KY | 0 | 0 | 0 | 0
E364.00-Poles, Towers, and Fixtures | 2008-05-01 | Non-unitized | 836 SHOFSTAHL RD 41004 | KY | 0 | 0 | 0 | 0
E364.00-Poles, Towers, and Fixtures | 2008-05-01 | Non-unitized | 2905 GRATZ RD 40359 | KY | 0 | 0 | 0 | 0
E364.00-Poles, Towers, and Fixtures | 2008-05-01 | Non-unitized | 1915 GRATZ RD | KY | 0 | 0 | 0 | 0
E364.00-Poles, Towers, and Fixtures | 2008-05-01 | Non-unitized | 4384 CLEARWATER WAY 40515 | KY | 0 | 0 | 0 | 0
E364.00-Poles, Towers, and Fixtures | 2008-05-01 | Non-unitized | 1087587 | KY | 0 | 0 | 0 | 0
E364.00-Poles, Towers, and Fixtures | 2008-05-01 | Non-unitized | 1100 DEER HAVEN LN 40509 | KY | 0 | 0 | 0 | 0
E364.00-Poles, Towers, and Fixtures | 2008-05-01 | Non-unitized | 6365 STRODES RUN RD 41056 | KY | 0 | 0 | 0 | 0
E364.00-Poles, Towers, and Fixtures | 2008-05-01 | Non-unitized | 110 SALISBURY AVE 40965 | KY | 0 | 0 | 0 | 0
E364.00-Poles, Towers, and Fixtures | 2008-05-01 | Non-unitized | 3015 SWITZER RD 40601 | KY | 0 | 0 | 0 | 0
E364.00-Poles, Towers, and Fixtures | 2008-05-01 | Non-unitized | OLD OWINGSVILLE RD | KY | 0 | 0 | 0
E364.00-Poles, Towers, and Fixtures | 2008-05-01 | Non-unitized | IRVINE and Charlie Norris RD 40475 | KY | 0 | 0 | 0 | 0
E364.00-Poles, Towers, and Fixtures | 2008-05-01 | Non-unitized | ALLEY OFF SUNSET DR SERVICE 40422 | KY | 0 | 0 | 0 | 0
E364.00-Poles, Towers, and Fixtures | 2008-05-01 | Non-unitized | 1321 WOODLAKE RD 40601 | KY | 0 | 0 | 0 | 0
E364.00-Poles, Towers, and Fixtures | 2008-05-01 | Non-unitized | LANCASTER RD BN 40475 | KY | 0 | 0 | 0 | 0
E364.00-Poles, Towers, and Fixtures | 2008-05-01 | Non-unitized | 6038 PARKERS LN 41055 | KY | 0 | 0 | 0 | 0
E364.00-Poles, Towers, and Fixtures | 2008-05-01 | Non-unitized | 4391 HARRODSBURG RD 40513 | KY | 0 | 0 | 0 | 0
E364.00-Poles, Towers, and Fixtures | 2008-05-01 | Non-unitized | 3236 POLO CLUB BLVD 40509 | KY | 0 | 0 | 0 | 0
E364.00-Poles, Towers, and Fixtures | 2008-05-01 | Non-unitized | 400 LAWRENCE LN 41041 | KY | 0 | 0 | 0 | 0
E364.00-Poles, Towers, and Fixtures | 2008-05-01 | Non-unitized | 2400 GIBSON LN 40353 | KY | 0 | 0 | 0 | 0
E364.00-Poles, Towers, and Fixtures | 2008-05-01 | Non-unitized | 29 E ELM STREET 41041 | KY | 0 | 0 | 0 | 0
E364.00-Poles, Towers, and Fixtures | 2008-05-01 | Non-unitized | W WINCHESTER AVE | KY | 0 | 0 | 0 | 0
E364.00-Poles, Towers, and Fixtures | 2008-05-01 | Non-unitized | 540 PALLET MILL RD 42345 | KY | 0 | 0 | 0 | 0
E364.00-Poles, Towers, and Fixtures | 2008-05-01 | Non-unitized | 120 UPPER ELCOMB 40831 | KY | 0 | 0 | 0 | 0
E364.00-Poles, Towers, and Fixtures | 2008-05-01 | Non-unitized | CARDINAL HOLLOW 40845 | KY | 0 | 0 | 0 | 0
E364.00-Poles, Towers, and Fixtures | 2008-05-01 | Non-unitized | CARY TRL 2 40988 | KY | 0 | 0 | 0 | 0
E364.00-Poles, Towers, and Fixtures | 2008-05-01 | Non-unitized | 221 RIVER ST 40831 | KY | 0 | 0 | 0 | 0
E364.00-Poles, Towers, and Fixtures | 2008-05-01 | Non-unitized | ELLISON PL 40502 | KY | 0 | 0 | 0 | 0
E364.00-Poles, Towers, and Fixtures | 2008-05-01 | Non-unitized | 3292 EAGLE VIEW LN 40509 | KY | 0 | 0 | 0 | 0
E364.00-Poles, Towers, and Fixtures | 2008-05-01 | Non-unitized | 325 NEW SALEM RD 42064 | KY | 0 | 0 | 0 | 0
E364.00-Poles, Towers, and Fixtures | 2008-05-01 | Non-unitized | 1000 DEWEY DR | KY | 0 | 0 | 0 | 0
E364.00-Poles, Towers, and Fixtures | 2008-05-01 | Non-unitized | 1253954 | KY | 0 | 0 | 0 | 0
E364.00-Poles, Towers, and Fixtures | 2008-05-01 | Non-unitized | 1216454 | KY | 0 | 0 | 0 | 0
E364.00-Poles, Towers, and Fixtures | 2008-05-01 | Non-unitized | 1094234 | KY | 0 | 0 | 0 | 0
E364.00-Poles, Towers, and Fixtures | 2008-05-01 | Non-unitized | 424 E MAXWELL ST 40502 | KY | 0 | 0 | 0 | 0
E364.00-Poles, Towers, and Fixtures | 2008-05-01 | Non-unitized | BILLS BRANCH RD | KY | 0 | 0 | 0 | 0
E364.00-Poles, Towers, and Fixtures | 2008-05-01 | Non-unitized | 161 OLD PEA RIDGE ROAD 41002 | KY | 0 | 0 | 0 | 0
E364.00-Poles, Towers, and Fixtures | 2008-05-01 | Non-unitized | BUCK CREEK RD LOT 4 40022 | KY | 0 | 0 | 0 | 0
E364.00-Poles, Towers, and Fixtures | 2008-05-01 | Non-unitized | 632 BETH LN 40503 | KY | 0 | 0 | 0 | 0
E364.00-Poles, Towers, and Fixtures | 2008-05-01 | Non-unitized | HILLARY TER | KY | 0 | 0 | 0 | 0
E364.00-Poles, Towers, and Fixtures | 2008-05-01 | Non-unitized | 5004 PARK CENTRAL AVE A 40356 | KY | 0 | 0 | 0 | 0
E364.00-Poles, Towers, and Fixtures | 2008-05-01 | Non-unitized | 3150 WATERWORKS RD TSE 40422 | KY | 0 | 0 | 0 | 0
E364.00-Poles, Towers, and Fixtures | 2008-05-01 | Non-unitized | E SOMERSET BAP CH RD | KY | 0 | 0 | 0 | 0
E364.00-Poles, Towers, and Fixtures | 2008-05-01 | Non-unitized | 509 WILLIN WY | KY | 0 | 0 | 0 | 0
E364.00-Poles, Towers, and Fixtures | 2008-05-01 | Non-unitized | 64 GRACE LP NEW TRL 40740 | KY | 0 | 0 | 0 | 0
E364.00-Poles, Towers, and Fixtures | 2008-05-01 | Non-unitized | 1222774 | KY | 0 | 0 | 0 | 0
E364.00-Poles, Towers, and Fixtures | 2008-05-01 | Non-unitized | AMERICAN GREETING RD | KY | 0 | 0 | 0 | 0
E364.00-Poles, Towers, and Fixtures | 2008-05-01 | Non-unitized | DIXIETOWN 40819 | KY | 0 | 0 | 0 | 0
E364.00-Poles, Towers, and Fixtures | 2008-05-01 | Non-unitized | 1254497 | KY | 0 | 0 | 0 | 0
E364.00-Poles, Towers, and Fixtures | 2008-05-01 | Non-unitized | 1096588 | KY | 0 | 0 | 0 | 0
E364.00-Poles, Towers, and Fixtures | 2008-05-01 | Non-unitized | HIGH ST 40475 | KY | 0 | 0 | 0 | 0
E364.00-Poles, Towers, and Fixtures | 2008-05-01 | Non-unitized | DAWKINS RD 40031 | KY | 0 | 0 | 0
E364.00-Poles, Towers, and Fixtures | 2008-05-01 | Non-unitized | 13177 MARY INGLES HWY WEST 41043 | KY | 0 | 0 | 0 | 0
E364.00-Poles, Towers, and Fixtures | 2008-05-01 | Non-unitized | 1103705 | KY | 0 | 0 | 0 | 0
E364.00-Poles, Towers, and Fixtures | 2008-05-01 | Non-unitized | 1116434 | KY | 0 | 0 | 0 | 0
E364.00-Poles, Towers, and Fixtures | 2008-05-01 | Non-unitized | 228 COOPER RD TRLR 42642 | KY | 0 | 0 | 0 | 0
E364.00-Poles, Towers, and Fixtures | 2008-05-01 | Non-unitized | SAMPSON RD 40831 | KY | 0 | 0 | 0 | 0
E364.00-Poles, Towers, and Fixtures | 2008-05-01 | Non-unitized | 255 STOCKWELL AVENUE 41041 | KY | 0 | 0 | 0
E364.00-Poles, Towers, and Fixtures | 2008-05-01 | Non-unitized | 4851 ATHENS WALNUT HL PK FG 4 40515 | KY | 0 | 0 | 0
E364.00-Poles, Towers, and Fixtures | 2008-05-01 | Non-unitized | 607 S HIGHWAY 27 | KY | 0 | 0 | 0
E364.00-Poles, Towers, and Fixtures | 2008-05-01 | Non-unitized | 1216394 | KY | 0 | 0 | 0 | 0
E364.00-Poles, Towers, and Fixtures | 2008-05-01 | Non-unitized | 523 PERKINS AVE 40422 | KY | 0 | 0 | 0 | 0
E364.00-Poles, Towers, and Fixtures | 2008-05-01 | Non-unitized | 38 S BLACK BRANCH RD TS 42701 | KY | 0 | 0 | 0 | 0
E364.00-Poles, Towers, and Fixtures | 2008-05-01 | Non-unitized | 1122294 | KY | 0 | 0 | 0 | 0
E364.00-Poles, Towers, and Fixtures | 2008-05-01 | Non-unitized | 7900 OWENTON LN | KY | 0 | 0 | 0
E364.00-Poles, Towers, and Fixtures | 2008-05-01 | Non-unitized | 202 PRESTON AVE 40502 | KY | 0 | 0 | 0 | 0
E364.00-Poles, Towers, and Fixtures | 2008-05-01 | Non-unitized | 19 FRENCH AVE | KY | 0 | 0 | 0 | 0
E364.00-Poles, Towers, and Fixtures | 2008-05-01 | Non-unitized | 1208036 | KY | 0 | 0 | 0 | 0
E364.00-Poles, Towers, and Fixtures | 2008-05-01 | Non-unitized | 1147584 | KY | 0 | 0 | 0 | 0
E364.00-Poles, Towers, and Fixtures | 2008-05-01 | Non-unitized | 1026 N MILL ST 40741 | KY | 0 | 0 | 0 | 0
E364.00-Poles, Towers, and Fixtures | 2008-05-01 | Non-unitized | 83 LAGOON RD. | KY | 0 | 0 | 0 | 0
E364.00-Poles, Towers, and Fixtures | 2008-05-01 | Non-unitized | 714 ROSE LN 40383 | KY | 0 | 0 | 0 | 0
E364.00-Poles, Towers, and Fixtures | 2008-05-01 | Non-unitized | 1138665 | KY | 0 | 0 | 0 | 0
E364.00-Poles, Towers, and Fixtures | 2008-05-01 | Non-unitized | 1087174 | KY | 0 | 0 | 0 | 0
E364.00-Poles, Towers, and Fixtures | 2008-05-01 | Non-unitized | 1217405 | KY | 0 | 0 | 0 | 0
E364.00-Poles, Towers, and Fixtures | 2008-05-01 | Non-unitized | 1116624 | KY | 0 | 0 | 0 | 0
E364.00-Poles, Towers, and Fixtures | 2008-05-01 | Non-unitized | S HIGHWAY 55 | KY | 0 | 0 | 0 | 0
E364.00-Poles, Towers, and Fixtures | 2008-05-01 | Non-unitized | NEGRO CREEK RD 40409 | KY | 0 | 0 | 0 | 0
E364.00-Poles, Towers, and Fixtures | 2008-05-01 | Non-unitized | 101 BELL LN TEMP 40019 | KY | 0 | 0 | 0 | 0
E364.00-Poles, Towers, and Fixtures | 2008-05-01 | Non-unitized | 268 WATKINSVILLE LN | KY | 0 | 0 | 0 | 0
E364.00-Poles, Towers, and Fixtures | 2008-05-01 | Non-unitized | CUMB REGIONAL RENTAL 40769 | KY | 0 | 0 | 0 | 0
E364.00-Poles, Towers, and Fixtures | 2008-05-01 | Non-unitized | 1282764 | KY | 0 | 0 | 0
E364.00-Poles, Towers, and Fixtures | 2008-05-01 | Non-unitized | 125 E DIXIE AVE | KY | 0 | 0 | 0
E364.00-Poles, Towers, and Fixtures | 2008-05-01 | Non-unitized | 816 HUTCHISON RD BARN 2 40361 | KY | 0 | 0 | 0 | 0
E364.00-Poles, Towers, and Fixtures | 2008-05-01 | Non-unitized | 8856 HIGHWAY 55 40011 | KY | 0 | 0 | 0 | 0
E364.00-Poles, Towers, and Fixtures | 2008-05-01 | Non-unitized | OLD US 68 & LAYTHAM PIKE 41056 | KY | 0 | 0 | 0 | 0
E364.00-Poles, Towers, and Fixtures | 2008-05-01 | Non-unitized | 1110732 | KY | 0 | 0 | 0 | 0
E364.00-Poles, Towers, and Fixtures | 2008-05-01 | Non-unitized | 1015626 | KY | 0 | 0 | 0 | 0
E364.00-Poles, Towers, and Fixtures | 2008-05-01 | Non-unitized | 1281 NEW CIRCLE RD 40509 | KY | 0 | 0 | 0 | 0
E364.00-Poles, Towers, and Fixtures | 2008-05-01 | Non-unitized | SULLIVAN ACRES LOT 6 | KY | 0 | 0 | 0 | 0
E364.00-Poles, Towers, and Fixtures | 2008-05-01 | Non-unitized | 1212894 | KY | 0 | 0 | 0 | 0
E364.00-Poles, Towers, and Fixtures | 2008-05-01 | Non-unitized | 101-B MEANS DR 40356 | KY | 0 | 0 | 0 | 0
E364.00-Poles, Towers, and Fixtures | 2008-05-01 | Non-unitized | 2800 BOWMAN MILL RD 40513 | KY | 0 | 0 | 0 | 0
E364.00-Poles, Towers, and Fixtures | 2008-05-01 | Non-unitized | N MAPLE EXPY | KY | 0 | 0 | 0 | 0
E364.00-Poles, Towers, and Fixtures | 2008-05-01 | Non-unitized | LAWRENCEBURG RD LOT 2 40008 | KY | 0 | 0 | 0 | 0
E364.00-Poles, Towers, and Fixtures | 2008-05-01 | Non-unitized | 390 CORINTH RD 41010 | KY | 0 | 0 | 0 | 0
E364.00-Poles, Towers, and Fixtures | 2008-05-01 | Non-unitized | 1694 SUNNYSIDE RD GARAGE 42330 | KY | 0 | 0 | 0 | 0
E364.00-Poles, Towers, and Fixtures | 2008-05-01 | Non-unitized | 411 PARKSIDE RD TRLR 2 40744 | KY | 0 | 0 | 0 | 0
E364.00-Poles, Towers, and Fixtures | 2008-05-01 | Non-unitized | 329 WATER WORKS RD TRL 42330 | KY | 0 | 0 | 0 | 0
E364.00-Poles, Towers, and Fixtures | 2008-05-01 | Non-unitized | 100 LACY STREET 40484 | KY | 0 | 0 | 0 | 0
E364.00-Poles, Towers, and Fixtures | 2008-05-01 | Non-unitized | 1184 CYNTHIANA RD 40324 | KY | 0 | 0 | 0 | 0
E364.00-Poles, Towers, and Fixtures | 2008-05-01 | Non-unitized | JOUTTE CREEK DR 40509 | KY | 0 | 0 | 0 | 0
E364.00-Poles, Towers, and Fixtures | 2008-05-01 | Non-unitized | 313 WALTERS LN. | KY | 0 | 0 | 0 | 0
E364.00-Poles, Towers, and Fixtures | 2008-05-01 | Non-unitized | 117 LEBANON JUNCTION PLZ 40150 | KY | 0 | 0 | 0
E364.00-Poles, Towers, and Fixtures | 2008-05-01 | Non-unitized | 341 SKYLINE RD 40456 | KY | 0 | 0 | 0 | 0
E364.00-Poles, Towers, and Fixtures | 2008-05-01 | Non-unitized | 389 ROGERSVILLE RD GARAGE 40160 | KY | 0 | 0 | 0 | 0
E364.00-Poles, Towers, and Fixtures | 2008-05-01 | Non-unitized | WALNUT ST 41064 | KY | 0 | 0 | 0 | 0
E364.00-Poles, Towers, and Fixtures | 2008-05-01 | Non-unitized | 5026 CAMARGO RD 40353 | KY | 0 | 0 | 0 | 0
E364.00-Poles, Towers, and Fixtures | 2008-05-01 | Non-unitized | LILLY BR | KY | 0 | 0 | 0 | 0
E364.00-Poles, Towers, and Fixtures | 2008-05-01 | Non-unitized | 510 MARQUIS AVE 40502 | KY | 0 | 0 | 0 | 0
E364.00-Poles, Towers, and Fixtures | 2008-05-01 | Non-unitized | 907 HWY 602 42330 | KY | 0 | 0 | 0 | 0
E364.00-Poles, Towers, and Fixtures | 2008-05-01 | Non-unitized | NEALY JENKINS JR. | KY | 0 | 0 | 0 | 0
E364.00-Poles, Towers, and Fixtures | 2008-05-01 | Non-unitized | 1194585 | KY | 0 | 0 | 0
E364.00-Poles, Towers, and Fixtures | 2008-05-01 | Non-unitized | 395 WOLCUTT LN 42330 | KY | 0 | 0 | 0 | 0
E364.00-Poles, Towers, and Fixtures | 2008-05-01 | Non-unitized | 1229644 | KY | 0 | 0 | 0 | 0
E364.00-Poles, Towers, and Fixtures | 2008-05-01 | Non-unitized | 1096124 | KY | 0 | 0 | 0 | 0
E364.00-Poles, Towers, and Fixtures | 2008-05-01 | Non-unitized | 2000 NEW SALEM LOOP | KY | 0 | 0 | 0 | 0
E364.00-Poles, Towers, and Fixtures | 2008-05-01 | Non-unitized | 6102 WARDS PIKE 41055 | KY | 0 | 0 | 0 | 0
E364.00-Poles, Towers, and Fixtures | 2008-05-01 | Non-unitized | 602 VANZANT RD 40740 | KY | 0 | 0 | 0 | 0
E364.00-Poles, Towers, and Fixtures | 2008-05-01 | Non-unitized | 488 PRICE AVE TEMP 40330 | KY | 0 | 0 | 0 | 0
E364.00-Poles, Towers, and Fixtures | 2008-05-01 | Non-unitized | 108 WILLOWBROOK LN 40324 | KY | 0 | 0 | 0 | 0
E364.00-Poles, Towers, and Fixtures | 2008-05-01 | Non-unitized | DRENNON BELLE LN TSE 40363 | KY | 0 | 0 | 0 | 0
E364.00-Poles, Towers, and Fixtures | 2008-05-01 | Non-unitized | KENTUCKY ST 41056 | KY | 0 | 0 | 0 | 0
E364.00-Poles, Towers, and Fixtures | 2008-05-01 | Non-unitized | 1127244 | KY | 0 | 0 | 0 | 0
E364.00-Poles, Towers, and Fixtures | 2008-05-01 | Non-unitized | 1052315 | KY | 0 | 0 | 0 | 0
E364.00-Poles, Towers, and Fixtures | 2008-05-01 | Non-unitized | CIRCLE DR PUMP STA 42558 | KY | 0 | 0 | 0 | 0
E364.00-Poles, Towers, and Fixtures | 2008-05-01 | Non-unitized | 1019 W MAIN STREET 40351 | KY | 0 | 0 | 0 | 0
E364.00-Poles, Towers, and Fixtures | 2008-05-01 | Non-unitized | 1134135 | KY | 0 | 0 | 0 | 0
E364.00-Poles, Towers, and Fixtures | 2008-05-01 | Non-unitized | 150 E MAIN | KY | 0 | 0 | 0 | 0
E364.00-Poles, Towers, and Fixtures | 2008-05-01 | Non-unitized | 295 STATE RT 604 42330 | KY | 0 | 0 | 0 | 0
E364.00-Poles, Towers, and Fixtures | 2008-05-01 | Non-unitized | 444 ARDERY RD BARN 40361 | KY | 0 | 0 | 0 | 0
E364.00-Poles, Towers, and Fixtures | 2008-05-01 | Non-unitized | 1503 FLEMING RD NEW HSE 41056 | KY | 0 | 0 | 0 | 0
E364.00-Poles, Towers, and Fixtures | 2008-05-01 | Non-unitized | 5041 OLD VERSAILLES RD | KY | 0 | 0 | 0 | 0
E364.00-Poles, Towers, and Fixtures | 2008-05-01 | Non-unitized | 7030 TROY PIKE | KY | 0 | 0 | 0 | 0
E364.00-Poles, Towers, and Fixtures | 2008-05-01 | Non-unitized | 3105 FROGTOWN RD 40037 | KY | 0 | 0 | 0 | 0
E364.00-Poles, Towers, and Fixtures | 2008-05-01 | Non-unitized | WALNUT GROVE LN | KY | 0 | 0 | 0
E364.00-Poles, Towers, and Fixtures | 2008-05-01 | Non-unitized | MEADOW BROOKE DR 40342 | KY | 0 | 0 | 0 | 0
E364.00-Poles, Towers, and Fixtures | 2008-05-01 | Non-unitized | 213 HWY 2425 40831 | KY | 0 | 0 | 0 | 0
E364.00-Poles, Towers, and Fixtures | 2008-05-01 | Non-unitized | 70 JESSUP LN 42345 | KY | 0 | 0 | 0 | 0
E364.00-Poles, Towers, and Fixtures | 2008-05-01 | Non-unitized | 3190 STATE RT 2584 42330 | KY | 0 | 0 | 0 | 0
E364.00-Poles, Towers, and Fixtures | 2008-05-01 | Non-unitized | 73 HANDYMAN LANE | KY | 0 | 0 | 0 | 0
E364.00-Poles, Towers, and Fixtures | 2008-05-01 | Non-unitized | 170 TWO LICK RD 41031 | KY | 0 | 0 | 0 | 0
E364.00-Poles, Towers, and Fixtures | 2008-05-01 | Non-unitized | 1176345 | KY | 0 | 0 | 0 | 0
E364.00-Poles, Towers, and Fixtures | 2008-05-01 | Non-unitized | 5345 STATE ROUTE 70 42064 | KY | 0 | 0 | 0
E364.00-Poles, Towers, and Fixtures | 2008-05-01 | Non-unitized | 1266274 | KY | 0 | 0 | 0 | 0
E364.00-Poles, Towers, and Fixtures | 2008-05-01 | Non-unitized | BETHLEHEM ACD RD TEMPSERV 42724 | KY | 0 | 0 | 0 | 0
E364.00-Poles, Towers, and Fixtures | 2008-05-01 | Non-unitized | 1701 W MARTIN LUTHER KING BLVD. 41056 | KY | 0 | 0 | 0 | 0
E364.00-Poles, Towers, and Fixtures | 2008-05-01 | Non-unitized | 1158 FRANKLINTON RD TSE 40057 | KY | 0 | 0 | 0 | 0
E364.00-Poles, Towers, and Fixtures | 2008-05-01 | Non-unitized | 5445 PARIS RD 40324 | KY | 0 | 0 | 0 | 0
E364.00-Poles, Towers, and Fixtures | 2008-05-01 | Non-unitized | LOT 21 CORRINNE DR 42038 | KY | 0 | 0 | 0 | 0
E364.00-Poles, Towers, and Fixtures | 1972-12-31 | POLE WOOD 60 FT (DIST) | POLE WOOD 60 FT | KY | 1 | 291.34 | 291.34
E364.00-Poles, Towers, and Fixtures | 1964-12-31 | POLE WOOD 60 FT (DIST) | POLE WOOD 60 FT | KY | 1 | 191.51 | 191.51
E364.00-Poles, Towers, and Fixtures | 1990-12-31 | POLE WOOD 60 FT (DIST) | POLE WOOD 65 FT | KY | 1 | 2042.96 | 2042.96
E364.00-Poles, Towers, and Fixtures | 1996-12-31 | POLE WOOD 25 FT (DIST) | ARM WOOD OVER 10 FT (TRANS) | KY | 0 | 0 | 0
E364.00-Poles, Towers, and Fixtures | 1941-12-31 | CROSS ARMS | POLE WOOD 55 FT | KY | 0 | 0 | 0 | 0
E364.00-Poles, Towers, and Fixtures | 1943-12-31 | CROSS ARMS | POLE WOOD 60 FT | KY | 0 | 0 | 0 | 0
E364.00-Poles, Towers, and Fixtures | 1960-12-31 | POLE WOOD 60 FT (DIST) | POLE WOOD 55 FT | KY | 4 | 600.31 | 150.0775
E364.00-Poles, Towers, and Fixtures | 1977-12-31 | POLE WOOD 60 FT (DIST) | POLE WOOD 70 FT | KY | 2 | 1592.56 | 796.28
E364.00-Poles, Towers, and Fixtures | 1947-01-01 | PLATFORMS NEW (05491) | PLATFORMS NEW (05491) | KY | 0 | 0 | 0 | 0
E364.00-Poles, Towers, and Fixtures | 1981-12-31 | TOWERS | STEEL TOWER TYPE A3+40 | KY | 0 | 0 | 0 | 0
E364.00-Poles, Towers, and Fixtures | 1956-12-31 | TOWERS | TOWERS | KY | 1870 | 255.39 | 0.13657
E364.00-Poles, Towers, and Fixtures | 1994-12-31 | POLE WOOD 60 FT (DIST) | POLE WOOD 60 FT | KY | 3 | 4718.89 | 1572.9633
E364.00-Poles, Towers, and Fixtures | 1986-12-31 | POLE WOOD 60 FT (DIST) | POLE WOOD 60 FT | KY | 1 | 1109.54 | 1109.54 | 0
E364.00-Poles, Towers, and Fixtures | 1961-12-31 | POLE WOOD 25 FT (DIST) | X BRACE WOOD PR. | KY | 0 | 0 | 0
E364.00-Poles, Towers, and Fixtures | 1982-12-31 | POLE WOOD 60 FT (DIST) | POLE WOOD 55 FT | KY | 5 | 3157.73 | 631.546
E364.00-Poles, Towers, and Fixtures | 2008-11-01 | Non-unitized | WOLFORD AVE. | KY | 0 | 0 | 0
E364.00-Poles, Towers, and Fixtures | 2008-10-01 | Non-unitized | 4239 FRANKFORT FORD | KY | 0 | 0 | 0 | 0
E364.00-Poles, Towers, and Fixtures | 1965-12-31 | POLE WOOD 60 FT (DIST) | POLE WOOD 40 FT | KY | 8 | 527 | 65.875
E364.00-Poles, Towers, and Fixtures | 2003-05-31 | POLE WOOD 40 FT (DIST) | POLE WOOD 45 FT | KY | 0 | 0 | 0 | 0
E364.00-Poles, Towers, and Fixtures | 2001-10-31 | POLE WOOD 40 FT (DIST) | POLE WOOD 40 FT (DIST) | KY | 1 | 1157.18 | 1157.18
E364.00-Poles, Towers, and Fixtures | 1988-12-31 | POLE WOOD 60 FT (DIST) | POLE WOOD 45 FT | KY | 4 | 3106.78 | 776.695
E364.00-Poles, Towers, and Fixtures | 1992-12-31 | POLE WOOD 60 FT (DIST) | POLE WOOD 50 FT | KY | 1 | 894.18 | 894.18
E364.00-Poles, Towers, and Fixtures | 1986-12-31 | POLE WOOD 60 FT (DIST) | POLE WOOD 50 FT | KY | 0 | 0 | 0 | 0
E364.00-Poles, Towers, and Fixtures | 1942-12-31 | POLE WOOD 25 FT (DIST) | POLE WOOD 30 FT | KY | 0 | 0 | 0 | 0
E364.00-Poles, Towers, and Fixtures | 1975-01-01 | PLATFORMS NEW (05491) | PLATFORMS NEW (05491) | KY | 7 | 2862.58 | 408.94
E364.00-Poles, Towers, and Fixtures | 1986-12-31 | POLE WOOD 60 FT (DIST) | POLE WOOD 45 FT | KY | 0 | 0 | 0 | 0
E364.00-Poles, Towers, and Fixtures | 1980-12-31 | POLE WOOD 60 FT (DIST) | POLE WOOD 45 FT | KY | 2 | 626.91 | 313.455
E364.00-Poles, Towers, and Fixtures | 1972-12-31 | POLE WOOD 20 FT (DIST) | POLE WOOD 20 FT (DIST) | KY | 1 | 80.78 | 80.78
E364.00-Poles, Towers, and Fixtures | 1951-12-31 | POLE WOOD 20 FT (DIST) | POLE WOOD 20 FT (DIST) | KY | 1 | 181.55 | 181.55
E364.00-Poles, Towers, and Fixtures | 1973-12-31 | POLE WOOD 60 FT (DIST) | POLE WOOD 45 FT | KY | 1 | 164.22 | 164.22
E364.00-Poles, Towers, and Fixtures | 1982-01-01 | PLATFORMS NEW (05491) | PLATFORMS NEW (05491) | KY | 10 | 7622.09 | 762.209
E364.00-Poles, Towers, and Fixtures | 1966-12-31 | POLE WOOD 60 FT (DIST) | ARM WOOD 10 FT AND UNDER (TRANS) | KY | 0 | 0 | 0
E364.00-Poles, Towers, and Fixtures | 1960-12-31 | POLE WOOD 60 FT (DIST) | ARM WOOD 10 FT AND UNDER (TRANS) | KY | 0 | 0 | 0
E364.00-Poles, Towers, and Fixtures | 2008-10-01 | Non-unitized | 1612134 | KY | 0 | 0 | 0
E364.00-Poles, Towers, and Fixtures | 1983-12-31 | POLE WOOD 60 FT (DIST) | ARM WOOD OVER 10 FT (TRANS) | KY | 0 | 0 | 0
E364.00-Poles, Towers, and Fixtures | 1977-12-31 | POLE WOOD 60 FT (DIST) | ARM WOOD OVER 10 FT (TRANS) | KY | 0 | 0 | 0
E364.00-Poles, Towers, and Fixtures | 1975-12-31 | POLE WOOD 60 FT (DIST) | ARM WOOD OVER 10 FT (TRANS) | KY | 0 | 0 | 0
E364.00-Poles, Towers, and Fixtures | 2008-10-01 | Non-unitized | 1590066 | KY | 0 | 0 | 0
E364.00-Poles, Towers, and Fixtures | 1992-12-31 | POLE WOOD 60 FT (DIST) | GUY | KY | 0 | 0 | 0
E364.00-Poles, Towers, and Fixtures | 1987-12-31 | POLE WOOD 60 FT (DIST) | POLE WOOD 80 FT | KY | 0 | 0 | 0 | 0
E364.00-Poles, Towers, and Fixtures | 2008-10-01 | Non-unitized | 995 KIRKSVILLE RD 40475 | KY | 0 | 0 | 0
E364.00-Poles, Towers, and Fixtures | 2008-10-01 | Non-unitized | 1567427 | KY | 0 | 0 | 0
E364.00-Poles, Towers, and Fixtures | 1966-12-31 | POLE WOOD 60 FT (DIST) | GUY | KY | 0 | 0 | 0
E364.00-Poles, Towers, and Fixtures | 2008-10-01 | Non-unitized | 1516255 | KY | 0 | 0 | 0
E364.00-Poles, Towers, and Fixtures | 2008-10-01 | Non-unitized | 1513566 | KY | 0 | 0 | 0
E364.00-Poles, Towers, and Fixtures | 2008-10-01 | Non-unitized | 106 N POPLAR ST 40150 | KY | 0 | 0 | 0
E364.00-Poles, Towers, and Fixtures | 1989-12-31 | POLE WOOD 60 FT (DIST) | POLE WOOD 40 FT | KY | 7 | 4040.17 | 577.1671
E364.00-Poles, Towers, and Fixtures | 1987-12-31 | POLE WOOD 60 FT (DIST) | POLE WOOD 40 FT | KY | 0 | 0 | 0 | 0
E364.00-Poles, Towers, and Fixtures | 1961-12-31 | POLE WOOD 20 FT (DIST) | GUY | KY | 0 | 0 | 0
E364.00-Poles, Towers, and Fixtures | 2008-10-01 | Non-unitized | 1522535 | KY | 0 | 0 | 0
E364.00-Poles, Towers, and Fixtures | 2008-10-01 | Non-unitized | 1543335 | KY | 0 | 0 | 0
E364.00-Poles, Towers, and Fixtures | 2008-10-01 | Non-unitized | 1563147 | KY | 0 | 0 | 0
E364.00-Poles, Towers, and Fixtures | 2008-10-01 | Non-unitized | 1508528 | KY | 0 | 0 | 0
E364.00-Poles, Towers, and Fixtures | 2009-04-01 | Non-unitized | LAKEVIEW DR 42409 | KY | 0 | 0 | 0
E364.00-Poles, Towers, and Fixtures | 2008-08-01 | Non-unitized | 1264766 | KY | 0 | 0 | 0
E364.00-Poles, Towers, and Fixtures | 2009-04-01 | Non-unitized | 250 LAND N TURNPIKE | KY | 0 | 0 | 0
E364.00-Poles, Towers, and Fixtures | 2007-12-31 | POLE WOOD 50 FT (DIST) | POLE WOOD 50 FT (00008) | KY | 6 | 15901.96 | 2650.3267
E364.00-Poles, Towers, and Fixtures | 2009-04-01 | Non-unitized | OLD BEECH GROVE RD 42455 | KY | 0 | 0 | 0
E364.00-Poles, Towers, and Fixtures | 2008-10-15 | POLE WOOD 40 FT (DIST) | POLE WOOD 40 FT (00006) | KY | 2 | 5649.89 | 2824.945
E364.00-Poles, Towers, and Fixtures | 2008-10-01 | Non-unitized | 1547744 | KY | 0 | 0 | 0
E364.00-Poles, Towers, and Fixtures | 2009-07-30 | POLE WOOD 40 FT (DIST) | POLE WOOD 40 FT (00006) | KY | 2 | 953.82 | 476.91
E364.00-Poles, Towers, and Fixtures | 2009-01-01 | Non-unitized | 1397576 | KY | 0 | 0 | 0
E364.00-Poles, Towers, and Fixtures | 2009-04-01 | Non-unitized | 1359 RED HILL 40445 | KY | 0 | 0 | 0
E364.00-Poles, Towers, and Fixtures | 2008-10-01 | Non-unitized | 1628546 | KY | 0 | 0 | 0 | 0
E364.00-Poles, Towers, and Fixtures | 2008-10-01 | Non-unitized | 1586806 | KY | 0 | 0 | 0 | 0
E364.00-Poles, Towers, and Fixtures | 2008-10-01 | Non-unitized | 510 PENNSYLVANIA AV | KY | 0 | 0 | 0
E364.00-Poles, Towers, and Fixtures | 2008-10-01 | Non-unitized | 1418926 | KY | 0 | 0 | 0
E364.00-Poles, Towers, and Fixtures | 2008-10-01 | Non-unitized | 1454848 | KY | 0 | 0 | 0
E364.00-Poles, Towers, and Fixtures | 1987-12-31 | POLE WOOD 60 FT (DIST) | POLE WOOD 35 FT | KY | 0 | 0 | 0 | 0
E364.00-Poles, Towers, and Fixtures | 1986-12-31 | POLE WOOD 60 FT (DIST) | POLE WOOD 35 FT | KY | 0 | 0 | 0 | 0
E364.00-Poles, Towers, and Fixtures | 1968-12-31 | POLE WOOD 60 FT (DIST) | POLE WOOD 35 FT | KY | 4 | 350.21 | 87.5525
E364.00-Poles, Towers, and Fixtures | 1963-12-31 | POLE WOOD 60 FT (DIST) | POLE WOOD 35 FT | KY | 10 | 678.82 | 67.882 | 0
E364.00-Poles, Towers, and Fixtures | 2008-10-01 | Non-unitized | 1300460 | KY | 0 | 0 | 0
E364.00-Poles, Towers, and Fixtures | 2008-10-01 | Non-unitized | 1503095 | KY | 0 | 0 | 0
E364.00-Poles, Towers, and Fixtures | 2009-01-01 | Non-unitized | US HWY 42 | KY | 0 | 0 | 0
E364.00-Poles, Towers, and Fixtures | 2009-01-01 | Non-unitized | 1492005 | KY | 0 | 0 | 0
E364.00-Poles, Towers, and Fixtures | 2009-05-01 | Non-unitized | 115 MAIN ST 41056 | KY | 0 | 0 | 0
E364.00-Poles, Towers, and Fixtures | 2009-05-01 | Non-unitized | 345 E WESTERN ST 42776 | KY | 0 | 0 | 0
E364.00-Poles, Towers, and Fixtures | 2009-05-01 | Non-unitized | 806 CHERRY ST | KY | 0 | 0 | 0
E364.00-Poles, Towers, and Fixtures | 2008-11-01 | Non-unitized | TRAILER PARK ON SLATE LICK | KY | 0 | 0 | 0
E364.00-Poles, Towers, and Fixtures | 2008-11-01 | Non-unitized | BEULAH RD | KY | 0 | 0 | 0
E364.00-Poles, Towers, and Fixtures | 2007-12-31 | POLE WOOD 40 FT (DIST) | POLE WOOD 40 FT (00006) | KY | 13 | 76236.25 | 5864.3269
E364.00-Poles, Towers, and Fixtures | 2008-11-01 | Non-unitized | CELL TOWER ON SUTTON MILL RD | KY | 0 | 0 | 0
E364.00-Poles, Towers, and Fixtures | 2009-01-01 | Non-unitized | 1256846 | KY | 0 | 0 | 0
E364.00-Poles, Towers, and Fixtures | 2009-01-01 | Non-unitized | 650 KENDALL SPRINGS ROAD | KY | 0 | 0 | 0
E364.00-Poles, Towers, and Fixtures | 2009-01-01 | Non-unitized | 1553984 | KY | 0 | 0 | 0
E364.00-Poles, Towers, and Fixtures | 2009-01-01 | Non-unitized | DEVILS NECK | KY | 0 | 0 | 0
E364.00-Poles, Towers, and Fixtures | 2008-11-01 | Non-unitized | 420 BUCKNER ST 41056 | KY | 0 | 0 | 0
E364.00-Poles, Towers, and Fixtures | 2008-05-31 | POLE WOOD 45 FT (DIST) | POLE WOOD 45 FT (00007) | KY | 6 | 6135.38 | 1022.5633
E364.00-Poles, Towers, and Fixtures | 2008-05-31 | POLE WOOD 55 FT (DIST) | POLE WOOD 55 FT (00009) | KY | 5 | 7602.75 | 1520.55
E364.00-Poles, Towers, and Fixtures | 2008-11-01 | Non-unitized | 2923 BARDS HILL RD 42345 | KY | 0 | 0 | 0
E364.00-Poles, Towers, and Fixtures | 2009-07-01 | Non-unitized | US HIGHWAY 41A S 42409 | KY | 0 | 0 | 0
E364.00-Poles, Towers, and Fixtures | 2009-07-01 | Non-unitized | 134 W WATER ST 41041 | KY | 0 | 0 | 0
E364.00-Poles, Towers, and Fixtures | 2009-07-01 | Non-unitized | 343 TAYLON DR. | KY | 0 | 0 | 0
E364.00-Poles, Towers, and Fixtures | 2009-07-01 | Non-unitized | 11555 MAIN ST 40337 | KY | 0 | 0 | 0 | 0
E364.00-Poles, Towers, and Fixtures | 2009-08-01 | Non-unitized | 950 BRADFORDSVILLE | KY | 0 | 0 | 0 | 0
E364.00-Poles, Towers, and Fixtures | 2009-08-01 | Non-unitized | 309 FRANKFORT ST 41004 | KY | 0 | 0 | 0 | 0
E364.00-Poles, Towers, and Fixtures | 2009-07-01 | Non-unitized | 906 EVERLY BRO. BVLD | KY | 0 | 0 | 0
E364.00-Poles, Towers, and Fixtures | 2009-07-01 | Non-unitized | 5888 TAYLORSVILLE RD 40022 | KY | 0 | 0 | 0 | 0
E364.00-Poles, Towers, and Fixtures | 2009-07-01 | Non-unitized | 7595 ST RT 1163 | KY | 0 | 0 | 0
E364.00-Poles, Towers, and Fixtures | 2009-07-01 | Non-unitized | UTAH BEACH RD | KY | 0 | 0 | 0 | 0
E364.00-Poles, Towers, and Fixtures | 2009-08-01 | Non-unitized | BEN ALI | KY | 0 | 0 | 0
E364.00-Poles, Towers, and Fixtures | 2009-08-01 | Non-unitized | 5112 Pole Bridge Road 24293 | KY | 0 | 0 | 0
E364.00-Poles, Towers, and Fixtures | 2009-07-01 | Non-unitized | 228 W THIRD ST 41056 | KY | 0 | 0 | 0
E364.00-Poles, Towers, and Fixtures | 2009-10-01 | POLE WOOD 40 FT (DIST) | POLE WOOD 40 FT (00006) | KY | 1 | 2314.08 | 2314.08
E364.00-Poles, Towers, and Fixtures | 1945-12-31 | GUY | GUY | KY | 0 | 0 | 0 | 0
E364.00-Poles, Towers, and Fixtures | 2009-10-12 | POLE WOOD 40 FT (DIST) | POLE WOOD 40 FT (00006) | KY | 1 | 756.31 | 756.31
E364.00-Poles, Towers, and Fixtures | 2007-10-01 | POLE WOOD 55 FT (DIST) | POLE WOOD 55 FT (00009) | KY | 1 | -19.61 | -19.61
E364.00-Poles, Towers, and Fixtures | 2009-10-31 | POLE WOOD 60 FT (DIST) | POLE WOOD 60 FT (00010) | KY | 4 | 8054.85 | 2013.7125
E364.00-Poles, Towers, and Fixtures | 2007-11-14 | POLE WOOD 50 FT (DIST) | POLE WOOD 50 FT (00008) | KY | 1 | 3750.6 | 3750.6
E364.00-Poles, Towers, and Fixtures | 2009-09-29 | POLE WOOD 50 FT (DIST) | POLE WOOD 50 FT (00008) | KY | 1 | 6786.92 | 6786.92
E364.00-Poles, Towers, and Fixtures | 2007-11-25 | POLE WOOD 55 FT (DIST) | POLE WOOD 55 FT (00009) | KY | 1 | 1292.63 | 1292.63
E364.00-Poles, Towers, and Fixtures | 2009-10-01 | Non-unitized | READY MIX RD | KY | 0 | 0 | 0 | 0
E364.00-Poles, Towers, and Fixtures | 2009-10-01 | Non-unitized | 339 MACHINERY RD | KY | 0 | 0 | 0 | 0
E364.00-Poles, Towers, and Fixtures | 2009-10-01 | Non-unitized | 1031 JERNIGAN CH. RD. 42345 | KY | 0 | 0 | 0 | 0
E364.00-Poles, Towers, and Fixtures | 2009-10-01 | Non-unitized | 1313727 | KY | 0 | 0 | 0 | 0
E364.00-Poles, Towers, and Fixtures | 2009-10-01 | Non-unitized | 207 RR 2 GARAGE 24277 | KY | 0 | 0 | 0 | 0
E364.00-Poles, Towers, and Fixtures | 2009-10-01 | Non-unitized | HANNSON PATH 40324 | KY | 0 | 0 | 0 | 0
E364.00-Poles, Towers, and Fixtures | 2009-10-01 | Non-unitized | 607 QUARRY RD 42784 | KY | 0 | 0 | 0 | 0
E364.00-Poles, Towers, and Fixtures | 2009-10-01 | Non-unitized | 1291 E KY 70 | KY | 0 | 0 | 0 | 0
E364.00-Poles, Towers, and Fixtures | 2009-10-01 | Non-unitized | 1228 S BROADWAY 40504 | KY | 0 | 0 | 0 | 0
E364.00-Poles, Towers, and Fixtures | 2009-10-01 | Non-unitized | 6051 KY 419 41056 | KY | 0 | 0 | 0 | 0
E364.00-Poles, Towers, and Fixtures | 2009-10-01 | Non-unitized | 275 County Line Rd 42330 | KY | 0 | 0 | 0 | 0
E364.00-Poles, Towers, and Fixtures | 2009-10-01 | Non-unitized | 1442278 | KY | 0 | 0 | 0 | 0
E364.00-Poles, Towers, and Fixtures | 2009-10-01 | Non-unitized | UGRUN HUTCH PUMP 40965 | KY | 0 | 0 | 0 | 0
E364.00-Poles, Towers, and Fixtures | 2009-10-01 | Non-unitized | 841 WILLIAMS BRANCH LEFT FORK RD 40977 | KY | 0 | 0 | 0 | 0
E364.00-Poles, Towers, and Fixtures | 2009-10-01 | Non-unitized | 1442265 | KY | 0 | 0 | 0 | 0
E364.00-Poles, Towers, and Fixtures | 2009-10-01 | Non-unitized | 190 VINE DR TEMP 42749 | KY | 0 | 0 | 0 | 0
E364.00-Poles, Towers, and Fixtures | 2009-10-01 | Non-unitized | HIGH | KY | 0 | 0 | 0 | 0
E364.00-Poles, Towers, and Fixtures | 2009-11-23 | POLE WOOD 35 FT (DIST) | POLE WOOD 35 FT (00005) | KY | 3 | 3268.1 | 1089.3667
E364.00-Poles, Towers, and Fixtures | 2009-10-01 | Non-unitized | DOTSON CREEK ROAD 24293 | KY | 0 | 0 | 0 | 0
E364.00-Poles, Towers, and Fixtures | 2009-10-01 | Non-unitized | 1470654 | KY | 0 | 0 | 0 | 0
E364.00-Poles, Towers, and Fixtures | 2009-10-01 | Non-unitized | 126 WHITSELL ST 42456 | KY | 0 | 0 | 0
E364.00-Poles, Towers, and Fixtures | 2009-11-11 | POLE WOOD 30 FT (DIST) | POLE WOOD 30 FT (00004) | KY | 1 | -71.2 | -71.2
E364.00-Poles, Towers, and Fixtures | 2009-11-01 | Non-unitized | 218 BEE LICK ROAD 41064 | KY | 0 | 0 | 0 | 0
E364.00-Poles, Towers, and Fixtures | 2009-11-01 | Non-unitized | W SHORT ST | KY | 0 | 0 | 0 | 0
E364.00-Poles, Towers, and Fixtures | 2009-11-01 | Non-unitized | 2632 STATE RTE 176 42345 | KY | 0 | 0 | 0 | 0
E364.00-Poles, Towers, and Fixtures | 2009-11-01 | Non-unitized | 131 RR 2 24248 | KY | 0 | 0 | 0 | 0
E364.00-Poles, Towers, and Fixtures | 2009-11-01 | Non-unitized | 2782 WEISENBERGER MILL RD 40324 | KY | 0 | 0 | 0 | 0
E364.00-Poles, Towers, and Fixtures | 2009-11-01 | Non-unitized | 1027 HILL RD 40361 | KY | 0 | 0 | 0 | 0
E364.00-Poles, Towers, and Fixtures | 2009-11-01 | Non-unitized | 326 SLATE AVE 40360 | KY | 0 | 0 | 0 | 0
E364.00-Poles, Towers, and Fixtures | 2009-11-01 | Non-unitized | 609 Broad St TEMP 40741 | KY | 0 | 0 | 0 | 0
E364.00-Poles, Towers, and Fixtures | 2009-11-01 | Non-unitized | 350 PAUL ST | KY | 0 | 0 | 0
E364.00-Poles, Towers, and Fixtures | 2009-11-01 | Non-unitized | US 119 40977 | KY | 0 | 0 | 0 | 0
E364.00-Poles, Towers, and Fixtures | 2009-11-01 | Non-unitized | 126 S MAIN ST 41031 | KY | 0 | 0 | 0 | 0
E364.00-Poles, Towers, and Fixtures | 2009-11-01 | Non-unitized | 127 LONG ST | KY | 0 | 0 | 0 | 0
E364.00-Poles, Towers, and Fixtures | 2010-01-01 | Non-unitized | 225 MIDLAND AVE 40508 | KY | 0 | 0 | 0 | 0
E364.00-Poles, Towers, and Fixtures | 2010-01-25 | Non-unitized | Investment | KY | 0 | 0 | 0
E364.00-Poles, Towers, and Fixtures | 2010-01-01 | Non-unitized | WHITE OAK PIKE | KY | 0 | 0 | 0 | 0
E364.00-Poles, Towers, and Fixtures | 2010-01-01 | Non-unitized | 500 SPEARS MILL RD MGRS HSE 40361 | KY | 0 | 0 | 0 | 0
E364.00-Poles, Towers, and Fixtures | 2010-01-01 | Non-unitized | 4832 VERSAILLES RD 40510 | KY | 0 | 0 | 0 | 0
E364.00-Poles, Towers, and Fixtures | 2010-07-31 | GUY | GUY (00070) | KY | 539 | 46515.99 | 86.3005 | 0
E364.00-Poles, Towers, and Fixtures | 2010-01-01 | Non-unitized | 900 HILL CITY RD 41056 | KY | 0 | 0 | 0 | 0
E364.00-Poles, Towers, and Fixtures | 2010-01-01 | Non-unitized | 625 213 S 40337 | KY | 0 | 0 | 0 | 0
E364.00-Poles, Towers, and Fixtures | 2010-01-01 | Non-unitized | 109 WILLOUGHBY HEIGHTS DR TRLR 40353 | KY | 0 | 0 | 0 | 0
E364.00-Poles, Towers, and Fixtures | 2010-01-01 | Non-unitized | 161 MATHEL RT FK RD 40977 | KY | 0 | 0 | 0 | 0
E364.00-Poles, Towers, and Fixtures | 2010-01-01 | Non-unitized | 162 40th st 40965 | KY | 0 | 0 | 0 | 0
E364.00-Poles, Towers, and Fixtures | 2010-01-01 | Non-unitized | WATER & MAIN CROSS | KY | 0 | 0 | 0 | 0
E364.00-Poles, Towers, and Fixtures | 2009-10-31 | POLE WOOD 65 FT (DIST) | POLE WOOD 65 FT (DIST) | KY | 3 | 46113.78 | 15371.26
E364.00-Poles, Towers, and Fixtures | 2010-01-01 | Non-unitized | KY 3170 41056 | KY | 0 | 0 | 0 | 0
E364.00-Poles, Towers, and Fixtures | 2010-01-01 | Non-unitized | 220 A MILLS LN | KY | 0 | 0 | 0 | 0
E364.00-Poles, Towers, and Fixtures | 2010-01-01 | Non-unitized | 700 FAIRGROUNDS RD 40033 | KY | 0 | 0 | 0 | 0
E364.00-Poles, Towers, and Fixtures | 2010-01-01 | Non-unitized | 2782 WEISENBERGER MILL RD 40324 | KY | 0 | 0 | 0 | 0
E364.00-Poles, Towers, and Fixtures | 2010-01-01 | Non-unitized | 150 LOST FORK RD | KY | 0 | 0 | 0 | 0
E364.00-Poles, Towers, and Fixtures | 2010-01-01 | Non-unitized | 397 HEDGEWOOD DR | KY | 0 | 0 | 0 | 0
E364.00-Poles, Towers, and Fixtures | 2010-01-01 | Non-unitized | 7590 CHASE LN LN POLE BARN 40337 | KY | 0 | 0 | 0 | 0
E364.00-Poles, Towers, and Fixtures | 2010-01-01 | Non-unitized | 710 KENNEDY ST SE 24230 | KY | 0 | 0 | 0 | 0
E364.00-Poles, Towers, and Fixtures | 2010-01-01 | Non-unitized | 2591 BOONESBORO RD 40475 | KY | 0 | 0 | 0 | 0
E364.00-Poles, Towers, and Fixtures | 2010-01-01 | Non-unitized | 1683 FAIRVIEW RD 42325 | KY | 0 | 0 | 0 | 0
E364.00-Poles, Towers, and Fixtures | 2010-01-01 | Non-unitized | 228 W RICE LN 40475 | KY | 0 | 0 | 0 | 0
E364.00-Poles, Towers, and Fixtures | 2010-01-01 | Non-unitized | 19704 VARNER STREET 24293 | KY | 0 | 0 | 0 | 0
E364.00-Poles, Towers, and Fixtures | 2010-01-01 | Non-unitized | 159 MORTON RIDGE RD | KY | 0 | 0 | 0 | 0
E364.00-Poles, Towers, and Fixtures | 2010-01-01 | Non-unitized | 610 WINCHESTER RD 40505 | KY | 0 | 0 | 0 | 0
E364.00-Poles, Towers, and Fixtures | 2010-01-01 | Non-unitized | 5145 CROPPER RD 40065 | KY | 0 | 0 | 0 | 0
E364.00-Poles, Towers, and Fixtures | 2010-01-01 | Non-unitized | 741 PEAKS MILL RD 40601 | KY | 0 | 0 | 0 | 0
E364.00-Poles, Towers, and Fixtures | 2010-02-01 | Non-unitized | 4137 DUTCH RIDGE RD 41002 | KY | 0 | 0 | 0 | 0
E364.00-Poles, Towers, and Fixtures | 2010-02-01 | Non-unitized | BOLTONS TOWING | KY | 0 | 0 | 0 | 0
E364.00-Poles, Towers, and Fixtures | 2010-01-01 | Non-unitized | OGDEN LANDING RD 42086 | KY | 0 | 0 | 0 | 0
E364.00-Poles, Towers, and Fixtures | 2010-01-01 | Non-unitized | 128 BEN CT LOT 50 40162 | KY | 0 | 0 | 0 | 0
E364.00-Poles, Towers, and Fixtures | 2010-02-01 | Non-unitized | FUSE216-Fuse Coord-Danville | KY | 0 | 0 | 0 | 0
E364.00-Poles, Towers, and Fixtures | 2010-02-01 | Non-unitized | CHANDLER | KY | 0 | 0 | 0 | 0
E364.00-Poles, Towers, and Fixtures | 2010-01-01 | Non-unitized | CYCLE DR 40475 | KY | 0 | 0 | 0
E364.00-Poles, Towers, and Fixtures | 2010-01-01 | Non-unitized | 8665 KY HIGHWAY 47 HSE A 41083 | KY | 0 | 0 | 0 | 0
E364.00-Poles, Towers, and Fixtures | 2010-01-01 | Non-unitized | 125 COX ST 40508 | KY | 0 | 0 | 0 | 0
E364.00-Poles, Towers, and Fixtures | 2010-01-01 | Non-unitized | EUBANK SR. CITIZENS CENTER | KY | 0 | 0 | 0 | 0
E364.00-Poles, Towers, and Fixtures | 2010-04-01 | Non-unitized | 70 CARL RD TEMP 42372 | KY | 0 | 0 | 0 | 0
E364.00-Poles, Towers, and Fixtures | 2010-04-01 | Non-unitized | 548 MIDDLEGROUND WAY 40741 | KY | 0 | 0 | 0 | 0
E364.00-Poles, Towers, and Fixtures | 2010-04-01 | Non-unitized | RALEIGH RD 42461 | KY | 0 | 0 | 0 | 0
E364.00-Poles, Towers, and Fixtures | 2010-04-01 | Non-unitized | 2473 GEORGETOWN RD | KY | 0 | 0 | 0 | 0
E364.00-Poles, Towers, and Fixtures | 2010-04-01 | Non-unitized | 1403 OLD OWINGSVILLE RD 40353 | KY | 0 | 0 | 0 | 0
E364.00-Poles, Towers, and Fixtures | 2010-04-01 | Non-unitized | 568 E NEW CIRCLE RD | KY | 0 | 0 | 0 | 0
E364.00-Poles, Towers, and Fixtures | 2010-04-01 | Non-unitized | 1350 BULL LEA RD 40511 | KY | 0 | 0 | 0 | 0
E364.00-Poles, Towers, and Fixtures | 2010-04-01 | Non-unitized | VEECHDALE RD 40067 | KY | 0 | 0 | 0 | 0
E364.00-Poles, Towers, and Fixtures | 2010-04-01 | Non-unitized | 392 HAMILTON LN 40379 | KY | 0 | 0 | 0 | 0
E364.00-Poles, Towers, and Fixtures | 2010-04-01 | Non-unitized | 220 STAGECOACH RD | KY | 0 | 0 | 0 | 0
E364.00-Poles, Towers, and Fixtures | 2009-01-01 | POLE WOOD 30 FT (DIST) | POLE WOOD 30 FT (00004) | KY | 1 | 680.21 | 680.21
E364.00-Poles, Towers, and Fixtures | 2010-09-01 | POLE WOOD 35 FT (DIST) | POLE WOOD 35 FT (00005) | KY | 36 | 48907.82 | 1358.5506 | 0
E364.00-Poles, Towers, and Fixtures | 2010-05-01 | POLE WOOD 30 FT (DIST) | POLE WOOD 30 FT (00004) | KY | 1 | 621.23 | 621.23 | 0
E364.00-Poles, Towers, and Fixtures | 2010-05-01 | Non-unitized | COMMONWEALTH JOURNAL | KY | 0 | 0 | 0 | 0
E364.00-Poles, Towers, and Fixtures | 2010-05-01 | Non-unitized | 580 TYREE ST 40409 | KY | 0 | 0 | 0 | 0
E364.00-Poles, Towers, and Fixtures | 2010-05-01 | Non-unitized | 10507 RAMSEY RD 24273 | KY | 0 | 0 | 0 | 0
E364.00-Poles, Towers, and Fixtures | 2010-05-01 | Non-unitized | DISCOVERY BLVD | KY | 0 | 0 | 0 | 0
E364.00-Poles, Towers, and Fixtures | 2010-05-01 | Non-unitized | ROAD A 41008 | KY | 0 | 0 | 0 | 0
E364.00-Poles, Towers, and Fixtures | 2010-05-01 | Non-unitized | 137 STEPHENS RD 42055 | KY | 0 | 0 | 0 | 0
E364.00-Poles, Towers, and Fixtures | 2010-05-01 | Non-unitized | 180 FORSYTHE LN 42324 | KY | 0 | 0 | 0 | 0
E364.00-Poles, Towers, and Fixtures | 2010-05-01 | Non-unitized | 5214 WINCHESTER RD | KY | 0 | 0 | 0 | 0
E364.00-Poles, Towers, and Fixtures | 2010-05-01 | Non-unitized | 152 CLIFTON LN 42330 | KY | 0 | 0 | 0 | 0
E364.00-Poles, Towers, and Fixtures | 2010-05-01 | Non-unitized | RAGLAND AVE | KY | 0 | 0 | 0 | 0
E364.00-Poles, Towers, and Fixtures | 2010-05-31 | Non-unitized | NBSV156OH-New Elect Serv-Ovhd-Earlington | KY | 0 | 0 | 0 | 0
E364.00-Poles, Towers, and Fixtures | 2010-05-01 | Non-unitized | US HWY 51 S 42031 | KY | 0 | 0 | 0 | 0
E364.00-Poles, Towers, and Fixtures | 2010-05-01 | Non-unitized | TOWN BRANCH | KY | 0 | 0 | 0 | 0
E364.00-Poles, Towers, and Fixtures | 2010-05-01 | Non-unitized | 356 GREENS CROSSING 40475 | KY | 0 | 0 | 0 | 0
E364.00-Poles, Towers, and Fixtures | 2010-05-01 | Non-unitized | 102 SHAWNEE AVENUE 24219 | KY | 0 | 0 | 0 | 0
E364.00-Poles, Towers, and Fixtures | 2010-05-01 | Non-unitized | ASHFORD DRIVE | KY | 0 | 0 | 0 | 0
E364.00-Poles, Towers, and Fixtures | 2010-05-01 | Non-unitized | BENSON PIKE | KY | 0 | 0 | 0 | 0
E364.00-Poles, Towers, and Fixtures | 2010-05-01 | Non-unitized | SANDERSVILLE RD | KY | 0 | 0 | 0 | 0
E364.00-Poles, Towers, and Fixtures | 2010-06-01 | POLE WOOD 40 FT (DIST) | POLE WOOD 40 FT (00006) | KY | 19 | 30584.81 | 1609.7268 | 0
E364.00-Poles, Towers, and Fixtures | 2010-07-01 | GUY | GUY (00070) | KY | 29 | -917.72 | -31.6455 | 0
E364.00-Poles, Towers, and Fixtures | 2024-06-30 | POLE WOOD 40 FT (DIST) | POLE WOOD 40 FT (00006) | KY | 0 | 0 | 0 | 0
E364.00-Poles, Towers, and Fixtures | 2010-09-01 | GUY | GUY (00070) | KY | 223 | 13346.98 | 59.8519 | 0
E364.00-Poles, Towers, and Fixtures | 2010-09-01 | CROSS ARMS | CROSS ARMS (07362) | KY | 84 | 18294.42 | 217.7907 | 0
E364.00-Poles, Towers, and Fixtures | 2010-07-01 | Non-unitized | DALE ST 24263 | KY | 0 | 0 | 0 | 0
E364.00-Poles, Towers, and Fixtures | 2010-07-01 | Non-unitized | WEST PARK RD 42701 | KY | 0 | 0 | 0 | 0
E364.00-Poles, Towers, and Fixtures | 2010-07-01 | Non-unitized | 1100 POLK ST 41008 | KY | 0 | 0 | 0 | 0
E364.00-Poles, Towers, and Fixtures | 2010-07-01 | Non-unitized | 376 ERNEST NEAL DR TEMP 40484 | KY | 0 | 0 | 0 | 0
E364.00-Poles, Towers, and Fixtures | 2010-09-30 | POLE WOOD 50 FT (DIST) | POLE WOOD 50 FT (00008) | KY | 9 | 1207.8 | 134.2 | 0
E364.00-Poles, Towers, and Fixtures | 2010-07-01 | Non-unitized | RED HOUSE RD 40475 | KY | 0 | 0 | 0 | 0
E364.00-Poles, Towers, and Fixtures | 2010-07-01 | Non-unitized | WAKEFIELD DR 42701 | KY | 0 | 0 | 0 | 0
E364.00-Poles, Towers, and Fixtures | 2010-07-01 | Non-unitized | 2334 LEFT POOR VALLEY RD 24277 | KY | 0 | 0 | 0 | 0
E364.00-Poles, Towers, and Fixtures | 2010-07-01 | Non-unitized | HANCES CREEK 40813 | KY | 0 | 0 | 0 | 0
E364.00-Poles, Towers, and Fixtures | 2010-07-01 | Non-unitized | 24 BISCAYNE DR 42056 | KY | 0 | 0 | 0 | 0
E364.00-Poles, Towers, and Fixtures | 2010-07-01 | Non-unitized | 2500 BOWMAN MILL RD 40513 | KY | 0 | 0 | 0 | 0
E364.00-Poles, Towers, and Fixtures | 2010-07-01 | Non-unitized | 717 CROWLEY LN 42431 | KY | 0 | 0 | 0 | 0
E364.00-Poles, Towers, and Fixtures | 2010-07-01 | Non-unitized | 104 COMMONWEALTH DR 40353 | KY | 0 | 0 | 0 | 0
E364.00-Poles, Towers, and Fixtures | 2010-07-01 | Non-unitized | 3490 MAYSVILLE ROAD 41041 | KY | 0 | 0 | 0 | 0
E364.00-Poles, Towers, and Fixtures | 2010-07-01 | Non-unitized | 315 WELCH RD 40337 | KY | 0 | 0 | 0 | 0
E364.00-Poles, Towers, and Fixtures | 2010-07-01 | Non-unitized | INDUSTRIAL | KY | 0 | 0 | 0 | 0
E364.00-Poles, Towers, and Fixtures | 2010-07-01 | Non-unitized | VANCE LN 42086 | KY | 0 | 0 | 0 | 0
E364.00-Poles, Towers, and Fixtures | 2010-07-01 | Non-unitized | 13490 US HIGHWAY 41A 42420 | KY | 0 | 0 | 0 | 0
E364.00-Poles, Towers, and Fixtures | 2010-07-01 | Non-unitized | 40 AJ GRAY CEMETARY RD 40935 | KY | 0 | 0 | 0 | 0
E364.00-Poles, Towers, and Fixtures | 2010-07-01 | Non-unitized | 142 CURTIS LN TEMP 42728 | KY | 0 | 0 | 0 | 0
E364.00-Poles, Towers, and Fixtures | 2010-07-01 | Non-unitized | 2360 CANE RIDGE RD 40361 | KY | 0 | 0 | 0 | 0
E364.00-Poles, Towers, and Fixtures | 2010-08-01 | POLE WOOD 45 FT (DIST) | POLE WOOD 45 FT (00007) | KY | 2 | 2314.03 | 1157.015 | 0
E364.00-Poles, Towers, and Fixtures | 2010-07-01 | Non-unitized | 2530 MT CARMEL RD TEMP 42464 | KY | 0 | 0 | 0 | 0
E364.00-Poles, Towers, and Fixtures | 2010-07-01 | Non-unitized | 562 W SHORT ST | KY | 0 | 0 | 0 | 0
E364.00-Poles, Towers, and Fixtures | 2010-07-01 | Non-unitized | PRE APOLLO RD LOT 14 42724 | KY | 0 | 0 | 0 | 0
E364.00-Poles, Towers, and Fixtures | 2010-07-01 | Non-unitized | 503 MONTICELLO | KY | 0 | 0 | 0 | 0
E364.00-Poles, Towers, and Fixtures | 2010-07-01 | Non-unitized | COLUMBIA | KY | 0 | 0 | 0 | 0
E364.00-Poles, Towers, and Fixtures | 2010-07-01 | Non-unitized | CASTLE HEIGHTS | KY | 0 | 0 | 0 | 0
E364.00-Poles, Towers, and Fixtures | 2010-07-01 | Non-unitized | 1600 BARNES MILL RD 40475 | KY | 0 | 0 | 0 | 0
E364.00-Poles, Towers, and Fixtures | 2010-07-01 | Non-unitized | BOAZ ST | KY | 0 | 0 | 0 | 0
E364.00-Poles, Towers, and Fixtures | 2010-07-01 | Non-unitized | MOBERLY RD BY FOOTBALL FIEL 88888 | KY | 0 | 0 | 0 | 0
E364.00-Poles, Towers, and Fixtures | 2010-07-01 | Non-unitized | IRON WORKS & I75 TRFC LGHT 40507 | KY | 0 | 0 | 0 | 0
E364.00-Poles, Towers, and Fixtures | 2010-08-01 | Non-unitized | 2275 N MAIN ST 42629 | KY | 0 | 0 | 0 | 0
E364.00-Poles, Towers, and Fixtures | 2010-08-01 | Non-unitized | LAKEWAY | KY | 0 | 0 | 0 | 0
E364.00-Poles, Towers, and Fixtures | 2010-08-01 | Non-unitized | FAIRVIEW AVE 42038 | KY | 0 | 0 | 0 | 0
E364.00-Poles, Towers, and Fixtures | 2010-07-01 | Non-unitized | PARKVIEW | KY | 0 | 0 | 0 | 0
E364.00-Poles, Towers, and Fixtures | 2010-08-01 | Non-unitized | 157 JEFFERSON STREET | KY | 0 | 0 | 0 | 0
E364.00-Poles, Towers, and Fixtures | 2010-08-01 | Non-unitized | PRE CRUTCHER ST RR CRSSING 42701 | KY | 1 | 0 | 0 | 0
E364.00-Poles, Towers, and Fixtures | 2010-08-01 | Non-unitized | 501 CHILESBURG RD 40509 | KY | 0 | 0 | 0 | 0
E364.00-Poles, Towers, and Fixtures | 2010-08-01 | Non-unitized | 6801 CAIRO RD 42086 | KY | 0 | 0 | 0 | 0
E364.00-Poles, Towers, and Fixtures | 2010-08-01 | Non-unitized | DANNY MC | KY | 0 | 0 | 0 | 0
E364.00-Poles, Towers, and Fixtures | 2010-08-01 | Non-unitized | 3806 W HWY 42 40006 | KY | 0 | 0 | 0 | 0
E364.00-Poles, Towers, and Fixtures | 2010-08-01 | Non-unitized | 4539 MCCRACKEN PIKE FG-39 | KY | 0 | 0 | 0 | 0
E364.00-Poles, Towers, and Fixtures | 2010-07-01 | Non-unitized | HWY 616 41064 | KY | 0 | 0 | 0 | 0
E364.00-Poles, Towers, and Fixtures | 2010-07-01 | Non-unitized | 671 GRAVEL PIT RD TEMP 42330 | KY | 0 | 0 | 0 | 0
E364.00-Poles, Towers, and Fixtures | 2010-07-01 | Non-unitized | 495 SAWMILL RD 40007 | KY | 0 | 0 | 0 | 0
E364.00-Poles, Towers, and Fixtures | 2010-07-01 | Non-unitized | 182 S PROPERTY RD 40050 | KY | 0 | 0 | 0 | 0
E364.00-Poles, Towers, and Fixtures | 2010-07-01 | Non-unitized | 4207 FRANKFORT RE 40324 | KY | 0 | 0 | 0 | 0
E364.00-Poles, Towers, and Fixtures | 2010-07-01 | Non-unitized | 1145 S DIXIE BLVD. 40160 | KY | 0 | 0 | 0 | 0
E364.00-Poles, Towers, and Fixtures | 2010-07-01 | Non-unitized | 623 BRIDWELL LOOP 42064 | KY | 0 | 0 | 0 | 0
E364.00-Poles, Towers, and Fixtures | 2010-10-01 | Non-unitized | 409 BEREA RD 42701 | KY | 0 | 0 | 0 | 0
E364.00-Poles, Towers, and Fixtures | 2010-10-01 | Non-unitized | 3839 COMBS FERRY 40391 | KY | 0 | 0 | 0 | 0
E364.00-Poles, Towers, and Fixtures | 2010-10-01 | Non-unitized | WOOD | KY | 0 | 0 | 0 | 0
E364.00-Poles, Towers, and Fixtures | 2010-10-01 | Non-unitized | 1759 JIM VILLINES RD 42409 | KY | 0 | 0 | 0 | 0
E364.00-Poles, Towers, and Fixtures | 2010-10-01 | Non-unitized | 7302 US 62 HWY | KY | 0 | 0 | 0 | 0
E364.00-Poles, Towers, and Fixtures | 2010-10-01 | Non-unitized | LEXINGTON ST AND HILL CT | KY | 0 | 0 | 0 | 0
E364.00-Poles, Towers, and Fixtures | 2010-10-01 | Non-unitized | 228 OLD MAIN ST 42765 | KY | 1 | 0 | 0 | 0
E364.00-Poles, Towers, and Fixtures | 2010-10-01 | Non-unitized | RT1 MAIN ST PUMP 2 40337 | KY | 0 | 0 | 0 | 0
E364.00-Poles, Towers, and Fixtures | 2010-10-01 | Non-unitized | 76 STATE HWY 370 42455 | KY | 0 | 0 | 0 | 0
E364.00-Poles, Towers, and Fixtures | 2010-10-01 | Non-unitized | LANCASTER RD- HWY 52 | KY | 0 | 0 | 0 | 0
E364.00-Poles, Towers, and Fixtures | 2010-10-01 | Non-unitized | 4608 COLBY RD 40391 | KY | 0 | 0 | 0 | 0
E364.00-Poles, Towers, and Fixtures | 2010-10-01 | Non-unitized | 1700 LEXINGTON RD SIGN WELCOME 40475 | KY | 0 | 0 | 0 | 0
E364.00-Poles, Towers, and Fixtures | 2010-10-01 | Non-unitized | HANES BARKER RD SIGN#2 40701 | KY | 0 | 0 | 0 | 0
E364.00-Poles, Towers, and Fixtures | 2010-10-01 | Non-unitized | 195 FOREST LAKE DR 40337 | KY | 0 | 0 | 0 | 0
E364.00-Poles, Towers, and Fixtures | 2010-10-01 | Non-unitized | HUSTONVILLE ROAD | KY | 0 | 0 | 0 | 0
E364.00-Poles, Towers, and Fixtures | 2010-10-01 | Non-unitized | 4665 NEW JACKSON HWY 42722 | KY | 0 | 0 | 0 | 0
E364.00-Poles, Towers, and Fixtures | 2010-10-01 | Non-unitized | 3121 GEORGETOWN RD 40361 | KY | 0 | 0 | 0 | 0
E364.00-Poles, Towers, and Fixtures | 2010-10-01 | Non-unitized | 703 E NEW CIRCLE RD | KY | 0 | 0 | 0 | 0
E364.00-Poles, Towers, and Fixtures | 2010-10-01 | Non-unitized | 1014 N MIDDLETOWN | KY | 0 | 0 | 0 | 0
E364.00-Poles, Towers, and Fixtures | 2010-10-01 | Non-unitized | 700 SAMMY LYNN LN | KY | 0 | 0 | 0 | 0
E364.00-Poles, Towers, and Fixtures | 2010-10-01 | Non-unitized | 4341 GEORGETOWN RD | KY | 0 | 0 | 0 | 0
E364.00-Poles, Towers, and Fixtures | 2010-10-01 | Non-unitized | GRATZ RD 40359 | KY | 0 | 0 | 0 | 0
E364.00-Poles, Towers, and Fixtures | 2010-10-01 | Non-unitized | HWY 150 40409 | KY | 0 | 0 | 0 | 0
E364.00-Poles, Towers, and Fixtures | 2010-10-01 | Non-unitized | 2824 ILSLEY RD TOWER 42431 | KY | 0 | 0 | 0 | 0
E364.00-Poles, Towers, and Fixtures | 2010-10-01 | Non-unitized | 212 BLUE SKY PKWY 40509 | KY | 0 | 0 | 0 | 0
E364.00-Poles, Towers, and Fixtures | 2010-10-01 | Non-unitized | 510 E KEIGAN ST | KY | 0 | 0 | 0 | 0
E364.00-Poles, Towers, and Fixtures | 2010-10-01 | Non-unitized | 520 MILNER RD | KY | 0 | 0 | 0 | 0
E364.00-Poles, Towers, and Fixtures | 2010-10-01 | Non-unitized | FOXHAVEN 40475 | KY | 0 | 0 | 0 | 0
E364.00-Poles, Towers, and Fixtures | 2010-10-01 | Non-unitized | HILL | KY | 0 | 0 | 0 | 0
E364.00-Poles, Towers, and Fixtures | 2010-10-01 | Non-unitized | 222 DEE HEAD ROAD | KY | 0 | 0 | 0 | 0
E364.00-Poles, Towers, and Fixtures | 2010-10-01 | Non-unitized | 118 DANIELS AVENUE 40351 | KY | 0 | 0 | 0 | 0
E364.00-Poles, Towers, and Fixtures | 2010-10-01 | Non-unitized | VILLAS AT LONDONTOWN | KY | 0 | 0 | 0 | 0
E364.00-Poles, Towers, and Fixtures | 2010-10-01 | Non-unitized | 787 WALNUT GROVE SCHOOL RD 42713 | KY | 0 | 0 | 0 | 0
E364.00-Poles, Towers, and Fixtures | 2010-10-01 | Non-unitized | 2459 CONCRETE RD DOG BARN 40311 | KY | 0 | 0 | 0 | 0
E364.00-Poles, Towers, and Fixtures | 2010-10-01 | Non-unitized | EVERGREEN RD 40935 | KY | 0 | 0 | 0 | 0
E364.00-Poles, Towers, and Fixtures | 2010-10-01 | Non-unitized | 1051 FLOYD DR | KY | 0 | 0 | 0 | 0
E364.00-Poles, Towers, and Fixtures | 2010-10-01 | Non-unitized | W BUFORD | KY | 0 | 0 | 0 | 0
E364.00-Poles, Towers, and Fixtures | 2010-10-06 | POLE WOOD 50 FT (DIST) | POLE WOOD 50 FT (00008) | KY | 1 | -1255.84 | -1255.84 | 0
E364.00-Poles, Towers, and Fixtures | 2010-10-01 | Non-unitized | STATE HWY 395 | KY | 0 | 0 | 0 | 0
E364.00-Poles, Towers, and Fixtures | 2010-11-01 | Non-unitized | 924 PIEDMONT STREET CT 40351 | KY | 0 | 0 | 0 | 0
E364.00-Poles, Towers, and Fixtures | 2010-11-01 | Non-unitized | JENSON 40977 | KY | 0 | 0 | 0 | 0
E364.00-Poles, Towers, and Fixtures | 2010-11-01 | Non-unitized | 308 WAVELAND MUSEUM LN | KY | 0 | 0 | 0 | 0
E364.00-Poles, Towers, and Fixtures | 2010-11-01 | Non-unitized | 12 HAYES LN REAR 42330 | KY | 0 | 0 | 0 | 0
E364.00-Poles, Towers, and Fixtures | 2010-11-01 | Non-unitized | MADISON ST 42461 | KY | 0 | 0 | 0 | 0
E364.00-Poles, Towers, and Fixtures | 2010-11-01 | Non-unitized | 15252 N MADISONVILLE RD | KY | 0 | 0 | 0 | 0
E364.00-Poles, Towers, and Fixtures | 2010-11-01 | Non-unitized | 13137 US HIGHWAY 41 S 42452 | KY | 0 | 0 | 0 | 0
E364.00-Poles, Towers, and Fixtures | 2010-11-01 | Non-unitized | HIGNITE CREEK RD | KY | 0 | 0 | 0 | 0
E364.00-Poles, Towers, and Fixtures | 2010-11-01 | Non-unitized | 2190 VINCE RD 40356 | KY | 0 | 0 | 0 | 0
E364.00-Poles, Towers, and Fixtures | 2010-11-01 | Non-unitized | BEN-ALI-DRIVE | KY | 0 | 0 | 0 | 0
E364.00-Poles, Towers, and Fixtures | 2010-11-01 | Non-unitized | W GUM ST 42064 | KY | 0 | 0 | 0 | 0
E364.00-Poles, Towers, and Fixtures | 2010-11-01 | Non-unitized | 80 CURTIS MINE RD 42431 | KY | 0 | 0 | 0 | 0
E364.00-Poles, Towers, and Fixtures | 2010-11-01 | Non-unitized | 504 HOPKINSVILLE ST TEMP 42345 | KY | 0 | 0 | 0 | 0
E364.00-Poles, Towers, and Fixtures | 2010-11-01 | Non-unitized | 2610 CROPPER RD 3 TRAC 40065 | KY | 0 | 0 | 0 | 0
E364.00-Poles, Towers, and Fixtures | 2010-11-01 | Non-unitized | PRE CLYMENE RD LOT 34 42724 | KY | 0 | 0 | 0 | 0
E364.00-Poles, Towers, and Fixtures | 2010-11-01 | Non-unitized | EATON QUARRY RD 41095 | KY | 0 | 0 | 0 | 0
E364.00-Poles, Towers, and Fixtures | 2010-11-01 | Non-unitized | 3375 RUSSELL CAVE RD | KY | 0 | 0 | 0 | 0
E364.00-Poles, Towers, and Fixtures | 2010-11-01 | Non-unitized | 1768 BARNHILL RD | KY | 0 | 0 | 0 | 0
E364.00-Poles, Towers, and Fixtures | 2010-11-01 | Non-unitized | 4430 VERSAILLES RD 40510 | KY | 0 | 0 | 0 | 0
E364.00-Poles, Towers, and Fixtures | 2010-11-01 | Non-unitized | 204 S JEFFERSON ST 42031 | KY | 0 | 0 | 0 | 0
E364.00-Poles, Towers, and Fixtures | 2010-11-01 | Non-unitized | 2000 POWER PLANT RD 42330 | KY | 0 | 0 | 0 | 0
E364.00-Poles, Towers, and Fixtures | 2010-11-01 | Non-unitized | BROOKHAVEN DR 40175 | KY | 0 | 0 | 0 | 0
E364.00-Poles, Towers, and Fixtures | 2010-11-01 | Non-unitized | 1193 STATE ROUTE 2590 42330 | KY | 0 | 0 | 0 | 0
E364.00-Poles, Towers, and Fixtures | 2010-11-01 | Non-unitized | 263 LAKE WALES DR | KY | 0 | 0 | 0 | 0
E364.00-Poles, Towers, and Fixtures | 2010-11-01 | Non-unitized | NA COMMERCE DR 42344 | KY | 0 | 0 | 0 | 0
E364.00-Poles, Towers, and Fixtures | 2010-11-30 | CROSS ARMS | CROSS ARMS (07362) | KY | 257 | 106862.03 | 415.8056 | 0
E364.00-Poles, Towers, and Fixtures | 2010-11-30 | POLE WOOD 55 FT (DIST) | POLE WOOD 55 FT (00009) | KY | 6 | 16126.49 | 2687.7483 | 0
E364.00-Poles, Towers, and Fixtures | 2011-01-01 | Non-unitized | 101 MAGNET DR 42701 | KY | 0 | 0 | 0 | 0
E364.00-Poles, Towers, and Fixtures | 2011-01-01 | Non-unitized | WARWICK ROAD | KY | 0 | 0 | 0 | 0
E364.00-Poles, Towers, and Fixtures | 2011-01-01 | Non-unitized | 703 DRY RIDGE RD FG-33 | KY | 0 | 0 | 0 | 0
E364.00-Poles, Towers, and Fixtures | 2011-01-01 | Non-unitized | 68 LAUREL SPRINGS RD 40977 | KY | 0 | 0 | 0 | 0
E364.00-Poles, Towers, and Fixtures | 2011-01-01 | Non-unitized | 6299 HELENA RD 41056 | KY | 0 | 0 | 0 | 0
E364.00-Poles, Towers, and Fixtures | 2011-01-01 | Non-unitized | 1768 BARNHILL RD | KY | 0 | 0 | 0 | 0
E364.00-Poles, Towers, and Fixtures | 2011-01-01 | Non-unitized | 241 N WINTER ST | KY | 0 | 0 | 0 | 0
E364.00-Poles, Towers, and Fixtures | 2011-01-01 | Non-unitized | 4015 IGO RD KY | KY | 0 | 0 | 0 | 0
E364.00-Poles, Towers, and Fixtures | 2011-01-01 | Non-unitized | E SECOND ST 41056 | KY | 0 | 0 | 0 | 0
E364.00-Poles, Towers, and Fixtures | 2011-01-01 | Non-unitized | 1133 LAKEWAY | KY | 0 | 0 | 0 | 0
E364.00-Poles, Towers, and Fixtures | 2011-01-01 | Non-unitized | RDDD426OH-Rep Def Equip-OH-London | KY | 0 | 0 | 0 | 0
E364.00-Poles, Towers, and Fixtures | 2011-01-01 | Non-unitized | 133 MUDLICK SPUR 40965 | KY | 0 | 0 | 0 | 0
E364.00-Poles, Towers, and Fixtures | 2011-01-01 | Non-unitized | 131 POOLE MILL RD D 42217 | KY | 0 | 0 | 0 | 0
E364.00-Poles, Towers, and Fixtures | 2011-01-01 | Non-unitized | POLD366-OUTDOOR LIGHTING 366 | KY | 0 | 0 | 0 | 0
E364.00-Poles, Towers, and Fixtures | 2011-01-01 | Non-unitized | 214 SMOKEY LN | KY | 0 | 0 | 0 | 0
E364.00-Poles, Towers, and Fixtures | 2011-01-01 | Non-unitized | 809 E DIXIE AVE 42701 | KY | 0 | 0 | 0 | 0
E364.00-Poles, Towers, and Fixtures | 2011-01-01 | Non-unitized | 504 HOPKINSVILLE ST TEMP 42345 | KY | 0 | 0 | 0 | 0
E364.00-Poles, Towers, and Fixtures | 2011-01-01 | Non-unitized | 37 KINGS RD 40051 | KY | 0 | 0 | 0 | 0
E364.00-Poles, Towers, and Fixtures | 2011-01-01 | Non-unitized | 54 STANFORD ROAD | KY | 0 | 0 | 0 | 0
E364.00-Poles, Towers, and Fixtures | 2011-01-01 | Non-unitized | BELLVUE 40475 | KY | 0 | 0 | 0 | 0
E364.00-Poles, Towers, and Fixtures | 2011-01-01 | Non-unitized | LA GRANGE RD 40065 | KY | 0 | 0 | 0 | 0
E364.00-Poles, Towers, and Fixtures | 2011-01-01 | Non-unitized | 1728 PARK AVENUE NW 24273 | KY | 0 | 0 | 0 | 0
E364.00-Poles, Towers, and Fixtures | 2011-01-01 | Non-unitized | EAST FORTH ST | KY | 0 | 0 | 0 | 0
E364.00-Poles, Towers, and Fixtures | 2011-01-01 | Non-unitized | 6530 BUCK CREEK RD HOME LOG 40022 | KY | 0 | 0 | 0 | 0
E364.00-Poles, Towers, and Fixtures | 2011-01-01 | Non-unitized | 209 S 39TH ST 40965 | KY | 0 | 0 | 0 | 0
E364.00-Poles, Towers, and Fixtures | 2011-01-01 | Non-unitized | 710 DELAPLAIN RD | KY | 0 | 0 | 0 | 0
E364.00-Poles, Towers, and Fixtures | 2011-01-01 | Non-unitized | RT 2 BOX 333 40965 | KY | 0 | 0 | 0 | 0
E364.00-Poles, Towers, and Fixtures | 2011-01-01 | Non-unitized | HALL ROGERS PKW | KY | 0 | 0 | 0 | 0
E364.00-Poles, Towers, and Fixtures | 2011-01-01 | Non-unitized | 810 DELAPLAIN RD | KY | 0 | 0 | 0 | 0
E364.00-Poles, Towers, and Fixtures | 2011-01-01 | Non-unitized | 6697 FISHERVILLE RD 40067 | KY | 0 | 0 | 0 | 0
E364.00-Poles, Towers, and Fixtures | 2011-01-01 | Non-unitized | HWY 421 40045 | KY | 0 | 0 | 0 | 0
E364.00-Poles, Towers, and Fixtures | 2011-01-01 | Non-unitized | 3375 BLOOMFIELD RD 40071 | KY | 0 | 0 | 0 | 0
E364.00-Poles, Towers, and Fixtures | 2011-01-01 | Non-unitized | 359 S UPPER ST 40508 | KY | 0 | 0 | 0 | 0
E364.00-Poles, Towers, and Fixtures | 2011-01-01 | Non-unitized | RDDD366OH-Rep Def Equip-OH-Maysville | KY | 0 | 0 | 0 | 0
E364.00-Poles, Towers, and Fixtures | 2011-01-01 | Non-unitized | 2767 LANCASTER RD 40475 | KY | 0 | 0 | 0 | 0
E364.00-Poles, Towers, and Fixtures | 2011-01-01 | Non-unitized | RDDD216OH-Rep Def Equip-OH-Danville | KY | 0 | 0 | 0 | 0
E364.00-Poles, Towers, and Fixtures | 2011-01-01 | Non-unitized | HWY 53 | KY | 0 | 0 | 0 | 0
E364.00-Poles, Towers, and Fixtures | 2011-01-31 | POLE WOOD 55 FT (DIST) | POLE WOOD 55 FT (00009) | KY | 1 | 1855.13 | 1855.13 | 0
E364.00-Poles, Towers, and Fixtures | 2011-01-01 | Non-unitized | RDPOLD315-REP/REPL DEF POL'S 315 | KY | 0 | 0 | 0 | 0
E364.00-Poles, Towers, and Fixtures | 2011-01-01 | Non-unitized | NBSV426UG-New Bus Serv-UG-London | KY | 0 | 0 | 0 | 0
E364.00-Poles, Towers, and Fixtures | 2011-01-01 | Non-unitized | W WALNUT | KY | 0 | 0 | 0 | 0
E364.00-Poles, Towers, and Fixtures | 2011-01-01 | Non-unitized | MAIN | KY | 0 | 0 | 0 | 0
E364.00-Poles, Towers, and Fixtures | 2011-01-01 | Non-unitized | STLT315-STREET LIGHTING 315 | KY | 0 | 0 | 0 | 0
E364.00-Poles, Towers, and Fixtures | 2011-01-01 | Non-unitized | 2600 CORPORATE DR 40391 | KY | 0 | 0 | 0 | 0
E364.00-Poles, Towers, and Fixtures | 2011-01-01 | Non-unitized | 457 FARMERS MILL RD 40831 | KY | 0 | 0 | 0 | 0
E364.00-Poles, Towers, and Fixtures | 2011-01-01 | Non-unitized | STLT246-STREET LIGHTING 246 | KY | 0 | 0 | 0 | 0
E364.00-Poles, Towers, and Fixtures | 2011-01-01 | Non-unitized | 504 KENTUCKY AVE | KY | 0 | 0 | 0 | 0
E364.00-Poles, Towers, and Fixtures | 2011-01-01 | Non-unitized | RDDD236OH-Rep Def Equip-OH-Richmond | KY | 0 | 0 | 0 | 0
E364.00-Poles, Towers, and Fixtures | 2011-01-01 | Non-unitized | 3591 LEESTOWN RD 40511 | KY | 0 | 0 | 0 | 0
E364.00-Poles, Towers, and Fixtures | 2010-03-18 | Non-unitized | A O SMITH CIRCUIT 607 | KY | 0 | 0 | 0 | 0
E364.00-Poles, Towers, and Fixtures | 2011-01-01 | Non-unitized | 741 CADEN LN TEMP 40509 | KY | 0 | 0 | 0 | 0
E364.00-Poles, Towers, and Fixtures | 2011-01-01 | Non-unitized | 2610 CROPPER RD 3 TRAC 40065 | KY | 0 | 0 | 0 | 0
E364.00-Poles, Towers, and Fixtures | 2011-01-01 | Non-unitized | MAJESTIC OAKS WAY 40067 | KY | 0 | 0 | 0 | 0
E364.00-Poles, Towers, and Fixtures | 2011-01-01 | Non-unitized | 1755 US 68 41056 | KY | 0 | 0 | 0 | 0
E364.00-Poles, Towers, and Fixtures | 2011-01-01 | Non-unitized | BRIDGE ST | KY | 0 | 0 | 0 | 0
E364.00-Poles, Towers, and Fixtures | 2011-01-01 | Non-unitized | 1182644 | KY | 2 | 0 | 0 | 0
E364.00-Poles, Towers, and Fixtures | 2011-01-01 | Non-unitized | 3512 ROSALIE LN 40510 | KY | 0 | 0 | 0 | 0
E364.00-Poles, Towers, and Fixtures | 2011-01-01 | Non-unitized | 1060 OB WILSON ROAD | KY | 0 | 0 | 0 | 0
E364.00-Poles, Towers, and Fixtures | 2011-01-01 | Non-unitized | POLD315-OUTDOOR LIGHTING 315 | KY | 0 | 0 | 0 | 0
E364.00-Poles, Towers, and Fixtures | 2011-02-16 | Non-unitized | Earl Pole Treatment | KY | 0 | 0 | 0 | 0
E364.00-Poles, Towers, and Fixtures | 2011-02-16 | Non-unitized | Norton Pole Treatment | KY | 0 | 0 | 0 | 0
E364.00-Poles, Towers, and Fixtures | 2011-02-28 | POLE WOOD 55 FT (DIST) | POLE WOOD 55 FT (00009) | KY | 8 | 38411.49 | 4801.4362 | 0
E364.00-Poles, Towers, and Fixtures | 2011-05-31 | POLE WOOD 55 FT (DIST) | POLE WOOD 55 FT (00009) | KY | 13 | 35048.38 | 2696.0292 | 0
E364.00-Poles, Towers, and Fixtures | 2011-06-30 | POLE WOOD 40 FT (DIST) | POLE WOOD 40 FT (00006) | KY | 178 | 629488.11 | 3536.4501 | 0
E364.00-Poles, Towers, and Fixtures | 2011-02-28 | POLE WOOD 65 FT (DIST) | POLE WOOD 65 FT (00011) | KY | 3 | 22879.83 | 7626.61 | 0
E364.00-Poles, Towers, and Fixtures | 2009-10-07 | CROSS ARMS | CROSS ARMS (07362) | KY | 3 | 6788.8 | 2262.9333 | 0
E364.00-Poles, Towers, and Fixtures | 2011-02-28 | POLE WOOD 60 FT (DIST) | POLE WOOD 60 FT (00010) | KY | 4 | 29478.02 | 7369.505 | 0
E364.00-Poles, Towers, and Fixtures | 2011-02-01 | Non-unitized | STATE HWY 2014 | KY | 0 | 0 | 0 | 0
E364.00-Poles, Towers, and Fixtures | 2011-02-01 | Non-unitized | 1315 CLEATON RD 42330 | KY | 0 | 0 | 0 | 0
E364.00-Poles, Towers, and Fixtures | 2011-05-31 | CROSS ARMS | CROSS ARMS (07362) | KY | 686 | 193006.2 | 281.3501 | 0
E364.00-Poles, Towers, and Fixtures | 2011-02-16 | POLE WOOD 30 FT (DIST) | POLE WOOD 30 FT (00004) | KY | 173 | 77933.52 | 450.4828 | 0
E364.00-Poles, Towers, and Fixtures | 2011-02-01 | Non-unitized | 2311 HILL SPRING RD | KY | 0 | 0 | 0 | 0
E364.00-Poles, Towers, and Fixtures | 2011-02-01 | Non-unitized | 804 INDIAN MOUND DR 40353 | KY | 0 | 0 | 0 | 0
E364.00-Poles, Towers, and Fixtures | 2011-02-01 | Non-unitized | BLOOMFIELD ROAD | KY | 0 | 0 | 0 | 0
E364.00-Poles, Towers, and Fixtures | 2011-02-01 | Non-unitized | WESTERN ALLEY | KY | 0 | 0 | 0 | 0
E364.00-Poles, Towers, and Fixtures | 2011-02-01 | Non-unitized | HYW 181 | KY | 0 | 0 | 0 | 0
E364.00-Poles, Towers, and Fixtures | 2011-06-30 | GUY | GUY (00070) | KY | 214 | 21312.73 | 99.5922 | 0
E364.00-Poles, Towers, and Fixtures | 2011-02-01 | Non-unitized | 112 COMMERCE DR 40356 | KY | 0 | 0 | 0 | 0
E364.00-Poles, Towers, and Fixtures | 2011-02-01 | Non-unitized | MOUNT STERLING RD 40391 | KY | 0 | 0 | 0 | 0
E364.00-Poles, Towers, and Fixtures | 2011-02-01 | Non-unitized | 109 BLAKEMAN DR 40965 | KY | 0 | 0 | 0 | 0
E364.00-Poles, Towers, and Fixtures | 2011-04-01 | Non-unitized | LOWELL | KY | 0 | 0 | 0 | 0
E364.00-Poles, Towers, and Fixtures | 2011-04-01 | Non-unitized | 040911-I | KY | 0 | 0 | 0 | 0
E364.00-Poles, Towers, and Fixtures | 2011-04-01 | Non-unitized | 924 HIGHWAY 2013 40977 | KY | 0 | 0 | 0 | 0
E364.00-Poles, Towers, and Fixtures | 2011-04-01 | Non-unitized | NEWTOWN PK 40508 | KY | 0 | 0 | 0 | 0
E364.00-Poles, Towers, and Fixtures | 2011-04-01 | Non-unitized | POLO CLUB BLVD 40509 | KY | 0 | 0 | 0 | 0
E364.00-Poles, Towers, and Fixtures | 2011-04-01 | Non-unitized | 26 LAWRENCEBURG LP 40012 | KY | 0 | 0 | 0 | 0
E364.00-Poles, Towers, and Fixtures | 2011-04-01 | Non-unitized | GOSHEN CHURCH RD 42320 | KY | 0 | 0 | 0 | 0
E364.00-Poles, Towers, and Fixtures | 2011-05-31 | GUY | GUY (00070) | KY | 17 | 5169.81 | 304.1065 | 0
E364.00-Poles, Towers, and Fixtures | 2011-04-01 | Non-unitized | WALNUT DR. AND RR. ST. | KY | 0 | 0 | 0 | 0
E364.00-Poles, Towers, and Fixtures | 2011-04-01 | Non-unitized | 112 JACKSBORO ST | KY | 0 | 0 | 0 | 0
E364.00-Poles, Towers, and Fixtures | 2011-04-01 | Non-unitized | SPRINGFIELD RD | KY | 0 | 0 | 0 | 0
E364.00-Poles, Towers, and Fixtures | 2011-04-01 | Non-unitized | 257 COCHRAN RD 40502 | KY | 0 | 0 | 0 | 0
E364.00-Poles, Towers, and Fixtures | 2011-04-01 | Non-unitized | 1211 STAMPING GROUND RD | KY | 0 | 0 | 0 | 0
E364.00-Poles, Towers, and Fixtures | 2011-04-01 | Non-unitized | INVESTMENT | KY | 0 | 0 | 0 | 0
E364.00-Poles, Towers, and Fixtures | 2011-03-31 | Non-unitized | RDPOLE236-Pole repair/replacement 236 | KY | 0 | 0 | 0 | 0
E364.00-Poles, Towers, and Fixtures | 2011-04-01 | Non-unitized | 320 TOWNE DR 42701 | KY | 0 | 0 | 0 | 0
E364.00-Poles, Towers, and Fixtures | 2011-04-01 | Non-unitized | 022811-I | KY | 0 | 0 | 0 | 0
E364.00-Poles, Towers, and Fixtures | 2011-04-01 | Non-unitized | 169 MARKHAM RD 42459 | KY | 0 | 0 | 0 | 0
E364.00-Poles, Towers, and Fixtures | 2011-04-01 | Non-unitized | 250 SPORTSMAN LAKE RD 42701 | KY | 0 | 0 | 0 | 0
E364.00-Poles, Towers, and Fixtures | 2011-05-01 | Non-unitized | 1530 HARPERS RIDGE RD 40353 | KY | 0 | 0 | 0 | 0
E364.00-Poles, Towers, and Fixtures | 2011-05-01 | Non-unitized | 247 PLUM ST 42328 | KY | 0 | 0 | 0 | 0
E364.00-Poles, Towers, and Fixtures | 2011-05-01 | Non-unitized | 351 BLACKJACK RD 40160 | KY | 0 | 0 | 0 | 0
E364.00-Poles, Towers, and Fixtures | 2011-05-01 | Non-unitized | 041611-I | KY | 0 | 0 | 0 | 0
E364.00-Poles, Towers, and Fixtures | 2011-06-01 | STEEL POLES | STEEL POLES (07726) | KY | 4 | 21480.88 | 5370.22 | 0
E364.00-Poles, Towers, and Fixtures | 2011-09-01 | POLE WOOD 30 FT (DIST) | POLE WOOD 30 FT (00004) | KY | 12 | 10846.63 | 903.8858 | 0
E364.00-Poles, Towers, and Fixtures | 2011-06-01 | POLE WOOD 45 FT (DIST) | POLE WOOD 45 FT (00007) | KY | 23 | 64056.69 | 2785.0735 | 0
E364.00-Poles, Towers, and Fixtures | 2011-04-01 | Non-unitized | TBRD216OH-Trouble Orders OH - 012160 | KY | 0 | 0 | 0 | 0
E364.00-Poles, Towers, and Fixtures | 2011-05-01 | Non-unitized | 5890A ILSLEY RD GARAGE 42408 | KY | 0 | 0 | 0 | 0
E364.00-Poles, Towers, and Fixtures | 2011-05-01 | Non-unitized | LOUISVILLE ROAD | KY | 0 | 0 | 0 | 0
E364.00-Poles, Towers, and Fixtures | 2011-05-01 | Non-unitized | 330 OLD DIXIE LOOP 42784 | KY | 0 | 0 | 0 | 0
E364.00-Poles, Towers, and Fixtures | 2011-04-01 | Non-unitized | 202 DONNA DR NEW BLDG 41008 | KY | 0 | 0 | 0 | 0
E364.00-Poles, Towers, and Fixtures | 2011-04-30 | POLE WOOD 30 FT (DIST) | POLE WOOD 30 FT (00004) | KY | 1 | 2892.43 | 2892.43 | 0
E364.00-Poles, Towers, and Fixtures | 2011-04-01 | Non-unitized | MARTIN RD | KY | 0 | 0 | 0 | 0
E364.00-Poles, Towers, and Fixtures | 2011-08-01 | POLE WOOD 40 FT (DIST) | POLE WOOD 40 FT (00006) | KY | 178 | 494499.82 | 2778.0889 | 0
E364.00-Poles, Towers, and Fixtures | 2011-08-01 | POLE WOOD 45 FT (DIST) | POLE WOOD 45 FT (00007) | KY | 127 | 333947.33 | 2629.5065 | 0
E364.00-Poles, Towers, and Fixtures | 2011-07-01 | Non-unitized | Project Level Task | KY | 0 | 0 | 0 | 0
E364.00-Poles, Towers, and Fixtures | 2011-07-01 | Non-unitized | Investment | KY | 0 | 0 | 0 | 0
E364.00-Poles, Towers, and Fixtures | 2011-07-01 | Non-unitized | DELMAS GILLIAM RD | KY | 0 | 0 | 0 | 0
E364.00-Poles, Towers, and Fixtures | 2011-07-01 | Non-unitized | 295 CONNECTOR RD 40324 | KY | 0 | 0 | 0 | 0
E364.00-Poles, Towers, and Fixtures | 2011-07-01 | Non-unitized | 1913 LYONS STATION RD 40051 | KY | 0 | 0 | 0 | 0
E364.00-Poles, Towers, and Fixtures | 2011-07-01 | Non-unitized | 240 EASTERN BYP 40475 | KY | 0 | 0 | 0 | 0
E364.00-Poles, Towers, and Fixtures | 2011-07-01 | Non-unitized | 195 FOREST LAKE DR 40337 | KY | 0 | 0 | 0 | 0
E364.00-Poles, Towers, and Fixtures | 2011-07-01 | Non-unitized | 100 OLD GEORGETOWN RD 40601 | KY | 0 | 0 | 0 | 0
E364.00-Poles, Towers, and Fixtures | 2011-07-01 | Non-unitized | 1856 STATE RTE 181 S 42345 | KY | 0 | 0 | 0 | 0
E364.00-Poles, Towers, and Fixtures | 2011-07-01 | Non-unitized | 520 W GUM ST 42064 | KY | 0 | 0 | 0 | 0
E364.00-Poles, Towers, and Fixtures | 2011-06-27 | Non-unitized | HARLAN WYE CIRCUIT | KY | 0 | 0 | 0 | 0
E364.00-Poles, Towers, and Fixtures | 2011-07-01 | Non-unitized | WATER ST 42031 | KY | 0 | 0 | 0 | 0
E364.00-Poles, Towers, and Fixtures | 2011-07-01 | Non-unitized | 108 OLD VEECHDALE RD 40067 | KY | 0 | 0 | 0 | 0
E364.00-Poles, Towers, and Fixtures | 2011-07-01 | Non-unitized | WHITE OAK CHURCH | KY | 0 | 0 | 0 | 0
E364.00-Poles, Towers, and Fixtures | 2011-07-01 | Non-unitized | 277 SWIGERT AVE 40505 | KY | 0 | 0 | 0 | 0
E364.00-Poles, Towers, and Fixtures | 2011-07-01 | Non-unitized | 9505 WEST MARY INGLES HIGHWAY | KY | 0 | 0 | 0 | 0
E364.00-Poles, Towers, and Fixtures | 2011-07-01 | Non-unitized | Overall Project/WO Task | KY | 0 | 0 | 0 | 0
E364.00-Poles, Towers, and Fixtures | 2011-07-01 | Non-unitized | 509 N LAFAYETTE ST 42320 | KY | 0 | 0 | 0 | 0
E364.00-Poles, Towers, and Fixtures | 2011-07-01 | Non-unitized | 42 CURVE ROAD | KY | 0 | 0 | 0 | 0
E364.00-Poles, Towers, and Fixtures | 2011-07-01 | Non-unitized | 423 ELM ST 40330 | KY | 0 | 0 | 0 | 0
E364.00-Poles, Towers, and Fixtures | 2011-07-01 | Non-unitized | WHITE DORROH RD 42038 | KY | 0 | 0 | 0 | 0
E364.00-Poles, Towers, and Fixtures | 2011-07-01 | Non-unitized | MAIN ST | KY | 0 | 0 | 0 | 0
E364.00-Poles, Towers, and Fixtures | 2011-07-01 | Non-unitized | 7221 HWY 145 | KY | 0 | 0 | 0 | 0
E364.00-Poles, Towers, and Fixtures | 2011-08-01 | POLE WOOD 55 FT (DIST) | POLE WOOD 55 FT (00009) | KY | 28 | 58904.12 | 2103.7186 | 0
E364.00-Poles, Towers, and Fixtures | 2011-07-01 | Non-unitized | HWY 25 | KY | 0 | 0 | 0 | 0
E364.00-Poles, Towers, and Fixtures | 2011-07-01 | Non-unitized | 105 W HIGHWAY 635 42553 | KY | 0 | 0 | 0 | 0
E364.00-Poles, Towers, and Fixtures | 2011-07-01 | Non-unitized | E MAIN ST 40855 | KY | 0 | 0 | 0 | 0
E364.00-Poles, Towers, and Fixtures | 2011-08-01 | POLE WOOD 65 FT (DIST) | POLE WOOD 65 FT (00011) | KY | 1 | 4017.15 | 4017.15 | 0
E364.00-Poles, Towers, and Fixtures | 2011-07-01 | Non-unitized | 744 US HIGHWAY 431 42337 | KY | 0 | 0 | 0 | 0
E364.00-Poles, Towers, and Fixtures | 2011-07-01 | Non-unitized | MAIN ST BFIELD 40311 | KY | 0 | 0 | 0 | 0
E364.00-Poles, Towers, and Fixtures | 2011-07-01 | Non-unitized | 1793 OLD FRANKFORT RD 40504 | KY | 0 | 0 | 0 | 0
E364.00-Poles, Towers, and Fixtures | 2011-07-01 | Non-unitized | GOOD NEIGHBOR RD | KY | 0 | 0 | 0 | 0
E364.00-Poles, Towers, and Fixtures | 2011-07-01 | Non-unitized | 406 LIMESTONE ST 41056 | KY | 0 | 0 | 0 | 0
E364.00-Poles, Towers, and Fixtures | 2011-11-01 | POLE WOOD 50 FT (DIST) | POLE WOOD 50 FT (00008) | KY | 8 | 32805.82 | 4100.7275 | 0
E364.00-Poles, Towers, and Fixtures | 2011-03-30 | Non-unitized | NORTONVILLE DISTRIBUTION | KY | 0 | 0 | 0 | 0
E364.00-Poles, Towers, and Fixtures | 2011-08-01 | Non-unitized | US HWY 60 W 42437 | KY | 0 | 0 | 0 | 0
E364.00-Poles, Towers, and Fixtures | 2011-08-01 | Non-unitized | New Bus Comm - Project Level Work Order | KY | 0 | 0 | 0 | 0
E364.00-Poles, Towers, and Fixtures | 2011-08-01 | Non-unitized | Sys Enhanc - Exist Cust - Project Level Work Order | KY | 0 | 0 | 0 | 0
E364.00-Poles, Towers, and Fixtures | 2011-08-01 | Non-unitized | 061511-I | KY | 0 | 0 | 0 | 0
E364.00-Poles, Towers, and Fixtures | 2011-08-01 | Non-unitized | 10782 HIGHWAY 38 40828 | KY | 0 | 0 | 0 | 0
E364.00-Poles, Towers, and Fixtures | 2011-08-01 | Non-unitized | PRE WALLSEND HOLLOW RD 40977 | KY | 0 | 0 | 0 | 0
E364.00-Poles, Towers, and Fixtures | 2011-08-01 | Non-unitized | HART MINE ROAD | KY | 0 | 0 | 0 | 0
E364.00-Poles, Towers, and Fixtures | 2011-08-01 | Non-unitized | 3347 SUNSET DRIVE 24283 | KY | 0 | 0 | 0 | 0
E364.00-Poles, Towers, and Fixtures | 2012-07-31 | CROSS ARMS | CROSS ARMS (07362) | KY | 41 | 17221.38 | 420.0337 | 0
E364.00-Poles, Towers, and Fixtures | 2011-11-01 | Non-unitized | New Bus Resid - UG - Project Level Work Order | KY | 0 | 0 | 0 | 0
E364.00-Poles, Towers, and Fixtures | 2012-10-01 | CROSS ARMS | CROSS ARMS (07362) | KY | 288 | 129358.88 | 449.1628 | 0
E364.00-Poles, Towers, and Fixtures | 2012-10-01 | POLE WOOD 45 FT (DIST) | POLE WOOD 45 FT (00007) | KY | 204 | 903102.06 | 4426.9709 | 0
E364.00-Poles, Towers, and Fixtures | 2011-12-01 | POLE WOOD 50 FT (DIST) | POLE WOOD 50 FT (00008) | KY | 3 | 4323.52 | 1441.1733 | 0
E364.00-Poles, Towers, and Fixtures | 2011-10-01 | Non-unitized | New Bus Com - UG - Project Level Work Order | KY | 0 | 0 | 0 | 0
E364.00-Poles, Towers, and Fixtures | 2012-11-30 | POLE WOOD 35 FT (DIST) | POLE WOOD 35 FT (00005) | KY | 14 | 14614.9 | 1043.9214 | 0
E364.00-Poles, Towers, and Fixtures | 2011-10-01 | Non-unitized | 091111-I | KY | 0 | 0 | 0 | 0
E364.00-Poles, Towers, and Fixtures | 2012-01-31 | POLE WOOD 40 FT (DIST) | POLE WOOD 40 FT (00006) | KY | 2 | 5393.43 | 2696.715 | 0
E364.00-Poles, Towers, and Fixtures | 2012-11-30 | POLE WOOD 40 FT (DIST) | POLE WOOD 40 FT (00006) | KY | 51 | 163576.95 | 3207.3912 | 0
E364.00-Poles, Towers, and Fixtures | 2011-10-01 | Non-unitized | New Bus Subd - Ovhd - Project Level Work Order | KY | 0 | 0 | 0 | 0
E364.00-Poles, Towers, and Fixtures | 2012-01-01 | Non-unitized | Rep Thrd Pty Dmg - Project Level Work Order | KY | 0 | 0 | 0 | 0
E364.00-Poles, Towers, and Fixtures | 2012-02-01 | Non-unitized | Cust Req - Project Level Task | KY | 0 | 0 | 0 | 0
E364.00-Poles, Towers, and Fixtures | 2012-01-01 | Non-unitized | POLD216-OUTDOOR LIGHTING 216 | KY | 0 | 0 | 0 | 0
E364.00-Poles, Towers, and Fixtures | 2012-01-01 | Non-unitized | Reloc Cust Req - Project Level Work Order | KY | 0 | 0 | 0 | 0
E364.00-Poles, Towers, and Fixtures | 2012-02-01 | Non-unitized | New Bus Resid - Project Level Work Order | KY | 0 | 0 | 0 | 0
E364.00-Poles, Towers, and Fixtures | 2012-01-01 | Non-unitized | Cir Hard Reliab - OH | KY | 1 | 0 | 0 | 0
E364.00-Poles, Towers, and Fixtures | 2012-02-01 | Non-unitized | HURRICANE ROAD 24293 | KY | 0 | 0 | 0 | 0
E364.00-Poles, Towers, and Fixtures | 2011-01-31 | Non-unitized | KU MAJOR STORM 081311 | KY | 0 | 0 | 0 | 0
E364.00-Poles, Towers, and Fixtures | 2012-01-31 | Non-unitized | Island Distribution System | KY | 0 | 0 | 0 | 0
E364.00-Poles, Towers, and Fixtures | 2012-01-01 | Non-unitized | RDPOLE426-Repair defective poles 426 | KY | 0 | 0 | 0 | 0
E364.00-Poles, Towers, and Fixtures | 2012-01-01 | Non-unitized | STLT426-STREET LIGHTING 426 | KY | 6 | 0 | 0 | 0
E364.00-Poles, Towers, and Fixtures | 2012-02-01 | Non-unitized | TBRD315OH-Trouble Orders OH - 013150 | KY | 0 | 0 | 0 | 0
E364.00-Poles, Towers, and Fixtures | 2012-01-01 | Non-unitized | 4123 VICTORIA WAY 40515 | KY | 0 | 0 | 0 | 0
E364.00-Poles, Towers, and Fixtures | 2012-11-01 | POLE WOOD 30 FT (DIST) | POLE WOOD 30 FT (00004) | KY | 94 | 108125.23 | 1150.2684 | 0
E364.00-Poles, Towers, and Fixtures | 2012-02-29 | Non-unitized | LEXINGTON RD 40391 | KY | 0 | 0 | 0 | 0
E364.00-Poles, Towers, and Fixtures | 2012-01-01 | Non-unitized | 567 MARTIN LUTHER KING BLVD 40508 | KY | 0 | 0 | 0 | 0
E364.00-Poles, Towers, and Fixtures | 2012-06-30 | Z FRAME SET | Z FRAME SET | KY | 4 | 27311.31 | 6827.8275 | 0
E364.00-Poles, Towers, and Fixtures | 2012-01-01 | Non-unitized | 28 TIM STEPHENS RD | KY | 0 | 0 | 0 | 0
E364.00-Poles, Towers, and Fixtures | 2012-04-01 | Non-unitized | 170 N EAGLE CREEK DR 40509 | KY | 0 | 0 | 0 | 0
E364.00-Poles, Towers, and Fixtures | 2012-03-31 | POLES, MODIFIED | POLES, MODIFIED (EACH) (07549) | KY | 28046 | 775498.05 | 27.6509 | 0
E364.00-Poles, Towers, and Fixtures | 2012-03-31 | POLE WOOD 60 FT (DIST) | POLE WOOD 60 FT (00010) | KY | 7 | 27534.55 | 3933.5071 | 0
E364.00-Poles, Towers, and Fixtures | 2012-03-01 | POLE WOOD 55 FT (DIST) | POLE WOOD 55 FT (00009) | KY | 2 | 20264.68 | 10132.34 | 0
E364.00-Poles, Towers, and Fixtures | 2007-01-01 | GUY | GUY | KY | 618 | 20677.17 | 33.4582 | 0
E364.00-Poles, Towers, and Fixtures | 2012-04-01 | Non-unitized | 040412-I | KY | 0 | 0 | 0 | 0
E364.00-Poles, Towers, and Fixtures | 2012-04-01 | Non-unitized | 012312-I | KY | 0 | 0 | 0 | 0
E364.00-Poles, Towers, and Fixtures | 2012-04-01 | Non-unitized | HWY 25 | KY | 0 | 0 | 0 | 0
E364.00-Poles, Towers, and Fixtures | 2012-04-01 | Non-unitized | LYNN HOLLOW RD | KY | 0 | 0 | 0 | 0
E364.00-Poles, Towers, and Fixtures | 2012-04-01 | Non-unitized | 2933 E LEESTOWN RD 40347 | KY | 0 | 0 | 0 | 0
E364.00-Poles, Towers, and Fixtures | 2012-04-01 | Non-unitized | 3704 BOONESBORO RD | KY | 0 | 0 | 0 | 0
E364.00-Poles, Towers, and Fixtures | 2012-04-01 | Non-unitized | SANDY BR 40935 | KY | 0 | 0 | 0 | 0
E364.00-Poles, Towers, and Fixtures | 2012-04-01 | Non-unitized | RDDD426OH-Rep Def Equip-OH-London | KY | 0 | 0 | 0 | 0
E364.00-Poles, Towers, and Fixtures | 2012-04-01 | Non-unitized | 350 WARREN CAMP RD 40906 | KY | 0 | 0 | 0 | 0
E364.00-Poles, Towers, and Fixtures | 2012-04-01 | Non-unitized | KY. 52 40051 | KY | 0 | 0 | 0 | 0
E364.00-Poles, Towers, and Fixtures | 2012-09-30 | POLE WOOD 40 FT (DIST) | POLE WOOD 40 FT (00006) | KY | 67 | 188320.17 | 2810.7488 | 0
E364.00-Poles, Towers, and Fixtures | 2012-07-31 | POLE WOOD 60 FT (DIST) | POLE WOOD 60 FT (00010) | KY | 2 | 11025.48 | 5512.74 | 0
E364.00-Poles, Towers, and Fixtures | 2012-06-01 | POLE WOOD 55 FT (DIST) | POLE WOOD 55 FT (00009) | KY | 1 | 4021.99 | 4021.99 | 0
E364.00-Poles, Towers, and Fixtures | 2012-10-01 | Non-unitized | INVESTMENT | KY | 0 | 0 | 0 | 0
E364.00-Poles, Towers, and Fixtures | 2012-08-01 | Non-unitized | severe ts 1900 | KY | 0 | 0 | 0 | 0
E364.00-Poles, Towers, and Fixtures | 2012-10-01 | Non-unitized | PEAR ST 42337 | KY | 0 | 0 | 0 | 0
E364.00-Poles, Towers, and Fixtures | 2012-10-01 | Non-unitized | 1693 JUNIPER DR 40065 | KY | 0 | 0 | 0 | 0
E364.00-Poles, Towers, and Fixtures | 2012-07-01 | Non-unitized | 050112-I | KY | 0 | 0 | 0 | 0
E364.00-Poles, Towers, and Fixtures | 2012-09-01 | POLE WOOD 60 FT (DIST) | POLE WOOD 60 FT (00010) | KY | 1 | 4671.32 | 4671.32 | 0
E364.00-Poles, Towers, and Fixtures | 2012-08-30 | POLE WOOD 55 FT (DIST) | POLE WOOD 55 FT (00009) | KY | 1 | 2734.44 | 2734.44 | 0
E364.00-Poles, Towers, and Fixtures | 2012-06-30 | Non-unitized | Rineyville Dist Ckt | KY | 0 | 0 | 0 | 0
E364.00-Poles, Towers, and Fixtures | 2012-02-29 | Non-unitized | 467 ANNISTON DR 40505 | KY | 2 | 0 | 0 | 0
E364.00-Poles, Towers, and Fixtures | 2012-08-01 | POLE WOOD 55 FT (DIST) | POLE WOOD 55 FT (00009) | KY | 2 | 5895.04 | 2947.52 | 0
E364.00-Poles, Towers, and Fixtures | 2012-08-31 | POLE WOOD 35 FT (DIST) | POLE WOOD 35 FT (00005) | KY | 1 | 1992.39 | 1992.39 | 0
E364.00-Poles, Towers, and Fixtures | 2012-12-31 | Non-unitized | DSP Race St ckt 0015 | KY | 0 | 0 | 0 | 0
E364.00-Poles, Towers, and Fixtures | 2012-12-31 | Non-unitized | 51 HIGHWAY 1556 40815 | KY | 0 | 0 | 0 | 0
E364.00-Poles, Towers, and Fixtures | 2012-12-31 | Non-unitized | RDPOLD315-REP/REPL DEF POL'S 315 | KY | 1 | 0 | 0 | 0
E364.00-Poles, Towers, and Fixtures | 2012-12-31 | Non-unitized | PARSONS DR | KY | 0 | 0 | 0 | 0
E364.00-Poles, Towers, and Fixtures | 2012-11-01 | Non-unitized | E FACTORY | KY | 0 | 0 | 0 | 0
E364.00-Poles, Towers, and Fixtures | 2012-11-01 | Non-unitized | ARTESIAN WAY 42755 | KY | 0 | 0 | 0 | 0
E364.00-Poles, Towers, and Fixtures | 2012-12-31 | STEEL POLES | STEEL POLES | KY | 1 | 5136.51 | 5136.51 | 0
E364.00-Poles, Towers, and Fixtures | 2013-03-31 | POLE WOOD 40 FT (DIST) | POLE WOOD 40 FT (00006) | KY | 282 | 601151.96 | 2131.7445 | 0
E364.00-Poles, Towers, and Fixtures | 2013-03-31 | POLE WOOD 50 FT (DIST) | POLE WOOD 50 FT (00008) | KY | 41 | 199963.11 | 4877.149 | 0
E364.00-Poles, Towers, and Fixtures | 2013-03-31 | POLES, MODIFIED | POLES, MODIFIED (EACH) (07549) | KY | 49 | 22597.2 | 461.1673 | 0
E364.00-Poles, Towers, and Fixtures | 2013-01-01 | Non-unitized | CNBRD236O-NB Resid OH - 012360 | KY | 0 | 0 | 0 | 0
E364.00-Poles, Towers, and Fixtures | 2013-01-01 | Non-unitized | CNBCD216O-NB Comm OH - 012160 | KY | 0 | 0 | 0 | 0
E364.00-Poles, Towers, and Fixtures | 2013-01-01 | Non-unitized | CNBCD426O-NB Comm OH - 014260 | KY | 0 | 0 | 0 | 0
E364.00-Poles, Towers, and Fixtures | 2013-01-01 | Non-unitized | CNBCD426U-NB Comm UG - 014260 | KY | 0 | 0 | 0 | 0
E364.00-Poles, Towers, and Fixtures | 2013-01-01 | Non-unitized | CPOL156-NB Outdoor Lights - 011560 | KY | 0 | 0 | 0 | 0
E364.00-Poles, Towers, and Fixtures | 2013-01-01 | Non-unitized | CRCST216-Cust Requested - 012160 | KY | 0 | 0 | 0 | 0
E364.00-Poles, Towers, and Fixtures | 2013-02-01 | Non-unitized | CRCST366-Cust Requested - 013660 | KY | 0 | 0 | 0 | 0
E364.00-Poles, Towers, and Fixtures | 2013-01-01 | Non-unitized | CRPOLE216-Pole Repair/Replace - 012160 | KY | 0 | 0 | 0 | 0
E364.00-Poles, Towers, and Fixtures | 2013-01-01 | Non-unitized | CSTLT366-NB Street Lights - 013660 | KY | 0 | 0 | 0 | 0
E364.00-Poles, Towers, and Fixtures | 2013-01-01 | Non-unitized | 122012-I | KY | 0 | 0 | 0 | 0
E364.00-Poles, Towers, and Fixtures | 2013-01-01 | Non-unitized | CRPOL156-Repair Outdoor Lights - 011560 | KY | 0 | 0 | 0 | 0
E364.00-Poles, Towers, and Fixtures | 2013-06-01 | CROSS ARMS | CROSS ARMS (07362) | KY | 70 | 89158.05 | 1273.6864 | 0
E364.00-Poles, Towers, and Fixtures | 2013-04-30 | POLE WOOD 60 FT (DIST) | POLE WOOD 60 FT (00010) | KY | 4 | 24914.39 | 6228.5975 | 0
E364.00-Poles, Towers, and Fixtures | 2013-04-01 | Non-unitized | CTBRD246O-Cap Trouble Orders OH - 012460 | KY | 0 | 0 | 0 | 0
E364.00-Poles, Towers, and Fixtures | 2013-04-30 | Non-unitized | Project Level Work Order | KY | 0 | 0 | 0 | 0
E364.00-Poles, Towers, and Fixtures | 2013-04-01 | Non-unitized | CNBSV426U-NB Elect Serv UG - 014260 | KY | 0 | 0 | 0 | 0
E364.00-Poles, Towers, and Fixtures | 2013-04-01 | Non-unitized | CRDD256O-Capital Rep Def OH - 012560 | KY | 0 | 0 | 0 | 0
E364.00-Poles, Towers, and Fixtures | 2013-04-01 | Non-unitized | CRELD156-Capital Reliability - 011560 | KY | 0 | 0 | 0 | 0
E364.00-Poles, Towers, and Fixtures | 2013-05-30 | GUY | GUY (00070) | KY | 255 | 33992.29 | 133.3031 | 0
E364.00-Poles, Towers, and Fixtures | 2013-04-01 | Non-unitized | CRSTLT246-Repair Street Lights - 012460 | KY | 0 | 0 | 0 | 0
E364.00-Poles, Towers, and Fixtures | 2013-04-01 | Non-unitized | SNOW/WIND | KY | 0 | 0 | 0 | 0
E364.00-Poles, Towers, and Fixtures | 2012-12-31 | POLES, MODIFIED | POLES, MODIFIED (EACH) (07549) | KY | 1 | 0 | 0 | 0
E364.00-Poles, Towers, and Fixtures | 2012-12-31 | Non-unitized | New Business Comm - Project Level Work Order | KY | 0 | 0 | 0 | 0
E364.00-Poles, Towers, and Fixtures | 2012-08-31 | POLE WOOD 75 FT (DIST) | POLE WOOD 75 FT (00013) | KY | 1 | 11883.98 | 11883.98 | 0
E364.00-Poles, Towers, and Fixtures | 2013-05-01 | Non-unitized | CNBSV416O-NB Elect Serv OH - 014160 | KY | 0 | 0 | 0 | 0
E364.00-Poles, Towers, and Fixtures | 2013-05-01 | Non-unitized | CSTLT416-NB Street Lights - 014160 | KY | 0 | 0 | 0 | 0
E364.00-Poles, Towers, and Fixtures | 2013-05-01 | Non-unitized | CTBRD426O-Cap Trouble Orders OH - 014260 | KY | 0 | 0 | 0 | 0
E364.00-Poles, Towers, and Fixtures | 2013-07-01 | POLE WOOD 40 FT (DIST) | POLE WOOD 40 FT (00006) | KY | 40 | 178720.02 | 4468.0005 | 0
E364.00-Poles, Towers, and Fixtures | 2013-07-01 | POLE WOOD 65 FT (DIST) | POLE WOOD 65 FT (00011) | KY | 1 | 15740.27 | 15740.27 | 0
E364.00-Poles, Towers, and Fixtures | 2013-05-31 | Non-unitized | 134838-Replace 2,700¿ 2/0A with 397 ACSR conductor along Sparta Pike to Pearl St on Warsaw Ckt 0727. Warsaw Ckt 0727 conductor: estimated 93% summer. | KY | 0 | 0 | 0 | 0
E364.00-Poles, Towers, and Fixtures | 2012-12-31 | Non-unitized | 5675 HWY 78 | KY | 0 | 0 | 0 | 0
E364.00-Poles, Towers, and Fixtures | 2013-07-01 | Non-unitized | OF HIMYAR RD R HOLL 40906 | KY | 0 | 0 | 0 | 0
E364.00-Poles, Towers, and Fixtures | 2012-12-31 | Non-unitized | US 25E 40977 | KY | 0 | 0 | 0 | 0
E364.00-Poles, Towers, and Fixtures | 2013-07-01 | Non-unitized | 108 BREAST WORKS HILL RD 40977 | KY | 0 | 0 | 0 | 0
E364.00-Poles, Towers, and Fixtures | 2013-07-01 | Non-unitized | CNBRD256U-NB Resid UG - 012560 | KY | 0 | 0 | 0 | 0
E364.00-Poles, Towers, and Fixtures | 2013-07-01 | Non-unitized | SOOKEY RIDGE RD | KY | 0 | 0 | 0 | 0
E364.00-Poles, Towers, and Fixtures | 2013-08-01 | Non-unitized | CSTLT426-NB Street Lights - 014260 | KY | 0 | 0 | 0 | 0
E364.00-Poles, Towers, and Fixtures | 2013-08-01 | Non-unitized | 021013-I | KY | 0 | 0 | 0 | 0
E364.00-Poles, Towers, and Fixtures | 2013-08-01 | Non-unitized | 071013-I | KY | 0 | 0 | 0 | 0
E364.00-Poles, Towers, and Fixtures | 2013-08-01 | Non-unitized | 072313-I | KY | 0 | 0 | 0 | 0
E364.00-Poles, Towers, and Fixtures | 2013-08-01 | Non-unitized | 050813-I | KY | 0 | 0 | 0 | 0
E364.00-Poles, Towers, and Fixtures | 2013-09-24 | Non-unitized | DIST-NA-HGBYML-AMER | KY | 0 | 0 | 0 | 0
E364.00-Poles, Towers, and Fixtures | 2013-08-01 | Non-unitized | 080512-I | KY | 0 | 0 | 0 | 0
E364.00-Poles, Towers, and Fixtures | 2013-08-01 | Non-unitized | 081612-I | KY | 0 | 0 | 0 | 0
E364.00-Poles, Towers, and Fixtures | 2012-12-18 | TOWERS | TOWERS | KY | 1 | 67699.11 | 67699.11 | 0
E364.00-Poles, Towers, and Fixtures | 2013-07-15 | STEEL POLES | STEEL POLES | KY | 1 | 10272.69 | 10272.69 | 0
E364.00-Poles, Towers, and Fixtures | 2013-12-31 | POLE WOOD 30 FT (DIST) | POLE WOOD 30 FT (00004) | KY | 53 | 83887.13 | 1582.776 | 0
E364.00-Poles, Towers, and Fixtures | 2014-01-01 | POLE WOOD 50 FT (DIST) | POLE WOOD 50 FT (00008) | KY | 22 | 77236.14 | 3510.7336 | 0
E364.00-Poles, Towers, and Fixtures | 2014-01-01 | CROSS ARMS | CROSS ARMS (07362) | KY | 464 | 168476.17 | 363.0952 | 0
E364.00-Poles, Towers, and Fixtures | 2013-12-31 | Non-unitized | Colmer Rebuild - Mud Slide | KY | 0 | 0 | 0 | 0
E364.00-Poles, Towers, and Fixtures | 2014-01-01 | Non-unitized | CTBRD366O-Cap Trouble Orders OH - 013660 | KY | 0 | 0 | 0 | 0
E364.00-Poles, Towers, and Fixtures | 2014-02-28 | CROSS ARMS | CROSS ARMS (07362) | KY | 77 | 81436.89 | 1057.6219 | 0
E364.00-Poles, Towers, and Fixtures | 2014-02-28 | POLE WOOD 40 FT (DIST) | POLE WOOD 40 FT (00006) | KY | 20 | 91081.51 | 4554.0755 | 0
E364.00-Poles, Towers, and Fixtures | 2014-01-01 | Non-unitized | ts 2300 | KY | 0 | 0 | 0 | 0
E364.00-Poles, Towers, and Fixtures | 2013-12-31 | Non-unitized | 138952-Shelbyville Pole Inspection 2013. This project is for inspecting and treating and reinforcing and/or replacing poles as identified from the PITP. | KY | 0 | 0 | 0 | 0
E364.00-Poles, Towers, and Fixtures | 2014-01-01 | Non-unitized | CNBCD246O-NB Comm OH - 012460 | KY | 0 | 0 | 0 | 0
E364.00-Poles, Towers, and Fixtures | 2014-01-01 | Non-unitized | CNBCD246U-NB Comm UG - 012460 | KY | 0 | 0 | 0 | 0
E364.00-Poles, Towers, and Fixtures | 2014-02-28 | POLE WOOD 65 FT (DIST) | POLE WOOD 65 FT (00011) | KY | 3 | 19541.87 | 6513.9567 | 0
E364.00-Poles, Towers, and Fixtures | 2013-12-31 | POLE WOOD 60 FT (DIST) | POLE WOOD 60 FT (00010) | KY | 10 | 45794.55 | 4579.455 | 0
E364.00-Poles, Towers, and Fixtures | 2014-01-01 | Non-unitized | CNBRD256O-NB Resid OH - 012560 | KY | 0 | 0 | 0 | 0
E364.00-Poles, Towers, and Fixtures | 2014-01-01 | Non-unitized | CNBRD315O-NB Resid OH - 013150 | KY | 0 | 0 | 0 | 0
E364.00-Poles, Towers, and Fixtures | 2014-01-01 | Non-unitized | CNBRD416O-NB Resid OH - 014160 | KY | 0 | 0 | 0 | 0
E364.00-Poles, Towers, and Fixtures | 2014-01-01 | Non-unitized | CPOL156-NB Outdoor Lights - 011560 | KY | 0 | 0 | 0 | 0
E364.00-Poles, Towers, and Fixtures | 2014-01-01 | Non-unitized | CPOL256-NB Outdoor Lights - 012560 | KY | 0 | 0 | 0 | 0
E364.00-Poles, Towers, and Fixtures | 2014-01-01 | Non-unitized | CRDD216O-Capital Rep Def OH - 012160 | KY | 5 | 0 | 0 | 0
E364.00-Poles, Towers, and Fixtures | 2014-01-01 | Non-unitized | CRELD256-Capital Reliability - 012560 | KY | 0 | 0 | 0 | 0
E364.00-Poles, Towers, and Fixtures | 2014-01-01 | Non-unitized | CRPOL156-Repair Outdoor Lights - 011560 | KY | 0 | 0 | 0 | 0
E364.00-Poles, Towers, and Fixtures | 2014-01-01 | Non-unitized | CRPOLE366-Pole Repair/Replace - 013660 | KY | 0 | 0 | 0 | 0
E364.00-Poles, Towers, and Fixtures | 2014-01-01 | Non-unitized | Investment | KY | 0 | 0 | 0 | 0
E364.00-Poles, Towers, and Fixtures | 2014-01-01 | Non-unitized | CSYSEN156-Sys Enh - 011560 | KY | 0 | 0 | 0 | 0
E364.00-Poles, Towers, and Fixtures | 2014-01-01 | Non-unitized | CSYSEN216-Sys Enh - 012160 | KY | 0 | 0 | 0 | 0
E364.00-Poles, Towers, and Fixtures | 2014-02-01 | Non-unitized | CRDD216U-Taxable-Capital Rep Def UG - 01216012 | KY | 0 | 0 | 0 | 0
E364.00-Poles, Towers, and Fixtures | 2014-02-01 | Non-unitized | CRPOL246-Taxable-Repair Outdoor Lights - 01246012 | KY | 0 | 0 | 0 | 0
E364.00-Poles, Towers, and Fixtures | 2014-02-01 | Non-unitized | CCAPR315-Capital CAP/REG/RECL - 013150 | KY | 0 | 0 | 0 | 0
E364.00-Poles, Towers, and Fixtures | 2014-02-01 | Non-unitized | CRELD216-Capital Reliability - 012160 | KY | 0 | 0 | 0 | 0
E364.00-Poles, Towers, and Fixtures | 2014-02-01 | Non-unitized | CTBRD426O-Taxable-Cap Trouble Orders OH - 01426012 | KY | 0 | 0 | 0 | 0
E364.00-Poles, Towers, and Fixtures | 2014-06-01 | POLE WOOD 60 FT (DIST) | POLE WOOD 60 FT (00010) | KY | 8 | 30930.04 | 3866.255 | 0
E364.00-Poles, Towers, and Fixtures | 2013-12-31 | Non-unitized | CIFI 2013 CALLOWAY 0312 | KY | 0 | 0 | 0 | 0
E364.00-Poles, Towers, and Fixtures | 2013-12-31 | Non-unitized | Treatment | KY | 0 | 0 | 0 | 0
E364.00-Poles, Towers, and Fixtures | 2014-03-31 | Non-unitized | HARTFORD 1911 | KY | 0 | 0 | 0 | 0
E364.00-Poles, Towers, and Fixtures | 2013-09-30 | POLE WOOD 45 FT (DIST) | POLE WOOD 45 FT (00007) | KY | 2 | 12105.65 | 6052.825 | 0
E364.00-Poles, Towers, and Fixtures | 2014-04-01 | Non-unitized | NONE | KY | 0 | 0 | 0 | 0
E364.00-Poles, Towers, and Fixtures | 1987-05-01 | Estimated Retirement | DSP CLAYS MILL CKT 0146 | KY | 0 | 0 | 0 | 0
E364.00-Poles, Towers, and Fixtures | 2008-05-01 | Estimated Retirement | DSP CLAYS MILL CKT 0146 | KY | 0 | 0 | 0 | 0
E364.00-Poles, Towers, and Fixtures | 2014-05-01 | Non-unitized | CSTLT426-NB Street Lights - 014260 | KY | 0 | 0 | 0 | 0
E364.00-Poles, Towers, and Fixtures | 2014-05-01 | CROSS ARMS | CROSS ARMS (07362) | KY | 11 | 5310.17 | 482.7427 | 0
E364.00-Poles, Towers, and Fixtures | 2014-06-01 | Non-unitized | CEMI 2013 LEXINGTON | KY | 0 | 0 | 0 | 0
E364.00-Poles, Towers, and Fixtures | 2014-07-01 | Non-unitized | NONE | KY | 0 | 0 | 0 | 0
E364.00-Poles, Towers, and Fixtures | 2014-10-31 | POLE WOOD 45 FT (DIST) | POLE WOOD 45 FT (00007) | KY | 249 | 745057.2 | 2992.1976 | 0
E364.00-Poles, Towers, and Fixtures | 2014-08-01 | CROSS ARMS | CROSS ARMS (07362) | KY | 4 | 1550.71 | 387.6775 | 0
E364.00-Poles, Towers, and Fixtures | 2014-04-30 | POLE WOOD 40 FT (DIST) | POLE WOOD 40 FT (00006) | KY | 51 | 79997.57 | 1568.5798 | 0
E364.00-Poles, Towers, and Fixtures | 2014-09-30 | POLE WOOD 40 FT (DIST) | POLE WOOD 40 FT (00006) | KY | 73 | 192238.49 | 2633.404 | 0
E364.00-Poles, Towers, and Fixtures | 2013-12-31 | Non-unitized | CIFI 2013 ETOWN #2 2410 | KY | 0 | 0 | 0 | 0
E364.00-Poles, Towers, and Fixtures | 2014-12-31 | POLE WOOD 35 FT (DIST) | POLE WOOD 35 FT (00005) | KY | 315 | 365576.89 | 1160.5616 | 0
E364.00-Poles, Towers, and Fixtures | 2015-05-31 | CROSS ARMS | CROSS ARMS (07362) | KY | 198 | 80854.66 | 408.3569 | 0
E364.00-Poles, Towers, and Fixtures | 2015-01-01 | Non-unitized | CTPD315-Taxable-Capital Thrd Party - 01315012 | KY | 0 | 0 | 0 | 0
E364.00-Poles, Towers, and Fixtures | 2015-04-01 | Non-unitized | CNBSV246O-NB Elect Serv OH - 012460 | KY | 0 | 0 | 0 | 0
E364.00-Poles, Towers, and Fixtures | 2015-02-01 | Non-unitized | CNBSV426U-NB Elect Serv UG - 014260 | KY | 0 | 0 | 0 | 0
E364.00-Poles, Towers, and Fixtures | 2015-04-01 | Non-unitized | CPOL236-NB Outdoor Lights - 012360 | KY | 0 | 0 | 0 | 0
E364.00-Poles, Towers, and Fixtures | 2015-04-01 | Non-unitized | CPOL426-NB Outdoor Lights - 014260 | KY | 0 | 0 | 0 | 0
E364.00-Poles, Towers, and Fixtures | 2015-01-01 | Non-unitized | CRCST236-Cust Requested - 012360 | KY | 0 | 0 | 0 | 0
E364.00-Poles, Towers, and Fixtures | 2015-01-31 | Non-unitized | CNBCD256O-NB Comm OH - 012560 | KY | 0 | 0 | 0 | 0
E364.00-Poles, Towers, and Fixtures | 2015-01-01 | Non-unitized | CNBCD315O-NB Comm OH - 013150 | KY | 0 | 0 | 0 | 0
E364.00-Poles, Towers, and Fixtures | 2015-04-01 | Non-unitized | CRDD236O-Taxable-Capital Rep Def OH - 01236012 | KY | 0 | 0 | 0 | 0
E364.00-Poles, Towers, and Fixtures | 2015-01-01 | Non-unitized | CNBRD216U-NB Resid UG - 012160 | KY | 0 | 0 | 0 | 0
E364.00-Poles, Towers, and Fixtures | 2015-01-01 | Non-unitized | CNBRD236O-NB Resid OH - 012360 | KY | 0 | 0 | 0 | 0
E364.00-Poles, Towers, and Fixtures | 1943-12-01 | Estimated Retirement | DSP Hume Road DIST | KY | 0 | 0 | 0 | 0
E364.00-Poles, Towers, and Fixtures | 2014-12-31 | POLE WOOD 40 FT (DIST) | POLE WOOD 40 FT (00006) | KY | 284 | 547082.65 | 1926.3474 | 0
E364.00-Poles, Towers, and Fixtures | 2015-01-01 | Non-unitized | CRDD315U-Taxable-Capital Rep Def UG - 01315012 | KY | 0 | 0 | 0 | 0
E364.00-Poles, Towers, and Fixtures | 2015-01-31 | Non-unitized | CRELD156-Capital Reliability - 011560 | KY | 0 | 0 | 0 | 0
E364.00-Poles, Towers, and Fixtures | 2015-01-01 | Non-unitized | CNBRD256U-NB Resid UG - 012560 | KY | 0 | 0 | 0 | 0
E364.00-Poles, Towers, and Fixtures | 2015-01-01 | Non-unitized | CNBRD366U-NB Resid UG - 013660 | KY | 0 | 0 | 0 | 0
E364.00-Poles, Towers, and Fixtures | 2015-02-01 | Non-unitized | CRELD256-Capital Reliability - 012560 | KY | 0 | 0 | 0 | 0
E364.00-Poles, Towers, and Fixtures | 2015-01-01 | Non-unitized | CRPOLE156-Taxable-Pole Repair/Replace - 01156012 | KY | 0 | 0 | 0 | 0
E364.00-Poles, Towers, and Fixtures | 2014-12-31 | Non-unitized | 142896-Earlington 2014 Pole Inspection | KY | 0 | 0 | 0 | 0
E364.00-Poles, Towers, and Fixtures | 1950-12-01 | Estimated Retirement | 133250-Leestown Road Highway Project | KY | 0 | 0 | 0 | 0
E364.00-Poles, Towers, and Fixtures | 2015-03-15 | POLE WOOD 50 FT (DIST) | POLE WOOD 50 FT (00008) | KY | 7 | 44142.6 | 6306.0857 | 0
E364.00-Poles, Towers, and Fixtures | 2014-12-31 | Non-unitized | 142900 Lexington Pole Inspection 2014 | KY | 0 | 0 | 0 | 0
E364.00-Poles, Towers, and Fixtures | 2015-02-01 | Non-unitized | CSYSEN246-Sys Enh - 012460 | KY | 0 | 0 | 0 | 0
E364.00-Poles, Towers, and Fixtures | 2015-01-01 | Non-unitized | CTBRD156O-Taxable-Cap Trouble Orders OH - 01156012 | KY | 0 | 0 | 0 | 0
E364.00-Poles, Towers, and Fixtures | 2015-02-01 | Non-unitized | CTBRD246O-Taxable-Cap Trouble Orders OH - 01246012 | KY | 0 | 0 | 0 | 0
E364.00-Poles, Towers, and Fixtures | 2015-02-01 | Non-unitized | CTBRD416O-Taxable-Cap Trouble Orders OH - 01416012 | KY | 0 | 0 | 0 | 0
E364.00-Poles, Towers, and Fixtures | 2015-02-01 | Non-unitized | CTPD246-Taxable-Capital Thrd Party - 01246012 | KY | 0 | 0 | 0 | 0
E364.00-Poles, Towers, and Fixtures | 2015-02-01 | Non-unitized | CTPD256-Taxable-Capital Thrd Party - 01256012 | KY | 0 | 0 | 0 | 0
E364.00-Poles, Towers, and Fixtures | 2015-07-31 | POLE WOOD 55 FT (DIST) | POLE WOOD 55 FT (00009) | KY | 5 | 37489.59 | 7497.918 | 0
E364.00-Poles, Towers, and Fixtures | 2015-06-30 | POLE WOOD 55 FT (DIST) | POLE WOOD 55 FT (00009) | KY | 4 | 30213.81 | 7553.4525 | 0
E364.00-Poles, Towers, and Fixtures | 2015-07-31 | Non-unitized | CKM112414-Taxable-KU MAJOR STORM 11/24/2014 - Lexington Only12 | KY | 0 | 0 | 0 | 0
E364.00-Poles, Towers, and Fixtures | 2014-01-31 | Non-unitized | Construction Work in Progress | KY | 0 | 0 | 0 | 0
E364.00-Poles, Towers, and Fixtures | 2015-01-31 | POLE WOOD 55 FT (DIST) | POLE WOOD 55 FT (00009) | KY | 4 | 35459.98 | 8864.995 | 0
E364.00-Poles, Towers, and Fixtures | 2015-02-28 | GUY | GUY (00070) | KY | 411 | 72162.47 | 175.5778 | 0
E364.00-Poles, Towers, and Fixtures | 2015-02-28 | X BRACES | X BRACES | KY | 19 | 36166.84 | 1903.5179 | 0
E364.00-Poles, Towers, and Fixtures | 2015-01-31 | FENCE | FENCE (FEET) (01012) | KY | 1 | 14337.41 | 14337.41 | 0
E364.00-Poles, Towers, and Fixtures | 2015-01-01 | Non-unitized | CSTRM156-100513-I-Taxable-100513-I-Taxable-11 | KY | 0 | 0 | 0 | 0
E364.00-Poles, Towers, and Fixtures | 2015-01-01 | Non-unitized | NONE | KY | 0 | 0 | 0 | 0
E364.00-Poles, Towers, and Fixtures | 2015-04-30 | POLE WOOD 65 FT (DIST) | POLE WOOD 65 FT (00011) | KY | 4 | 30384.84 | 7596.21 | 0
E364.00-Poles, Towers, and Fixtures | 2015-11-01 | CROSS ARMS | CROSS ARMS (07362) | KY | 78 | 17535.77 | 224.8176 | 0
E364.00-Poles, Towers, and Fixtures | 2015-11-01 | POLE WOOD 35 FT (DIST) | POLE WOOD 35 FT (00005) | KY | 4 | 4983.05 | 1245.7625 | 0
E364.00-Poles, Towers, and Fixtures | 2015-11-01 | POLE WOOD 45 FT (DIST) | POLE WOOD 45 FT (00007) | KY | 9 | 22490.94 | 2498.9933 | 0
E364.00-Poles, Towers, and Fixtures | 2015-04-30 | Non-unitized | Hume Road Sub Ckt | KY | 0 | 0 | 0 | 0
E364.00-Poles, Towers, and Fixtures | 2014-11-01 | Non-unitized | CCAPR366-5054332I02-Taxable-5054332I02-Taxable- Regulator 762011 | KY | 0 | 0 | 0 | 0
E364.00-Poles, Towers, and Fixtures | 2015-05-31 | POLE WOOD 60 FT (DIST) | POLE WOOD 60 FT (00010) | KY | 13 | 47520.38 | 3655.4138 | 0
E364.00-Poles, Towers, and Fixtures | 2014-08-31 | POLE WOOD 55 FT (DIST) | POLE WOOD 55 FT (00009) | KY | 1 | 2967.44 | 2967.44 | 0
E364.00-Poles, Towers, and Fixtures | 2015-08-01 | Non-unitized | MEGGITT BRAKE PLT | KY | 0 | 0 | 0 | 0
E364.00-Poles, Towers, and Fixtures | 2015-08-01 | Non-unitized | Investment | KY | 0 | 0 | 0 | 0
E364.00-Poles, Towers, and Fixtures | 2014-11-30 | POLE WOOD 30 FT (DIST) | POLE WOOD 30 FT (DIST) | KY | 84 | 97369.52 | 1159.161 | 0
E364.00-Poles, Towers, and Fixtures | 2014-11-30 | POLE WOOD 75 FT (DIST) | POLE WOOD 75 FT (DIST) | KY | 2 | 82648.02 | 41324.01 | 0
E364.00-Poles, Towers, and Fixtures | 2015-08-31 | CROSS ARMS | CROSS ARMS (07362) | KY | 22 | 10678.25 | 485.375 | 0
E364.00-Poles, Towers, and Fixtures | 2013-04-30 | POLE WOOD 40 FT (DIST) | POLE WOOD 40 FT (DIST) | KY | 16 | 41810.5 | 2613.1562 | 0
E364.00-Poles, Towers, and Fixtures | 2014-12-31 | POLE WOOD 45 FT (DIST) | POLE WOOD 45 FT (DIST) | KY | 192 | 718158.52 | 3740.409 | 0
E364.00-Poles, Towers, and Fixtures | 2016-01-01 | Non-unitized | CNBSV156O-NB Elect Serv OH - 011560 | KY | 0 | 0 | 0 | 0
E364.00-Poles, Towers, and Fixtures | 2016-01-01 | Non-unitized | CPOL216-NB Outdoor Lights - 012160 | KY | 0 | 0 | 0 | 0
E364.00-Poles, Towers, and Fixtures | 2015-07-31 | POLE WOOD 50 FT (DIST) | POLE WOOD 50 FT (DIST) | KY | 22 | 66354 | 3016.0909 | 0
E364.00-Poles, Towers, and Fixtures | 2016-01-01 | Non-unitized | CNBSV416O-NB Elect Serv OH - 014160 | KY | 0 | 0 | 0 | 0
E364.00-Poles, Towers, and Fixtures | 2016-01-01 | Non-unitized | CPOL315-NB Outdoor Lights - 013150 | KY | 0 | 0 | 0 | 0
E364.00-Poles, Towers, and Fixtures | 2015-10-01 | POLE WOOD 45 FT (DIST) | POLE WOOD 45 FT (00007) | KY | 28 | 111295.35 | 3974.8339 | 0
E364.00-Poles, Towers, and Fixtures | 2016-01-01 | Non-unitized | CRDD236O-Taxable-Capital Rep Def OH - 01236012 | KY | 0 | 0 | 0 | 0
E364.00-Poles, Towers, and Fixtures | 2016-01-01 | Non-unitized | CRDD366O-Taxable-Capital Rep Def OH - 01366012 | KY | 0 | 0 | 0 | 0
E364.00-Poles, Towers, and Fixtures | 2016-01-01 | Non-unitized | CRPOLE366-Taxable-Pole Repair/Replace - 01366012 | KY | 0 | 0 | 0 | 0
E364.00-Poles, Towers, and Fixtures | 2016-01-01 | Non-unitized | CRPOLE426-Taxable-Pole Repair/Replace - 01426012 | KY | 0 | 0 | 0 | 0
E364.00-Poles, Towers, and Fixtures | 2016-01-01 | Non-unitized | CSYSEN236-Sys Enh - 012360 | KY | 0 | 0 | 0 | 0
E364.00-Poles, Towers, and Fixtures | 2016-01-01 | Non-unitized | CSYSEN426-Sys Enh - 014260 | KY | 0 | 0 | 0 | 0
E364.00-Poles, Towers, and Fixtures | 2016-01-01 | Non-unitized | CTBRD216O-Taxable-Cap Trouble Orders OH - 01216012 | KY | 0 | 0 | 0 | 0
E364.00-Poles, Towers, and Fixtures | 2016-01-01 | Non-unitized | CTBRD236O-Taxable-Cap Trouble Orders OH - 01236012 | KY | 0 | 0 | 0 | 0
E364.00-Poles, Towers, and Fixtures | 2016-01-01 | Non-unitized | CTPD156-Taxable-Capital Thrd Party - 01156012 | KY | 0 | 0 | 0 | 0
E364.00-Poles, Towers, and Fixtures | 2016-01-01 | Non-unitized | CNBCD236O-NB Comm OH - 012360 | KY | 0 | 0 | 0 | 0
E364.00-Poles, Towers, and Fixtures | 2016-01-01 | Non-unitized | CNBRD216O-NB Resid OH - 012160 | KY | 0 | 0 | 0 | 0
E364.00-Poles, Towers, and Fixtures | 2016-01-01 | Non-unitized | CNBRD256U-NB Resid UG - 012560 | KY | 0 | 0 | 0 | 0
E364.00-Poles, Towers, and Fixtures | 2015-08-31 | POLE WOOD 60 FT (DIST) | POLE WOOD 60 FT (00010) | KY | 1 | 9208.2 | 9208.2 | 0
E364.00-Poles, Towers, and Fixtures | 2015-08-31 | POLE WOOD 35 FT (DIST) | POLE WOOD 35 FT (00005) | KY | 1 | 2236.52 | 2236.52 | 0
E364.00-Poles, Towers, and Fixtures | 2015-08-31 | POLE WOOD 50 FT (DIST) | POLE WOOD 50 FT (00008) | KY | 5 | 21220.17 | 4244.034 | 0
E364.00-Poles, Towers, and Fixtures | 2015-10-31 | POLE WOOD 30 FT (DIST) | POLE WOOD 30 FT (DIST) | KY | 275 | 246635.87 | 896.8577 | 0
E364.00-Poles, Towers, and Fixtures | 2016-01-01 | Non-unitized | Investment | KY | 0 | 0 | 0 | 0
E364.00-Poles, Towers, and Fixtures | 2015-12-31 | Non-unitized | LANSDOWN SW-33 CIFI 2014 | KY | 0 | 0 | 0 | 0
E364.00-Poles, Towers, and Fixtures | 2015-01-01 | Non-unitized | 146438-London 2015 Pole Inspection and Treatment Project | KY | 0 | 0 | 0 | 0
E364.00-Poles, Towers, and Fixtures | 2015-12-31 | Non-unitized | Ckt 773/2131 | KY | 0 | 0 | 0 | 0
E364.00-Poles, Towers, and Fixtures | 2015-12-31 | Non-unitized | WBurg S. Ckt 0226 | KY | 0 | 0 | 0 | 0
E364.00-Poles, Towers, and Fixtures | 2015-02-28 | POLE WOOD 55 FT (DIST) | POLE WOOD 55 FT (DIST) | KY | 3 | 18536.78 | 6178.9267 | 0
E364.00-Poles, Towers, and Fixtures | 2015-01-31 | POLE WOOD 30 FT (DIST) | POLE WOOD 30 FT (DIST) | KY | 448 | 389672.44 | 869.8046 | 0
E364.00-Poles, Towers, and Fixtures | 2015-06-30 | POLE WOOD 50 FT (DIST) | POLE WOOD 50 FT (DIST) | KY | 228 | 819255.95 | 3593.2279 | 0
E364.00-Poles, Towers, and Fixtures | 2013-05-30 | POLE WOOD 60 FT (DIST) | POLE WOOD 60 FT (DIST) | KY | 1 | 8482.71 | 8482.71 | 0
E364.00-Poles, Towers, and Fixtures | 2016-05-31 | POLE WOOD 35 FT (DIST) | POLE WOOD 35 FT (DIST) | KY | 1 | 3439.66 | 3439.66 | 0
E364.00-Poles, Towers, and Fixtures | 2015-08-31 | POLE WOOD 45 FT (DIST) | POLE WOOD 45 FT (DIST) | KY | 16 | 23757 | 1484.8125 | 0
E364.00-Poles, Towers, and Fixtures | 2015-10-31 | POLE WOOD 60 FT (DIST) | POLE WOOD 60 FT (DIST) | KY | 6 | 28324.15 | 4720.6917 | 0
E364.00-Poles, Towers, and Fixtures | 2016-05-31 | Non-unitized | Central City N1DT Ckt Work | KY | 0 | 0 | 0 | 0
E364.00-Poles, Towers, and Fixtures | 2014-08-31 | POLE WOOD 35 FT (DIST) | POLE WOOD 35 FT (DIST) | KY | 33 | 21062.44 | 638.2558 | 0
E364.00-Poles, Towers, and Fixtures | 2016-06-30 | Non-unitized | RIC Ckt 2109 Reconductor | KY | 0 | 0 | 0 | 0
E364.00-Poles, Towers, and Fixtures | 2016-02-29 | POLE WOOD 35 FT (DIST) | POLE WOOD 35 FT (DIST) | KY | 4 | 10214.32 | 2553.58 | 0
E364.00-Poles, Towers, and Fixtures | 2016-08-10 | CROSS ARMS | CROSS ARMS (07362) | KY | 66 | 34103.3 | 516.7167 | 0
E364.00-Poles, Towers, and Fixtures | 2016-04-30 | POLE WOOD 30 FT (DIST) | POLE WOOD 30 FT (DIST) | KY | 4 | 5505.25 | 1376.3125 | 0
E364.00-Poles, Towers, and Fixtures | 2016-11-30 | CROSS ARMS | CROSS ARMS (07362) | KY | 13 | 1071.7 | 82.4385 | 0
E364.00-Poles, Towers, and Fixtures | 2015-06-30 | Non-unitized | CNBRD246U-NB Resid UG - 012460 | KY | 0 | 0 | 0 | 0
E364.00-Poles, Towers, and Fixtures | 2015-12-31 | POLE WOOD 45 FT (DIST) | POLE WOOD 45 FT (DIST) | KY | 99 | 114754.12 | 1159.1325 | 0
E364.00-Poles, Towers, and Fixtures | 2016-05-31 | Non-unitized | Lakeshore New Circuit | KY | 0 | 0 | 0 | 0
E364.00-Poles, Towers, and Fixtures | 2014-09-30 | POLE WOOD 45 FT (DIST) | POLE WOOD 45 FT (DIST) | KY | 94 | 202443.18 | 2153.6509 | 0
E364.00-Poles, Towers, and Fixtures | 2014-03-31 | POLE WOOD 35 FT (DIST) | POLE WOOD 35 FT (DIST) | KY | 36 | 55090.15 | 1530.2819 | 0
E364.00-Poles, Towers, and Fixtures | 2014-10-31 | POLE WOOD 30 FT (DIST) | POLE WOOD 30 FT (DIST) | KY | 14 | 8385.04 | 598.9314 | 0
E364.00-Poles, Towers, and Fixtures | 2016-06-30 | POLE WOOD 65 FT (DIST) | POLE WOOD 65 FT (DIST) | KY | 1 | 6942.02 | 6942.02 | 0
E364.00-Poles, Towers, and Fixtures | 2013-12-31 | POLE WOOD 40 FT (DIST) | POLE WOOD 40 FT (DIST) | KY | 3 | 1366.66 | 455.5533 | 0
E364.00-Poles, Towers, and Fixtures | 2017-01-01 | Non-unitized | CSYSEN315-Sys Enh - 013150 | KY | 0 | 0 | 0 | 0
E364.00-Poles, Towers, and Fixtures | 2017-01-31 | Non-unitized | Versailles 4kV Ckt 505 Upgrade | KY | 0 | 0 | 0 | 0
E364.00-Poles, Towers, and Fixtures | 2017-01-01 | Non-unitized | CRCST156-Cust Requested - 011560 | KY | 0 | 0 | 0 | 0
E364.00-Poles, Towers, and Fixtures | 2016-12-31 | Non-unitized | Shelbyville East Dist | KY | 0 | 0 | 0 | 0
E364.00-Poles, Towers, and Fixtures | 2017-01-31 | Non-unitized | 151311-Elizabethtown 2 2411. Install Mid-Line electronic recloser and complete necessary fuse coordiantion | KY | 0 | 0 | 0 | 0
E364.00-Poles, Towers, and Fixtures | 2017-08-31 | POLE WOOD 50 FT (DIST) | POLE WOOD 50 FT (DIST) | KY | 285 | 521449.05 | 1829.6458 | 0
E364.00-Poles, Towers, and Fixtures | 2014-04-30 | POLE WOOD 55 FT (DIST) | POLE WOOD 55 FT (DIST) | KY | 24 | 85367.18 | 3556.9658 | 0
E364.00-Poles, Towers, and Fixtures | 2014-03-31 | GUY | GUY (00070) | KY | 193 | 15940.62 | 82.5939 | 0
E364.00-Poles, Towers, and Fixtures | 2016-12-31 | POLE WOOD 50 FT (DIST) | POLE WOOD 50 FT (DIST) | KY | 6 | 4354.57 | 725.7617 | 0
E364.00-Poles, Towers, and Fixtures | 2017-08-01 | Non-unitized | CRPOLE246-Taxable-Pole Repair/Replace - 01246012 | KY | 0 | 0 | 0 | 0
E364.00-Poles, Towers, and Fixtures | 2017-08-31 | POLE WOOD 40 FT (DIST) | POLE WOOD 40 FT (DIST) | KY | 98 | 268582.23 | 2740.635 | 0
E364.00-Poles, Towers, and Fixtures | 2017-04-01 | Non-unitized | CCAPR236-5004773I01-Taxable-5004773I01-Taxable-TLM# 185941111 | KY | 0 | 0 | 0 | 0
E364.00-Poles, Towers, and Fixtures | 2017-04-01 | Non-unitized | CNBCD256O-NB Comm OH - 012560 | KY | 0 | 0 | 0 | 0
E364.00-Poles, Towers, and Fixtures | 2017-04-01 | Non-unitized | CNBRD256U-NB Resid UG - 012560 | KY | 0 | 0 | 0 | 0
E364.00-Poles, Towers, and Fixtures | 2017-04-01 | Non-unitized | CNBSV366U-NB Elect Serv UG - 013660 | KY | 0 | 0 | 0 | 0
E364.00-Poles, Towers, and Fixtures | 2017-07-31 | Non-unitized | London Frontage Rd | KY | 0 | 0 | 0 | 0
E364.00-Poles, Towers, and Fixtures | 2017-04-01 | Non-unitized | CRCST236-Cust Requested - 012360 | KY | 0 | 0 | 0 | 0
E364.00-Poles, Towers, and Fixtures | 2017-04-01 | Non-unitized | CRCST416-Cust Requested - 014160 | KY | 0 | 0 | 0 | 0
E364.00-Poles, Towers, and Fixtures | 2017-04-01 | Non-unitized | CRDD426O-Taxable-Capital Rep Def OH - 01426012 | KY | 0 | 0 | 0 | 0
E364.00-Poles, Towers, and Fixtures | 2017-04-01 | Non-unitized | CRELD156-Capital Reliability - 011560 | KY | 0 | 0 | 0 | 0
E364.00-Poles, Towers, and Fixtures | 2017-09-30 | Non-unitized | INSTALL TRAFFIC LIGH | KY | 0 | 0 | 0 | 0
E364.00-Poles, Towers, and Fixtures | 2017-04-01 | Non-unitized | CRELD366-Capital Reliability - 013660 | KY | 0 | 0 | 0 | 0
E364.00-Poles, Towers, and Fixtures | 2017-04-01 | Non-unitized | CRPOLE216-Taxable-Pole Repair/Replace - 01216012 | KY | 1 | 0 | 0 | 0
E364.00-Poles, Towers, and Fixtures | 2017-06-30 | Non-unitized | NONE | KY | 0 | 0 | 0 | 0
E364.00-Poles, Towers, and Fixtures | 2017-04-01 | Non-unitized | CSYSEN256-Sys Enh - 012560 | KY | 0 | 0 | 0 | 0
E364.00-Poles, Towers, and Fixtures | 2017-04-01 | Non-unitized | CSYSEN426-Sys Enh - 014260 | KY | 0 | 0 | 0 | 0
E364.00-Poles, Towers, and Fixtures | 2018-01-01 | Non-unitized | CNBSV236U-NB Elect Serv UG - 012360 | KY | 0 | 0 | 0 | 0
E364.00-Poles, Towers, and Fixtures | 2018-01-01 | Non-unitized | CNBSV315U-NB Elect Serv UG - 013150 | KY | 0 | 0 | 0 | 0
E364.00-Poles, Towers, and Fixtures | 2018-02-01 | Non-unitized | CRDD216U-Taxable-Capital Rep Def UG - 01216012 | KY | 6 | 0 | 0 | 0
E364.00-Poles, Towers, and Fixtures | 2018-01-01 | Non-unitized | CRDD236O-Taxable-Capital Rep Def OH - 01236012 | KY | 0 | 0 | 0 | 0
E364.00-Poles, Towers, and Fixtures | 2018-02-01 | Non-unitized | CRDD315U-Taxable-Capital Rep Def UG - 01315012 | KY | 6 | 0 | 0 | 0
E364.00-Poles, Towers, and Fixtures | 2017-07-28 | Non-unitized | NONE | KY | 0 | 0 | 0 | 0
E364.00-Poles, Towers, and Fixtures | 2018-01-01 | Non-unitized | CRPOLE246-Taxable-Pole Repair/Replace - 01246012 | KY | 0 | 0 | 0 | 0
E364.00-Poles, Towers, and Fixtures | 2018-01-01 | Non-unitized | CRSTLT416-Taxable-Repair Street Lights - 01416012 | KY | 2 | 0 | 0 | 0
E364.00-Poles, Towers, and Fixtures | 2018-01-01 | Non-unitized | CSYSEN416-Sys Enh - 014160 | KY | 0 | 0 | 0 | 0
E364.00-Poles, Towers, and Fixtures | 2018-02-01 | Non-unitized | CTPD426-Taxable-Capital Thrd Party - 01426012 | KY | 0 | 0 | 0 | 0
E364.00-Poles, Towers, and Fixtures | 2018-01-01 | Non-unitized | CXFRM246-NB Transformers - 012460 | KY | 0 | 0 | 0 | 0
E364.00-Poles, Towers, and Fixtures | 2018-02-01 | Non-unitized | CNBCD416U-NB Comm UG - 014160 | KY | 0 | 0 | 0 | 0
E364.00-Poles, Towers, and Fixtures | 2016-01-01 | POLE WOOD 35 FT (DIST) | POLE WOOD 35 FT (DIST) | KY | 232 | 322491.78 | 1390.0508 | 0
E364.00-Poles, Towers, and Fixtures | 2017-07-31 | Non-unitized | 151316-Carlisle 12kV CIFI 2016. Install Mid-Line electronic recloser and complete necessary fuse coordiantion | KY | 0 | 0 | 0 | 0
E364.00-Poles, Towers, and Fixtures | 2017-02-28 | Non-unitized | Stinking Creek 0313 CIFI 2016 | KY | 0 | 0 | 0 | 0
E364.00-Poles, Towers, and Fixtures | 2017-04-30 | Non-unitized | PINEVILLE/HARLAN CEMI 2016 | KY | 0 | 0 | 0 | 0
E364.00-Poles, Towers, and Fixtures | 2017-04-30 | Non-unitized | 153417-VA Hospital/Cemetery; purchase of facitilies from Nolin RECC. Invoiced/AIP costs include: 1. Cost for make-ready work to install: a. 2066’ of 3-phase primary & neutral i. 4- 1408’ of #2 ACSR ii. 3-658’ of 1/0 ACSR iii. 1 -658’ of #4 ACSR | KY | 0 | 0 | 0 | 0
E364.00-Poles, Towers, and Fixtures | 2017-10-31 | Non-unitized | 154032-Earlington CEMI 2017 | KY | 0 | 0 | 0 | 0
E364.00-Poles, Towers, and Fixtures | 2017-03-01 | Non-unitized | 150331-KU FIBERTECH NON-REIMB | KY | 0 | 0 | 0 | 0
E364.00-Poles, Towers, and Fixtures | 2017-04-01 | Non-unitized | CNBCD256U-NB Comm UG - 012560 | KY | 0 | 0 | 0 | 0
E364.00-Poles, Towers, and Fixtures | 2017-04-01 | Non-unitized | CNBRD366U-NB Resid UG - 013660 | KY | 0 | 0 | 0 | 0
E364.00-Poles, Towers, and Fixtures | 2017-04-01 | Non-unitized | CRELD216-Capital Reliability - 012160 | KY | 1 | 0 | 0 | 0
E364.00-Poles, Towers, and Fixtures | 2015-01-31 | POLE WOOD 60 FT (DIST) | POLE WOOD 60 FT (DIST) | KY | 5 | 35194.59 | 7038.918 | 0
E364.00-Poles, Towers, and Fixtures | 2017-05-31 | Non-unitized | 150272-INNOVATION DR 0593 CIFI 2016 | KY | 0 | 0 | 0 | 0
E364.00-Poles, Towers, and Fixtures | 2017-05-31 | Non-unitized | Ferguson South 0539 CIFI 2016 | KY | 0 | 0 | 0 | 0
E364.00-Poles, Towers, and Fixtures | 2015-01-31 | POLE WOOD 65 FT (DIST) | POLE WOOD 65 FT (DIST) | KY | 17 | 191365.28 | 11256.7812 | 0
E364.00-Poles, Towers, and Fixtures | 2017-04-01 | POLE WOOD 30 FT (DIST) | POLE WOOD 30 FT (DIST) | KY | 5 | 8234.83 | 1646.966 | 0
E364.00-Poles, Towers, and Fixtures | 2017-10-31 | POLE WOOD 60 FT (DIST) | POLE WOOD 60 FT (DIST) | KY | 4 | 15739.83 | 3934.9575 | 0
E364.00-Poles, Towers, and Fixtures | 2017-10-31 | CROSS ARMS | CROSS ARMS (07362) | KY | 475 | 288586.79 | 607.5511 | 0
E364.00-Poles, Towers, and Fixtures | 2017-05-31 | Non-unitized | Arc Flash Dan Lancaster 2 | KY | 0 | 0 | 0 | 0
E364.00-Poles, Towers, and Fixtures | 2017-05-31 | Non-unitized | 150237-KU CIFI 2016 | KY | 0 | 0 | 0 | 0
E364.00-Poles, Towers, and Fixtures | 2018-01-31 | Non-unitized | 154087-LEXOC TR LN CLR 17 W.LEX-HAEF Distribution underbuild work to accommodate required Transmission conductor clearances on the West Lexington to Haefling 138kV line. This work is reconfiguration of facilities on existing poles, in which capital ass | KY | 0 | 0 | 0 | 0
E364.00-Poles, Towers, and Fixtures | 2018-02-28 | Non-unitized | 154665 | KY | 0 | 0 | 0 | 0
E364.00-Poles, Towers, and Fixtures | 2016-12-31 | GUY | GUY (00070) | KY | 78 | 13221.87 | 169.5112 | 0
E364.00-Poles, Towers, and Fixtures | 2017-07-31 | Non-unitized | WALKER COMPANY | KY | 0 | 0 | 0 | 0
E364.00-Poles, Towers, and Fixtures | 2018-01-01 | Non-unitized | CCAPR156-Capital CAP/REG/RECL - 011560 | KY | 0 | 0 | 0 | 0
E364.00-Poles, Towers, and Fixtures | 2018-02-28 | Non-unitized | NONE | KY | 0 | 0 | 0 | 0
E364.00-Poles, Towers, and Fixtures | 2018-05-31 | POLE WOOD 35 FT (DIST) | POLE WOOD 35 FT (DIST) | KY | 9 | 10019.2 | 1113.2444 | 0
E364.00-Poles, Towers, and Fixtures | 2017-08-31 | Non-unitized | CITY OF E-TOWN | KY | 0 | 0 | 0 | 0
E364.00-Poles, Towers, and Fixtures | 2018-06-01 | POLE WOOD 40 FT (DIST) | POLE WOOD 40 FT (DIST) | KY | 160 | 344149.69 | 2150.9356 | 0
E364.00-Poles, Towers, and Fixtures | 2018-05-01 | GUY | GUY (00070) | KY | 509 | 49936.4 | 98.1069 | 0
E364.00-Poles, Towers, and Fixtures | 2018-04-01 | POLE WOOD 50 FT (DIST) | POLE WOOD 50 FT (DIST) | KY | 1 | 5276.68 | 5276.68 | 0
E364.00-Poles, Towers, and Fixtures | 2018-04-01 | GUY | GUY (00070) | KY | 10 | 1251.12 | 125.112 | 0
E364.00-Poles, Towers, and Fixtures | 2014-09-30 | POLE WOOD 50 FT (DIST) | POLE WOOD 50 FT (DIST) | KY | 15 | 39150.63 | 2610.042 | 0
E364.00-Poles, Towers, and Fixtures | 2018-06-01 | PLATFORMS NEW (05491) | PLATFORMS NEW (05491) | KY | 6 | 27648.22 | 4608.0367 | 0
E364.00-Poles, Towers, and Fixtures | 2018-06-01 | POLE WOOD 60 FT (DIST) | POLE WOOD 60 FT (DIST) | KY | 4 | 18865.04 | 4716.26 | 0
E364.00-Poles, Towers, and Fixtures | 2018-05-31 | Non-unitized | 155693-Shelbyville CEMI 2017 | KY | 0 | 0 | 0 | 0
E364.00-Poles, Towers, and Fixtures | 2018-05-01 | Non-unitized | CRPOLE156-Taxable-Pole Repair/Replace - 01156012 | KY | 0 | 0 | 0 | 0
E364.00-Poles, Towers, and Fixtures | 2018-05-31 | Non-unitized | NONE | KY | 0 | 0 | 0 | 0
E364.00-Poles, Towers, and Fixtures | 2014-11-30 | Non-unitized | CTBRD315O-Taxable-Cap Trouble Orders OH - 01315012 | KY | 0 | 0 | 0 | 0
E364.00-Poles, Towers, and Fixtures | 2018-09-28 | CROSS ARMS | CROSS ARMS (07362) | KY | 221 | 112789.65 | 510.3604 | 0
E364.00-Poles, Towers, and Fixtures | 2018-12-31 | Non-unitized | 18XMUB315-2018 XM Underbuild LEXOC | KY | 0 | 0 | 0 | 0
E364.00-Poles, Towers, and Fixtures | 2018-12-31 | Non-unitized | 18XMUB426-2018 XM Underbuild LONOC | KY | 0 | 0 | 0 | 0
E364.00-Poles, Towers, and Fixtures | 2017-12-15 | POLE WOOD 45 FT (DIST) | POLE WOOD 45 FT (DIST) | KY | 5 | 818.13 | 163.626 | 0
E364.00-Poles, Towers, and Fixtures | 2019-01-01 | Non-unitized | CNBSV216O-NB Elect Serv OH - 012160 | KY | 0 | 0 | 0 | 0
E364.00-Poles, Towers, and Fixtures | 2019-01-01 | Non-unitized | CNBSV256U-NB Elect Serv UG - 012560 | KY | 0 | 0 | 0 | 0
E364.00-Poles, Towers, and Fixtures | 2019-01-01 | Non-unitized | CRCST246-Cust Requested - 012460 | KY | 0 | 0 | 0 | 0
E364.00-Poles, Towers, and Fixtures | 2019-01-01 | Non-unitized | CRCST315-Cust Requested - 013150 | KY | 0 | 0 | 0 | 0
E364.00-Poles, Towers, and Fixtures | 2019-01-01 | Non-unitized | CRCST416-Cust Requested - 014160 | KY | 0 | 0 | 0 | 0
E364.00-Poles, Towers, and Fixtures | 2019-01-01 | Non-unitized | CRCST426-Cust Requested - 014260 | KY | 0 | 0 | 0 | 0
E364.00-Poles, Towers, and Fixtures | 2019-01-01 | Non-unitized | CRDD236O-Taxable-Capital Rep Def OH - 01236012 | KY | 0 | 0 | 0 | 0
E364.00-Poles, Towers, and Fixtures | 2019-01-01 | Non-unitized | CRDD366O-Taxable-Capital Rep Def OH - 01366012 | KY | 0 | 0 | 0 | 0
E364.00-Poles, Towers, and Fixtures | 2019-01-01 | Non-unitized | CRELD256-Capital Reliability - 012560 | KY | 0 | 0 | 0 | 0
E364.00-Poles, Towers, and Fixtures | 2019-01-01 | Non-unitized | CRELD315-Capital Reliability - 013150 | KY | 0 | 0 | 0 | 0
E364.00-Poles, Towers, and Fixtures | 2019-01-01 | Non-unitized | CRELD416-Capital Reliability - 014160 | KY | 0 | 0 | 0 | 0
E364.00-Poles, Towers, and Fixtures | 2019-01-01 | Non-unitized | CRPOLE366-Taxable-Pole Repair/Replace - 01366012 | KY | 1 | 0 | 0 | 0
E364.00-Poles, Towers, and Fixtures | 2019-01-01 | Non-unitized | CTBRD156O-Taxable-Cap Trouble Orders OH - 01156012 | KY | 2 | 0 | 0 | 0
E364.00-Poles, Towers, and Fixtures | 2018-10-01 | POLE WOOD 30 FT (DIST) | POLE WOOD 30 FT (DIST) | KY | 1 | 1766.6 | 1766.6 | 0
E364.00-Poles, Towers, and Fixtures | 2018-06-30 | Non-unitized | 152818-Distribution Capacitors KU | KY | 0 | 0 | 0 | 0
E364.00-Poles, Towers, and Fixtures | 2019-12-01 | CROSS ARMS | CROSS ARMS (07362) | KY | 1458 | 1436300.35 | 985.1168 | 0
E364.00-Poles, Towers, and Fixtures | 2019-03-31 | POLE WOOD 60 FT (DIST) | POLE WOOD 60 FT (DIST) | KY | 3 | 62598.8 | 20866.2667 | 0
E364.00-Poles, Towers, and Fixtures | 2019-03-31 | Non-unitized | 156463-Somerset Dist Underbuild 2018 | KY | 0 | 0 | 0 | 0
E364.00-Poles, Towers, and Fixtures | 2018-12-31 | POLE WOOD 40 FT (DIST) | POLE WOOD 40 FT (DIST) | KY | 571 | 1439537.76 | 2521.0819 | 0
E364.00-Poles, Towers, and Fixtures | 2018-09-28 | POLE WOOD 50 FT (DIST) | POLE WOOD 50 FT (DIST) | KY | 28 | 28354.66 | 1012.6664 | 0
E364.00-Poles, Towers, and Fixtures | 2018-12-31 | CROSS ARMS | CROSS ARMS (07362) | KY | 1445 | 1893141.93 | 1310.1328 | 0
E364.00-Poles, Towers, and Fixtures | 2018-06-30 | POLE WOOD 35 FT (DIST) | POLE WOOD 35 FT (DIST) | KY | 134 | 168083.84 | 1254.357 | 0
E364.00-Poles, Towers, and Fixtures | 2018-06-30 | Non-unitized | STREET LIGHT REMOVAL | KY | 0 | 0 | 0 | 0
E364.00-Poles, Towers, and Fixtures | 2018-11-01 | POLE WOOD 40 FT (DIST) | POLE WOOD 40 FT (DIST) | KY | 1 | 223.82 | 223.82 | 0
E364.00-Poles, Towers, and Fixtures | 2018-11-01 | Non-unitized | CTPD246-Taxable-Capital Thrd Party - 01246012 | KY | 0 | 0 | 0 | 0
E364.00-Poles, Towers, and Fixtures | 2018-07-01 | POLE WOOD 45 FT (DIST) | POLE WOOD 45 FT (DIST) | KY | 20 | 13864.57 | 693.2285 | 0
E364.00-Poles, Towers, and Fixtures | 2018-07-01 | POLE WOOD 50 FT (DIST) | POLE WOOD 50 FT (DIST) | KY | 1 | 474 | 474 | 0
E364.00-Poles, Towers, and Fixtures | 2018-12-31 | POLE WOOD 65 FT (DIST) | POLE WOOD 65 FT (DIST) | KY | 3 | 44732.2 | 14910.7333 | 0
E364.00-Poles, Towers, and Fixtures | 2018-11-30 | Non-unitized | REMOVING GUYS & ANCH | KY | 0 | 0 | 0 | 0
E364.00-Poles, Towers, and Fixtures | 2018-09-25 | Non-unitized | NONE | KY | 0 | 0 | 0 | 0
E364.00-Poles, Towers, and Fixtures | 2019-01-01 | Non-unitized | CRSTLT366-Taxable-Repair Street Lights - 01366012 | KY | 0 | 0 | 0 | 0
E364.00-Poles, Towers, and Fixtures | 2019-01-01 | Non-unitized | NONE | KY | 0 | 0 | 0 | 0
E364.00-Poles, Towers, and Fixtures | 2019-01-31 | POLE WOOD 45 FT (DIST) | POLE WOOD 45 FT (DIST) | KY | 1 | 1957.68 | 1957.68 | 0
E364.00-Poles, Towers, and Fixtures | 2019-01-01 | Non-unitized | CNBRD236O-NB Resid OH - 012360 | KY | 0 | 0 | 0 | 0
E364.00-Poles, Towers, and Fixtures | 2018-09-01 | POLE WOOD 45 FT (DIST) | POLE WOOD 45 FT (DIST) | KY | 3 | 8199.95 | 2733.3167 | 0
E364.00-Poles, Towers, and Fixtures | 2018-09-01 | POLE WOOD 60 FT (DIST) | POLE WOOD 60 FT (DIST) | KY | 1 | 5579.3 | 5579.3 | 0
E364.00-Poles, Towers, and Fixtures | 2017-11-28 | POLE WOOD 50 FT (DIST) | POLE WOOD 50 FT (DIST) | KY | 13 | 0 | 0 | 0
E364.00-Poles, Towers, and Fixtures | 2019-01-01 | Non-unitized | CRELD156-Capital Reliability - 011560 | KY | 0 | 0 | 0 | 0
E364.00-Poles, Towers, and Fixtures | 2019-04-01 | Non-unitized | CRDD246U-Taxable-Capital Rep Def UG - 0124612 | KY | 0 | 0 | 0 | 0
E364.00-Poles, Towers, and Fixtures | 2019-11-30 | Non-unitized | NORTHWEST BYPASS EXT | KY | 0 | 0 | 0 | 0
E364.00-Poles, Towers, and Fixtures | 2019-07-31 | Non-unitized | NONE | KY | 0 | 0 | 0 | 0
E364.00-Poles, Towers, and Fixtures | 2019-07-31 | Non-unitized | CKM022419-KU MAJOR STORM-022419 | KY | 0 | 0 | 0 | 0
E364.00-Poles, Towers, and Fixtures | 2019-08-31 | Non-unitized | 152865-N1DT STR Stonewall 2 Distribution - Yr. 2 | KY | 0 | 0 | 0 | 0
E364.00-Poles, Towers, and Fixtures | 2019-12-01 | POLE WOOD 30 FT (DIST) | POLE WOOD 30 FT (DIST) | KY | 113 | 125614.99 | 1111.6371 | 0
E364.00-Poles, Towers, and Fixtures | 2019-04-30 | Non-unitized | 158710 - Earlington 1477 2018 CEMI | KY | 0 | 0 | 0 | 0
E364.00-Poles, Towers, and Fixtures | 2019-08-31 | Non-unitized | NONE | KY | 0 | 0 | 0 | 0
E364.00-Poles, Towers, and Fixtures | 2019-04-30 | Non-unitized | NONE | KY | 0 | 0 | 0 | 0
E364.00-Poles, Towers, and Fixtures | 2019-04-30 | Non-unitized | CKM102018-KU MAJOR STORM-102018 | KY | 0 | 0 | 0 | 0
E364.00-Poles, Towers, and Fixtures | 2018-12-31 | POLE WOOD 45 FT (DIST) | POLE WOOD 45 FT (DIST) | KY | 11 | 46571.96 | 4233.8145 | 0
E364.00-Poles, Towers, and Fixtures | 2019-06-14 | Non-unitized | NONE | KY | 0 | 0 | 0 | 0
E364.00-Poles, Towers, and Fixtures | 2019-05-31 | Non-unitized | 156229 - Cawood 0418 2018 CIFI | KY | 0 | 0 | 0 | 0
E364.00-Poles, Towers, and Fixtures | 2019-10-01 | Non-unitized | NONE | KY | 0 | 0 | 0 | 0
E364.00-Poles, Towers, and Fixtures | 2019-12-31 | Non-unitized | 19XMUB315-2019 XM Underbuild LEXOC | KY | 0 | 0 | 0 | 0
E364.00-Poles, Towers, and Fixtures | 2019-12-31 | Non-unitized | RELOCATE DOWN GUY FO | KY | 0 | 0 | 0 | 0
E364.00-Poles, Towers, and Fixtures | 2019-12-31 | Non-unitized | RELOCATE POLE AND ST | KY | 0 | 0 | 0 | 0
E364.00-Poles, Towers, and Fixtures | 2020-01-01 | Non-unitized | CCAPR236-Taxable-Capital CAP/REG/RECL - 01236012 | KY | 0 | 0 | 0 | 0
E364.00-Poles, Towers, and Fixtures | 2020-01-01 | Non-unitized | CTPD256-Taxable-Capital Thrd Party - 01256012 | KY | 0 | 0 | 0 | 0
E364.00-Poles, Towers, and Fixtures | 2020-08-31 | CROSS ARMS | CROSS ARMS (07362) | KY | 488 | 708243.3 | 1451.3182 | 0
E364.00-Poles, Towers, and Fixtures | 2020-01-01 | Non-unitized | CCAPR256-Taxable-Capital CAP/REG/RECL - 01256012 | KY | 0 | 0 | 0 | 0
E364.00-Poles, Towers, and Fixtures | 2020-01-01 | Non-unitized | CTBRD246U-Taxable-Cap Trouble Orders UG - 01246012 | KY | 0 | 0 | 0 | 0
E364.00-Poles, Towers, and Fixtures | 2020-01-01 | Non-unitized | CXFRM315-NB Transformers - 013150 | KY | 0 | 0 | 0 | 0
E364.00-Poles, Towers, and Fixtures | 2018-10-31 | GUY | GUY (00070) | KY | 5 | 687.01 | 137.402 | 0
E364.00-Poles, Towers, and Fixtures | 2019-12-31 | Non-unitized | KY. HIGHWAY JOB | KY | 0 | 0 | 0 | 0
E364.00-Poles, Towers, and Fixtures | 2019-08-31 | POLE WOOD 35 FT (DIST) | POLE WOOD 35 FT (DIST) | KY | 8 | 6509.47 | 813.6838 | 0
E364.00-Poles, Towers, and Fixtures | 2020-01-01 | Non-unitized | CNBCD426O-NB Comm OH - 014260 | KY | 0 | 0 | 0 | 0
E364.00-Poles, Towers, and Fixtures | 2020-01-01 | POLE WOOD 30 FT (DIST) | POLE WOOD 30 FT (DIST) | KY | 25 | 29154.3 | 1166.172 | 0
E364.00-Poles, Towers, and Fixtures | 2020-02-01 | Non-unitized | CNBSV315O-NB Elect Serv OH - 013150 | KY | 0 | 0 | 0 | 0
E364.00-Poles, Towers, and Fixtures | 2019-12-31 | Non-unitized | 158868 - Carrollton 0707 Ckt Hard 2019 | KY | 0 | 0 | 0 | 0
E364.00-Poles, Towers, and Fixtures | 2020-01-01 | POLE WOOD 55 FT (DIST) | POLE WOOD 55 FT (DIST) | KY | 5 | 31945.82 | 6389.164 | 0
E364.00-Poles, Towers, and Fixtures | 2017-10-31 | Non-unitized | CRDD315U-Taxable-Capital Rep Def UG - 01315012 | KY | 0 | 0 | 0 | 0
E364.00-Poles, Towers, and Fixtures | 2020-01-31 | Non-unitized | 163031-Williamsburg S Ckt 0227 Upg | KY | 0 | 0 | 0 | 0
E364.00-Poles, Towers, and Fixtures | 2020-06-30 | Non-unitized | TS 0200 | KY | 0 | 0 | 0 | 0
E364.00-Poles, Towers, and Fixtures | 2020-04-01 | Non-unitized | CRDD236U-Taxable-Capital Rep Def UG - 01236012 | KY | 0 | 0 | 0 | 0
E364.00-Poles, Towers, and Fixtures | 2020-01-01 | POLE WOOD 65 FT (DIST) | POLE WOOD 65 FT (DIST) | KY | 2 | 32031.63 | 16015.815 | 0
E364.00-Poles, Towers, and Fixtures | 2020-01-01 | POLE WOOD 60 FT (DIST) | POLE WOOD 60 FT (DIST) | KY | 1 | 7683.58 | 7683.58 | 0
E364.00-Poles, Towers, and Fixtures | 2020-01-01 | Non-unitized | CRELD156-Capital Reliability - 011560 | KY | 0 | 0 | 0 | 0
E364.00-Poles, Towers, and Fixtures | 2020-01-01 | Non-unitized | CRELD256-Capital Reliability - 012560 | KY | 0 | 0 | 0 | 0
E364.00-Poles, Towers, and Fixtures | 2020-02-01 | Non-unitized | CRDD426O-Taxable-Capital Rep Def OH - 01426012 | KY | 0 | 0 | 0 | 0
E364.00-Poles, Towers, and Fixtures | 2020-01-01 | Non-unitized | CRPOLE315-Taxable-Pole Repair/Replace - 01315012 | KY | 1 | 0 | 0 | 0
E364.00-Poles, Towers, and Fixtures | 2020-01-01 | Non-unitized | CRSTLT236-Taxable-Repair Street Lights - 01236012 | KY | 0 | 0 | 0 | 0
E364.00-Poles, Towers, and Fixtures | 1999-03-01 | Estimated Retirement | 163044-Irvine/Dark Hollow Tie | KY | 0 | 0 | 0 | 0
E364.00-Poles, Towers, and Fixtures | 2019-12-31 | POLE WOOD 30 FT (DIST) | POLE WOOD 30 FT (DIST) | KY | 2 | 4192.97 | 2096.485 | 0
E364.00-Poles, Towers, and Fixtures | 2020-01-01 | Non-unitized | CSYSEN156-Sys Enh - 011560 | KY | 0 | 0 | 0 | 0
E364.00-Poles, Towers, and Fixtures | 2020-07-01 | Non-unitized | Investment | KY | 0 | 0 | 0 | 0
E364.00-Poles, Towers, and Fixtures | 2020-04-01 | Non-unitized | 040820-I | KY | 0 | 0 | 0 | 0
E364.00-Poles, Towers, and Fixtures | 2020-02-29 | GUY | GUY (00070) | KY | 11 | 7872.69 | 715.6991 | 0
E364.00-Poles, Towers, and Fixtures | 2020-05-12 | Non-unitized | Investment | KY | 0 | 0 | 0 | 0
E364.00-Poles, Towers, and Fixtures | 2020-05-31 | Non-unitized | Investment | KY | 0 | 0 | 0 | 0
E364.00-Poles, Towers, and Fixtures | 2020-04-30 | POLE WOOD 45 FT (DIST) | POLE WOOD 45 FT (DIST) | KY | 10 | 2900.86 | 290.086 | 0
E364.00-Poles, Towers, and Fixtures | 2020-03-01 | POLE WOOD 30 FT (DIST) | POLE WOOD 30 FT (DIST) | KY | 19 | 8028.01 | 422.5268 | 0
E364.00-Poles, Towers, and Fixtures | 2020-06-01 | POLE WOOD 50 FT (DIST) | POLE WOOD 50 FT (DIST) | KY | 3 | 2413.57 | 804.5233 | 0
E364.00-Poles, Towers, and Fixtures | 2019-10-31 | POLE,STEEL, 45 FT | POLE,STEEL, 45 FT | KY | 1 | 5039.61 | 5039.61 | 0
E364.00-Poles, Towers, and Fixtures | 2019-12-31 | PLATFORMS NEW (05491) | PLATFORMS NEW (05491) | KY | 1 | 14103.64 | 14103.64 | 0
E364.00-Poles, Towers, and Fixtures | 2019-12-31 | Non-unitized | CKM062319-KU MAJOR STORM-062319 | KY | 0 | 0 | 0 | 0
E364.00-Poles, Towers, and Fixtures | 2020-04-01 | POLE WOOD 35 FT (DIST) | POLE WOOD 35 FT (DIST) | KY | 2 | 1481.14 | 740.57 | 0
E364.00-Poles, Towers, and Fixtures | 2020-08-31 | POLE WOOD 55 FT (DIST) | POLE WOOD 55 FT (DIST) | KY | 2 | 18859.08 | 9429.54 | 0
E364.00-Poles, Towers, and Fixtures | 2020-04-01 | Non-unitized | INVESTMENT | KY | 0 | 0 | 0 | 0
E364.00-Poles, Towers, and Fixtures | 2020-02-29 | Non-unitized | WIND STORM | KY | 0 | 0 | 0 | 0
E364.00-Poles, Towers, and Fixtures | 2020-02-29 | Non-unitized | TS 0200 | KY | 0 | 0 | 0 | 0
E364.00-Poles, Towers, and Fixtures | 2020-08-31 | Non-unitized | KYTC TRAFFIC SIGNAL | KY | 0 | 0 | 0 | 0
E364.00-Poles, Towers, and Fixtures | 2020-05-31 | Non-unitized | BLOOMFIELD BRIDGE RE | KY | 0 | 0 | 0 | 0
E364.00-Poles, Towers, and Fixtures | 2020-07-31 | Non-unitized | 6380696I01 | KY | 0 | 0 | 0 | 0
E364.00-Poles, Towers, and Fixtures | 2020-07-31 | Non-unitized | HIGHWAY 363 RELOCATI | KY | 0 | 0 | 0 | 0
E364.00-Poles, Towers, and Fixtures | 2020-07-31 | Non-unitized | Investment | KY | 0 | 0 | 0 | 0
E364.00-Poles, Towers, and Fixtures | 2020-08-31 | Non-unitized | 161435-2020 XM UB River Queen-Hill | KY | 0 | 0 | 0 | 0
E364.00-Poles, Towers, and Fixtures | 2020-04-11 | POLE WOOD 30 FT (DIST) | POLE WOOD 30 FT (DIST) | KY | 7 | 7574.97 | 1082.1386 | 0
E364.00-Poles, Towers, and Fixtures | 2020-10-01 | Non-unitized | CKM061020-KU Major Storms- 061020 | KY | 0 | 0 | 0 | 0
E364.00-Poles, Towers, and Fixtures | 2020-11-01 | Non-unitized | ARCST416-Taxable-Cust Requested 01416012 | KY | 0 | 0 | 0 | 0
E364.00-Poles, Towers, and Fixtures | 2020-11-01 | Non-unitized | ANBRD416O-Taxable-NB Resid OH 01416012 | KY | 0 | 0 | 0 | 0
E364.00-Poles, Towers, and Fixtures | 2020-11-01 | Non-unitized | ARELD416-Taxable-Capital Reliability 01416012 | KY | 0 | 0 | 0 | 0
E364.00-Poles, Towers, and Fixtures | 2020-11-17 | Non-unitized | Investment | KY | 0 | 0 | 0 | 0
E364.00-Poles, Towers, and Fixtures | 2020-10-01 | Non-unitized | CKM041320-KU MAJOR STORM-041320 | KY | 0 | 0 | 0 | 0
E364.00-Poles, Towers, and Fixtures | 2020-11-17 | Non-unitized | 050320-I | KY | 0 | 0 | 0 | 0
E364.00-Poles, Towers, and Fixtures | 2020-11-01 | Non-unitized | ARELD426-Taxable-Capital Reliability 01426012 | KY | 0 | 0 | 0 | 0
E364.00-Poles, Towers, and Fixtures | 2021-04-01 | CROSS ARMS | CROSS ARMS (07362) | KY | 363 | 423853.34 | 1167.6401 | 0
E364.00-Poles, Towers, and Fixtures | 2021-01-01 | Non-unitized | CNBSV426U-NB Elect Serv UG - 014260 | KY | 0 | 0 | 0 | 0
E364.00-Poles, Towers, and Fixtures | 2021-04-01 | POLE WOOD 55 FT (DIST) | POLE WOOD 55 FT (DIST) | KY | 9 | 35399.64 | 3933.2933 | 0
E364.00-Poles, Towers, and Fixtures | 2021-01-01 | Non-unitized | CRPOLE216-Taxable-Pole Repair/Replace - 01216012 | KY | 0 | 0 | 0 | 0
E364.00-Poles, Towers, and Fixtures | 2021-01-01 | Non-unitized | CRDD416O-Taxable-Capital Rep Def OH - 01416012 | KY | 0 | 0 | 0 | 0
E364.00-Poles, Towers, and Fixtures | 2021-01-01 | Non-unitized | CRELD156-Capital Reliability - 011560 | KY | 0 | 0 | 0 | 0
E364.00-Poles, Towers, and Fixtures | 2020-11-30 | Non-unitized | 159014 - Brodhead 2103 2019 CIFI | KY | 0 | 0 | 0 | 0
E364.00-Poles, Towers, and Fixtures | 2021-01-01 | Non-unitized | CSTLT366-NB Street Lights - 013660 | KY | 0 | 0 | 0 | 0
E364.00-Poles, Towers, and Fixtures | 2021-01-01 | Non-unitized | ANBRD256O-Taxable-NB Resid OH 01256012 | KY | 0 | 0 | 0 | 0
E364.00-Poles, Towers, and Fixtures | 2021-01-01 | Non-unitized | ANBRD416O-Taxable-NB Resid OH 01416012 | KY | 0 | 0 | 0 | 0
E364.00-Poles, Towers, and Fixtures | 2021-01-01 | Non-unitized | CTBRD156O-Taxable-Cap Trouble Orders OH - 01156012 | KY | 0 | 0 | 0 | 0
E364.00-Poles, Towers, and Fixtures | 2021-01-01 | Non-unitized | ANBSV416O-Taxable-NB Elec Serv OH 01416012 | KY | 0 | 0 | 0 | 0
E364.00-Poles, Towers, and Fixtures | 2021-01-01 | Non-unitized | ASTLT246-Taxable-NB Street Lights 01246012 | KY | 0 | 0 | 0 | 0
E364.00-Poles, Towers, and Fixtures | 2021-01-01 | Non-unitized | ATBRD426U-Taxable-Cap Trouble Orders UG 01426012 | KY | 0 | 0 | 0 | 0
E364.00-Poles, Towers, and Fixtures | 2021-01-01 | Non-unitized | ATPD315-Taxable-Cap Third Party 01315012 Replacement cost of complete units of property due to damage from a third party, typically reimbursed. | KY | 0 | 0 | 0 | 0
E364.00-Poles, Towers, and Fixtures | 2021-01-01 | Non-unitized | CCAPR216-Taxable-Capital CAP/REG/RECL - 012160 12 | KY | 0 | 0 | 0 | 0
E364.00-Poles, Towers, and Fixtures | 2020-10-31 | Non-unitized | LFUCG - OLD TODDS SI | KY | 0 | 0 | 0 | 0
E364.00-Poles, Towers, and Fixtures | 2021-01-01 | Non-unitized | CNBCD256O-NB Comm OH - 012560 | KY | 0 | 0 | 0 | 0
E364.00-Poles, Towers, and Fixtures | 2021-01-01 | Non-unitized | CNBCD416U-NB Comm UG - 014160 | KY | 0 | 0 | 0 | 0
E364.00-Poles, Towers, and Fixtures | 2021-02-01 | Non-unitized | CTBRD315U-Taxable-Cap Trouble Orders UG - 01315012 | KY | 0 | 0 | 0 | 0
E364.00-Poles, Towers, and Fixtures | 2021-01-01 | Non-unitized | ANBCD256U-Taxable-NB Comm UG 01256012 | KY | 0 | 0 | 0 | 0
E364.00-Poles, Towers, and Fixtures | 2021-01-01 | Non-unitized | ANBRD416U-Taxable-NB Resid UG 01416012 Includes all primary work or extensions to serve this customer or group of customers. Transformer installation charged to AXFRMXXX Does not include residential multi-family buildings exceeding three stories, thes | KY | 0 | 0 | 0 | 0
E364.00-Poles, Towers, and Fixtures | 2021-01-01 | Non-unitized | CRCST426-Cust Requested - 014260 | KY | 0 | 0 | 0 | 0
E364.00-Poles, Towers, and Fixtures | 2021-01-01 | Non-unitized | ASYSEN156-Taxable-Sys Enhance 01156012 Any improvements/upgrades to the electric/gas distribution system for the benefit of existing customers, but does not include load growth or expansion of a specific customer, this would be charged to a Connect New | KY | 0 | 0 | 0 | 0
E364.00-Poles, Towers, and Fixtures | 2021-01-01 | Non-unitized | ARELD236-Taxable-Capital Reliability 01236012 | KY | 0 | 0 | 0 | 0
E364.00-Poles, Towers, and Fixtures | 2021-01-01 | Non-unitized | CSTLT426-NB Street Lights - 014260 | KY | 0 | 0 | 0 | 0
E364.00-Poles, Towers, and Fixtures | 2021-02-15 | Non-unitized | 159852-DAN RECONDUCTOR CIRCUIT 2218 LEBANON SOUTH TO BRADFORDSVILLE | KY | 0 | 0 | 0 | 0
E364.00-Poles, Towers, and Fixtures | 2021-01-01 | Non-unitized | CKM040820-KU MAJOR STORM-040820 | KY | 0 | 0 | 0 | 0
E364.00-Poles, Towers, and Fixtures | 2021-02-28 | Non-unitized | 161908 - Danville East 2114 Hill N Dale Direct Burial Replacement 2020 | KY | 0 | 0 | 0 | 0
E364.00-Poles, Towers, and Fixtures | 2021-01-31 | Non-unitized | 20PITP216-2020 PITP Danville | KY | 0 | 0 | 0 | 0
E364.00-Poles, Towers, and Fixtures | 2019-06-30 | POLE WOOD 40 FT (DIST) | POLE WOOD 40 FT (DIST) | KY | 3 | 2129.23 | 709.7433 | 0
E364.00-Poles, Towers, and Fixtures | 2021-02-01 | Non-unitized | ARDD366U-Taxable-Cap Rep Def UG 01366012: Typically used for planned or scheduled jobs. | KY | 0 | 0 | 0 | 0
E364.00-Poles, Towers, and Fixtures | 2020-12-23 | CROSS ARMS | CROSS ARMS (07362) | KY | 65 | 90367.53 | 1390.2697 | 0
E364.00-Poles, Towers, and Fixtures | 2020-12-23 | POLE WOOD 65 FT (DIST) | POLE WOOD 65 FT (DIST) | KY | 19 | 448990.83 | 23631.0963 | 0
E364.00-Poles, Towers, and Fixtures | 2021-03-01 | CROSS ARMS | CROSS ARMS (07362) | KY | 232 | 288207.55 | 1242.2739 | 0
E364.00-Poles, Towers, and Fixtures | 2020-09-30 | Non-unitized | LFUCG - LEGACY TRAIL | KY | 0 | 0 | 0 | 0
E364.00-Poles, Towers, and Fixtures | 2021-03-01 | POLE,STEEL, 40 FT | POLE,STEEL, 40 FT | KY | 1 | 12068.59 | 12068.59 | 0
E364.00-Poles, Towers, and Fixtures | 2021-03-01 | PLATFORMS NEW (05491) | PLATFORMS NEW (05491) | KY | 8 | 10416.82 | 1302.1025 | 0
E364.00-Poles, Towers, and Fixtures | 2021-08-01 | Non-unitized | CLEDC236-CRCST LED Conversion RICOC | KY | 0 | 0 | 0 | 0
E364.00-Poles, Towers, and Fixtures | 2021-05-01 | Non-unitized | CRSTLT236-Taxable-Repair Street Lights - 01236012 | KY | 0 | 0 | 0 | 0
E364.00-Poles, Towers, and Fixtures | 2021-07-31 | Non-unitized | 041121-I | KY | 0 | 0 | 0 | 0
E364.00-Poles, Towers, and Fixtures | 2015-01-31 | POLE,STEEL, 85 FT | POLE,STEEL, 85 FT | KY | 1 | 138764.81 | 138764.81 | 0
E364.00-Poles, Towers, and Fixtures | 2021-01-25 | Non-unitized | Investment | KY | 0 | 0 | 0 | 0
E364.00-Poles, Towers, and Fixtures | 2021-12-01 | POLE WOOD 30 FT (DIST) | POLE WOOD 30 FT (DIST) | KY | 14 | 22285.07 | 1591.7907 | 0
E364.00-Poles, Towers, and Fixtures | 2021-04-01 | Non-unitized | CRDD216O-Taxable-Capital Rep Def OH - 01216012 | KY | 0 | 0 | 0 | 0
E364.00-Poles, Towers, and Fixtures | 2021-08-18 | Non-unitized | 030121-I | KY | 0 | 0 | 0 | 0
E364.00-Poles, Towers, and Fixtures | 2021-05-01 | Non-unitized | 050621-I | KY | 0 | 0 | 0 | 0
E364.00-Poles, Towers, and Fixtures | 2021-05-01 | CROSS ARMS | CROSS ARMS (07362) | KY | 39 | -1177.18 | -30.1841 | 0
E364.00-Poles, Towers, and Fixtures | 2021-05-01 | POLE WOOD 45 FT (DIST) | POLE WOOD 45 FT (DIST) | KY | 1 | -500.45 | -500.45 | 0
E364.00-Poles, Towers, and Fixtures | 2021-05-31 | Non-unitized | 162342-2020XMUB Columbia | KY | 0 | 0 | 0 | 0
E364.00-Poles, Towers, and Fixtures | 2021-11-01 | POLE WOOD 40 FT (DIST) | POLE WOOD 40 FT (DIST) | KY | 11 | 47177.57 | 4288.87 | 0
E364.00-Poles, Towers, and Fixtures | 2022-01-01 | Non-unitized | ACAPR315-Taxable-Cap/Reg/Recloser 01315012 | KY | 0 | 0 | 0 | 0
E364.00-Poles, Towers, and Fixtures | 2022-01-01 | Non-unitized | ANBRD156O-Taxable-NB Resid OH 01156012 | KY | 0 | 0 | 0 | 0
E364.00-Poles, Towers, and Fixtures | 2022-01-01 | Non-unitized | ANBRD216O-Taxable-NB Resid OH 01216012 | KY | 0 | 0 | 0 | 0
E364.00-Poles, Towers, and Fixtures | 2022-01-01 | Non-unitized | ANBRD216U-Taxable-NB Resid UG 01216012 Includes all primary work or extensions to serve this customer or group of customers. Transformer installation charged to CXFRMXXX Does not include residential multi-family buildings exceeding three stories, thes | KY | 0 | 0 | 0 | 0
E364.00-Poles, Towers, and Fixtures | 2022-01-01 | Non-unitized | ANBRD426O-Taxable-NB Resid OH 01426012 | KY | 0 | 0 | 0 | 0
E364.00-Poles, Towers, and Fixtures | 2022-01-01 | Non-unitized | ARCST256-Taxable-Cust Requested 01256012 | KY | 0 | 0 | 0 | 0
E364.00-Poles, Towers, and Fixtures | 2022-01-01 | Non-unitized | ARPOLE156-Taxable-Cap Pole Rep/Repl 01156012 | KY | 0 | 0 | 0 | 0
E364.00-Poles, Towers, and Fixtures | 2022-01-01 | Non-unitized | ARPOLE256-Taxable-Cap Pole Rep/Repl 01256012 | KY | 0 | 0 | 0 | 0
E364.00-Poles, Towers, and Fixtures | 2022-01-01 | Non-unitized | 111121-I | KY | 0 | 0 | 0 | 0
E364.00-Poles, Towers, and Fixtures | 2022-01-01 | Non-unitized | ASYSEN416-Taxable-Sys Enhance 01416012 Any improvements/upgrades to the electric/gas distribution system for the benefit of existing customers, but does not include load growth or expansion of a specific customer, this would be charged to a Connect New | KY | 0 | 0 | 0 | 0
E364.00-Poles, Towers, and Fixtures | 2022-01-01 | Non-unitized | ATBRD156O-Taxable-Cap Trouble Orders OH 01156012 | KY | 0 | 0 | 0 | 0
E364.00-Poles, Towers, and Fixtures | 2022-01-01 | Non-unitized | ATBRD426U-Taxable-Cap Trouble Orders UG 01426012 | KY | 0 | 0 | 0 | 0
E364.00-Poles, Towers, and Fixtures | 2022-01-01 | Non-unitized | ATPD236-Taxable-Cap Third Party 01236012 Replacement cost of complete units of property due to damage from a third party, typically reimbursed. | KY | 0 | 0 | 0 | 0
E364.00-Poles, Towers, and Fixtures | 2022-01-01 | Non-unitized | CNBSV236U-NB Elect Serv UG - 012360 | KY | 0 | 0 | 0 | 0
E364.00-Poles, Towers, and Fixtures | 2022-01-01 | Non-unitized | CTPD156-Taxable-Capital Thrd Party - 01156012 | KY | 0 | 0 | 0 | 0
E364.00-Poles, Towers, and Fixtures | 2022-01-01 | Non-unitized | CTPD416-Taxable-Capital Thrd Party - 01416012 | KY | 0 | 0 | 0 | 0
E364.00-Poles, Towers, and Fixtures | 2021-12-31 | Non-unitized | 164226- FORRESTDALE TO WICKLIFFE XMUB | KY | 0 | 0 | 0 | 0
E364.00-Poles, Towers, and Fixtures | 2021-12-31 | Non-unitized | 164359- HWY 52 Relo Reimburse | KY | 0 | 0 | 0 | 0
E364.00-Poles, Towers, and Fixtures | 2021-12-31 | Non-unitized | 21PITP156-2021 PITP Earlington | KY | 0 | 0 | 0 | 0
E364.00-Poles, Towers, and Fixtures | 2022-01-01 | Non-unitized | ANBCD315O-Taxable-NB Comm OH 01315012 Includes primary upgrades and new construction to support commercial/industrial (typically GS, LC, or LC-TOD services), small business, government and public service facilities construction and development, as well | KY | 0 | 0 | 0 | 0
E364.00-Poles, Towers, and Fixtures | 2022-01-01 | Non-unitized | ANBCD366O-Taxable-NB Comm OH 01366012 Any work that is performed related to extending or adding primary (or secondary to a common splice or pull off point) to serve overhead a new residential customer or group of residential customers (includes all subd | KY | 0 | 0 | 0 | 0
E364.00-Poles, Towers, and Fixtures | 2022-01-01 | Non-unitized | ARCST416-Taxable-Cust Requested 01416012 | KY | 0 | 0 | 0 | 0
E364.00-Poles, Towers, and Fixtures | 2022-01-01 | Non-unitized | ARCST426-Taxable-Cust Requested 01426012 | KY | 0 | 0 | 0 | 0
E364.00-Poles, Towers, and Fixtures | 2022-01-01 | Non-unitized | ARPOLE366-Taxable-Cap Pole Rep/Repl 01366012 | KY | 0 | 0 | 0 | 0
E364.00-Poles, Towers, and Fixtures | 2022-01-01 | Non-unitized | CNBRD256U-NB Resid UG - 012560 | KY | 0 | 0 | 0 | 0
E364.00-Poles, Towers, and Fixtures | 2022-01-01 | Non-unitized | CRCST246-Cust Requested - 012460 | KY | 0 | 0 | 0 | 0
E364.00-Poles, Towers, and Fixtures | 2022-01-01 | Non-unitized | CRDD236O-Taxable-Capital Rep Def OH - 01236012 | KY | 0 | 0 | 0 | 0
E364.00-Poles, Towers, and Fixtures | 2022-01-01 | Non-unitized | CSTLT246-NB Street Lights - 012460 | KY | 0 | 0 | 0 | 0
E364.00-Poles, Towers, and Fixtures | 2015-10-31 | POLE WOOD 75 FT (DIST) | POLE WOOD 75 FT (DIST) | KY | 1 | 46441.63 | 46441.63 | 0
E364.00-Poles, Towers, and Fixtures | 2021-09-01 | Non-unitized | CKM021420-KU MAJOR STORM-021420 | KY | 0 | 0 | 0 | 0
E364.00-Poles, Towers, and Fixtures | 2021-05-31 | Non-unitized | Investment | KY | 1 | 0 | 0 | 0
E364.00-Poles, Towers, and Fixtures | 2021-07-31 | Non-unitized | 4145 HARRODSBURG RD. | KY | 1 | 862.1 | 862.1 | 0
E364.00-Poles, Towers, and Fixtures | 2022-01-01 | Non-unitized | ANBSV216U-Taxable-NB Elec Serv UG 01216012 | KY | 0 | 0 | 0 | 0
E364.00-Poles, Towers, and Fixtures | 2022-01-01 | Non-unitized | ANBSV236O-Taxable-NB Elec Serv OH 01236012 | KY | 0 | 0 | 0 | 0
E364.00-Poles, Towers, and Fixtures | 2022-05-02 | Non-unitized | MANCHESTER 421 ANCHO | KY | 0 | 0 | 0 | 0
E364.00-Poles, Towers, and Fixtures | 2022-01-01 | Non-unitized | ANBRD246U-Taxable-NB Resid UG 01246012 Any work that is performed related to extending or adding primary (or secondary to a common splice or pull off point) to serve underground a new residential customer or group of residential customers (includes all | KY | 0 | 0 | 0 | 0
E364.00-Poles, Towers, and Fixtures | 2022-03-31 | Non-unitized | 163507- Lebanon to Taylor Co XMUB transfers | KY | 0 | 0 | 0 | 0
E364.00-Poles, Towers, and Fixtures | 2022-01-01 | Non-unitized | ASYSEN366-Taxable-Sys Enhance 01366012 Any improvements/upgrades to the electric/gas distribution system for the benefit of existing customers, but does not include load growth or expansion of a specific customer, this would be charged to a Connect New | KY | 0 | 0 | 0 | 0
E364.00-Poles, Towers, and Fixtures | 2022-02-01 | Non-unitized | ACAPR416-Taxable-Cap/Reg/Recloser 01416012 | KY | 0 | 0 | 0 | 0
E364.00-Poles, Towers, and Fixtures | 2022-02-01 | Non-unitized | CCAPR216-Taxable-Capital CAP/REG/RECL - 012160 12 | KY | 0 | 0 | 0 | 0
E364.00-Poles, Towers, and Fixtures | 2022-04-01 | Non-unitized | STANFORD US-27 PROJE | KY | 0 | 0 | 0 | 0
E364.00-Poles, Towers, and Fixtures | 2022-03-01 | Non-unitized | ARELD256-Taxable-Capital Reliability 01256012 | KY | 0 | 0 | 0 | 0
E364.00-Poles, Towers, and Fixtures | 2022-01-01 | Non-unitized | ASTLT216-Taxable-NB Street Lights 01216012 | KY | 0 | 0 | 0 | 0
E364.00-Poles, Towers, and Fixtures | 2021-01-31 | Non-unitized | HWY JOB RELOCATE FAC | KY | 0 | 0 | 0 | 0
E364.00-Poles, Towers, and Fixtures | 2022-04-01 | Non-unitized | THDR STORMS | KY | 0 | 0 | 0 | 0
E364.00-Poles, Towers, and Fixtures | 2022-03-01 | POLE,STEEL, 50 FT | POLE,STEEL, 50 FT | KY | 3 | 51681.8 | 17227.2667 | 0
E364.00-Poles, Towers, and Fixtures | 2022-01-01 | Non-unitized | ATBRD256U-Taxable-Cap Trouble Orders UG 01256012 | KY | 0 | 0 | 0 | 0
E364.00-Poles, Towers, and Fixtures | 2022-05-31 | Non-unitized | 157616-Vine St 4kV Distribution - This project is for Distribution work associated with the removal of Vine Street 4kV substation. Load being served by existing Circuits 21 and 22 will be transferred to other adjacent sources, with the load on Circuit 2 | KY | 0 | 0 | 0 | 0
E364.00-Poles, Towers, and Fixtures | 2022-01-01 | Non-unitized | ANBCD216U-Taxable-NB Comm UG 01216012 | KY | 0 | 0 | 0 | 0
E364.00-Poles, Towers, and Fixtures | 2022-05-31 | Non-unitized | 165085 - Shelby City 0153 CH 2021 | KY | 0 | 0 | 0 | 0
E364.00-Poles, Towers, and Fixtures | 2021-11-04 | POLE WOOD 40 FT (DIST) | POLE WOOD 40 FT (DIST) | KY | 1 | 1850.47 | 1850.47 | 0
E364.00-Poles, Towers, and Fixtures | 2022-02-01 | Non-unitized | CSYSEN216-Sys Enh - 012160 | KY | 0 | 0 | 0 | 0
E364.00-Poles, Towers, and Fixtures | 2022-02-04 | Non-unitized | CORBIN 25E PULL OLD | KY | 2 | 4449.18 | 2224.59 | 0
E364.00-Poles, Towers, and Fixtures | 2022-02-01 | Non-unitized | ICE STORM | KY | 0 | 0 | 0 | 0
E364.00-Poles, Towers, and Fixtures | 2020-01-31 | GUY | GUY (00070) | KY | 1 | 914.57 | 914.57 | 0
E364.00-Poles, Towers, and Fixtures | 2020-11-17 | CROSS ARMS | CROSS ARMS (07362) | KY | 32 | 71846.45 | 2245.2016 | 0
E364.00-Poles, Towers, and Fixtures | 2022-02-01 | POLE WOOD 60 FT (DIST) | POLE WOOD 60 FT (DIST) | KY | 17 | 120810.74 | 7106.5141 | 0
E364.00-Poles, Towers, and Fixtures | 2022-02-01 | POLE WOOD 65 FT (DIST) | POLE WOOD 65 FT (DIST) | KY | 4 | 58200.07 | 14550.0175 | 0
E364.00-Poles, Towers, and Fixtures | 2020-12-31 | POLE WOOD 40 FT (DIST) | POLE WOOD 40 FT (DIST) | KY | 8 | 27939.04 | 3492.38 | 0
E364.00-Poles, Towers, and Fixtures | 2022-06-01 | Non-unitized | AXFRM426-Taxable-NB Transformers 01426012 | KY | 0 | 0 | 0 | 0
E364.00-Poles, Towers, and Fixtures | 2022-07-31 | Non-unitized | Investment | KY | 0 | 0 | 0 | 0
E364.00-Poles, Towers, and Fixtures | 2022-07-01 | Non-unitized | Investment | KY | 0 | 0 | 0 | 0
E364.00-Poles, Towers, and Fixtures | 2022-06-30 | Non-unitized | 164894 Lexington CEMI 2021 | KY | 0 | 0 | 0 | 0
E364.00-Poles, Towers, and Fixtures | 2022-06-30 | Non-unitized | 164900- Black Mtn Early Warning Towers | KY | 0 | 0 | 0 | 0
E364.00-Poles, Towers, and Fixtures | 2022-06-30 | Non-unitized | 165144 - Lake Reba-Okonite 69kV XMUB | KY | 0 | 0 | 0 | 0
E364.00-Poles, Towers, and Fixtures | 2022-06-30 | Non-unitized | 166588 - Meldrum 0308 2021 CEMI Hutch Reroute | KY | 0 | 0 | 0 | 0
E364.00-Poles, Towers, and Fixtures | 2022-06-30 | Non-unitized | 166999 - Clarkson ESR XMUB | KY | 0 | 0 | 0 | 0
E364.00-Poles, Towers, and Fixtures | 2022-07-31 | Non-unitized | KENTUCKY TRANSPORTAT | KY | 0 | 0 | 0 | 0
E364.00-Poles, Towers, and Fixtures | 2022-07-31 | Non-unitized | 167351 - 2022 CEMI Verda 4479 (Coxton) | KY | 0 | 0 | 0 | 0
E364.00-Poles, Towers, and Fixtures | 2022-08-31 | Non-unitized | DORSEY STREET BRIDGE | KY | 0 | 0 | 0 | 0
E364.00-Poles, Towers, and Fixtures | 2022-09-30 | Non-unitized | 166656 - Maysville Circuit Hardening 2021 | KY | 0 | 0 | 0 | 0
E364.00-Poles, Towers, and Fixtures | 2022-07-31 | POLE,STEEL, 80 FT | POLE,STEEL, 80 FT | KY | 1 | 31233 | 31233 | 0
E364.00-Poles, Towers, and Fixtures | 2022-08-01 | Non-unitized | MAY TH STRMS | KY | 0 | 0 | 0 | 0
E364.00-Poles, Towers, and Fixtures | 2021-12-31 | POLE WOOD 70 FT (DIST) | POLE WOOD 70 FT (DIST) | KY | 1 | 18531.26 | 18531.26 | 0
E364.00-Poles, Towers, and Fixtures | 2022-10-01 | Non-unitized | INVESTMENT | KY | 0 | 0 | 0 | 0
E364.00-Poles, Towers, and Fixtures | 2022-10-31 | Non-unitized | CSTLT246-NB Street Lights - 012460 | KY | 0 | 0 | 0 | 0
E364.00-Poles, Towers, and Fixtures | 2022-11-02 | Non-unitized | Investment | KY | 1 | -19.38 | -19.38 | 0
E364.00-Poles, Towers, and Fixtures | 2023-01-13 | POLE WOOD 40 FT (DIST) | POLE WOOD 40 FT (DIST) | KY | 1719 | 3871981.95 | 2252.4619 | 0
E364.00-Poles, Towers, and Fixtures | 2023-01-01 | Non-unitized | ATPD315-Taxable-Cap Third Party 01315012 Replacement cost of complete units of property due to damage from a third party, typically reimbursed. | KY | 0 | 0 | 0 | 0
E364.00-Poles, Towers, and Fixtures | 2023-01-01 | Non-unitized | ATPD426-Taxable-Cap Third Party 01426012 Replacement cost of complete units of property due to damage from a third party, typically reimbursed. | KY | 0 | 0 | 0 | 0
E364.00-Poles, Towers, and Fixtures | 2023-01-01 | Non-unitized | ATBRD216O-Taxable-Cap Trouble Orders OH 01216012 | KY | 0 | 0 | 0 | 0
E364.00-Poles, Towers, and Fixtures | 2023-01-01 | Non-unitized | ATBRD216U-Taxable-Cap Trouble Orders UG 01216012 | KY | 0 | 0 | 0 | 0
E364.00-Poles, Towers, and Fixtures | 2023-01-01 | Non-unitized | ATBRD236U-Taxable-Cap Trouble Orders UG 01236012 | KY | 0 | 0 | 0 | 0
E364.00-Poles, Towers, and Fixtures | 2022-12-31 | POLE WOOD 55 FT (DIST) | POLE WOOD 55 FT (DIST) | KY | 27 | 67420.99 | 2497.0737 | 0
E364.00-Poles, Towers, and Fixtures | 2023-01-01 | Non-unitized | ACAPR246-Taxable-Cap/Reg/Recloser 01246012 | KY | 0 | 0 | 0 | 0
E364.00-Poles, Towers, and Fixtures | 2023-02-28 | Non-unitized | KYTC - 1.34 - RELOCA | KY | 0 | 0 | 0 | 0
E364.00-Poles, Towers, and Fixtures | 2023-01-01 | Non-unitized | ANBRD366O-Taxable-NB Resid OH 01366012 | KY | 0 | 0 | 0 | 0
E364.00-Poles, Towers, and Fixtures | 2023-04-30 | Non-unitized | 167332 - Harrodsburg 2126 - 2022 CH | KY | 0 | 0 | 0 | 0
E364.00-Poles, Towers, and Fixtures | 2023-04-01 | Non-unitized | 22PITP216-2022 PITP Danville | KY | 0 | 0 | 0 | 0
E364.00-Poles, Towers, and Fixtures | 2023-04-01 | Non-unitized | ANBCD315U-Taxable-NB Comm UG 01315012 | KY | 0 | 0 | 0 | 0
E364.00-Poles, Towers, and Fixtures | 2023-03-01 | Non-unitized | ANBRD216U-Taxable-NB Resid UG 01216012 Includes all primary work or extensions to serve this customer or group of customers. Transformer installation charged to CXFRMXXX Does not include residential multi-family buildings exceeding three stories, thes | KY | 0 | 0 | 0 | 0
E364.00-Poles, Towers, and Fixtures | 2023-01-01 | Non-unitized | ARELD246-Taxable-Capital Reliability 01246012 | KY | 0 | 0 | 0 | 0
E364.00-Poles, Towers, and Fixtures | 2023-01-01 | Non-unitized | ARPOLE156-Taxable-Cap Pole Rep/Repl 01156012 | KY | 0 | 0 | 0 | 0
E364.00-Poles, Towers, and Fixtures | 2023-02-01 | Non-unitized | Investment | KY | 0 | 0 | 0 | 0
E364.00-Poles, Towers, and Fixtures | 2023-01-01 | Non-unitized | INVESTMENT | KY | 0 | 0 | 0 | 0
E364.00-Poles, Towers, and Fixtures | 2023-01-01 | Non-unitized | 011223-I | KY | 0 | 0 | 0 | 0
E364.00-Poles, Towers, and Fixtures | 2023-07-01 | Non-unitized | 041523-I | KY | 0 | 0 | 0 | 0
E364.00-Poles, Towers, and Fixtures | 2023-04-30 | Non-unitized | MEADOWS-NORTHLAND-AR | KY | 0 | 0 | 0 | 0
E364.00-Poles, Towers, and Fixtures | 2023-07-01 | Non-unitized | 040523-I | KY | 0 | 0 | 0 | 0
E364.00-Poles, Towers, and Fixtures | 2023-01-01 | Non-unitized | ATBRD246O-Taxable-Cap Trouble Orders OH 01246012 | KY | 0 | 0 | 0 | 0
E364.00-Poles, Towers, and Fixtures | 2023-07-01 | Non-unitized | ATBRD315U-Taxable-Cap Trouble Orders UG 01315012 | KY | 0 | 0 | 0 | 0
E364.00-Poles, Towers, and Fixtures | 2023-03-29 | Non-unitized | 162910- Mannington and Crofton 12kV conversion to support substation upgrades | KY | 0 | 0 | 0 | 0
E364.00-Poles, Towers, and Fixtures | 2023-02-28 | Non-unitized | 167737 - Ready Mix Rd 3 Phase | KY | 0 | 0 | 0 | 0
E364.00-Poles, Towers, and Fixtures | 2023-03-28 | Non-unitized | 168265 - 2022 CEMI Middlesboro 0370 (Exeter) | KY | 0 | 0 | 0 | 0
E364.00-Poles, Towers, and Fixtures | 2023-06-30 | Non-unitized | AKM061722-AKM041322 -KU MAJOR STORM-033022 | KY | 0 | 0 | 0 | 0
E364.00-Poles, Towers, and Fixtures | 2023-04-13 | Non-unitized | LONDON / 5TH STREET | KY | 2 | -114.98 | -57.49 | 0
E364.00-Poles, Towers, and Fixtures | 2022-12-31 | PLATFORMS NEW (05491) | PLATFORMS NEW (05491) | KY | 2 | 5687.52 | 2843.76 | 0
E364.00-Poles, Towers, and Fixtures | 2023-07-25 | Non-unitized | 2-20060.00 OHIO COUN | KY | 0 | 0 | 0 | 0
E364.00-Poles, Towers, and Fixtures | 2023-10-01 | Non-unitized | INVESTMENT | KY | 0 | 0 | 0 | 0
E364.00-Poles, Towers, and Fixtures | 2023-09-13 | Non-unitized | REMOVE LIGHTS AND PO | KY | 0 | 0 | 0 | 0
E364.00-Poles, Towers, and Fixtures | 2023-08-17 | Non-unitized | 167397- KU SCADA VOLT CNTRL LINES | KY | 0 | 0 | 0 | 0
E364.00-Poles, Towers, and Fixtures | 2023-08-30 | Non-unitized | 170015 - Morganfield-Sturgis-Wheatcroft line transmission underbuilt. | KY | 0 | 0 | 0 | 0
E364.00-Poles, Towers, and Fixtures | 2023-08-29 | Non-unitized | Construction Work in | KY | 1 | -526.02 | -526.02 | 0
E364.00-Poles, Towers, and Fixtures | 2024-07-16 | Non-unitized | 172543- Walker to Oakhill 69KV XMUB | KY | 0 | 0 | 0 | 0
E364.00-Poles, Towers, and Fixtures | 2024-01-01 | Non-unitized | ARCST216-Taxable-Cust Requested 01216012 | KY | 2 | 7104.49 | 3552.245 | 0
E364.00-Poles, Towers, and Fixtures | 2024-01-01 | Non-unitized | ARCST426-Taxable-Cust Requested 01426012 | KY | 5 | 50143.44 | 10028.688 | 0
E364.00-Poles, Towers, and Fixtures | 2024-03-01 | POLE WOOD 50 FT (DIST) | POLE WOOD 50 FT (DIST) | KY | 538 | 1992869.49 | 3704.2184 | 0
E364.00-Poles, Towers, and Fixtures | 2024-01-01 | Non-unitized | ANBRD426O-Taxable-NB Resid OH 01426012 | KY | 6 | 213867.81 | 35644.635 | 0
E364.00-Poles, Towers, and Fixtures | 2024-01-01 | Non-unitized | ANBSV236O-Taxable-NB Elec Serv OH 01236012 | KY | 8 | 114821.99 | 14352.7488 | 0
E364.00-Poles, Towers, and Fixtures | 2024-01-01 | Non-unitized | ANBSV426U-Taxable-NB Elec Serv UG 01426012 | KY | 8 | 141321.73 | 17665.2163 | 0
E364.00-Poles, Towers, and Fixtures | 2024-01-01 | Non-unitized | ARDD366O-Taxable-Cap Rep Def OH 01366012 | KY | 1 | 583.77 | 583.77 | 0
E364.00-Poles, Towers, and Fixtures | 2024-01-01 | Non-unitized | ARELD156-Taxable-Capital Reliability 01156012 | KY | 1 | 7522.45 | 7522.45 | 0
E364.00-Poles, Towers, and Fixtures | 2024-01-01 | Non-unitized | ARPOLE156-Taxable-Cap Pole Rep/Repl 01156012 | KY | 3 | 68593.11 | 22864.37 | 0
E364.00-Poles, Towers, and Fixtures | 2024-05-01 | Non-unitized | ARPSC256 - Cap PSC Inspections 012560 | KY | 1 | 619.28 | 619.28 | 0
E364.00-Poles, Towers, and Fixtures | 2024-01-01 | Non-unitized | 072923-I | KY | 0 | 0 | 0 | 0
E364.00-Poles, Towers, and Fixtures | 2022-02-28 | POLE,STEEL, 55 FT | POLE,STEEL, 55 FT | KY | 0 | 0 | 0 | 0
E364.00-Poles, Towers, and Fixtures | 2024-04-01 | POLE,STEEL, 55 FT | POLE,STEEL, 55 FT | KY | 56 | 714081.01 | 12751.4466 | 0
E364.00-Poles, Towers, and Fixtures | 2024-01-01 | Non-unitized | JAN 10/24 WINDS | KY | 0 | 0 | 0 | 0
E364.00-Poles, Towers, and Fixtures | 2024-05-01 | Non-unitized | INVESTMENT | KY | 5 | 7346.11 | 1469.222 | 0
E364.00-Poles, Towers, and Fixtures | 2024-01-01 | Non-unitized | ATBRD416O-Taxable-Cap Trouble Orders OH 01416012 | KY | 3 | 59156.55 | 19718.85 | 0
E364.00-Poles, Towers, and Fixtures | 2024-01-01 | Non-unitized | ATPD416-Taxable-Cap Third Party 01416012 Replacement cost of complete units of property due to damage from a third party, typically reimbursed. | KY | 5 | 7525.16 | 1505.032 | 0
E364.00-Poles, Towers, and Fixtures | 2024-02-01 | POLE WOOD 35 FT (DIST) | POLE WOOD 35 FT (DIST) | KY | 21 | 43926.33 | 2091.73 | 0
E364.00-Poles, Towers, and Fixtures | 2024-01-04 | Non-unitized | 167863 - Morehead XMUB 22 | KY | 0 | 0 | 0 | 0
E364.00-Poles, Towers, and Fixtures | 2023-12-01 | POLE WOOD 55 FT (DIST) | POLE WOOD 55 FT (DIST) | KY | 3 | 3098.63 | 1032.8767 | 0
E364.00-Poles, Towers, and Fixtures | 2024-04-01 | Non-unitized | INVESTMENT | KY | 1 | 3403.56 | 3403.56 | 0
E364.00-Poles, Towers, and Fixtures | 2024-01-01 | Non-unitized | ARDD315U-Taxable-Cap Rep Def UG 01315012 Typically used for planned or scheduled jobs. | KY | 0 | 0 | 0 | 0
E364.00-Poles, Towers, and Fixtures | 2024-04-01 | POLE,STEEL, 50 FT | POLE,STEEL, 50 FT | KY | 7 | 114620.71 | 16374.3871 | 0
E364.00-Poles, Towers, and Fixtures | 2024-04-01 | POLE,STEEL, 40 FT | POLE,STEEL, 40 FT | KY | 2 | 29581.6 | 14790.8 | 0
E364.00-Poles, Towers, and Fixtures | 2024-09-01 | POLE,STEEL, 35 FT | POLE,STEEL, 35 FT | KY | 4 | 52725.64 | 13181.41 | 0
E364.00-Poles, Towers, and Fixtures | 2024-08-01 | Non-unitized | Investment | KY | 4 | 113625.44 | 28406.36 | 0
E364.00-Poles, Towers, and Fixtures | 2022-02-28 | POLE,STEEL, 50 FT | POLE,STEEL, 50 FT | KY | 1 | 1058.29 | 1058.29 | 0
E364.00-Poles, Towers, and Fixtures | 2024-08-13 | Non-unitized | 168231 - Haley 0045 - 2022 CH | KY | 0 | 0 | 0 | 0
E364.00-Poles, Towers, and Fixtures | 2024-10-01 | Non-unitized | AXFRM426-Taxable-NB Transformers 01426012 | KY | 0 | 0 | 0 | 0
E364.00-Poles, Towers, and Fixtures | 2024-09-17 | Non-unitized | 170087 - Sharon 0937 - 2022 CH | KY | 2 | 303270.04 | 151635.02 | 0
E364.00-Poles, Towers, and Fixtures | 2024-10-01 | Non-unitized | 062524-I | KY | 1 | 3154.43 | 3154.43 | 0
E364.00-Poles, Towers, and Fixtures | 2024-12-31 | Non-unitized | 24PITP156-24PITP156-2024 PITP Earlington | KY | 2 | 618278.84 | 309139.42 | 0
E364.00-Poles, Towers, and Fixtures | 2024-12-31 | Non-unitized | 24PITP315-24PIT315-24PITP315-2024 PITP Lexington | KY | 2 | 1284596.23 | 642298.115 | 0
E364.00-Poles, Towers, and Fixtures | 2024-12-31 | Non-unitized | AKM082523-KU | KY | 1 | 16999.74 | 16999.74 | 0
E364.00-Poles, Towers, and Fixtures | 2024-12-31 | Non-unitized | 171949 - Laurel Ridge Gas Facility | KY | 1 | 945338.74 | 945338.74 | 0
E364.00-Poles, Towers, and Fixtures | 2006-01-01 | CROSS ARMS | CROSS ARMS | KY | 1567 | 50156.91 | 32.0082 | 0
E364.00-Poles, Towers, and Fixtures | 2005-01-01 | CROSS ARMS | CROSS ARMS | KY | 1081 | 170945.58 | 158.1365
E364.00-Poles, Towers, and Fixtures | 2003-01-01 | POLE WOOD 80 FT (DIST) | MP2003 Poles, Towers, and Fixtures | KY | 0 | 0 | 0
E364.00-Poles, Towers, and Fixtures | 2007-01-01 | POLE WOOD 55 FT (DIST) | POLE WOOD 55 FT (DIST) | KY | 211 | 103688.99 | 491.417 | 0
E364.00-Poles, Towers, and Fixtures | 2003-01-01 | POLE WOOD 35 FT (DIST) | POLE WOOD 35 FT (DIST) | KY | 645 | 839551.57 | 1301.6303 | 0
E364.00-Poles, Towers, and Fixtures | 2005-01-01 | POLE WOOD 45 FT (DIST) | POLE WOOD 45 FT (DIST) | KY | 302 | 498040.52 | 1649.1408 | 0
E364.00-Poles, Towers, and Fixtures | 2001-01-01 | PAD / MAT | MP2001 Poles, Towers, and Fixtures | KY | 0 | 0 | 0
E364.00-Poles, Towers, and Fixtures | 1941-01-01 | STEEL POLES | STEEL POLES | KY | 33 | -20856.27 | -632.0082 | 0
E364.00-Poles, Towers, and Fixtures | 1970-01-01 | TO BE SPREAD OVER ASSETS IN ACCOUNT | MP1970 Poles, Towers, and Fixtures | KY | 0 | 0 | 0
E364.00-Poles, Towers, and Fixtures | 2003-01-01 | #2 Triplex | MP2003 Poles, Towers, and Fixtures | KY | 0 | 0 | 0
E364.00-Poles, Towers, and Fixtures | 1971-01-01 | PAD / MAT | MP1971 Poles, Towers, and Fixtures | KY | 0 | 0 | 0
E364.00-Poles, Towers, and Fixtures | 1983-01-01 | TO BE SPREAD OVER ASSETS IN ACCOUNT | MP1983 Poles, Towers, and Fixtures | KY | 0 | 0 | 0
E364.00-Poles, Towers, and Fixtures | 2000-01-01 | POLE WOOD 35 FT (DIST) | POLE WOOD 35 FT (DIST) | KY | 745 | 431994.38 | 579.8582 | 0
E364.00-Poles, Towers, and Fixtures | 2000-01-01 | POLE WOOD 40 FT (DIST) | POLE WOOD 40 FT (DIST) | KY | 1902 | 2329327.19 | 1224.6725 | 0
E364.00-Poles, Towers, and Fixtures | 2001-01-01 | CROSS ARMS | CROSS ARMS (07362) | KY | 20461 | 1015821.6 | 49.6467 | 0
E364.00-Poles, Towers, and Fixtures | 1999-01-01 | TO BE SPREAD OVER ASSETS IN ACCOUNT | MP1999 Poles, Towers, and Fixtures | KY | 0 | 0 | 0
E364.00-Poles, Towers, and Fixtures | 2001-01-01 | TO BE SPREAD OVER ASSETS IN ACCOUNT | MP2001 Poles, Towers, and Fixtures | KY | 0 | 0 | 0
E364.00-Poles, Towers, and Fixtures | 1970-01-01 | GRADING | MP1970 Poles, Towers, and Fixtures | KY | 0 | 0 | 0
E364.00-Poles, Towers, and Fixtures | 2001-01-01 | POLE WOOD 60 FT (DIST) | POLE WOOD 60 FT (DIST) | KY | 16 | 61270.93 | 3829.4331
E364.00-Poles, Towers, and Fixtures | 1999-01-01 | POLE WOOD 40 FT (DIST) | POLE WOOD 40 FT (DIST) | KY | 2602 | 5740568.02 | 2206.2137 | 0
E364.00-Poles, Towers, and Fixtures | 2001-01-01 | GROUND | MP2001 Poles, Towers, and Fixtures | KY | 0 | 0 | 0
E364.00-Poles, Towers, and Fixtures | 1999-01-01 | CROSS ARMS | CROSS ARMS (07362) | KY | 4212 | 434837.37 | 103.2377 | 0
E364.00-Poles, Towers, and Fixtures | 2003-01-01 | POLE WOOD 50 FT (DIST) | MP2003 Poles, Towers, and Fixtures | KY | 0 | 0 | 0 | 0
E364.00-Poles, Towers, and Fixtures | 2002-01-01 | POLE WOOD 70 FT (DIST) | MP2002 Poles, Towers, and Fixtures | KY | 0 | 0 | 0
E364.00-Poles, Towers, and Fixtures | 1987-01-01 | POLE WOOD 75 FT (DIST) | MP1987 Poles, Towers, and Fixtures | KY | 4 | 0 | 0 | 0
E364.00-Poles, Towers, and Fixtures | 1942-01-01 | CROSS ARMS | MP1942 Poles, Towers, and Fixtures | KY | 0 | 0 | 0 | 0
E364.00-Poles, Towers, and Fixtures | 1984-01-01 | POLE WOOD 30 FT (DIST) | POLE WOOD 30 FT | KY | 1210 | 232703.15 | 192.3167 | 0
E364.00-Poles, Towers, and Fixtures | 1948-01-01 | CROSS ARMS | CROSS ARMS | KY | 2212 | 8397.7 | 3.7964 | 0
E364.00-Poles, Towers, and Fixtures | 1996-01-01 | POLE WOOD 60 FT (DIST) | POLE WOOD 60 FT (DIST) | KY | 41 | 53305.64 | 1300.1376 | 0
E364.00-Poles, Towers, and Fixtures | 2000-01-01 | STEEL POLES | STEEL POLES | KY | 126 | 216531.4 | 1718.5032 | 0
E364.00-Poles, Towers, and Fixtures | 1999-01-01 | STEEL POLES | STEEL POLES | KY | 129 | 151062.9 | 1171.0302 | 0
E364.00-Poles, Towers, and Fixtures | 1978-01-01 | POLE WOOD 50 FT (DIST) | POLE WOOD 50 FT | KY | 37 | 9797.11 | 264.7868 | 0
E364.00-Poles, Towers, and Fixtures | 1990-01-01 | POLE WOOD 45 FT (DIST) | POLE WOOD 45 FT (DIST) | KY | 1022 | 497359.29 | 486.6529 | 0
E364.00-Poles, Towers, and Fixtures | 1995-01-01 | CROSS ARMS | CROSS ARMS (07362) | KY | 32019 | 1481106.12 | 46.2571 | 0
E364.00-Poles, Towers, and Fixtures | 1976-01-01 | PAD / MAT | MP1976 Poles, Towers, and Fixtures | KY | 0 | 0 | 0
E364.00-Poles, Towers, and Fixtures | 1972-01-01 | PLATFORM | MP1972 Poles, Towers, and Fixtures | KY | 0 | 0 | 0
E364.00-Poles, Towers, and Fixtures | 1954-01-01 | TO BE SPREAD OVER ASSETS IN ACCOUNT | MP1954 Poles, Towers, and Fixtures | KY | 0 | 0 | 0
E364.00-Poles, Towers, and Fixtures | 1957-01-01 | PLATFORM | MP1957 Poles, Towers, and Fixtures | KY | 0 | 0 | 0
E364.00-Poles, Towers, and Fixtures | 1975-01-01 | TO BE SPREAD OVER ASSETS IN ACCOUNT | MP1975 Poles, Towers, and Fixtures | KY | 0 | 0 | 0
E364.00-Poles, Towers, and Fixtures | 1986-01-01 | CROSS ARMS | CROSS ARMS | KY | 25247 | 626713.57 | 24.8233 | 0
E364.00-Poles, Towers, and Fixtures | 2007-01-01 | #2 Triplex | MP2007 Poles, Towers, and Fixtures | KY | 0 | 0 | 0
E364.00-Poles, Towers, and Fixtures | 1962-01-01 | POLE WOOD 45 FT (DIST) | POLE WOOD 45 FT | KY | 0 | 0 | 0 | 0
E364.00-Poles, Towers, and Fixtures | 2002-01-01 | STEEL POLES | STEEL POLES | KY | 24 | 21528.51 | 897.0213
E364.00-Poles, Towers, and Fixtures | 2000-01-01 | CROSS ARMS | MP2000 Poles, Towers, and Fixtures | KY | 0 | 0 | 0
E364.00-Poles, Towers, and Fixtures | 2000-01-01 | PLATFORM | MP2000 Poles, Towers, and Fixtures | KY | 0 | 0 | 0
E364.00-Poles, Towers, and Fixtures | 1947-01-01 | POLE WOOD 50 FT (DIST) | MP1947 Poles, Towers, and Fixtures | KY | 0 | 0 | 0 | 0
E364.00-Poles, Towers, and Fixtures | 1994-01-01 | PAD / MAT | MP1994 Poles, Towers, and Fixtures | KY | 0 | 0 | 0
E364.00-Poles, Towers, and Fixtures | 1969-01-01 | POLE WOOD 70 FT (DIST) | POLE WOOD 70 FT | KY | 8 | 3302.51 | 412.8138 | 0
E364.00-Poles, Towers, and Fixtures | 1980-01-01 | CROSS ARMS | CROSS ARMS | KY | 19459 | 404018.97 | 20.7626 | 0
E364.00-Poles, Towers, and Fixtures | 1952-01-01 | POLE WOOD 55 FT (DIST) | POLE WOOD 55 FT | KY | 0 | 0 | 0 | 0
E364.00-Poles, Towers, and Fixtures | 1991-01-01 | GUY | GUY (00070) | KY | 5752 | 584485.36 | 101.6143 | 0
E364.00-Poles, Towers, and Fixtures | 1962-01-01 | POLE WOOD 65 FT (DIST) | MP1962 Poles, Towers, and Fixtures | KY | 0 | 0 | 0 | 0
E364.00-Poles, Towers, and Fixtures | 1987-01-01 | POLE WOOD 65 FT (DIST) | POLE WOOD 65 FT (DIST) | KY | 9 | 11454.27 | 1272.6967 | 0
E364.00-Poles, Towers, and Fixtures | 1980-01-01 | PAD / MAT | MP1980 Poles, Towers, and Fixtures | KY | 0 | 0 | 0
E364.00-Poles, Towers, and Fixtures | 1998-01-01 | PAD / MAT | MP1998 Poles, Towers, and Fixtures | KY | 0 | 0 | 0
E364.00-Poles, Towers, and Fixtures | 1996-01-01 | STEEL POLES | STEEL POLES | KY | 32 | 51631.69 | 1613.4903 | 0
E364.00-Poles, Towers, and Fixtures | 1968-01-01 | POLE WOOD 35 FT (DIST) | POLE WOOD 35 FT | KY | 1334 | 96004.62 | 71.9675 | 0
E364.00-Poles, Towers, and Fixtures | 1978-01-01 | POLE WOOD 45 FT (DIST) | POLE WOOD 45 FT | KY | 443 | 100646.89 | 227.1939 | 0
E364.00-Poles, Towers, and Fixtures | 1966-01-01 | POLE WOOD 40 FT (DIST) | POLE WOOD 40 FT | KY | 1942 | 269461.11 | 138.7544 | 0
E364.00-Poles, Towers, and Fixtures | 1950-01-01 | POLE WOOD 20 FT (DIST) | POLE WOOD 20 FT (DIST) | KY | 8 | 110.85 | 13.8562 | 0
E364.00-Poles, Towers, and Fixtures | 1990-01-01 | POLE WOOD 55 FT (DIST) | POLE WOOD 55 FT (DIST) | KY | 31 | 25205.42 | 813.0781 | 0
E364.00-Poles, Towers, and Fixtures | 1977-01-01 | TO BE SPREAD OVER ASSETS IN ACCOUNT | MP1977 Poles, Towers, and Fixtures | KY | 0 | 0 | 0
E364.00-Poles, Towers, and Fixtures | 1949-01-01 | POLE WOOD 25 FT (DIST) | POLE WOOD 25 FT (DIST) | KY | 232 | 4966.49 | 21.4073 | 0
E364.00-Poles, Towers, and Fixtures | 1965-01-01 | POLE WOOD 25 FT (DIST) | POLE WOOD 25 FT (DIST) | KY | 6 | 240.42 | 40.07
E364.00-Poles, Towers, and Fixtures | 1996-01-01 | POLE WOOD 30 FT (DIST) | POLE WOOD 30 FT (DIST) | KY | 1131 | 438353.82 | 387.5807 | 0
E364.00-Poles, Towers, and Fixtures | 1955-01-01 | TO BE SPREAD OVER ASSETS IN ACCOUNT | MP1955 Poles, Towers, and Fixtures | KY | 0 | 0 | 0
E364.00-Poles, Towers, and Fixtures | 1967-01-01 | GUY | GUY | KY | 5566 | 121387.71 | 21.8088 | 0
E364.00-Poles, Towers, and Fixtures | 1953-01-01 | POLE WOOD 40 FT (DIST) | POLE WOOD 40 FT | KY | 0 | 0 | 0 | 0
E364.00-Poles, Towers, and Fixtures | 1987-01-01 | TO BE SPREAD OVER ASSETS IN ACCOUNT | MP1987 Poles, Towers, and Fixtures | KY | 0 | 0 | 0
E364.00-Poles, Towers, and Fixtures | 1962-01-01 | POLE WOOD 50 FT (DIST) | POLE WOOD 50 FT | KY | 0 | 0 | 0 | 0
E364.00-Poles, Towers, and Fixtures | 2002-01-01 | FENCE | FENCE (FEET) (01012) | KY | 200 | 18093.16 | 90.4658
E364.00-Poles, Towers, and Fixtures | 1946-01-01 | POLE WOOD 25 FT (DIST) | POLE WOOD 25 FT (DIST) | KY | 759 | 16837.13 | 22.1833 | 0
E364.00-Poles, Towers, and Fixtures | 1967-01-01 | POLE WOOD 60 FT (DIST) | POLE WOOD 60 FT | KY | 13 | 2635.56 | 202.7354 | 0
E364.00-Poles, Towers, and Fixtures | 1956-01-01 | POLE WOOD 25 FT (DIST) | POLE WOOD 25 FT (DIST) | KY | 29 | 854.61 | 29.4693
E364.00-Poles, Towers, and Fixtures | 1950-01-01 | POLE WOOD 30 FT (DIST) | POLE WOOD 30 FT | KY | 1061 | 30910.4 | 29.1333 | 0
E364.00-Poles, Towers, and Fixtures | 1985-01-01 | CROSS ARMS | CROSS ARMS | KY | 20010 | 506162.98 | 25.2955 | 0
E364.00-Poles, Towers, and Fixtures | 1977-01-01 | POLE WOOD 60 FT (DIST) | MP1977 Poles, Towers, and Fixtures | KY | 0 | 0 | 0
E364.00-Poles, Towers, and Fixtures | 1975-01-01 | PLATFORM | MP1975 Poles, Towers, and Fixtures | KY | 0 | 0 | 0
E364.00-Poles, Towers, and Fixtures | 2002-01-01 | POLE WOOD 45 FT (DIST) | MP2002 Poles, Towers, and Fixtures | KY | 0 | 0 | 0 | 0
E364.00-Poles, Towers, and Fixtures | 1949-01-01 | POLE WOOD UNDER 20 FT (DIST) | POLE WOOD UNDER 20 FT (DIST) | KY | 3 | 45.28 | 15.0933
E364.00-Poles, Towers, and Fixtures | 1977-01-01 | POLE WOOD 45 FT (DIST) | POLE WOOD 45 FT | KY | 292 | 60553.9 | 207.3764 | 0
E364.00-Poles, Towers, and Fixtures | 1989-01-01 | POLE WOOD 40 FT (DIST) | POLE WOOD 40 FT (DIST) | KY | 2830 | 1615194.94 | 570.7403 | 0
E364.00-Poles, Towers, and Fixtures | 2008-01-01 | POLE WOOD 30 FT (DIST) | POLE WOOD 30 FT (DIST) | KY | 307 | 212134.93 | 690.9933
E364.00-Poles, Towers, and Fixtures | 2008-01-01 | CROSS ARMS | CROSS ARMS (07362) | KY | 23 | 5780.13 | 251.31
E364.00-Poles, Towers, and Fixtures | 2006-01-01 | #2 Triplex | MP2006 Poles, Towers, and Fixtures | KY | 0 | 0 | 0
E364.00-Poles, Towers, and Fixtures | 2008-01-01 | INSULATORS - LINE | MP2008 Poles, Towers, and Fixtures | KY | 0 | 0 | 0
E364.00-Poles, Towers, and Fixtures | 1986-01-01 | POLE WOOD 40 FT (DIST) | POLE WOOD 40 FT | KY | 2628 | 1431622.55 | 544.7574 | 0
E364.00-Poles, Towers, and Fixtures | 1995-01-01 | POLE WOOD 40 FT (DIST) | POLE WOOD 40 FT (DIST) | KY | 3621 | 3074292.78 | 849.0176 | 0
E364.00-Poles, Towers, and Fixtures | 1961-01-01 | POLE WOOD 40 FT (DIST) | POLE WOOD 40 FT | KY | 1317 | 173275.35 | 131.5682 | 0
E364.00-Poles, Towers, and Fixtures | 1965-01-01 | POLE WOOD 40 FT (DIST) | POLE WOOD 40 FT | KY | 2047 | 262312.81 | 128.145 | 0
E364.00-Poles, Towers, and Fixtures | 1969-01-01 | POLE WOOD 40 FT (DIST) | POLE WOOD 40 FT | KY | 2506 | 377937.07 | 150.8129 | 0
E364.00-Poles, Towers, and Fixtures | 1948-01-01 | POLE WOOD 30 FT (DIST) | POLE WOOD 30 FT | KY | 998 | 69678.99 | 69.8186 | 0
E364.00-Poles, Towers, and Fixtures | 2008-05-01 | Non-unitized | STLT315-STREET LIGHTING 315 | KY | 0 | 0 | 0 | 0
E364.00-Poles, Towers, and Fixtures | 2008-07-01 | Non-unitized | POLD315-OUTDOOR LIGHTING 315 | KY | 0 | 0 | 0
E364.00-Poles, Towers, and Fixtures | 2008-07-01 | Non-unitized | NBSV156UG-New Bus Serv-UG-Earlington | KY | 0 | 0 | 0
E364.00-Poles, Towers, and Fixtures | 2008-07-01 | Non-unitized | NBSV426OH-New Elect Serv-Ovhd-London | KY | 0 | 0 | 0
E364.00-Poles, Towers, and Fixtures | 2008-05-01 | Non-unitized | KELLY RD 42038 | KY | 0 | 0 | 0
E364.00-Poles, Towers, and Fixtures | 2008-07-01 | Non-unitized | STLT426-STREET LIGHTING 426 | KY | 0 | 0 | 0 | 0
E364.00-Poles, Towers, and Fixtures | 2008-12-31 | CROSS ARMS | CROSS ARMS (07362) | KY | 346 | 255744.26 | 739.1453
E364.00-Poles, Towers, and Fixtures | 2008-07-01 | Non-unitized | RDPOLE366-Pole repair/replacement 366 | KY | 0 | 0 | 0
E364.00-Poles, Towers, and Fixtures | 2008-07-01 | Non-unitized | NBSV246UG-New Bus Serv-UG-Etown | KY | 0 | 0 | 0
E364.00-Poles, Towers, and Fixtures | 2008-07-01 | Non-unitized | TRBORD156-TROUBLE ORDERS 156 | KY | 0 | 0 | 0 | 0
E364.00-Poles, Towers, and Fixtures | 2008-07-01 | Non-unitized | NBSV236UG-New Bus Serv-UG-Richmond | KY | 0 | 0 | 0
E364.00-Poles, Towers, and Fixtures | 2008-05-01 | Non-unitized | 1154806 | KY | 0 | 0 | 0
E364.00-Poles, Towers, and Fixtures | 2008-05-01 | Non-unitized | 70 LAKEWOOD DR | KY | 0 | 0 | 0
E364.00-Poles, Towers, and Fixtures | 2008-05-01 | Non-unitized | BLACK MT UTILITY DISTRICT | KY | 0 | 0 | 0
E364.00-Poles, Towers, and Fixtures | 2008-05-01 | Non-unitized | 881 GISHTON RD TRAILER 42330 | KY | 0 | 0 | 0
E364.00-Poles, Towers, and Fixtures | 2008-05-01 | Non-unitized | 1354585 | KY | 0 | 0 | 0
E364.00-Poles, Towers, and Fixtures | 2008-05-01 | Non-unitized | 1091474 | KY | 0 | 0 | 0 | 0
E364.00-Poles, Towers, and Fixtures | 2008-05-01 | Non-unitized | 2698 NICHOLASVILLE RD 40503 | KY | 0 | 0 | 0
E364.00-Poles, Towers, and Fixtures | 2008-05-01 | Non-unitized | LARKINS-CRICK LN | KY | 0 | 0 | 0
E364.00-Poles, Towers, and Fixtures | 2008-05-01 | Non-unitized | HAPPY HOLLOW RD | KY | 0 | 0 | 0 | 0
E364.00-Poles, Towers, and Fixtures | 2008-05-01 | Non-unitized | 3669 HUFFMAN MILL PIKE | KY | 0 | 0 | 0
E364.00-Poles, Towers, and Fixtures | 2008-05-01 | Non-unitized | ADKINS APARTMENTS | KY | 0 | 0 | 0 | 0
E364.00-Poles, Towers, and Fixtures | 2008-05-01 | Non-unitized | HOLBROOK ST 40359 | KY | 0 | 0 | 0 | 0
E364.00-Poles, Towers, and Fixtures | 2008-05-01 | Non-unitized | 1063845 | KY | 0 | 0 | 0
E364.00-Poles, Towers, and Fixtures | 2008-05-01 | Non-unitized | POLE TRANSFER TRACTOR SUPPLY | KY | 0 | 0 | 0
E364.00-Poles, Towers, and Fixtures | 2008-05-01 | Non-unitized | 202 CLOVER ST.HARLAN KY. 40831 | KY | 0 | 0 | 0
E364.00-Poles, Towers, and Fixtures | 2008-05-01 | Non-unitized | 395 STATE RT 604 42330 | KY | 0 | 0 | 0
E364.00-Poles, Towers, and Fixtures | 2008-05-01 | Non-unitized | 11959 STATE RT 181 N 42325 | KY | 0 | 0 | 0
E364.00-Poles, Towers, and Fixtures | 2008-05-01 | Non-unitized | 340 N FOURTH ST GARAGE 42330 | KY | 0 | 0 | 0
E364.00-Poles, Towers, and Fixtures | 2008-05-01 | Non-unitized | 1097265 | KY | 0 | 0 | 0
E364.00-Poles, Towers, and Fixtures | 2008-05-01 | Non-unitized | BALLARD & EDWARDS 40475 | KY | 0 | 0 | 0 | 0
E364.00-Poles, Towers, and Fixtures | 2008-05-01 | Non-unitized | 27 S WESCO DR | KY | 0 | 0 | 0
E364.00-Poles, Towers, and Fixtures | 2008-05-01 | Non-unitized | KENTUCKY UTILITIES COMPANY | KY | 0 | 0 | 0
E364.00-Poles, Towers, and Fixtures | 2008-05-01 | Non-unitized | 1128784 | KY | 0 | 0 | 0
E364.00-Poles, Towers, and Fixtures | 2008-05-01 | Non-unitized | 3486 DOVER RD 41002 | KY | 0 | 0 | 0
E364.00-Poles, Towers, and Fixtures | 2008-05-01 | Non-unitized | 40 STATE ROUTE 189 BYP | KY | 0 | 0 | 0
E364.00-Poles, Towers, and Fixtures | 2008-05-01 | Non-unitized | GREENSBURG RD | KY | 0 | 0 | 0
E364.00-Poles, Towers, and Fixtures | 2008-05-01 | Non-unitized | 1104568 | KY | 0 | 0 | 0 | 0
E364.00-Poles, Towers, and Fixtures | 2008-05-01 | Non-unitized | MCCOWANS FERRY RD | KY | 0 | 0 | 0 | 0
E364.00-Poles, Towers, and Fixtures | 2008-05-01 | Non-unitized | 1032 W HIGH ST 40508 | KY | 0 | 0 | 0 | 0
E364.00-Poles, Towers, and Fixtures | 2008-05-01 | Non-unitized | 3962 FRANKFORT RD 40065 | KY | 0 | 0 | 0
E364.00-Poles, Towers, and Fixtures | 2008-05-01 | Non-unitized | COURT | KY | 0 | 0 | 0 | 0
E364.00-Poles, Towers, and Fixtures | 2008-05-01 | Non-unitized | BRANNON RD 40356 | KY | 0 | 0 | 0 | 0
E364.00-Poles, Towers, and Fixtures | 2008-05-01 | Non-unitized | 2150 N MIDDLETOWN RD 40361 | KY | 0 | 0 | 0 | 0
E364.00-Poles, Towers, and Fixtures | 2008-05-01 | Non-unitized | 302 S.ATKINSON AVE. EARLINGTON,KY 42410 | KY | 0 | 0 | 0 | 0
E364.00-Poles, Towers, and Fixtures | 2008-05-01 | Non-unitized | 2438 S DIXIE HWY 42765 | KY | 0 | 0 | 0 | 0
E364.00-Poles, Towers, and Fixtures | 2008-05-01 | Non-unitized | RED ROOF INN POLE TRANSFER | KY | 0 | 0 | 0
E364.00-Poles, Towers, and Fixtures | 2008-05-01 | Non-unitized | 512 N FOURTH ST TSE 40422 | KY | 0 | 0 | 0 | 0
E364.00-Poles, Towers, and Fixtures | 2008-05-01 | Non-unitized | NORTONVILLE RD | KY | 0 | 0 | 0 | 0
E364.00-Poles, Towers, and Fixtures | 2008-05-01 | Non-unitized | 1432 PAYNES DEPOT RD | KY | 0 | 0 | 0 | 0
E364.00-Poles, Towers, and Fixtures | 2008-05-01 | Non-unitized | 3051 N MIDDLETOWN RD | KY | 0 | 0 | 0 | 0
E364.00-Poles, Towers, and Fixtures | 2008-05-01 | Non-unitized | STATE HWY 217 | KY | 0 | 0 | 0 | 0
E364.00-Poles, Towers, and Fixtures | 2008-05-01 | Non-unitized | 50 ROSE ROAD OFF DRY CREEK ROAD 40313 | KY | 0 | 0 | 0 | 0
E364.00-Poles, Towers, and Fixtures | 2008-05-01 | Non-unitized | 1273 CANE RIDGE RD TRL 40361 | KY | 0 | 0 | 0 | 0
E364.00-Poles, Towers, and Fixtures | 2008-05-01 | Non-unitized | 1108544 | KY | 0 | 0 | 0 | 0
E364.00-Poles, Towers, and Fixtures | 2008-05-01 | Non-unitized | S US HWY 421 | KY | 0 | 0 | 0 | 0
E364.00-Poles, Towers, and Fixtures | 2008-05-01 | Non-unitized | 1102714 | KY | 0 | 0 | 0 | 0
E364.00-Poles, Towers, and Fixtures | 2008-05-01 | Non-unitized | 1183920 | KY | 0 | 0 | 0 | 0
E364.00-Poles, Towers, and Fixtures | 2008-05-01 | Non-unitized | 12659 AA HWY#9 41043 | KY | 0 | 0 | 0 | 0
E364.00-Poles, Towers, and Fixtures | 2008-05-01 | Non-unitized | STEEL HOUSE BRANCH 40815 | KY | 0 | 0 | 0 | 0
E364.00-Poles, Towers, and Fixtures | 2008-05-01 | Non-unitized | 1232914 | KY | 0 | 0 | 0 | 0
E364.00-Poles, Towers, and Fixtures | 2008-05-01 | Non-unitized | COLMAR 40965 | KY | 0 | 0 | 0 | 0
E364.00-Poles, Towers, and Fixtures | 2008-05-01 | Non-unitized | 1160 VERSAILLES RD | KY | 0 | 0 | 0 | 0
E364.00-Poles, Towers, and Fixtures | 2008-05-01 | Non-unitized | PEAKS MILL RD | KY | 0 | 0 | 0 | 0
E364.00-Poles, Towers, and Fixtures | 2008-05-01 | Non-unitized | 135 QUALITY DR 40475 | KY | 0 | 0 | 0 | 0
E364.00-Poles, Towers, and Fixtures | 2008-05-01 | Non-unitized | 518 HIGHWAY 19 41004 | KY | 0 | 0 | 0 | 0
E364.00-Poles, Towers, and Fixtures | 2008-05-01 | Non-unitized | US HWY 25 E | KY | 0 | 0 | 0 | 0
E364.00-Poles, Towers, and Fixtures | 2008-05-01 | Non-unitized | ED PILE RD. 40004 | KY | 0 | 0 | 0 | 0
E364.00-Poles, Towers, and Fixtures | 2008-05-01 | Non-unitized | BEASLEY RD | KY | 0 | 0 | 0 | 0
E364.00-Poles, Towers, and Fixtures | 2008-05-01 | Non-unitized | 20 OLD US 60 NEW HS 40371 | KY | 0 | 0 | 0 | 0
E364.00-Poles, Towers, and Fixtures | 2008-05-01 | Non-unitized | ROLLING HILLS LN | KY | 0 | 0 | 0 | 0
E364.00-Poles, Towers, and Fixtures | 2008-05-01 | Non-unitized | 1520 E NEW CIRCLE RD | KY | 0 | 0 | 0 | 0
E364.00-Poles, Towers, and Fixtures | 2008-05-01 | Non-unitized | US 127 NORTH 40 | KY | 0 | 0 | 0 | 0
E364.00-Poles, Towers, and Fixtures | 2008-05-01 | Non-unitized | US 25 & HWY. 1223 | KY | 0 | 0 | 0 | 0
E364.00-Poles, Towers, and Fixtures | 2008-05-01 | Non-unitized | W EVERLY BROTHERS BLVD | KY | 0 | 0 | 0
E364.00-Poles, Towers, and Fixtures | 2008-05-01 | Non-unitized | 150 HATCHER-WHITE LN TSE 42728 | KY | 0 | 0 | 0 | 0
E364.00-Poles, Towers, and Fixtures | 2008-05-01 | Non-unitized | 90 SON IN LAW RDG TRLR 42638 | KY | 0 | 0 | 0 | 0
E364.00-Poles, Towers, and Fixtures | 2008-05-01 | Non-unitized | GOSHEN CUTOFF RD BARN 40484 | KY | 0 | 0 | 0 | 0
E364.00-Poles, Towers, and Fixtures | 2008-05-01 | Non-unitized | 593 ROSEMILL DR 40503 | KY | 0 | 0 | 0 | 0
E364.00-Poles, Towers, and Fixtures | 2008-05-01 | Non-unitized | 592 N DIXIE ST 42749 | KY | 0 | 0 | 0 | 0
E364.00-Poles, Towers, and Fixtures | 2008-05-01 | Non-unitized | 300 COVINGTON AVE 40069 | KY | 0 | 0 | 0 | 0
E364.00-Poles, Towers, and Fixtures | 2008-05-01 | Non-unitized | 3000 SHAKERTOWN 40330 | KY | 0 | 0 | 0 | 0
E364.00-Poles, Towers, and Fixtures | 2008-05-01 | Non-unitized | 4260 KY HWY 2141 40484 | KY | 0 | 0 | 0 | 0
E364.00-Poles, Towers, and Fixtures | 2008-05-01 | Non-unitized | PINEVIEW | KY | 0 | 0 | 0 | 0
E364.00-Poles, Towers, and Fixtures | 2008-05-01 | Non-unitized | FORRESTERS CREEK 40819 | KY | 0 | 0 | 0 | 0
E364.00-Poles, Towers, and Fixtures | 2008-05-01 | Non-unitized | 135 SALYER ST. | KY | 0 | 0 | 0 | 0
E364.00-Poles, Towers, and Fixtures | 2008-05-01 | Non-unitized | 127 RIVER LANE 40371 | KY | 0 | 0 | 0 | 0
E364.00-Poles, Towers, and Fixtures | 2008-05-01 | Non-unitized | 4095 WOODWARD RD TSE 41044 | KY | 0 | 0 | 0 | 0
E364.00-Poles, Towers, and Fixtures | 2008-05-01 | Non-unitized | 137 BOTTOM RD TRL 40828 | KY | 0 | 0 | 0 | 0
E364.00-Poles, Towers, and Fixtures | 2008-05-01 | Non-unitized | 1218266 | KY | 0 | 0 | 0 | 0
E364.00-Poles, Towers, and Fixtures | 2008-05-01 | Non-unitized | 1136084 | KY | 0 | 0 | 0 | 0
E364.00-Poles, Towers, and Fixtures | 2008-05-01 | Non-unitized | 1253046 | KY | 0 | 0 | 0 | 0
E364.00-Poles, Towers, and Fixtures | 2008-05-01 | Non-unitized | RT4 OLD PNVL PK 48B BOX1 40965 | KY | 0 | 0 | 0 | 0
E364.00-Poles, Towers, and Fixtures | 2008-05-01 | Non-unitized | 1111905 | KY | 0 | 0 | 0 | 0
E364.00-Poles, Towers, and Fixtures | 2008-05-01 | Non-unitized | 1182824 | KY | 0 | 0 | 0 | 0
E364.00-Poles, Towers, and Fixtures | 2008-05-01 | Non-unitized | PORTOBELLO CT 40160 | KY | 0 | 0 | 0 | 0
E364.00-Poles, Towers, and Fixtures | 2008-05-01 | Non-unitized | 989394 | KY | 0 | 0 | 0 | 0
E364.00-Poles, Towers, and Fixtures | 2008-05-01 | Non-unitized | 1065904 | KY | 0 | 0 | 0 | 0
E364.00-Poles, Towers, and Fixtures | 2008-05-01 | Non-unitized | 821 CANE RUN RD | KY | 0 | 0 | 0 | 0
E364.00-Poles, Towers, and Fixtures | 2008-05-01 | Non-unitized | 235 NEW WILSON LN 40965 | KY | 0 | 0 | 0 | 0
E364.00-Poles, Towers, and Fixtures | 2008-05-01 | Non-unitized | N 12TH ST 40965 | KY | 0 | 0 | 0 | 0
E364.00-Poles, Towers, and Fixtures | 2008-05-01 | Non-unitized | 1271466 | KY | 0 | 0 | 0 | 0
E364.00-Poles, Towers, and Fixtures | 2008-05-01 | Non-unitized | SPRING CT 40324 | KY | 0 | 0 | 0 | 0
E364.00-Poles, Towers, and Fixtures | 2008-05-01 | Non-unitized | WOODLAND LANE | KY | 0 | 0 | 0 | 0
E364.00-Poles, Towers, and Fixtures | 2008-05-01 | Non-unitized | 1330 LEXINGTON RD 40324 | KY | 0 | 0 | 0 | 0
E364.00-Poles, Towers, and Fixtures | 2008-05-01 | Non-unitized | 3780 BOWMAN MILL RD 40513 | KY | 0 | 0 | 0 | 0
E364.00-Poles, Towers, and Fixtures | 2008-05-01 | Non-unitized | 1084394 | KY | 0 | 0 | 0 | 0
E364.00-Poles, Towers, and Fixtures | 2008-05-01 | Non-unitized | 126 CORNETTE ST 42337 | KY | 0 | 0 | 0
E364.00-Poles, Towers, and Fixtures | 2008-07-01 | Non-unitized | ECAPRR156-Inst cap/reg/recl-Earlington | KY | 0 | 0 | 0
E364.00-Poles, Towers, and Fixtures | 2008-05-01 | Non-unitized | 78 BON HAVEN DR | KY | 0 | 0 | 0 | 0
E364.00-Poles, Towers, and Fixtures | 2008-05-01 | Non-unitized | 230 RIVERVIEW RD 40336 | KY | 0 | 0 | 0 | 0
E364.00-Poles, Towers, and Fixtures | 2008-05-01 | Non-unitized | HANLEY | KY | 0 | 0 | 0 | 0
E364.00-Poles, Towers, and Fixtures | 2008-05-01 | Non-unitized | TRAILWOOD LN | KY | 0 | 0 | 0 | 0
E364.00-Poles, Towers, and Fixtures | 2008-05-01 | Non-unitized | BEREA RD 40475` | KY | 0 | 0 | 0
E364.00-Poles, Towers, and Fixtures | 2008-05-01 | Non-unitized | 3580 CUMMINS FERRY RD 40383 | KY | 0 | 0 | 0 | 0
E364.00-Poles, Towers, and Fixtures | 2008-05-01 | Non-unitized | 320 KEIGAN ST 42337 | KY | 0 | 0 | 0 | 0
E364.00-Poles, Towers, and Fixtures | 2008-05-01 | Non-unitized | 603 JONES AVE GARAGE 42337 | KY | 0 | 0 | 0 | 0
E364.00-Poles, Towers, and Fixtures | 2008-05-01 | Non-unitized | CARMICHAEL LN LOT 5 40330 | KY | 0 | 0 | 0 | 0
E364.00-Poles, Towers, and Fixtures | 2008-05-01 | Non-unitized | 502 WISEMANTOWN RD | KY | 0 | 0 | 0 | 0
E364.00-Poles, Towers, and Fixtures | 2008-05-01 | Non-unitized | 2535 ECTON RD | KY | 0 | 0 | 0 | 0
E364.00-Poles, Towers, and Fixtures | 2008-05-01 | Non-unitized | MT VERNON RD | KY | 0 | 0 | 0 | 0
E364.00-Poles, Towers, and Fixtures | 2008-05-01 | Non-unitized | 1641 GREGORY WOODS RD. | KY | 0 | 0 | 0 | 0
E364.00-Poles, Towers, and Fixtures | 2008-05-01 | Non-unitized | WALNUT ST GOLDEN A 40977 | KY | 0 | 0 | 0 | 0
E364.00-Poles, Towers, and Fixtures | 2008-05-01 | Non-unitized | 3737 ASBURY RD BARN 41002 | KY | 0 | 0 | 0 | 0
E364.00-Poles, Towers, and Fixtures | 2008-05-01 | Non-unitized | 1157396 | KY | 0 | 0 | 0 | 0
E364.00-Poles, Towers, and Fixtures | 2008-05-01 | Non-unitized | 1338445 | KY | 0 | 0 | 0 | 0
E364.00-Poles, Towers, and Fixtures | 2008-05-01 | Non-unitized | 1109886 | KY | 0 | 0 | 0 | 0
E364.00-Poles, Towers, and Fixtures | 2008-05-01 | Non-unitized | 1139695 | KY | 0 | 0 | 0 | 0
E364.00-Poles, Towers, and Fixtures | 2008-05-01 | Non-unitized | PARIS 40324 | KY | 0 | 0 | 0 | 0
E364.00-Poles, Towers, and Fixtures | 2008-05-01 | Non-unitized | 448 LEWIS HARGETT CIR 40503 | KY | 0 | 0 | 0
E364.00-Poles, Towers, and Fixtures | 2008-05-01 | Non-unitized | EMPIRE ROAD | KY | 0 | 0 | 0 | 0
E364.00-Poles, Towers, and Fixtures | 2008-05-01 | Non-unitized | 1010 HWY. 42 E 40006 | KY | 0 | 0 | 0 | 0
E364.00-Poles, Towers, and Fixtures | 2008-05-01 | Non-unitized | WEST ST 40409 | KY | 0 | 0 | 0
E364.00-Poles, Towers, and Fixtures | 2008-05-01 | Non-unitized | 207 E HIGH ST 40069 | KY | 0 | 0 | 0 | 0
E364.00-Poles, Towers, and Fixtures | 2008-05-01 | Non-unitized | 1500 COLLEGE WAY 40502 | KY | 0 | 0 | 0 | 0
E364.00-Poles, Towers, and Fixtures | 2008-05-01 | Non-unitized | 507 BLUE SKY PKWY | KY | 0 | 0 | 0 | 0
E364.00-Poles, Towers, and Fixtures | 2008-05-01 | Non-unitized | MAN O WAR BLVD | KY | 0 | 0 | 0 | 0
E364.00-Poles, Towers, and Fixtures | 2008-05-01 | Non-unitized | 377 DENNY PURDY RD FARM 42408 | KY | 0 | 0 | 0 | 0
E364.00-Poles, Towers, and Fixtures | 2008-05-01 | Non-unitized | 4230 SARON DR 40515 | KY | 0 | 0 | 0 | 0
E364.00-Poles, Towers, and Fixtures | 2008-05-01 | Non-unitized | EAST 80 DR TSE 42728 | KY | 0 | 0 | 0 | 0
E364.00-Poles, Towers, and Fixtures | 2008-05-01 | Non-unitized | 86 JEWELL ST 42642 | KY | 0 | 0 | 0 | 0
E364.00-Poles, Towers, and Fixtures | 2008-05-01 | Non-unitized | 413 DANVILLE ST 40484 | KY | 0 | 0 | 0 | 0
E364.00-Poles, Towers, and Fixtures | 2008-05-01 | Non-unitized | OXFORD RD | KY | 0 | 0 | 0 | 0
E364.00-Poles, Towers, and Fixtures | 2008-05-01 | Non-unitized | 2811 TILLYBROOK CT 40511 | KY | 0 | 0 | 0 | 0
E364.00-Poles, Towers, and Fixtures | 2008-05-01 | Non-unitized | 709 E MAIN ST KING HL 40390 | KY | 0 | 0 | 0 | 0
E364.00-Poles, Towers, and Fixtures | 2008-05-01 | Non-unitized | PATIO ST | KY | 0 | 0 | 0 | 0
E364.00-Poles, Towers, and Fixtures | 2008-05-01 | Non-unitized | CREEKVALE DR 40175 | KY | 0 | 0 | 0
E364.00-Poles, Towers, and Fixtures | 2008-05-01 | Non-unitized | SULLIVAN RD 42784 | KY | 0 | 0 | 0 | 0
E364.00-Poles, Towers, and Fixtures | 2008-05-01 | Non-unitized | 190 EDEN RIDGE RD 41043 | KY | 0 | 0 | 0 | 0
E364.00-Poles, Towers, and Fixtures | 2008-05-01 | Non-unitized | 103 DOGWOOD 40342 | KY | 0 | 0 | 0 | 0
E364.00-Poles, Towers, and Fixtures | 2008-05-01 | Non-unitized | KENNEDY BRIDGE ROAD | KY | 0 | 0 | 0
E364.00-Poles, Towers, and Fixtures | 2008-05-01 | Non-unitized | 1444397 | KY | 0 | 0 | 0
E364.00-Poles, Towers, and Fixtures | 2008-05-01 | Non-unitized | 1319804 | KY | 0 | 0 | 0
E364.00-Poles, Towers, and Fixtures | 2008-05-01 | Non-unitized | 1357574 | KY | 0 | 0 | 0
E364.00-Poles, Towers, and Fixtures | 2008-05-01 | Non-unitized | 1157946 | KY | 0 | 0 | 0 | 0
E364.00-Poles, Towers, and Fixtures | 2008-05-01 | Non-unitized | 1173187 | KY | 0 | 0 | 0 | 0
E364.00-Poles, Towers, and Fixtures | 2008-05-01 | Non-unitized | 1089187 | KY | 0 | 0 | 0
E364.00-Poles, Towers, and Fixtures | 2008-05-01 | Non-unitized | 1099096 | KY | 0 | 0 | 0 | 0
E364.00-Poles, Towers, and Fixtures | 2008-05-01 | Non-unitized | 2501 RUSSELL CAVE RD | KY | 0 | 0 | 0 | 0
E364.00-Poles, Towers, and Fixtures | 2008-05-01 | Non-unitized | N BROADWAY | KY | 0 | 0 | 0
E364.00-Poles, Towers, and Fixtures | 2008-05-01 | Non-unitized | 1008 TYRONE ELM ST BLDG 40342 | KY | 0 | 0 | 0 | 0
E364.00-Poles, Towers, and Fixtures | 2008-05-01 | Non-unitized | 288 DARK HOLLOW ROAD 40313 | KY | 0 | 0 | 0 | 0
E364.00-Poles, Towers, and Fixtures | 2008-05-01 | Non-unitized | 5056 JENNIE KATE LN 40510 | KY | 0 | 0 | 0 | 0
E364.00-Poles, Towers, and Fixtures | 2008-05-01 | Non-unitized | 3256 LANSDOWNE DR 40502 | KY | 0 | 0 | 0
E364.00-Poles, Towers, and Fixtures | 2008-05-01 | Non-unitized | 43 SLATE AVE 40360 | KY | 0 | 0 | 0
E364.00-Poles, Towers, and Fixtures | 2008-05-01 | Non-unitized | MISSION PATH 40324 | KY | 0 | 0 | 0 | 0
E364.00-Poles, Towers, and Fixtures | 2008-05-01 | Non-unitized | 7616 PT PLEASANT RD 40057 | KY | 0 | 0 | 0 | 0
E364.00-Poles, Towers, and Fixtures | 2008-05-01 | Non-unitized | 3144 E HWY 146 40031 | KY | 0 | 0 | 0 | 0
E364.00-Poles, Towers, and Fixtures | 2008-05-01 | Non-unitized | 1027 MT VERNON DR A 40065 | KY | 0 | 0 | 0 | 0
E364.00-Poles, Towers, and Fixtures | 2008-05-01 | Non-unitized | 75 T ST 40456 | KY | 0 | 0 | 0 | 0
E364.00-Poles, Towers, and Fixtures | 2008-05-01 | Non-unitized | FOREST PRODUCTS CHIP MILL | KY | 0 | 0 | 0
E364.00-Poles, Towers, and Fixtures | 2008-05-01 | Non-unitized | US HWY 421 | KY | 0 | 0 | 0 | 0
E364.00-Poles, Towers, and Fixtures | 2008-05-01 | Non-unitized | 176 WEISENBERGER MILL RD 40347 | KY | 0 | 0 | 0 | 0
E364.00-Poles, Towers, and Fixtures | 2008-05-01 | Non-unitized | RYDER CT LT 29TSE 40162 | KY | 0 | 0 | 0 | 0
E364.00-Poles, Towers, and Fixtures | 2008-05-01 | Non-unitized | 1363 COURT ST 42087 | KY | 0 | 0 | 0 | 0
E364.00-Poles, Towers, and Fixtures | 2008-05-01 | Non-unitized | 810 BOURNE AVE | KY | 0 | 0 | 0 | 0
E364.00-Poles, Towers, and Fixtures | 2008-05-01 | Non-unitized | 64 BALLARD ST 42629 | KY | 0 | 0 | 0 | 0
E364.00-Poles, Towers, and Fixtures | 2008-05-01 | Non-unitized | 1312305 | KY | 0 | 0 | 0 | 0
E364.00-Poles, Towers, and Fixtures | 2008-05-01 | Non-unitized | 149 PARK HILL 40854 | KY | 0 | 0 | 0 | 0
E364.00-Poles, Towers, and Fixtures | 2008-05-01 | Non-unitized | 1290 DANVILLE RD 40356 | KY | 0 | 0 | 0 | 0
E364.00-Poles, Towers, and Fixtures | 2008-05-01 | Non-unitized | FRED BURNS RD 40162 | KY | 0 | 0 | 0 | 0
E364.00-Poles, Towers, and Fixtures | 2008-05-01 | Non-unitized | 3293 LONG LICK 40379 | KY | 0 | 0 | 0 | 0
E364.00-Poles, Towers, and Fixtures | 2008-05-01 | Non-unitized | 1144474 | KY | 0 | 0 | 0 | 0
E364.00-Poles, Towers, and Fixtures | 2008-05-01 | Non-unitized | 1282176 | KY | 0 | 0 | 0 | 0
E364.00-Poles, Towers, and Fixtures | 2008-05-01 | Non-unitized | 1010 CURRY PLACE DR 40383 | KY | 0 | 0 | 0 | 0
E364.00-Poles, Towers, and Fixtures | 2008-05-01 | Non-unitized | 1056756 | KY | 0 | 0 | 0
E364.00-Poles, Towers, and Fixtures | 2008-05-01 | Non-unitized | 1124644 | KY | 0 | 0 | 0 | 0
E364.00-Poles, Towers, and Fixtures | 2008-05-01 | Non-unitized | WATER ST 40475 | KY | 0 | 0 | 0
E364.00-Poles, Towers, and Fixtures | 2008-05-01 | Non-unitized | 810 W MAIN ST 40456 | KY | 0 | 0 | 0 | 0
E364.00-Poles, Towers, and Fixtures | 2008-05-01 | Non-unitized | GLENVIEW RD | KY | 0 | 0 | 0 | 0
E364.00-Poles, Towers, and Fixtures | 2008-05-01 | Non-unitized | 3800 CORPORATE DR TSE 40391 | KY | 0 | 0 | 0 | 0
E364.00-Poles, Towers, and Fixtures | 2008-05-01 | Non-unitized | 1175567 | KY | 0 | 0 | 0 | 0
E364.00-Poles, Towers, and Fixtures | 2008-05-01 | Non-unitized | 1263034 | KY | 0 | 0 | 0 | 0
E364.00-Poles, Towers, and Fixtures | 2008-05-01 | Non-unitized | 1100 E MAIN ST 40475 | KY | 0 | 0 | 0
E364.00-Poles, Towers, and Fixtures | 2008-05-01 | Non-unitized | 228 WORNALL LN 41031 | KY | 0 | 0 | 0 | 0
E364.00-Poles, Towers, and Fixtures | 2008-05-01 | Non-unitized | 7234 CAMARGO LEVEE RD TRL 40337 | KY | 0 | 0 | 0 | 0
E364.00-Poles, Towers, and Fixtures | 2008-05-01 | Non-unitized | 598 KENNEDY BRIDGE RD 40330 | KY | 0 | 0 | 0 | 0
E364.00-Poles, Towers, and Fixtures | 2008-05-01 | Non-unitized | HWY # 8 41002 | KY | 0 | 0 | 0 | 0
E364.00-Poles, Towers, and Fixtures | 2008-05-01 | Non-unitized | 1172828 | KY | 0 | 0 | 0 | 0
E364.00-Poles, Towers, and Fixtures | 2008-05-01 | Non-unitized | 10964 HIGHWAY 987 40831 | KY | 0 | 0 | 0 | 0
E364.00-Poles, Towers, and Fixtures | 2008-05-01 | Non-unitized | 1400 CAHILL DR 40504 | KY | 0 | 0 | 0 | 0
E364.00-Poles, Towers, and Fixtures | 2008-05-01 | Non-unitized | MAIN ST STAMPING GROUND | KY | 0 | 0 | 0 | 0
E364.00-Poles, Towers, and Fixtures | 2008-05-01 | Non-unitized | 9129 CINCINNATI RD 40370 | KY | 0 | 0 | 0 | 0
E364.00-Poles, Towers, and Fixtures | 2008-05-01 | Non-unitized | 56 CANEY AVENUE 40371 | KY | 0 | 0 | 0 | 0
E364.00-Poles, Towers, and Fixtures | 2008-05-01 | Non-unitized | 2573 JACKS CREEK PIKE | KY | 0 | 0 | 0 | 0
E364.00-Poles, Towers, and Fixtures | 2008-05-01 | Non-unitized | ELK LICK FALLS RD | KY | 0 | 0 | 0 | 0
E364.00-Poles, Towers, and Fixtures | 2008-05-01 | Non-unitized | SNAVELY RD 40601 | KY | 0 | 0 | 0 | 0
E364.00-Poles, Towers, and Fixtures | 2008-05-01 | Non-unitized | 216 ELIZABETH ST 41004 | KY | 0 | 0 | 0 | 0
E364.00-Poles, Towers, and Fixtures | 2008-05-01 | Non-unitized | 1244 KELLER WAITS LANE | KY | 0 | 0 | 0
E364.00-Poles, Towers, and Fixtures | 2008-05-01 | Non-unitized | 507 S BROADWAY 40324 | KY | 0 | 0 | 0 | 0
E364.00-Poles, Towers, and Fixtures | 2008-05-01 | Non-unitized | 1362246 | KY | 0 | 0 | 0
E364.00-Poles, Towers, and Fixtures | 2008-05-01 | Non-unitized | 1064348 | KY | 0 | 0 | 0 | 0
E364.00-Poles, Towers, and Fixtures | 2008-05-01 | Non-unitized | 1104576 | KY | 0 | 0 | 0 | 0
E364.00-Poles, Towers, and Fixtures | 2008-05-01 | Non-unitized | 1144114 | KY | 0 | 0 | 0 | 0
E364.00-Poles, Towers, and Fixtures | 2008-05-01 | Non-unitized | FOX RUN SUBDIVISION | KY | 0 | 0 | 0
E364.00-Poles, Towers, and Fixtures | 2008-05-01 | Non-unitized | 1432 FAIRLANE DR 40475 | KY | 0 | 0 | 0
E364.00-Poles, Towers, and Fixtures | 2008-05-01 | Non-unitized | FOSTER | KY | 0 | 0 | 0 | 0
E364.00-Poles, Towers, and Fixtures | 2008-05-01 | Non-unitized | HUME RD | KY | 0 | 0 | 0 | 0
E364.00-Poles, Towers, and Fixtures | 2008-05-01 | Non-unitized | 117 N WATER ST 40324 | KY | 0 | 0 | 0 | 0
E364.00-Poles, Towers, and Fixtures | 2008-05-01 | Non-unitized | 145 LOIS LANE 40351 | KY | 0 | 0 | 0
E364.00-Poles, Towers, and Fixtures | 2008-05-01 | Non-unitized | LOTB LA GRANGE RD TSE 40065 | KY | 0 | 0 | 0 | 0
E364.00-Poles, Towers, and Fixtures | 2008-05-01 | Non-unitized | 1516 BULL LEA RD 40511 | KY | 0 | 0 | 0 | 0
E364.00-Poles, Towers, and Fixtures | 2008-05-01 | Non-unitized | EASTIN RD | KY | 0 | 0 | 0
E364.00-Poles, Towers, and Fixtures | 2008-05-01 | Non-unitized | OLD GEORGETOWN ST | KY | 0 | 0 | 0
E364.00-Poles, Towers, and Fixtures | 2008-05-01 | Non-unitized | HOPPER ST GAR/BN 42642 | KY | 0 | 0 | 0 | 0
E364.00-Poles, Towers, and Fixtures | 2008-05-01 | Non-unitized | 1340 W HWY 80 | KY | 0 | 0 | 0 | 0
E364.00-Poles, Towers, and Fixtures | 2008-05-01 | Non-unitized | 1410 S. HWY # 211 40371 | KY | 0 | 0 | 0 | 0
E364.00-Poles, Towers, and Fixtures | 2008-05-01 | Non-unitized | 4070 HWY 215 40847 | KY | 0 | 0 | 0 | 0
E364.00-Poles, Towers, and Fixtures | 2008-05-01 | Non-unitized | 76 RED BRICK RD 42330 | KY | 0 | 0 | 0 | 0
E364.00-Poles, Towers, and Fixtures | 2008-05-01 | Non-unitized | 1860 KY HWY 198 40484 | KY | 0 | 0 | 0 | 0
E364.00-Poles, Towers, and Fixtures | 2008-05-01 | Non-unitized | TEXAS MACKVILLE | KY | 0 | 0 | 0 | 0
E364.00-Poles, Towers, and Fixtures | 2008-05-01 | Non-unitized | MOUNT VERNON DR 40065 | KY | 0 | 0 | 0
E364.00-Poles, Towers, and Fixtures | 2008-05-01 | Non-unitized | 227 W MAIN ST 40311 | KY | 0 | 0 | 0
E364.00-Poles, Towers, and Fixtures | 2008-05-01 | Non-unitized | ALONG hWY 69 | KY | 0 | 0 | 0
E364.00-Poles, Towers, and Fixtures | 2008-05-01 | Non-unitized | N HWY 27 | KY | 0 | 0 | 0
E364.00-Poles, Towers, and Fixtures | 2008-05-01 | Non-unitized | 1357816 | KY | 0 | 0 | 0
E364.00-Poles, Towers, and Fixtures | 2008-05-01 | Non-unitized | 973171 | KY | 0 | 0 | 0
E364.00-Poles, Towers, and Fixtures | 2008-05-01 | Non-unitized | BELT LINE RD | KY | 0 | 0 | 0 | 0
E364.00-Poles, Towers, and Fixtures | 2008-05-01 | Non-unitized | 1974 US 60 E SUB 90-5 40351 | KY | 0 | 0 | 0
E364.00-Poles, Towers, and Fixtures | 2008-05-01 | Non-unitized | 1267504 | KY | 0 | 0 | 0 | 0
E364.00-Poles, Towers, and Fixtures | 2008-05-01 | Non-unitized | 1352045 | KY | 0 | 0 | 0
E364.00-Poles, Towers, and Fixtures | 2008-05-01 | Non-unitized | 1501226 | KY | 0 | 0 | 0
E364.00-Poles, Towers, and Fixtures | 2008-05-01 | Non-unitized | 1368018 | KY | 0 | 0 | 0
E364.00-Poles, Towers, and Fixtures | 2008-05-01 | Non-unitized | 1231105 | KY | 0 | 0 | 0
E364.00-Poles, Towers, and Fixtures | 2008-05-01 | Non-unitized | 1452944 | KY | 0 | 0 | 0
E364.00-Poles, Towers, and Fixtures | 2008-05-01 | Non-unitized | CREEK BEND | KY | 0 | 0 | 0
E364.00-Poles, Towers, and Fixtures | 2008-05-01 | Non-unitized | 1363236 | KY | 0 | 0 | 0 | 0
E364.00-Poles, Towers, and Fixtures | 2007-02-26 | Non-unitized | 112950-Sanders Three phase | KY | 0 | 0 | 0
E364.00-Poles, Towers, and Fixtures | 2008-05-01 | Non-unitized | 1219100 | KY | 0 | 0 | 0
E364.00-Poles, Towers, and Fixtures | 2008-05-01 | Non-unitized | 1283094 | KY | 0 | 0 | 0
E364.00-Poles, Towers, and Fixtures | 2008-05-01 | Non-unitized | 1216366 | KY | 0 | 0 | 0
E364.00-Poles, Towers, and Fixtures | 2008-05-01 | Non-unitized | 2957 BARLOW RD 42087 | KY | 0 | 0 | 0
E364.00-Poles, Towers, and Fixtures | 2008-05-01 | Non-unitized | 1500880 | KY | 0 | 0 | 0
E364.00-Poles, Towers, and Fixtures | 2008-05-01 | Non-unitized | SHELBYVILLE RD 40065 | KY | 0 | 0 | 0
E364.00-Poles, Towers, and Fixtures | 2008-05-01 | Non-unitized | 201 STILLHOUSE BEND LN 42330 | KY | 0 | 0 | 0
E364.00-Poles, Towers, and Fixtures | 2008-05-01 | Non-unitized | 1502 STATE ROUTE 70 | KY | 0 | 0 | 0
E364.00-Poles, Towers, and Fixtures | 2008-05-01 | Non-unitized | 1010 BETHLEHEM RD | KY | 0 | 0 | 0 | 0
E364.00-Poles, Towers, and Fixtures | 2008-05-01 | Non-unitized | 122 E MAIN ST 40351 | KY | 0 | 0 | 0
E364.00-Poles, Towers, and Fixtures | 2008-05-01 | Non-unitized | 29 CALVERY CHURCH RD | KY | 0 | 0 | 0
E364.00-Poles, Towers, and Fixtures | 2008-05-01 | Non-unitized | 11TH ST 40065 | KY | 0 | 0 | 0
E364.00-Poles, Towers, and Fixtures | 2008-05-01 | Non-unitized | ST RT 171 HWY | KY | 0 | 0 | 0
E364.00-Poles, Towers, and Fixtures | 2008-05-01 | Non-unitized | 1481307 | KY | 0 | 0 | 0
E364.00-Poles, Towers, and Fixtures | 2008-05-01 | Non-unitized | US HWY 60 W 42437 | KY | 0 | 0 | 0
E364.00-Poles, Towers, and Fixtures | 2008-05-01 | Non-unitized | GREENWICH PIKE | KY | 0 | 0 | 0
E364.00-Poles, Towers, and Fixtures | 2008-05-01 | Non-unitized | 1335984 | KY | 0 | 0 | 0
E364.00-Poles, Towers, and Fixtures | 2008-05-01 | Non-unitized | 3532 IRVINE RD 40475 | KY | 0 | 0 | 0
E364.00-Poles, Towers, and Fixtures | 2008-05-01 | Non-unitized | E OFFICE STREET | KY | 0 | 0 | 0
E364.00-Poles, Towers, and Fixtures | 2008-05-01 | Non-unitized | EAST PITTSBURG CHURCH RD. | KY | 0 | 0 | 0
E364.00-Poles, Towers, and Fixtures | 2008-05-01 | Non-unitized | 4643 S PROPERTY RD 40019 | KY | 0 | 0 | 0 | 0
E364.00-Poles, Towers, and Fixtures | 2008-05-01 | Non-unitized | LAWRENCEBURG ROAD 40008 | KY | 0 | 0 | 0 | 0
E364.00-Poles, Towers, and Fixtures | 2008-05-01 | Non-unitized | PINEY BRANCH RD 40445 | KY | 0 | 0 | 0
E364.00-Poles, Towers, and Fixtures | 2008-05-01 | Non-unitized | 145 PATIO ST | KY | 0 | 0 | 0 | 0
E364.00-Poles, Towers, and Fixtures | 2008-05-01 | Non-unitized | 2144 FRANKLINTON RD 40057 | KY | 0 | 0 | 0 | 0
E364.00-Poles, Towers, and Fixtures | 2008-05-01 | Non-unitized | HOWARD RD | KY | 0 | 0 | 0
E364.00-Poles, Towers, and Fixtures | 2008-05-01 | Non-unitized | JOB CORP. - COMMONS AREA | KY | 0 | 0 | 0
E364.00-Poles, Towers, and Fixtures | 2008-05-01 | Non-unitized | 1368696 | KY | 0 | 0 | 0
E364.00-Poles, Towers, and Fixtures | 2008-05-01 | Non-unitized | COLLEGE | KY | 0 | 0 | 0
E364.00-Poles, Towers, and Fixtures | 2008-05-01 | Non-unitized | US HWY 431 | KY | 0 | 0 | 0 | 0
E364.00-Poles, Towers, and Fixtures | 2008-05-01 | Non-unitized | 949746 | KY | 0 | 0 | 0
E364.00-Poles, Towers, and Fixtures | 2008-05-01 | Non-unitized | 2515 OLD MAIN STREET 41056 | KY | 0 | 0 | 0
E364.00-Poles, Towers, and Fixtures | 2008-05-01 | Non-unitized | BURKESVILLE | KY | 0 | 0 | 0 | 0
E364.00-Poles, Towers, and Fixtures | 2008-05-01 | Non-unitized | 520 ASSEMBLY DRIVE 42701 | KY | 0 | 0 | 0
E364.00-Poles, Towers, and Fixtures | 2008-05-01 | Non-unitized | 1027 HUSTONVILLE RD 40422 | KY | 0 | 0 | 0
E364.00-Poles, Towers, and Fixtures | 2008-05-01 | Non-unitized | 731046 | KY | 0 | 0 | 0
E364.00-Poles, Towers, and Fixtures | 2008-05-01 | Non-unitized | 1231784 | KY | 0 | 0 | 0
E364.00-Poles, Towers, and Fixtures | 2008-05-01 | Non-unitized | US HWY 60 42064 | KY | 0 | 0 | 0
E364.00-Poles, Towers, and Fixtures | 2008-05-01 | Non-unitized | DRY CREEK RD | KY | 0 | 0 | 0 | 0
E364.00-Poles, Towers, and Fixtures | 2008-05-01 | Non-unitized | 1337542 | KY | 0 | 0 | 0
E364.00-Poles, Towers, and Fixtures | 2008-05-01 | Non-unitized | 5995 GEORGETOWN ROAD | KY | 0 | 0 | 0 | 0
E364.00-Poles, Towers, and Fixtures | 2008-05-01 | Non-unitized | 1247 VERSAILLES RD 40508 | KY | 0 | 0 | 0
E364.00-Poles, Towers, and Fixtures | 2008-05-01 | Non-unitized | 1367004 | KY | 0 | 0 | 0
E364.00-Poles, Towers, and Fixtures | 2008-05-01 | Non-unitized | US 60 | KY | 0 | 0 | 0
E364.00-Poles, Towers, and Fixtures | 2008-05-01 | Non-unitized | 1099954 | KY | 0 | 0 | 0
E364.00-Poles, Towers, and Fixtures | 2008-05-01 | Non-unitized | US HWY 60 42056 | KY | 0 | 0 | 0
E364.00-Poles, Towers, and Fixtures | 2008-05-01 | Non-unitized | 1255765 | KY | 0 | 0 | 0
E364.00-Poles, Towers, and Fixtures | 2008-05-01 | Non-unitized | 145 CHAPLIN RD | KY | 0 | 0 | 0
E364.00-Poles, Towers, and Fixtures | 2008-05-01 | Non-unitized | 1142604 | KY | 0 | 0 | 0
E364.00-Poles, Towers, and Fixtures | 2008-05-01 | Non-unitized | 910 KY HWY 39 N TOWER 40419 | KY | 0 | 0 | 0
E364.00-Poles, Towers, and Fixtures | 2008-05-01 | Non-unitized | 2462 LARKIN RD 40503 | KY | 0 | 0 | 0
E364.00-Poles, Towers, and Fixtures | 2008-05-01 | Non-unitized | 1510154 | KY | 0 | 0 | 0
E364.00-Poles, Towers, and Fixtures | 2008-05-01 | Non-unitized | WALMART WAY 40160 | KY | 0 | 0 | 0
E364.00-Poles, Towers, and Fixtures | 2008-05-01 | Non-unitized | 2999 US HIGHWAY 431 S | KY | 0 | 0 | 0
E364.00-Poles, Towers, and Fixtures | 2008-05-01 | Non-unitized | 1490274 | KY | 0 | 0 | 0
E364.00-Poles, Towers, and Fixtures | 2008-05-01 | Non-unitized | 1088224 | KY | 0 | 0 | 0
E364.00-Poles, Towers, and Fixtures | 2008-05-01 | Non-unitized | 1458174 | KY | 0 | 0 | 0
E364.00-Poles, Towers, and Fixtures | 2008-05-01 | Non-unitized | 102 MAIN ST 40020 | KY | 0 | 0 | 0 | 0
E364.00-Poles, Towers, and Fixtures | 2008-05-01 | Non-unitized | RIDGEWOOD CIR | KY | 0 | 0 | 0
E364.00-Poles, Towers, and Fixtures | 2008-05-01 | Non-unitized | 1571 N DIXIE BLV UPSTAIRS 40160 | KY | 0 | 0 | 0
E364.00-Poles, Towers, and Fixtures | 2008-05-01 | Non-unitized | QUARRY RD 42028 | KY | 0 | 0 | 0
E364.00-Poles, Towers, and Fixtures | 2008-05-01 | Non-unitized | E CAMPBELL ST | KY | 0 | 0 | 0
E364.00-Poles, Towers, and Fixtures | 2008-05-01 | Non-unitized | 1253946 | KY | 0 | 0 | 0
E364.00-Poles, Towers, and Fixtures | 2008-05-01 | Non-unitized | 1212494 | KY | 0 | 0 | 0 | 0
E364.00-Poles, Towers, and Fixtures | 2008-05-01 | Non-unitized | 3016 MAYSVILLE RD 40353 | KY | 0 | 0 | 0
E364.00-Poles, Towers, and Fixtures | 2008-05-01 | Non-unitized | 1679 OLD PARIS RD | KY | 0 | 0 | 0 | 0
E364.00-Poles, Towers, and Fixtures | 2008-05-01 | Non-unitized | 669 PEA RIDGE RD 40324 | KY | 0 | 0 | 0 | 0
E364.00-Poles, Towers, and Fixtures | 2008-05-01 | Non-unitized | DEPOT ST | KY | 0 | 0 | 0 | 0
E364.00-Poles, Towers, and Fixtures | 2008-05-01 | Non-unitized | W 11TH ST | KY | 0 | 0 | 0
E364.00-Poles, Towers, and Fixtures | 2008-05-01 | Non-unitized | 100 PEAR ORCHARD RD 42701 | KY | 0 | 0 | 0
E364.00-Poles, Towers, and Fixtures | 2008-05-01 | Non-unitized | 483A LAMB RD | KY | 0 | 0 | 0
E364.00-Poles, Towers, and Fixtures | 2008-05-01 | Non-unitized | BRENDA AVE | KY | 0 | 0 | 0
E364.00-Poles, Towers, and Fixtures | 2008-05-01 | Non-unitized | 227 STATE ROUTE 2270 42324 | KY | 0 | 0 | 0
E364.00-Poles, Towers, and Fixtures | 2008-05-01 | Non-unitized | 519 MERLE TRAVIS HWY #2 42337 | KY | 0 | 0 | 0
E364.00-Poles, Towers, and Fixtures | 2008-05-01 | Non-unitized | 1094576 | KY | 0 | 0 | 0
E364.00-Poles, Towers, and Fixtures | 2008-05-01 | Non-unitized | 1192515 | KY | 0 | 0 | 0
E364.00-Poles, Towers, and Fixtures | 2008-05-01 | Non-unitized | 503 CROFTON DAWSON RD 42217 | KY | 0 | 0 | 0
E364.00-Poles, Towers, and Fixtures | 2008-05-01 | Non-unitized | 1336024 | KY | 0 | 0 | 0
E364.00-Poles, Towers, and Fixtures | 2008-05-01 | Non-unitized | THIRD ST, N BLOCK OF 40422 | KY | 0 | 0 | 0 | 0
E364.00-Poles, Towers, and Fixtures | 2008-05-01 | Non-unitized | 1325075 | KY | 0 | 0 | 0
E364.00-Poles, Towers, and Fixtures | 2008-05-01 | Non-unitized | BOB'S CREEK CAWOOD AREA | KY | 0 | 0 | 0
E364.00-Poles, Towers, and Fixtures | 2008-05-01 | Non-unitized | 240 CONCORD DR | KY | 0 | 0 | 0
E364.00-Poles, Towers, and Fixtures | 2008-05-01 | Non-unitized | 360 STATE HWY 358 42056 | KY | 0 | 0 | 0
E364.00-Poles, Towers, and Fixtures | 2008-05-01 | Non-unitized | 1504744 | KY | 0 | 0 | 0
E364.00-Poles, Towers, and Fixtures | 2008-05-01 | Non-unitized | 182 STEVE DR | KY | 0 | 0 | 0 | 0
E364.00-Poles, Towers, and Fixtures | 2008-05-01 | Non-unitized | SEAHAWK TR 40347 | KY | 0 | 0 | 0 | 0
E364.00-Poles, Towers, and Fixtures | 2008-05-01 | Non-unitized | HWY 62 42330 | KY | 0 | 0 | 0
E364.00-Poles, Towers, and Fixtures | 2008-05-01 | Non-unitized | 3223 STATE RTE 171 POST MIL 42345 | KY | 0 | 0 | 0
E364.00-Poles, Towers, and Fixtures | 2008-05-01 | Non-unitized | 1458154 | KY | 0 | 0 | 0
E364.00-Poles, Towers, and Fixtures | 2008-05-01 | Non-unitized | LOGANS WOODS DRIVE | KY | 0 | 0 | 0
E364.00-Poles, Towers, and Fixtures | 2008-05-01 | Non-unitized | 1146576 | KY | 0 | 0 | 0
E364.00-Poles, Towers, and Fixtures | 2008-05-01 | Non-unitized | KY. 224/ W.K. PARKWAY 42726 | KY | 0 | 0 | 0
E364.00-Poles, Towers, and Fixtures | 2008-05-01 | Non-unitized | 1430 BUTTERMILK ROAD 42453 | KY | 0 | 0 | 0
E364.00-Poles, Towers, and Fixtures | 2008-05-01 | Non-unitized | 1173265 | KY | 0 | 0 | 0
E364.00-Poles, Towers, and Fixtures | 2008-05-01 | Non-unitized | 145 COLLIN DR TEMP 40330 | KY | 0 | 0 | 0
E364.00-Poles, Towers, and Fixtures | 2008-05-01 | Non-unitized | AUTUMN DR | KY | 0 | 0 | 0
E364.00-Poles, Towers, and Fixtures | 2008-05-01 | Non-unitized | 175 ROBIN LN 42038 | KY | 0 | 0 | 0
E364.00-Poles, Towers, and Fixtures | 2008-05-01 | Non-unitized | STATE HWY 413 | KY | 0 | 0 | 0 | 0
E364.00-Poles, Towers, and Fixtures | 2008-05-01 | Non-unitized | ST MARY'S ROAD | KY | 0 | 0 | 0
E364.00-Poles, Towers, and Fixtures | 2008-05-01 | Non-unitized | 131 E.MILL STREET | KY | 0 | 0 | 0
E364.00-Poles, Towers, and Fixtures | 2008-05-01 | Non-unitized | 1300299 | KY | 0 | 0 | 0
E364.00-Poles, Towers, and Fixtures | 2008-05-01 | Non-unitized | 1195914 | KY | 0 | 0 | 0
E364.00-Poles, Towers, and Fixtures | 2008-05-01 | Non-unitized | CARLTON DR | KY | 0 | 0 | 0 | 0
E364.00-Poles, Towers, and Fixtures | 2008-05-01 | Non-unitized | MARYLAND AVE | KY | 0 | 0 | 0 | 0
E364.00-Poles, Towers, and Fixtures | 2008-05-01 | Non-unitized | 170 FOREST HILL RD 42345 | KY | 0 | 0 | 0
E364.00-Poles, Towers, and Fixtures | 2008-05-01 | Non-unitized | 1274293 | KY | 0 | 0 | 0
E364.00-Poles, Towers, and Fixtures | 2008-05-01 | Non-unitized | 129 N MAIN ST | KY | 0 | 0 | 0
E364.00-Poles, Towers, and Fixtures | 2008-05-01 | Non-unitized | REDRIER LANE | KY | 0 | 0 | 0
E364.00-Poles, Towers, and Fixtures | 2008-05-01 | Non-unitized | 1384834 | KY | 0 | 0 | 0
E364.00-Poles, Towers, and Fixtures | 2008-05-01 | Non-unitized | 5729 OLD FREDONIA RD 42445 | KY | 0 | 0 | 0
E364.00-Poles, Towers, and Fixtures | 2008-05-01 | Non-unitized | 2841 US HIGHWAY 62 W | KY | 0 | 0 | 0
E364.00-Poles, Towers, and Fixtures | 2008-05-01 | Non-unitized | 1097314 | KY | 0 | 0 | 0
E364.00-Poles, Towers, and Fixtures | 2008-05-01 | Non-unitized | MCINTOSH PK 40324 | KY | 0 | 0 | 0
E364.00-Poles, Towers, and Fixtures | 2008-05-01 | Non-unitized | 454 JERNIGAN CHAPEL RD | KY | 0 | 0 | 0
E364.00-Poles, Towers, and Fixtures | 2008-05-01 | Non-unitized | CROPPER RD, 4500 BLOCK OF 40065 | KY | 0 | 0 | 0 | 0
E364.00-Poles, Towers, and Fixtures | 2008-05-01 | Non-unitized | 340 CUTTERS HILL CT 40509 | KY | 0 | 0 | 0
E364.00-Poles, Towers, and Fixtures | 2008-05-01 | Non-unitized | S KILLARNEY & EKU BYPASS 40475 | KY | 0 | 0 | 0
E364.00-Poles, Towers, and Fixtures | 2008-05-01 | Non-unitized | LANCASTER RD | KY | 0 | 0 | 0 | 0
E364.00-Poles, Towers, and Fixtures | 2008-05-01 | Non-unitized | 215 N WEST ST MOBILE 42765 | KY | 0 | 0 | 0
E364.00-Poles, Towers, and Fixtures | 2008-05-01 | Non-unitized | 512 N MAIN ST | KY | 0 | 0 | 0
E364.00-Poles, Towers, and Fixtures | 2008-05-01 | Non-unitized | 1139684 | KY | 0 | 0 | 0
E364.00-Poles, Towers, and Fixtures | 2008-05-01 | Non-unitized | 358 NEBO CEMETERY LN | KY | 0 | 0 | 0
E364.00-Poles, Towers, and Fixtures | 2008-05-01 | Non-unitized | 700 OAK MEADOWS RD 42431 | KY | 0 | 0 | 0
E364.00-Poles, Towers, and Fixtures | 2008-05-01 | Non-unitized | 140 DIAMOND AVE 42404 | KY | 0 | 0 | 0
E364.00-Poles, Towers, and Fixtures | 2008-05-01 | Non-unitized | 72 W WEBSTER ST | KY | 0 | 0 | 0
E364.00-Poles, Towers, and Fixtures | 2008-05-01 | Non-unitized | 50 WHIPPOORWILL HILL RD | KY | 0 | 0 | 0
E364.00-Poles, Towers, and Fixtures | 2008-05-01 | Non-unitized | 1186427 | KY | 0 | 0 | 0
E364.00-Poles, Towers, and Fixtures | 2008-05-01 | Non-unitized | 1064524 | KY | 0 | 0 | 0
E364.00-Poles, Towers, and Fixtures | 2008-05-01 | Non-unitized | 1135 TONIEVILLE RD | KY | 0 | 0 | 0
E364.00-Poles, Towers, and Fixtures | 2008-05-01 | Non-unitized | E MULBERRY | KY | 0 | 0 | 0
E364.00-Poles, Towers, and Fixtures | 2008-05-01 | Non-unitized | 1463254 | KY | 0 | 0 | 0
E364.00-Poles, Towers, and Fixtures | 2008-05-01 | Non-unitized | 1325055 | KY | 0 | 0 | 0
E364.00-Poles, Towers, and Fixtures | 2008-05-01 | Non-unitized | 123 N MAIN ST | KY | 0 | 0 | 0
E364.00-Poles, Towers, and Fixtures | 2008-05-01 | Non-unitized | NEW COLUMBIA RD | KY | 0 | 0 | 0
E364.00-Poles, Towers, and Fixtures | 2008-05-01 | Non-unitized | HWY 130 S | KY | 0 | 0 | 0
E364.00-Poles, Towers, and Fixtures | 2008-05-01 | Non-unitized | 1418157 | KY | 0 | 0 | 0
E364.00-Poles, Towers, and Fixtures | 2008-05-01 | Non-unitized | 661 TAPP RD AUTO STO 40330 | KY | 0 | 0 | 0
E364.00-Poles, Towers, and Fixtures | 2008-05-01 | Non-unitized | 505 BOMAR HEIGHTS 42728 | KY | 0 | 0 | 0 | 0
E364.00-Poles, Towers, and Fixtures | 2008-05-01 | Non-unitized | 622 BOHICKET RD 40390 | KY | 0 | 0 | 0 | 0
E364.00-Poles, Towers, and Fixtures | 2008-05-01 | Non-unitized | 6024 BROOKSVILLE / GERMANTOWN RD 41004 | KY | 0 | 0 | 0 | 0
E364.00-Poles, Towers, and Fixtures | 2008-05-01 | Non-unitized | 1219296 | KY | 0 | 0 | 0 | 0
E364.00-Poles, Towers, and Fixtures | 2008-05-01 | Non-unitized | 23 WHITE AVE 40353 | KY | 0 | 0 | 0
E364.00-Poles, Towers, and Fixtures | 2008-05-01 | Non-unitized | 2410 POPLAR FLAT RD 40004 | KY | 0 | 0 | 0 | 0
E364.00-Poles, Towers, and Fixtures | 2008-05-01 | Non-unitized | 1200 ANDERSON CROSSING DR | KY | 0 | 0 | 0 | 0
E364.00-Poles, Towers, and Fixtures | 2008-05-01 | Non-unitized | 4033 CLARKS RUN RD 41056 | KY | 0 | 0 | 0 | 0
E364.00-Poles, Towers, and Fixtures | 2008-05-01 | Non-unitized | DR OFFICE CAMP 40847 | KY | 0 | 0 | 0 | 0
E364.00-Poles, Towers, and Fixtures | 2008-05-01 | Non-unitized | 4105 VANCOUVER CT 40515 | KY | 0 | 0 | 0 | 0
E364.00-Poles, Towers, and Fixtures | 2008-05-01 | Non-unitized | CINCINNATI RD 40324 | KY | 0 | 0 | 0 | 0
E364.00-Poles, Towers, and Fixtures | 2008-05-01 | Non-unitized | 1932 CINCINNATI RD | KY | 0 | 0 | 0 | 0
E364.00-Poles, Towers, and Fixtures | 2008-05-01 | Non-unitized | 5391 PARIS PK 40511 | KY | 0 | 0 | 0 | 0
E364.00-Poles, Towers, and Fixtures | 2008-05-01 | Non-unitized | 409 W MAIN ST 42726 | KY | 0 | 0 | 0 | 0
E364.00-Poles, Towers, and Fixtures | 2008-05-01 | Non-unitized | 1310 S WALNUT ST TSE 42784 | KY | 0 | 0 | 0 | 0
E364.00-Poles, Towers, and Fixtures | 2008-05-01 | Non-unitized | OSCAR SKEETERS ROAD 42754 | KY | 0 | 0 | 0 | 0
E364.00-Poles, Towers, and Fixtures | 2008-05-01 | Non-unitized | ZARING MILL RD TEMP 40065 | KY | 0 | 0 | 0 | 0
E364.00-Poles, Towers, and Fixtures | 2008-05-01 | Non-unitized | 314 W SECOND STREET 41002 | KY | 0 | 0 | 0 | 0
E364.00-Poles, Towers, and Fixtures | 2008-07-01 | Non-unitized | 1352927 | KY | 0 | 0 | 0 | 0
E364.00-Poles, Towers, and Fixtures | 2008-05-01 | Non-unitized | 1300547 | KY | 0 | 0 | 0 | 0
E364.00-Poles, Towers, and Fixtures | 2008-07-01 | Non-unitized | RDDD246OH-Rep Def Equip-OH-Etown | KY | 0 | 0 | 0
E364.00-Poles, Towers, and Fixtures | 2008-05-01 | Non-unitized | OWENTON RD 40601 | KY | 0 | 0 | 0 | 0
E364.00-Poles, Towers, and Fixtures | 2008-05-01 | Non-unitized | N BLACKBRANCH RD 42701 | KY | 0 | 0 | 0 | 0
E364.00-Poles, Towers, and Fixtures | 2008-05-01 | Non-unitized | 136 SKINNERSBURG RD 40379 | KY | 0 | 0 | 0 | 0
E364.00-Poles, Towers, and Fixtures | 1990-01-01 | TO BE SPREAD OVER ASSETS IN ACCOUNT | MP1990 Poles, Towers, and Fixtures | KY | 0 | 0 | 0
E364.00-Poles, Towers, and Fixtures | 2008-05-01 | Non-unitized | 120 CRAWFORD LN 40456 | KY | 0 | 0 | 0
E364.00-Poles, Towers, and Fixtures | 2008-05-01 | Non-unitized | T RAY RD 42721 | KY | 0 | 0 | 0 | 0
E364.00-Poles, Towers, and Fixtures | 2008-05-01 | Non-unitized | 2921 RUSSELL SPRINGS RD 42728 | KY | 0 | 0 | 0 | 0
E364.00-Poles, Towers, and Fixtures | 2008-05-01 | Non-unitized | HWY 61 | KY | 0 | 0 | 0 | 0
E364.00-Poles, Towers, and Fixtures | 2008-05-01 | Non-unitized | LEXINGTON RD TSE 40444 | KY | 0 | 0 | 0 | 0
E364.00-Poles, Towers, and Fixtures | 2008-05-01 | Non-unitized | 4514 CLARK STATION RD 40022 | KY | 0 | 0 | 0 | 0
E364.00-Poles, Towers, and Fixtures | 2008-05-01 | Non-unitized | HWY 363 POLE TRANSFERS | KY | 0 | 0 | 0
E364.00-Poles, Towers, and Fixtures | 2008-05-01 | Non-unitized | PATRIOT DRIVE | KY | 0 | 0 | 0 | 0
E364.00-Poles, Towers, and Fixtures | 2008-05-01 | Non-unitized | HWY 1651 & 701 | KY | 0 | 0 | 0 | 0
E364.00-Poles, Towers, and Fixtures | 2008-05-01 | Non-unitized | GARY ST. | KY | 0 | 0 | 0 | 0
E364.00-Poles, Towers, and Fixtures | 2008-05-01 | Non-unitized | 5755 TROY PK | KY | 0 | 0 | 0 | 0
E364.00-Poles, Towers, and Fixtures | 2008-05-01 | Non-unitized | FERNDALE 40977 | KY | 0 | 0 | 0 | 0
E364.00-Poles, Towers, and Fixtures | 2008-05-01 | Non-unitized | 5055 OLD FRANKFORT PIKE FG1 | KY | 0 | 0 | 0 | 0
E364.00-Poles, Towers, and Fixtures | 2008-05-01 | Non-unitized | 1106864 | KY | 0 | 0 | 0 | 0
E364.00-Poles, Towers, and Fixtures | 2008-07-01 | Non-unitized | 205 BRYANT DR 40356 | KY | 0 | 0 | 0
E364.00-Poles, Towers, and Fixtures | 2008-05-01 | Non-unitized | 758 SPEARS MILL RD 40361 | KY | 0 | 0 | 0 | 0
E364.00-Poles, Towers, and Fixtures | 2008-05-01 | Non-unitized | 125 ROCKY BRANCH RD 40337 | KY | 0 | 0 | 0 | 0
E364.00-Poles, Towers, and Fixtures | 2008-05-01 | Non-unitized | 1012 TYRONE ELM ST. GAR. | KY | 0 | 0 | 0 | 0
E364.00-Poles, Towers, and Fixtures | 2008-07-01 | Non-unitized | RDSTLT416-REP REPL DEF ST LIGHTS 416 | KY | 0 | 0 | 0 | 0
E364.00-Poles, Towers, and Fixtures | 2008-05-01 | Non-unitized | Amanda Hatfield | KY | 0 | 0 | 0
E364.00-Poles, Towers, and Fixtures | 2008-07-01 | Non-unitized | 1320076 | KY | 0 | 0 | 0
E364.00-Poles, Towers, and Fixtures | 2008-05-01 | Non-unitized | BELMONT | KY | 0 | 0 | 0 | 0
E364.00-Poles, Towers, and Fixtures | 2008-05-01 | Non-unitized | 127 S 3RD ST 40475 | KY | 0 | 0 | 0
E364.00-Poles, Towers, and Fixtures | 2008-05-01 | Non-unitized | STONE RD | KY | 0 | 0 | 0 | 0
E364.00-Poles, Towers, and Fixtures | 2008-05-01 | Non-unitized | W JOHNSON ST | KY | 0 | 0 | 0 | 0
E364.00-Poles, Towers, and Fixtures | 2008-05-01 | Non-unitized | 1067174 | KY | 0 | 0 | 0 | 0
E364.00-Poles, Towers, and Fixtures | 2008-05-01 | Non-unitized | 213 WILSON DOWNING RD | KY | 0 | 0 | 0 | 0
E364.00-Poles, Towers, and Fixtures | 2008-05-01 | Non-unitized | 4290 HARRODSBURG RD 40513 | KY | 0 | 0 | 0 | 0
E364.00-Poles, Towers, and Fixtures | 2008-05-01 | Non-unitized | 2470 LIBERTY RD 40509 | KY | 0 | 0 | 0 | 0
E364.00-Poles, Towers, and Fixtures | 2008-05-01 | Non-unitized | 298 HARMONY LN 42337 | KY | 0 | 0 | 0 | 0
E364.00-Poles, Towers, and Fixtures | 2008-05-01 | Non-unitized | 345 KIRKWOOD ROAD | KY | 0 | 0 | 0 | 0
E364.00-Poles, Towers, and Fixtures | 2008-05-01 | Non-unitized | 1188755 | KY | 0 | 0 | 0 | 0
E364.00-Poles, Towers, and Fixtures | 2008-05-01 | Non-unitized | 1111834 | KY | 0 | 0 | 0
E364.00-Poles, Towers, and Fixtures | 2008-05-01 | Non-unitized | 68 COURT ST 40360 | KY | 0 | 0 | 0
E364.00-Poles, Towers, and Fixtures | 2008-05-01 | Non-unitized | 414 ECKSTEIN | KY | 0 | 0 | 0 | 0
E364.00-Poles, Towers, and Fixtures | 2008-07-01 | Non-unitized | 1417 LINDEN 40475 | KY | 0 | 0 | 0
E364.00-Poles, Towers, and Fixtures | 2008-07-01 | Non-unitized | 615 N HISEVILLE RD. 42152 | KY | 0 | 0 | 0
E364.00-Poles, Towers, and Fixtures | 2008-05-01 | Non-unitized | 1176317 | KY | 0 | 0 | 0
E364.00-Poles, Towers, and Fixtures | 2008-05-01 | Non-unitized | 1386129 | KY | 0 | 0 | 0
E364.00-Poles, Towers, and Fixtures | 2008-05-01 | Non-unitized | DIAMOND GREEN GR RD | KY | 0 | 0 | 0
E364.00-Poles, Towers, and Fixtures | 2008-05-01 | Non-unitized | 2416 MERCHANT ST 40511 | KY | 0 | 0 | 0
E364.00-Poles, Towers, and Fixtures | 2008-08-01 | Non-unitized | 1088834 | KY | 0 | 0 | 0
E364.00-Poles, Towers, and Fixtures | 2008-05-01 | Non-unitized | ENTERPRISE DRIVE | KY | 0 | 0 | 0
E364.00-Poles, Towers, and Fixtures | 2008-05-01 | Non-unitized | 1397265 | KY | 0 | 0 | 0
E364.00-Poles, Towers, and Fixtures | 2008-05-01 | Non-unitized | 2920 STATE RT 70 W 42330 | KY | 0 | 0 | 0
E364.00-Poles, Towers, and Fixtures | 2008-05-01 | Non-unitized | 1204366 | KY | 0 | 0 | 0
E364.00-Poles, Towers, and Fixtures | 2008-05-01 | Non-unitized | 1084365 | KY | 0 | 0 | 0
E364.00-Poles, Towers, and Fixtures | 2008-05-01 | Non-unitized | 1371515 | KY | 0 | 0 | 0
E364.00-Poles, Towers, and Fixtures | 2008-05-01 | Non-unitized | 12440 STATE RTE 175 S 42345 | KY | 0 | 0 | 0
E364.00-Poles, Towers, and Fixtures | 2008-05-01 | Non-unitized | 334 CHICK RD 42320 | KY | 0 | 0 | 0
E364.00-Poles, Towers, and Fixtures | 2008-05-01 | Non-unitized | HIGHWAY 219 | KY | 0 | 0 | 0 | 0
E364.00-Poles, Towers, and Fixtures | 2008-05-01 | Non-unitized | 3090 HELMSDALE PL 40509 | KY | 0 | 0 | 0
E364.00-Poles, Towers, and Fixtures | 2008-05-01 | Non-unitized | 1466578 | KY | 0 | 0 | 0
E364.00-Poles, Towers, and Fixtures | 2008-05-01 | Non-unitized | 1176344 | KY | 0 | 0 | 0
E364.00-Poles, Towers, and Fixtures | 2008-05-01 | Non-unitized | WATER ST 42038 | KY | 0 | 0 | 0
E364.00-Poles, Towers, and Fixtures | 2008-05-01 | Non-unitized | 1203945 | KY | 0 | 0 | 0
E364.00-Poles, Towers, and Fixtures | 2008-05-01 | Non-unitized | 1070636 | KY | 0 | 0 | 0
E364.00-Poles, Towers, and Fixtures | 2008-05-01 | Non-unitized | 624 N COLLEGE ST 3 PHASE 40330 | KY | 0 | 0 | 0
E364.00-Poles, Towers, and Fixtures | 2008-05-01 | Non-unitized | 1136694 | KY | 0 | 0 | 0
E364.00-Poles, Towers, and Fixtures | 2008-05-01 | Non-unitized | 1472475 | KY | 0 | 0 | 0
E364.00-Poles, Towers, and Fixtures | 2008-05-01 | Non-unitized | W CARLISLE ST 42064 | KY | 0 | 0 | 0
E364.00-Poles, Towers, and Fixtures | 2008-05-01 | Non-unitized | 857 MALABU DR 40502 | KY | 0 | 0 | 0
E364.00-Poles, Towers, and Fixtures | 2008-05-01 | Non-unitized | S MAIN CROSS STREET | KY | 0 | 0 | 0
E364.00-Poles, Towers, and Fixtures | 2008-05-01 | Non-unitized | HIGHWAY 42 W | KY | 0 | 0 | 0
E364.00-Poles, Towers, and Fixtures | 2008-05-01 | Non-unitized | 650 PURDY LN | KY | 0 | 0 | 0
E364.00-Poles, Towers, and Fixtures | 2008-05-01 | Non-unitized | 1455097 | KY | 0 | 0 | 0
E364.00-Poles, Towers, and Fixtures | 2008-05-01 | Non-unitized | SPINKS DR LOT 19 42347 | KY | 0 | 0 | 0
E364.00-Poles, Towers, and Fixtures | 2008-05-01 | Non-unitized | 6490 RUSSELL CAVE RD | KY | 0 | 0 | 0
E364.00-Poles, Towers, and Fixtures | 2008-05-01 | Non-unitized | US HIGHWAY 431 S 42323 | KY | 0 | 0 | 0
E364.00-Poles, Towers, and Fixtures | 2008-05-01 | Non-unitized | 1370224 | KY | 0 | 0 | 0
E364.00-Poles, Towers, and Fixtures | 2008-05-01 | Non-unitized | WATERWORKS RD | KY | 0 | 0 | 0
E364.00-Poles, Towers, and Fixtures | 2008-05-01 | Non-unitized | 365 RIVER DR | KY | 0 | 0 | 0
E364.00-Poles, Towers, and Fixtures | 2008-05-01 | Non-unitized | W MCDONALD PKWY partial contribution payment $34,730.65 posted to CC107001 pd 5/2/05 CIS a/c 433281.001 | KY | 0 | 0 | 0
E364.00-Poles, Towers, and Fixtures | 2008-05-01 | Non-unitized | US HIGHWAY 227 | KY | 0 | 0 | 0
E364.00-Poles, Towers, and Fixtures | 2008-05-01 | Non-unitized | 1041217 | KY | 0 | 0 | 0
E364.00-Poles, Towers, and Fixtures | 2008-05-01 | Non-unitized | 1237306 | KY | 0 | 0 | 0
E364.00-Poles, Towers, and Fixtures | 2008-09-30 | POLE WOOD 45 FT (DIST) | POLE WOOD 45 FT (00007) | KY | 123 | 258953.64 | 2105.3141 | 0
E364.00-Poles, Towers, and Fixtures | 1960-12-31 | POLE WOOD 25 FT (DIST) | GUY | KY | 0 | 0 | 0
E364.00-Poles, Towers, and Fixtures | 1953-12-31 | POLE WOOD 25 FT (DIST) | GUY | KY | 0 | 0 | 0
E364.00-Poles, Towers, and Fixtures | 2002-07-31 | POLE WOOD 40 FT (DIST) | ARM WOOD 10 FT AND UNDER (TRANS) | KY | 0 | 0 | 0
E364.00-Poles, Towers, and Fixtures | 2001-02-28 | POLE WOOD 40 FT (DIST) | POLE WOOD 40 FT (DIST) | KY | 1 | 6179.34 | 6179.34
E364.00-Poles, Towers, and Fixtures | 1962-12-31 | POLE WOOD 25 FT (DIST) | POLE WOOD 25 FT (DIST) | KY | 9 | 1866.98 | 207.4422
E364.00-Poles, Towers, and Fixtures | 1954-12-31 | POLE WOOD 25 FT (DIST) | POLE WOOD 25 FT (DIST) | KY | 32 | 5054.97 | 157.9678 | 0
E364.00-Poles, Towers, and Fixtures | 1953-12-31 | POLE WOOD 25 FT (DIST) | POLE WOOD 25 FT (DIST) | KY | 47 | 5993.31 | 127.5172 | 0
E364.00-Poles, Towers, and Fixtures | 1957-12-31 | POLE WOOD 25 FT (DIST) | POLE WOOD 25 FT (DIST) | KY | 23 | 3499.24 | 152.1409
E364.00-Poles, Towers, and Fixtures | 1968-01-01 | PLATFORMS NEW (05491) | PLATFORMS NEW (05491) | KY | 11 | 3119.97 | 283.6336 | 0
E364.00-Poles, Towers, and Fixtures | 1956-12-31 | POLE WOOD 20 FT (DIST) | GUY | KY | 0 | 0 | 0
E364.00-Poles, Towers, and Fixtures | 1941-12-31 | POLE WOOD 20 FT (DIST) | POLE WOOD 25 FT | KY | 0 | 0 | 0 | 0
E364.00-Poles, Towers, and Fixtures | 1987-12-31 | POLE WOOD 20 FT (DIST) | POLE WOOD 20 FT (DIST) | KY | 4 | 5889.24 | 1472.31
E364.00-Poles, Towers, and Fixtures | 2008-08-31 | POLE WOOD 45 FT (DIST) | POLE WOOD 45 FT (00007) | KY | 53 | 162046.49 | 3057.4809 | 0
E364.00-Poles, Towers, and Fixtures | 1969-12-31 | POLE WOOD 60 FT (DIST) | POLE WOOD 40 FT | KY | 8 | 980.76 | 122.595 | 0
E364.00-Poles, Towers, and Fixtures | 1967-12-31 | POLE WOOD 60 FT (DIST) | POLE WOOD 40 FT | KY | 5 | 496.84 | 99.368
E364.00-Poles, Towers, and Fixtures | 2008-05-01 | Non-unitized | PERRY ST | KY | 0 | 0 | 0
E364.00-Poles, Towers, and Fixtures | 1981-12-31 | CROSS ARMS | GUY | KY | 0 | 0 | 0
E364.00-Poles, Towers, and Fixtures | 1978-01-01 | PLATFORMS NEW (05491) | PLATFORMS NEW (05491) | KY | 6 | 2718.1 | 453.0167
E364.00-Poles, Towers, and Fixtures | 1977-12-31 | POLE WOOD 60 FT (DIST) | POLE WOOD 45 FT | KY | 2 | 443.2 | 221.6
E364.00-Poles, Towers, and Fixtures | 1952-12-31 | POLE WOOD 20 FT (DIST) | POLE WOOD 20 FT (DIST) | KY | 2 | 271.4 | 135.7 | 0
E364.00-Poles, Towers, and Fixtures | 2008-05-01 | Non-unitized | JACKSON PIKE | KY | 0 | 0 | 0
E364.00-Poles, Towers, and Fixtures | 2008-05-01 | Non-unitized | 1302679 | KY | 0 | 0 | 0
E364.00-Poles, Towers, and Fixtures | 1987-12-31 | POLE WOOD 60 FT (DIST) | POLE WOOD 50 FT | KY | 0 | 0 | 0 | 0
E364.00-Poles, Towers, and Fixtures | 1976-12-31 | POLE WOOD 60 FT (DIST) | POLE WOOD 50 FT | KY | 2 | 534.9 | 267.45
E364.00-Poles, Towers, and Fixtures | 1968-12-31 | POLE WOOD 60 FT (DIST) | POLE WOOD 50 FT | KY | 3 | 362.32 | 120.7733
E364.00-Poles, Towers, and Fixtures | 2003-06-30 | CROSS ARMS | CROSS ARMS (07362) | KY | 10 | 2724.44 | 272.444
E364.00-Poles, Towers, and Fixtures | 1941-12-31 | TOWERS | TOWERS | KY | 2 | 2290.56 | 1145.28
E364.00-Poles, Towers, and Fixtures | 1966-12-31 | POLE WOOD 20 FT (DIST) | POLE WOOD 20 FT (DIST) | KY | 10 | 1467.72 | 146.772
E364.00-Poles, Towers, and Fixtures | 1961-12-31 | POLE WOOD 60 FT (DIST) | POLE WOOD 50 FT | KY | 1 | 113.72 | 113.72
E364.00-Poles, Towers, and Fixtures | 1942-12-31 | CROSS ARMS | POLE WOOD 30 FT | KY | 0 | 0 | 0 | 0
E364.00-Poles, Towers, and Fixtures | 2008-05-01 | Non-unitized | 30 SPARKS AVE 42629 | KY | 0 | 0 | 0
E364.00-Poles, Towers, and Fixtures | 1976-12-31 | POLE WOOD 60 FT (DIST) | POLE WOOD 55 FT | KY | 3 | 1212.93 | 404.31
E364.00-Poles, Towers, and Fixtures | 1955-12-31 | POLE WOOD 25 FT (DIST) | ARM WOOD 10 FT AND UNDER (TRANS) | KY | 0 | 0 | 0
E364.00-Poles, Towers, and Fixtures | 2008-05-01 | Non-unitized | 1320547 | KY | 0 | 0 | 0
E364.00-Poles, Towers, and Fixtures | 1994-12-31 | POLE WOOD 25 FT (DIST) | GUY | KY | 0 | 0 | 0
E364.00-Poles, Towers, and Fixtures | 1972-12-31 | POLE WOOD 25 FT (DIST) | GUY | KY | 0 | 0 | 0
E364.00-Poles, Towers, and Fixtures | 1958-12-31 | POLE WOOD 20 FT (DIST) | POLE WOOD 20 FT (DIST) | KY | 34 | 6871.24 | 202.0953 | 0
E364.00-Poles, Towers, and Fixtures | 1966-12-31 | POLE WOOD 60 FT (DIST) | POLE WOOD 55 FT | KY | 12 | 2356.47 | 196.3725 | 0
E364.00-Poles, Towers, and Fixtures | 1978-12-31 | POLE WOOD 60 FT (DIST) | POLE WOOD 60 FT | KY | 2 | 1476.64 | 738.32
E364.00-Poles, Towers, and Fixtures | 1954-12-31 | CROSS ARMS | CROSS ARMS (07362) | KY | 156 | 1294.35 | 8.2971 | 0
E364.00-Poles, Towers, and Fixtures | 1997-05-31 | POLE WOOD 20 FT (DIST) | POLE WOOD 20 FT (DIST) | KY | 7 | 60817.96 | 8688.28
E364.00-Poles, Towers, and Fixtures | 1962-12-31 | POLE WOOD 20 FT (DIST) | X BRACE WOOD PR. | KY | 0 | 0 | 0
E364.00-Poles, Towers, and Fixtures | 1974-12-31 | POLE WOOD 60 FT (DIST) | POLE WOOD 60 FT | KY | 2 | 891.11 | 445.555
E364.00-Poles, Towers, and Fixtures | 1959-12-31 | POLE WOOD 60 FT (DIST) | POLE WOOD 60 FT | KY | 1 | 187.79 | 187.79
E364.00-Poles, Towers, and Fixtures | 1988-12-31 | POLE WOOD 60 FT (DIST) | POLE WOOD 65 FT | KY | 2 | 2815.24 | 1407.62
E364.00-Poles, Towers, and Fixtures | 2001-12-31 | CROSS ARMS | ARM WOOD 10 FT AND UNDER (TRANS) | KY | 0 | 0 | 0 | 0
E364.00-Poles, Towers, and Fixtures | 1995-12-31 | POLE WOOD 25 FT (DIST) | ARM WOOD 10 FT AND UNDER (TRANS) | KY | 0 | 0 | 0
E364.00-Poles, Towers, and Fixtures | 1976-12-31 | POLE WOOD 25 FT (DIST) | ARM WOOD 10 FT AND UNDER (TRANS) | KY | 0 | 0 | 0
E364.00-Poles, Towers, and Fixtures | 1954-12-31 | POLE WOOD 25 FT (DIST) | ARM WOOD 10 FT AND UNDER (TRANS) | KY | 0 | 0 | 0
E364.00-Poles, Towers, and Fixtures | 1974-12-31 | POLE WOOD 60 FT (DIST) | POLE WOOD 70 FT | KY | 8 | 5120.68 | 640.085
E364.00-Poles, Towers, and Fixtures | 1950-12-31 | POLE WOOD 25 FT (DIST) | ARM WOOD 10 FT AND UNDER (TRANS) | KY | 0 | 0 | 0
E364.00-Poles, Towers, and Fixtures | 1947-12-31 | POLE WOOD 25 FT (DIST) | ARM WOOD 10 FT AND UNDER (TRANS) | KY | 0 | 0 | 0
E364.00-Poles, Towers, and Fixtures | 1976-12-31 | POLE WOOD 25 FT (DIST) | GUY | KY | 0 | 0 | 0
E364.00-Poles, Towers, and Fixtures | 2008-05-01 | Non-unitized | 1278495 | KY | 0 | 0 | 0
E364.00-Poles, Towers, and Fixtures | 1991-12-31 | POLE WOOD 25 FT (DIST) | POLE WOOD 25 FT (DIST) | KY | 4 | 3969.72 | 992.43
E364.00-Poles, Towers, and Fixtures | 2008-05-01 | Non-unitized | 55 PEARL LN GARAGE 42320 | KY | 0 | 0 | 0
E364.00-Poles, Towers, and Fixtures | 2008-05-01 | Non-unitized | 1122325 | KY | 0 | 0 | 0
E364.00-Poles, Towers, and Fixtures | 2008-11-01 | Non-unitized | CHAMPION WAY 40324 | KY | 0 | 0 | 0
E364.00-Poles, Towers, and Fixtures | 2008-10-01 | Non-unitized | 1543 NEWLANDS LN | KY | 0 | 0 | 0
E364.00-Poles, Towers, and Fixtures | 2008-05-01 | Non-unitized | 316 WEBB ST 42367 | KY | 0 | 0 | 0
E364.00-Poles, Towers, and Fixtures | 2008-10-01 | Non-unitized | 1538524 | KY | 0 | 0 | 0
E364.00-Poles, Towers, and Fixtures | 2008-10-01 | Non-unitized | 1637767 | KY | 0 | 0 | 0
E364.00-Poles, Towers, and Fixtures | 2008-05-01 | Non-unitized | 1231268 | KY | 0 | 0 | 0
E364.00-Poles, Towers, and Fixtures | 2008-05-01 | Non-unitized | 1379635 | KY | 0 | 0 | 0
E364.00-Poles, Towers, and Fixtures | 2008-10-01 | Non-unitized | 1698064 | KY | 0 | 0 | 0
E364.00-Poles, Towers, and Fixtures | 2008-11-01 | Non-unitized | 1601246 | KY | 0 | 0 | 0
E364.00-Poles, Towers, and Fixtures | 2008-11-01 | Non-unitized | 2751 HWY 431 42323 | KY | 0 | 0 | 0
E364.00-Poles, Towers, and Fixtures | 2008-10-01 | Non-unitized | 11675 STATE RTE 132 E 42455 | KY | 0 | 0 | 0
E364.00-Poles, Towers, and Fixtures | 2008-10-01 | Non-unitized | DEVIN FORD HURST LANE | KY | 0 | 0 | 0
E364.00-Poles, Towers, and Fixtures | 2008-10-01 | Non-unitized | 1538257 | KY | 0 | 0 | 0
E364.00-Poles, Towers, and Fixtures | 1950-12-31 | POLE WOOD 60 FT (DIST) | POLE WOOD 35 FT | KY | 69 | 2647.18 | 38.3649 | 0
E364.00-Poles, Towers, and Fixtures | 1946-12-31 | POLE WOOD 60 FT (DIST) | POLE WOOD 35 FT | KY | 62 | 3661.29 | 59.0531 | 0
E364.00-Poles, Towers, and Fixtures | 1945-12-31 | POLE WOOD 60 FT (DIST) | POLE WOOD 60 FT | KY | 25 | 1422.07 | 56.8828 | 0
E364.00-Poles, Towers, and Fixtures | 2008-10-01 | Non-unitized | 1540266 | KY | 0 | 0 | 0
E364.00-Poles, Towers, and Fixtures | 2008-10-01 | Non-unitized | 1551668 | KY | 0 | 0 | 0
E364.00-Poles, Towers, and Fixtures | 2008-10-01 | Non-unitized | 1626116 | KY | 0 | 0 | 0
E364.00-Poles, Towers, and Fixtures | 1976-01-01 | CROSS ARMS | CROSS ARMS | KY | 19259 | 218010.17 | 11.3199 | 0
E364.00-Poles, Towers, and Fixtures | 2008-10-01 | Non-unitized | 357 RAMEY ROAD | KY | 0 | 0 | 0
E364.00-Poles, Towers, and Fixtures | 2008-10-01 | Non-unitized | 1487395 | KY | 0 | 0 | 0
E364.00-Poles, Towers, and Fixtures | 2008-10-01 | Non-unitized | 1672564 | KY | 0 | 0 | 0
E364.00-Poles, Towers, and Fixtures | 2008-10-01 | Non-unitized | 1302248 | KY | 0 | 0 | 0
E364.00-Poles, Towers, and Fixtures | 2008-10-01 | Non-unitized | 1450966 | KY | 0 | 0 | 0
E364.00-Poles, Towers, and Fixtures | 2008-10-01 | Non-unitized | 142 ROGER POWELL RD | KY | 0 | 0 | 0
E364.00-Poles, Towers, and Fixtures | 1945-01-01 | CROSS ARMS | CROSS ARMS | KY | 0 | 0 | 0 | 0
E364.00-Poles, Towers, and Fixtures | 2008-10-01 | Non-unitized | 1602084 | KY | 0 | 0 | 0
E364.00-Poles, Towers, and Fixtures | 2008-10-01 | Non-unitized | 1515414 | KY | 0 | 0 | 0
E364.00-Poles, Towers, and Fixtures | 2008-10-01 | Non-unitized | 1598334 | KY | 0 | 0 | 0
E364.00-Poles, Towers, and Fixtures | 2008-07-01 | Non-unitized | RDPOLD216-REP/REPL DEF POL'S 216 | KY | 0 | 0 | 0
E364.00-Poles, Towers, and Fixtures | 1962-01-01 | PAD / MAT | MP1962 Poles, Towers, and Fixtures | KY | 0 | 0 | 0
E364.00-Poles, Towers, and Fixtures | 2008-10-01 | Non-unitized | 1527087 | KY | 0 | 0 | 0
E364.00-Poles, Towers, and Fixtures | 1958-12-31 | POLE WOOD 60 FT (DIST) | POLE WOOD UNDER 20 FT | KY | 0 | 0 | 0 | 0
E364.00-Poles, Towers, and Fixtures | 1977-01-01 | CROSS ARMS | CROSS ARMS | KY | 19824 | 163476.27 | 8.2464 | 0
E364.00-Poles, Towers, and Fixtures | 1947-01-01 | CROSS ARMS | CROSS ARMS | KY | 0 | 0 | 0 | 0
E364.00-Poles, Towers, and Fixtures | 2008-10-01 | Non-unitized | 1599591 | KY | 0 | 0 | 0
E364.00-Poles, Towers, and Fixtures | 2008-10-01 | Non-unitized | N 20 TH ST. | KY | 0 | 0 | 0
E364.00-Poles, Towers, and Fixtures | 2008-10-01 | Non-unitized | 1636264 | KY | 0 | 0 | 0
E364.00-Poles, Towers, and Fixtures | 2008-10-01 | Non-unitized | 1567144 | KY | 0 | 0 | 0
E364.00-Poles, Towers, and Fixtures | 2008-10-01 | Non-unitized | 1278107 | KY | 0 | 0 | 0
E364.00-Poles, Towers, and Fixtures | 2008-10-01 | Non-unitized | 1413808 | KY | 0 | 0 | 0
E364.00-Poles, Towers, and Fixtures | 2008-10-01 | Non-unitized | 1935 STANTON WAY | KY | 0 | 0 | 0
E364.00-Poles, Towers, and Fixtures | 2008-10-01 | Non-unitized | 1417085 | KY | 0 | 0 | 0
E364.00-Poles, Towers, and Fixtures | 2008-10-01 | Non-unitized | ADAMS RD TEMP. | KY | 0 | 0 | 0
E364.00-Poles, Towers, and Fixtures | 1984-12-31 | POLE WOOD 60 FT (DIST) | ARM WOOD 10 FT AND UNDER (TRANS) | KY | 0 | 0 | 0
E364.00-Poles, Towers, and Fixtures | 1972-12-31 | POLE WOOD 60 FT (DIST) | ARM WOOD 10 FT AND UNDER (TRANS) | KY | 0 | 0 | 0
E364.00-Poles, Towers, and Fixtures | 2008-10-01 | Non-unitized | 1560899 | KY | 0 | 0 | 0
E364.00-Poles, Towers, and Fixtures | 2008-10-01 | Non-unitized | 1522358 | KY | 0 | 0 | 0
E364.00-Poles, Towers, and Fixtures | 2008-10-01 | Non-unitized | 1602584 | KY | 0 | 0 | 0
E364.00-Poles, Towers, and Fixtures | 2008-10-01 | Non-unitized | 1558454 | KY | 0 | 0 | 0
E364.00-Poles, Towers, and Fixtures | 1957-12-31 | POLE WOOD 60 FT (DIST) | ARM WOOD 10 FT AND UNDER (TRANS) | KY | 0 | 0 | 0
E364.00-Poles, Towers, and Fixtures | 2008-10-01 | Non-unitized | 1607265 | KY | 0 | 0 | 0
E364.00-Poles, Towers, and Fixtures | 2008-10-01 | Non-unitized | 1603245 | KY | 0 | 0 | 0
E364.00-Poles, Towers, and Fixtures | 2008-10-01 | Non-unitized | 1581986 | KY | 0 | 0 | 0
E364.00-Poles, Towers, and Fixtures | 1995-12-31 | POLE WOOD 60 FT (DIST) | ARM WOOD OVER 10 FT (TRANS) | KY | 0 | 0 | 0
E364.00-Poles, Towers, and Fixtures | 1994-12-31 | POLE WOOD 60 FT (DIST) | ARM WOOD OVER 10 FT (TRANS) | KY | 0 | 0 | 0
E364.00-Poles, Towers, and Fixtures | 1996-12-31 | POLE WOOD 60 FT (DIST) | GUY | KY | 0 | 0 | 0
E364.00-Poles, Towers, and Fixtures | 2008-10-01 | Non-unitized | 1416964 | KY | 0 | 0 | 0
E364.00-Poles, Towers, and Fixtures | 1971-12-31 | POLE WOOD 60 FT (DIST) | GUY | KY | 0 | 0 | 0
E364.00-Poles, Towers, and Fixtures | 1960-12-31 | POLE WOOD 60 FT (DIST) | GUY | KY | 0 | 0 | 0
E364.00-Poles, Towers, and Fixtures | 1958-12-31 | POLE WOOD 60 FT (DIST) | GUY | KY | 0 | 0 | 0
E364.00-Poles, Towers, and Fixtures | 1951-12-31 | POLE WOOD 60 FT (DIST) | GUY | KY | 0 | 0 | 0
E364.00-Poles, Towers, and Fixtures | 2003-12-31 | CROSS ARMS | CROSS ARMS (07362) | KY | 4 | 4587.88 | 1146.97
E364.00-Poles, Towers, and Fixtures | 2008-05-01 | Non-unitized | 1129766 | KY | 0 | 0 | 0
E364.00-Poles, Towers, and Fixtures | 2008-10-01 | Non-unitized | 1372906 | KY | 0 | 0 | 0
E364.00-Poles, Towers, and Fixtures | 2008-10-01 | Non-unitized | 1670104 | KY | 0 | 0 | 0
E364.00-Poles, Towers, and Fixtures | 2008-10-01 | Non-unitized | 1607445 | KY | 0 | 0 | 0
E364.00-Poles, Towers, and Fixtures | 1981-12-31 | POLE WOOD 60 FT (DIST) | POLE WOOD 30 FT | KY | 0 | 0 | 0 | 0
E364.00-Poles, Towers, and Fixtures | 2008-10-01 | Non-unitized | 1472017 | KY | 0 | 0 | 0
E364.00-Poles, Towers, and Fixtures | 2008-10-01 | Non-unitized | US HWY 62 | KY | 0 | 0 | 0
E364.00-Poles, Towers, and Fixtures | 2008-10-01 | Non-unitized | 1350 FONTAINE RD 40502 | KY | 0 | 0 | 0 | 0
E364.00-Poles, Towers, and Fixtures | 2008-10-01 | Non-unitized | ABBEY RD | KY | 0 | 0 | 0
E364.00-Poles, Towers, and Fixtures | 1980-12-31 | POLE WOOD 20 FT (DIST) | ARM WOOD 10 FT AND UNDER (TRANS) | KY | 0 | 0 | 0
E364.00-Poles, Towers, and Fixtures | 2008-10-01 | Non-unitized | 995 FRONT ST 4 | KY | 0 | 0 | 0
E364.00-Poles, Towers, and Fixtures | 2008-10-01 | Non-unitized | 1654525 | KY | 0 | 0 | 0
E364.00-Poles, Towers, and Fixtures | 2008-10-01 | Non-unitized | 1442235 | KY | 0 | 0 | 0 | 0
E364.00-Poles, Towers, and Fixtures | 1985-12-31 | POLE WOOD 60 FT (DIST) | POLE WOOD 35 FT | KY | 1 | 287.2 | 287.2
E364.00-Poles, Towers, and Fixtures | 1971-12-31 | POLE WOOD 60 FT (DIST) | POLE WOOD 35 FT | KY | 11 | 1185.03 | 107.73
E364.00-Poles, Towers, and Fixtures | 1966-12-31 | POLE WOOD 60 FT (DIST) | POLE WOOD 35 FT | KY | 7 | 521.31 | 74.4729
E364.00-Poles, Towers, and Fixtures | 1966-12-31 | POLE WOOD 20 FT (DIST) | ARM WOOD 10 FT AND UNDER (TRANS) | KY | 0 | 0 | 0
E364.00-Poles, Towers, and Fixtures | 1997-04-30 | POLE WOOD 20 FT (DIST) | GUY | KY | 0 | 0 | 0
E364.00-Poles, Towers, and Fixtures | 2008-10-01 | Non-unitized | 1454075 | KY | 0 | 0 | 0
E364.00-Poles, Towers, and Fixtures | 2008-10-01 | Non-unitized | 1591286 | KY | 0 | 0 | 0
E364.00-Poles, Towers, and Fixtures | 1993-12-31 | POLE WOOD 20 FT (DIST) | GUY | KY | 0 | 0 | 0
E364.00-Poles, Towers, and Fixtures | 2008-10-01 | Non-unitized | 1597484 | KY | 0 | 0 | 0
E364.00-Poles, Towers, and Fixtures | 2008-05-01 | Non-unitized | 618 E DIXIE 42701 | KY | 0 | 0 | 0
E364.00-Poles, Towers, and Fixtures | 2008-05-01 | Non-unitized | 1488636 | KY | 0 | 0 | 0
E364.00-Poles, Towers, and Fixtures | 2008-05-01 | Non-unitized | ROSEDALE 40475 | KY | 0 | 0 | 0
E364.00-Poles, Towers, and Fixtures | 2008-05-01 | Non-unitized | 1001 W WHITMER ST | KY | 0 | 0 | 0
E364.00-Poles, Towers, and Fixtures | 2008-05-01 | Non-unitized | 1112 CHOCHTAW TR 40324 | KY | 0 | 0 | 0
E364.00-Poles, Towers, and Fixtures | 2008-05-01 | Non-unitized | 1239087 | KY | 0 | 0 | 0
E364.00-Poles, Towers, and Fixtures | 2008-05-01 | Non-unitized | 1290956 | KY | 0 | 0 | 0
E364.00-Poles, Towers, and Fixtures | 2008-05-01 | Non-unitized | 1195 MAIN ST. 42765 | KY | 0 | 0 | 0
E364.00-Poles, Towers, and Fixtures | 2008-05-01 | Non-unitized | 1308945 | KY | 0 | 0 | 0
E364.00-Poles, Towers, and Fixtures | 2008-05-01 | Non-unitized | 6037 FALLEN TIMBER RD 40070 | KY | 0 | 0 | 0
E364.00-Poles, Towers, and Fixtures | 2008-07-01 | Non-unitized | 6745 FRANKFORT RD | KY | 0 | 0 | 0
E364.00-Poles, Towers, and Fixtures | 2008-05-01 | Non-unitized | 1136774 | KY | 0 | 0 | 0
E364.00-Poles, Towers, and Fixtures | 2008-05-01 | Non-unitized | 1125 ISLAND FORD RD | KY | 0 | 0 | 0
E364.00-Poles, Towers, and Fixtures | 2008-05-01 | Non-unitized | 1162678 | KY | 0 | 0 | 0
E364.00-Poles, Towers, and Fixtures | 2008-05-01 | Non-unitized | 1280695 | KY | 0 | 0 | 0
E364.00-Poles, Towers, and Fixtures | 2008-05-01 | Non-unitized | OSAGE CT 42055 | KY | 0 | 0 | 0
E364.00-Poles, Towers, and Fixtures | 2008-05-01 | Non-unitized | STATE HWY 522 | KY | 0 | 0 | 0
E364.00-Poles, Towers, and Fixtures | 2008-05-01 | Non-unitized | 1326804 | KY | 0 | 0 | 0
E364.00-Poles, Towers, and Fixtures | 2008-05-01 | Non-unitized | CRAYNE CEMETERY RD 42064 | KY | 0 | 0 | 0
E364.00-Poles, Towers, and Fixtures | 2008-05-01 | Non-unitized | 1173727 | KY | 0 | 0 | 0
E364.00-Poles, Towers, and Fixtures | 2008-05-01 | Non-unitized | 3045 OWINGSVILLE RD 40353 | KY | 0 | 0 | 0
E364.00-Poles, Towers, and Fixtures | 2008-05-01 | Non-unitized | 441 STATE ROUTE 423 | KY | 0 | 0 | 0
E364.00-Poles, Towers, and Fixtures | 2008-05-01 | Non-unitized | MIDDLETON LN | KY | 0 | 0 | 0
E364.00-Poles, Towers, and Fixtures | 2008-05-01 | Non-unitized | WATERWORKS | KY | 0 | 0 | 0
E364.00-Poles, Towers, and Fixtures | 2008-05-01 | Non-unitized | 415 W CLAY ST 42031 | KY | 0 | 0 | 0
E364.00-Poles, Towers, and Fixtures | 2008-05-01 | Non-unitized | LOWES | KY | 0 | 0 | 0
E364.00-Poles, Towers, and Fixtures | 2008-07-01 | Non-unitized | 1495098 | KY | 0 | 0 | 0
E364.00-Poles, Towers, and Fixtures | 2008-05-01 | Non-unitized | 1126295 | KY | 0 | 0 | 0
E364.00-Poles, Towers, and Fixtures | 2008-05-01 | Non-unitized | BUTTERMILK RD | KY | 0 | 0 | 0
E364.00-Poles, Towers, and Fixtures | 2008-05-01 | Non-unitized | 1063975 | KY | 0 | 0 | 0
E364.00-Poles, Towers, and Fixtures | 2008-05-01 | Non-unitized | N CUMBERLAND AVE | KY | 0 | 0 | 0
E364.00-Poles, Towers, and Fixtures | 2008-05-01 | Non-unitized | 4682 US HWY 62 W 42345 | KY | 0 | 0 | 0
E364.00-Poles, Towers, and Fixtures | 2008-05-01 | Non-unitized | HWY 150 40456 | KY | 0 | 0 | 0 | 0
E364.00-Poles, Towers, and Fixtures | 2008-05-01 | Non-unitized | 302 E RESERVOIR AVE | KY | 0 | 0 | 0
E364.00-Poles, Towers, and Fixtures | 2008-05-01 | Non-unitized | 1734 NORTH HIGHWAY 11 | KY | 0 | 0 | 0
E364.00-Poles, Towers, and Fixtures | 2008-05-01 | Non-unitized | STATE HWY 930 | KY | 0 | 0 | 0
E364.00-Poles, Towers, and Fixtures | 2008-05-01 | Non-unitized | 3866 CROPPER RD 40065 | KY | 0 | 0 | 0 | 0
E364.00-Poles, Towers, and Fixtures | 2008-05-01 | Non-unitized | 1315444 | KY | 0 | 0 | 0
E364.00-Poles, Towers, and Fixtures | 2008-05-01 | Non-unitized | 219 NORFLEET DR 42501 | KY | 0 | 0 | 0
E364.00-Poles, Towers, and Fixtures | 2008-05-01 | Non-unitized | 644 BRAWNER LN 40057 | KY | 0 | 0 | 0
E364.00-Poles, Towers, and Fixtures | 2008-05-01 | Non-unitized | ADAMS RD | KY | 0 | 0 | 0
E364.00-Poles, Towers, and Fixtures | 2008-05-01 | Non-unitized | 334 CALLOWAY BRANCH RD 40456 | KY | 0 | 0 | 0
E364.00-Poles, Towers, and Fixtures | 2008-05-01 | Non-unitized | 1350267 | KY | 0 | 0 | 0
E364.00-Poles, Towers, and Fixtures | 2008-05-01 | Non-unitized | 1304 FROGTOWN RD 40033 | KY | 0 | 0 | 0 | 0
E364.00-Poles, Towers, and Fixtures | 2008-05-01 | Non-unitized | 1244856 | KY | 0 | 0 | 0
E364.00-Poles, Towers, and Fixtures | 2008-05-01 | Non-unitized | 694 N 6TH ST 42087 | KY | 0 | 0 | 0
E364.00-Poles, Towers, and Fixtures | 2008-05-01 | Non-unitized | 8242 MAIN ST | KY | 0 | 0 | 0
E364.00-Poles, Towers, and Fixtures | 2008-05-01 | Non-unitized | 1378494 | KY | 0 | 0 | 0
E364.00-Poles, Towers, and Fixtures | 2008-05-01 | Non-unitized | 540 KY 36 40360 | KY | 0 | 0 | 0
E364.00-Poles, Towers, and Fixtures | 2008-05-01 | Non-unitized | REDBIRD | KY | 0 | 0 | 0
E364.00-Poles, Towers, and Fixtures | 2008-05-01 | Non-unitized | 1110705 | KY | 0 | 0 | 0
E364.00-Poles, Towers, and Fixtures | 2008-05-01 | Non-unitized | S. LAUREL MIDD SCH CLEARANCE | KY | 0 | 0 | 0
E364.00-Poles, Towers, and Fixtures | 2008-05-01 | Non-unitized | ST RT 62 | KY | 0 | 0 | 0
E364.00-Poles, Towers, and Fixtures | 2008-05-01 | Non-unitized | 1229997 | KY | 0 | 0 | 0
E364.00-Poles, Towers, and Fixtures | 2009-01-01 | Non-unitized | RDPOLE236-Pole repair/replacement 236 | KY | 0 | 0 | 0 | 0
E364.00-Poles, Towers, and Fixtures | 2009-10-02 | GUY | GUY (00070) | KY | 12 | 418.08 | 34.84
E364.00-Poles, Towers, and Fixtures | 2009-12-07 | POLE WOOD 40 FT (DIST) | POLE WOOD 40 FT (00006) | KY | 368 | 562592.34 | 1528.7835 | 0
E364.00-Poles, Towers, and Fixtures | 1952-01-01 | GUY | GUY | KY | 0 | 0 | 0 | 0
E364.00-Poles, Towers, and Fixtures | 1987-01-01 | GUY | GUY (00070) | KY | 7183 | 682229.54 | 94.9784 | 0
E364.00-Poles, Towers, and Fixtures | 2009-01-01 | Non-unitized | 1284124 | KY | 0 | 0 | 0
E364.00-Poles, Towers, and Fixtures | 2009-11-03 | POLE WOOD 45 FT (DIST) | POLE WOOD 45 FT (00007) | KY | 30 | 39673.98 | 1322.466
E364.00-Poles, Towers, and Fixtures | 2009-12-07 | CROSS ARMS | CROSS ARMS (07362) | KY | 154 | 20288.11 | 131.741 | 0
E364.00-Poles, Towers, and Fixtures | 2009-08-06 | CROSS ARMS | CROSS ARMS (07362) | KY | 130 | 58742.31 | 451.8639
E364.00-Poles, Towers, and Fixtures | 2009-04-01 | Non-unitized | 520 CARDINAL DRIVE | KY | 0 | 0 | 0 | 0
E364.00-Poles, Towers, and Fixtures | 2009-07-27 | POLE WOOD 40 FT (DIST) | POLE WOOD 40 FT (00006) | KY | 20 | 39534.58 | 1976.729
E364.00-Poles, Towers, and Fixtures | 2009-10-26 | GUY | GUY (00070) | KY | 19 | 213.06 | 11.2137
E364.00-Poles, Towers, and Fixtures | 2009-12-07 | POLE WOOD 35 FT (DIST) | POLE WOOD 35 FT (00005) | KY | 21 | 16046.77 | 764.1319 | 0
E364.00-Poles, Towers, and Fixtures | 2008-05-01 | Non-unitized | 1214994 | KY | 0 | 0 | 0
E364.00-Poles, Towers, and Fixtures | 2009-01-01 | Non-unitized | RDPOLE156-Pole repair/replacement 156 | KY | 0 | 0 | 0 | 0
E364.00-Poles, Towers, and Fixtures | 2009-04-01 | Non-unitized | 545 TUNNEL RIDGE RD TS 42647 | KY | 0 | 0 | 0
E364.00-Poles, Towers, and Fixtures | 2009-01-01 | Non-unitized | 2327 LEXINGTON RD 40356 | KY | 0 | 0 | 0
E364.00-Poles, Towers, and Fixtures | 2009-04-01 | Non-unitized | CLARK STREET TEL. CO. POLE XFER | KY | 0 | 0 | 0
E364.00-Poles, Towers, and Fixtures | 2009-04-01 | Non-unitized | 210 WOODLAND AVE 40502 | KY | 0 | 0 | 0 | 0
E364.00-Poles, Towers, and Fixtures | 2009-04-01 | Non-unitized | 14082 N OLD MADISONVILLE RD TRLR 42217 | KY | 0 | 0 | 0
E364.00-Poles, Towers, and Fixtures | 2009-04-01 | Non-unitized | 2264 WEISENBERGER MILL RD | KY | 0 | 0 | 0
E364.00-Poles, Towers, and Fixtures | 2009-01-01 | Non-unitized | 11058 RICHMOND RD | KY | 0 | 0 | 0
E364.00-Poles, Towers, and Fixtures | 2009-01-01 | Non-unitized | SR 1651 | KY | 0 | 0 | 0
E364.00-Poles, Towers, and Fixtures | 2009-04-01 | Non-unitized | 76 MILLPORT- SACRAMENTO RD | KY | 0 | 0 | 0
E364.00-Poles, Towers, and Fixtures | 2009-12-09 | POLE WOOD 50 FT (DIST) | POLE WOOD 50 FT (00008) | KY | 37 | 49482.92 | 1337.3762 | 0
E364.00-Poles, Towers, and Fixtures | 2009-04-01 | Non-unitized | BALLARD | KY | 0 | 0 | 0
E364.00-Poles, Towers, and Fixtures | 2008-04-03 | POLE WOOD 45 FT (DIST) | POLE WOOD 45 FT (00007) | KY | 7 | 27191.07 | 3884.4386
E364.00-Poles, Towers, and Fixtures | 2009-07-29 | POLE WOOD 40 FT (DIST) | POLE WOOD 40 FT (00006) | KY | 12 | 14085.63 | 1173.8025
E364.00-Poles, Towers, and Fixtures | 2009-04-01 | Non-unitized | 1591219 | KY | 0 | 0 | 0
E364.00-Poles, Towers, and Fixtures | 2009-01-01 | Non-unitized | 101 COLLINS | KY | 0 | 0 | 0
E364.00-Poles, Towers, and Fixtures | 2009-01-01 | Non-unitized | 1370107 | KY | 0 | 0 | 0
E364.00-Poles, Towers, and Fixtures | 2009-01-01 | Non-unitized | NBSV246OH-New Elect Services-Overhead | KY | 0 | 0 | 0 | 0
E364.00-Poles, Towers, and Fixtures | 2009-01-01 | Non-unitized | RDSTLT236-REP REPL DEF ST LIGHTS 236 | KY | 0 | 0 | 0 | 0
E364.00-Poles, Towers, and Fixtures | 2009-07-22 | POLE WOOD 50 FT (DIST) | POLE WOOD 50 FT (00008) | KY | 9 | 13145.36 | 1460.5956
E364.00-Poles, Towers, and Fixtures | 2009-04-01 | Non-unitized | ROGERS AND SONS TC | KY | 0 | 0 | 0
E364.00-Poles, Towers, and Fixtures | 2008-05-01 | Non-unitized | 100 UNITED DR 4TH SUITE 4-C 40347 | KY | 0 | 0 | 0
E364.00-Poles, Towers, and Fixtures | 2009-01-01 | Non-unitized | 1365485 | KY | 0 | 0 | 0
E364.00-Poles, Towers, and Fixtures | 2008-05-01 | Non-unitized | 933964 | KY | 0 | 0 | 0
E364.00-Poles, Towers, and Fixtures | 2008-05-01 | Non-unitized | 1488 STATE RTE 181 S 42345 | KY | 0 | 0 | 0
E364.00-Poles, Towers, and Fixtures | 2009-01-01 | Non-unitized | TRBORD156-TROUBLE ORDERS 156 | KY | 0 | 0 | 0 | 0
E364.00-Poles, Towers, and Fixtures | 2009-01-01 | Non-unitized | ECAPRR315-Inst cap/reg/recl-Lexington | KY | 0 | 0 | 0
E364.00-Poles, Towers, and Fixtures | 2009-04-01 | Non-unitized | LAUREL HILL 40977 | KY | 0 | 0 | 0
E364.00-Poles, Towers, and Fixtures | 2009-01-01 | Non-unitized | 343 MAIN ST | KY | 0 | 0 | 0
E364.00-Poles, Towers, and Fixtures | 2009-01-01 | Non-unitized | ECAPRR256-Inst cap/reg/recl-Shelbyville | KY | 0 | 0 | 0
E364.00-Poles, Towers, and Fixtures | 2008-10-15 | POLE WOOD 45 FT (DIST) | POLE WOOD 45 FT (00007) | KY | 3 | 9137.93 | 3045.9767
E364.00-Poles, Towers, and Fixtures | 2008-05-01 | Non-unitized | 1114807 | KY | 0 | 0 | 0
E364.00-Poles, Towers, and Fixtures | 2009-08-04 | GUY | GUY (00070) | KY | 8 | 212.92 | 26.615
E364.00-Poles, Towers, and Fixtures | 2009-01-01 | Non-unitized | RDDD315OH-Rep Def Equip-OH-Lexington | KY | 0 | 0 | 0 | 0
E364.00-Poles, Towers, and Fixtures | 2009-01-01 | Non-unitized | STLT246-STREET LIGHTING 246 | KY | 0 | 0 | 0 | 0
E364.00-Poles, Towers, and Fixtures | 2009-04-01 | Non-unitized | 361 CHARLIE NORRIS 40475 | KY | 0 | 0 | 0
E364.00-Poles, Towers, and Fixtures | 2009-04-01 | Non-unitized | S WINTER AT SCHOOLHOUSE ROAD DR | KY | 0 | 0 | 0
E364.00-Poles, Towers, and Fixtures | 2009-02-01 | Non-unitized | 607 FAWNS LN 40353 | KY | 0 | 0 | 0
E364.00-Poles, Towers, and Fixtures | 2009-06-16 | Non-unitized | Reserved for Future Storm Project | KY | 0 | 0 | 0
E364.00-Poles, Towers, and Fixtures | 2009-06-16 | POLE WOOD 35 FT (DIST) | POLE WOOD 35 FT (00005) | KY | 12 | 20832.99 | 1736.0825
E364.00-Poles, Towers, and Fixtures | 2009-01-01 | Non-unitized | INNOVATION DR 40511 | KY | 0 | 0 | 0
E364.00-Poles, Towers, and Fixtures | 2009-04-01 | Non-unitized | 4850 MOOREFIELD RD 40311 | KY | 0 | 0 | 0 | 0
E364.00-Poles, Towers, and Fixtures | 2008-08-01 | CROSS ARMS | CROSS ARMS (07362) | KY | 102 | 10691.57 | 104.8193 | 0
E364.00-Poles, Towers, and Fixtures | 2008-05-01 | Non-unitized | 1259788 | KY | 0 | 0 | 0
E364.00-Poles, Towers, and Fixtures | 2008-10-01 | Non-unitized | 1672380 | KY | 0 | 0 | 0
E364.00-Poles, Towers, and Fixtures | 2009-04-01 | Non-unitized | 460 McBRAYER RD TO W. 1ST. 40351 | KY | 0 | 0 | 0
E364.00-Poles, Towers, and Fixtures | 2009-04-01 | Non-unitized | 13 CRUTCHFIELD ST 42041 | KY | 0 | 0 | 0
E364.00-Poles, Towers, and Fixtures | 2008-05-01 | Non-unitized | 1295258 | KY | 0 | 0 | 0
E364.00-Poles, Towers, and Fixtures | 2009-01-01 | Non-unitized | W MAIN ST 40390 | KY | 0 | 0 | 0
E364.00-Poles, Towers, and Fixtures | 2009-01-01 | Non-unitized | ECAPRR246-Inst cap/reg/recl-Etown | KY | 0 | 0 | 0 | 0
E364.00-Poles, Towers, and Fixtures | 2009-04-20 | POLE WOOD 45 FT (DIST) | POLE WOOD 45 FT (00007) | KY | 5 | 25797.69 | 5159.538
E364.00-Poles, Towers, and Fixtures | 2008-10-01 | Non-unitized | 1611885 | KY | 0 | 0 | 0
E364.00-Poles, Towers, and Fixtures | 2009-01-01 | Non-unitized | POND RIVER-COLLIERS RD | KY | 0 | 0 | 0
E364.00-Poles, Towers, and Fixtures | 2009-01-01 | Non-unitized | 501 S BROADWAY 40508 | KY | 0 | 0 | 0
E364.00-Poles, Towers, and Fixtures | 2009-01-01 | Non-unitized | 600 EVE RD NEW HSE 42757 | KY | 0 | 0 | 0
E364.00-Poles, Towers, and Fixtures | 2009-01-01 | Non-unitized | 3849 MCGARRY DR 40514 | KY | 0 | 0 | 0
E364.00-Poles, Towers, and Fixtures | 2009-01-01 | Non-unitized | 3130 MAPLELEAF DR 40509 | KY | 0 | 0 | 0
E364.00-Poles, Towers, and Fixtures | 2009-01-01 | Non-unitized | 144 BROADWAY 40336 | KY | 0 | 0 | 0
E364.00-Poles, Towers, and Fixtures | 2009-01-01 | Non-unitized | 630 PIKE ST | KY | 0 | 0 | 0
E364.00-Poles, Towers, and Fixtures | 2009-01-01 | Non-unitized | W BUFORD | KY | 0 | 0 | 0
E364.00-Poles, Towers, and Fixtures | 2009-01-01 | Non-unitized | ST CREEK NEAL HL 40977 | KY | 0 | 0 | 0
E364.00-Poles, Towers, and Fixtures | 2009-02-01 | Non-unitized | 1425814 | KY | 0 | 0 | 0
E364.00-Poles, Towers, and Fixtures | 2009-01-01 | Non-unitized | 198 HAWKINS CUMMINS ROAD | KY | 0 | 0 | 0
E364.00-Poles, Towers, and Fixtures | 2009-01-01 | Non-unitized | NBSV236UG-New Bus Serv-UG-Richmond | KY | 0 | 0 | 0 | 0
E364.00-Poles, Towers, and Fixtures | 1978-01-01 | GUY | GUY | KY | 5079 | 185909.03 | 36.6035 | 0
E364.00-Poles, Towers, and Fixtures | 2009-01-01 | Non-unitized | SOMERSET BY-PASS | KY | 0 | 0 | 0
E364.00-Poles, Towers, and Fixtures | 2009-01-01 | Non-unitized | MOSEA ST 42328 | KY | 0 | 0 | 0
E364.00-Poles, Towers, and Fixtures | 2009-01-01 | Non-unitized | BROADLEAF DR 41008 | KY | 0 | 0 | 0
E364.00-Poles, Towers, and Fixtures | 1980-01-01 | POLE WOOD 50 FT (DIST) | POLE WOOD 50 FT | KY | 117 | 42182.6 | 360.535 | 0
E364.00-Poles, Towers, and Fixtures | 1952-01-01 | POLE WOOD 50 FT (DIST) | MP1952 Poles, Towers, and Fixtures | KY | 0 | 0 | 0 | 0
E364.00-Poles, Towers, and Fixtures | 1996-01-01 | POLE WOOD 45 FT (DIST) | POLE WOOD 45 FT (DIST) | KY | 1545 | 1083353.1 | 701.1994 | 0
E364.00-Poles, Towers, and Fixtures | 1971-01-01 | POLE WOOD 35 FT (DIST) | POLE WOOD 35 FT | KY | 1700 | 144828.1 | 85.193 | 0
E364.00-Poles, Towers, and Fixtures | 1969-01-01 | POLE WOOD 45 FT (DIST) | POLE WOOD 45 FT | KY | 381 | 43889.14 | 115.1946 | 0
E364.00-Poles, Towers, and Fixtures | 2009-01-01 | Non-unitized | HWY. 227 | KY | 0 | 0 | 0
E364.00-Poles, Towers, and Fixtures | 2009-01-01 | Non-unitized | 473 PAULS MILL RD | KY | 0 | 0 | 0
E364.00-Poles, Towers, and Fixtures | 2008-11-01 | Non-unitized | AMCON ST. | KY | 0 | 0 | 0
E364.00-Poles, Towers, and Fixtures | 2008-10-01 | Non-unitized | 100 PIONEER ORCHARD | KY | 0 | 0 | 0
E364.00-Poles, Towers, and Fixtures | 2008-10-01 | Non-unitized | 2038 S WILSON RD | KY | 0 | 0 | 0
E364.00-Poles, Towers, and Fixtures | 2008-10-01 | Non-unitized | 1610044 | KY | 0 | 0 | 0
E364.00-Poles, Towers, and Fixtures | 2008-05-01 | Non-unitized | 13255 HWY 41 | KY | 0 | 0 | 0
E364.00-Poles, Towers, and Fixtures | 2009-05-01 | Non-unitized | 3840 CLIFTON RD FG-46 | KY | 0 | 0 | 0
E364.00-Poles, Towers, and Fixtures | 2009-04-01 | Non-unitized | STEARNS HOUSING PROJECT | KY | 0 | 0 | 0
E364.00-Poles, Towers, and Fixtures | 2009-05-01 | Non-unitized | AIRPORT 42629 | KY | 0 | 0 | 0
E364.00-Poles, Towers, and Fixtures | 2009-01-01 | Non-unitized | MCAPR366-CAP/REG/RECL - 013660 | KY | 0 | 0 | 0 | 0
E364.00-Poles, Towers, and Fixtures | 2008-11-01 | Non-unitized | 630 PIKE ST | KY | 0 | 0 | 0
E364.00-Poles, Towers, and Fixtures | 2008-10-01 | Non-unitized | 1625966 | KY | 0 | 0 | 0 | 0
E364.00-Poles, Towers, and Fixtures | 2009-04-01 | Non-unitized | 1362 LEMONS MILL RD 40324 | KY | 0 | 0 | 0
E364.00-Poles, Towers, and Fixtures | 2006-12-06 | POLE WOOD 35 FT (DIST) | POLE WOOD 35 FT (00005) | KY | 2 | 3011.89 | 1505.945
E364.00-Poles, Towers, and Fixtures | 2008-10-01 | Non-unitized | 553 KIRKSVILLE RD 40475 | KY | 0 | 0 | 0 | 0
E364.00-Poles, Towers, and Fixtures | 2008-10-01 | Non-unitized | 29 COMMONWEALTH LANE | KY | 0 | 0 | 0
E364.00-Poles, Towers, and Fixtures | 1995-01-01 | GUY | GUY (00070) | KY | 8624 | 927669.86 | 107.5684 | 0
E364.00-Poles, Towers, and Fixtures | 2009-01-01 | Non-unitized | ECAPRR426-Instl cap/reg/recl-London | KY | 0 | 0 | 0 | 0
E364.00-Poles, Towers, and Fixtures | 2009-04-01 | Non-unitized | JONES CREEK EVARTS | KY | 0 | 0 | 0
E364.00-Poles, Towers, and Fixtures | 2009-05-01 | Non-unitized | UPPER BRIAR CREEK BROKEN POLE | KY | 0 | 0 | 0
E364.00-Poles, Towers, and Fixtures | 2007-11-30 | CROSS ARMS | CROSS ARMS (07362) | KY | 163 | 37434.3 | 229.6583
E364.00-Poles, Towers, and Fixtures | 2008-10-01 | Non-unitized | 1583420 | KY | 0 | 0 | 0
E364.00-Poles, Towers, and Fixtures | 2009-05-01 | Non-unitized | 3240 CHARLIE MORAN HWY 42749 | KY | 0 | 0 | 0
E364.00-Poles, Towers, and Fixtures | 2009-05-01 | Non-unitized | LAUREL COOKIE FACTORY | KY | 0 | 0 | 0
E364.00-Poles, Towers, and Fixtures | 2008-11-01 | Non-unitized | 5036 RUSSELL CAVE RD FG44 40511 | KY | 0 | 0 | 0
E364.00-Poles, Towers, and Fixtures | 2008-10-01 | Non-unitized | 1571344 | KY | 0 | 0 | 0
E364.00-Poles, Towers, and Fixtures | 2009-05-01 | Non-unitized | HOPEWELL BAPTIST CHURCH | KY | 0 | 0 | 0
E364.00-Poles, Towers, and Fixtures | 2008-05-01 | Non-unitized | 1370107 | KY | 0 | 0 | 0
E364.00-Poles, Towers, and Fixtures | 2008-11-01 | Non-unitized | 1713346 | KY | 0 | 0 | 0
E364.00-Poles, Towers, and Fixtures | 2009-01-01 | Non-unitized | 1531489 | KY | 0 | 0 | 0
E364.00-Poles, Towers, and Fixtures | 2008-10-01 | Non-unitized | 4100 LITTLE ROCK JTWN RD TR 40311 | KY | 0 | 0 | 0
E364.00-Poles, Towers, and Fixtures | 2008-05-01 | Non-unitized | 317 E CLARKLINE RD 42053 | KY | 0 | 0 | 0
E364.00-Poles, Towers, and Fixtures | 2008-10-01 | Non-unitized | 1668368 | KY | 0 | 0 | 0
E364.00-Poles, Towers, and Fixtures | 2008-11-01 | Non-unitized | 1593328 | KY | 0 | 0 | 0
E364.00-Poles, Towers, and Fixtures | 2008-05-01 | Non-unitized | 1416575 | KY | 0 | 0 | 0
E364.00-Poles, Towers, and Fixtures | 2009-05-01 | Non-unitized | FAIRGROUNDS | KY | 0 | 0 | 0
E364.00-Poles, Towers, and Fixtures | 2008-11-01 | Non-unitized | 111 DAISY DR 42718 | KY | 0 | 0 | 0
E364.00-Poles, Towers, and Fixtures | 2008-12-31 | STEEL POLES | STEEL POLES (07726) | KY | 1 | 2243.47 | 2243.47
E364.00-Poles, Towers, and Fixtures | 2009-05-01 | Non-unitized | AT & T Cell Tower - Briar Creek Rd. | KY | 0 | 0 | 0
E364.00-Poles, Towers, and Fixtures | 2008-10-01 | Non-unitized | CHEROKEE | KY | 0 | 0 | 0
E364.00-Poles, Towers, and Fixtures | 2008-10-01 | Non-unitized | 1669796 | KY | 0 | 0 | 0
E364.00-Poles, Towers, and Fixtures | 2009-01-01 | Non-unitized | 1666958 | KY | 0 | 0 | 0
E364.00-Poles, Towers, and Fixtures | 2009-01-01 | Non-unitized | 118 HIGH ST 40336 | KY | 0 | 0 | 0
E364.00-Poles, Towers, and Fixtures | 2009-01-01 | Non-unitized | 4771 KY 435 | KY | 0 | 0 | 0
E364.00-Poles, Towers, and Fixtures | 2009-02-28 | POLE WOOD 45 FT (DIST) | POLE WOOD 45 FT (00007) | KY | 2 | 13633.53 | 6816.765
E364.00-Poles, Towers, and Fixtures | 2009-10-31 | POLE WOOD 40 FT (DIST) | POLE WOOD 40 FT (00006) | KY | 386 | 532315.82 | 1379.0565 | 0
E364.00-Poles, Towers, and Fixtures | 2008-05-01 | Non-unitized | SIXTH | KY | 0 | 0 | 0
E364.00-Poles, Towers, and Fixtures | 2008-05-01 | Non-unitized | SPRING ST. AND MORGAN RE-SAG | KY | 0 | 0 | 0
E364.00-Poles, Towers, and Fixtures | 2009-01-01 | Non-unitized | 1136895 | KY | 0 | 0 | 0
E364.00-Poles, Towers, and Fixtures | 2009-01-01 | Non-unitized | STATE HIGHWAY 11 | KY | 0 | 0 | 0
E364.00-Poles, Towers, and Fixtures | 2009-01-01 | Non-unitized | FERNDALE 40977 | KY | 0 | 0 | 0
E364.00-Poles, Towers, and Fixtures | 2009-01-01 | Non-unitized | US 27 | KY | 0 | 0 | 0
E364.00-Poles, Towers, and Fixtures | 2009-01-01 | Non-unitized | 1573227 | KY | 0 | 0 | 0
E364.00-Poles, Towers, and Fixtures | 2009-01-01 | Non-unitized | 1593584 | KY | 0 | 0 | 0
E364.00-Poles, Towers, and Fixtures | 2009-01-01 | Non-unitized | 1626485 | KY | 0 | 0 | 0
E364.00-Poles, Towers, and Fixtures | 2009-01-31 | CROSS ARMS | CROSS ARMS (07362) | KY | 28 | 29374.77 | 1049.0989
E364.00-Poles, Towers, and Fixtures | 2009-01-01 | Non-unitized | 348 ROLLEY LN 42345 | KY | 0 | 0 | 0
E364.00-Poles, Towers, and Fixtures | 2009-01-01 | Non-unitized | WINCHESTER AVE PLANT 40965 | KY | 0 | 0 | 0
E364.00-Poles, Towers, and Fixtures | 2009-11-12 | POLE WOOD 40 FT (DIST) | POLE WOOD 40 FT (00006) | KY | 18 | 25342.12 | 1407.8956 | 0
E364.00-Poles, Towers, and Fixtures | 2009-01-31 | POLE WOOD 50 FT (DIST) | POLE WOOD 50 FT (00008) | KY | 2 | 2289.68 | 1144.84
E364.00-Poles, Towers, and Fixtures | 2009-01-01 | Non-unitized | 352 E LEXINGTON AVE 40422 | KY | 0 | 0 | 0
E364.00-Poles, Towers, and Fixtures | 2009-01-01 | Non-unitized | 1423414 | KY | 0 | 0 | 0
E364.00-Poles, Towers, and Fixtures | 2009-01-01 | Non-unitized | PAGE | KY | 0 | 0 | 0
E364.00-Poles, Towers, and Fixtures | 2009-01-01 | Non-unitized | 6867 SMITHFIELD RD | KY | 0 | 0 | 0
E364.00-Poles, Towers, and Fixtures | 2009-01-01 | Non-unitized | 4100 LITTLE ROCK JTWN RD TR 40311 | KY | 0 | 0 | 0
E364.00-Poles, Towers, and Fixtures | 2009-01-01 | Non-unitized | 1708167 | KY | 0 | 0 | 0
E364.00-Poles, Towers, and Fixtures | 2009-01-01 | Non-unitized | 11675 STATE RTE 132 E 42455 | KY | 0 | 0 | 0
E364.00-Poles, Towers, and Fixtures | 1998-01-01 | POLE WOOD 35 FT (DIST) | MP1998 Poles, Towers, and Fixtures | KY | 0 | 0 | 0
E364.00-Poles, Towers, and Fixtures | 2009-01-01 | Non-unitized | WORK IN PROGRESS | KY | 0 | 0 | 0
E364.00-Poles, Towers, and Fixtures | 2009-01-01 | Non-unitized | 1341 MEFFORD HTS DR 41056 | KY | 0 | 0 | 0
E364.00-Poles, Towers, and Fixtures | 2009-01-01 | Non-unitized | WISER BR TEMP 40902 | KY | 0 | 0 | 0
E364.00-Poles, Towers, and Fixtures | 2007-08-31 | POLE WOOD 35 FT (DIST) | POLE WOOD 35 FT (00005) | KY | 1 | 5159.12 | 5159.12
E364.00-Poles, Towers, and Fixtures | 2009-01-01 | Non-unitized | 403 E MAIN | KY | 0 | 0 | 0
E364.00-Poles, Towers, and Fixtures | 2009-01-01 | Non-unitized | 1670 CHARLESTON RD | KY | 0 | 0 | 0
E364.00-Poles, Towers, and Fixtures | 2009-07-01 | Non-unitized | 543 N WALACE WILKINSON | KY | 0 | 0 | 0
E364.00-Poles, Towers, and Fixtures | 2009-07-01 | Non-unitized | 4288 PINCKARD PIKE FG-75 | KY | 0 | 0 | 0
E364.00-Poles, Towers, and Fixtures | 2009-05-01 | Non-unitized | 2540 RESEARCH PARK DR 40511 | KY | 0 | 0 | 0 | 0
E364.00-Poles, Towers, and Fixtures | 2009-07-01 | Non-unitized | 9072 MAIN ST 40337 | KY | 0 | 0 | 0
E364.00-Poles, Towers, and Fixtures | 2009-11-02 | POLE WOOD 60 FT (DIST) | POLE WOOD 60 FT (00010) | KY | 41 | 267383.24 | 6521.5424
E364.00-Poles, Towers, and Fixtures | 2009-10-31 | POLE WOOD 70 FT (DIST) | POLE WOOD 70 FT (00012) | KY | 1 | 7751.28 | 7751.28 | 0
E364.00-Poles, Towers, and Fixtures | 2009-07-01 | Non-unitized | 396 GUESS ROAD | KY | 0 | 0 | 0
E364.00-Poles, Towers, and Fixtures | 2009-07-01 | Non-unitized | 470 KIRKSVILLE RD 40475 | KY | 0 | 0 | 0 | 0
E364.00-Poles, Towers, and Fixtures | 2009-07-01 | Non-unitized | 9714 HWY# 159 NORTH 41006 | KY | 0 | 0 | 0 | 0
E364.00-Poles, Towers, and Fixtures | 2009-04-01 | Non-unitized | LORETTO | KY | 0 | 0 | 0
E364.00-Poles, Towers, and Fixtures | 2009-05-01 | Non-unitized | INTERSECTION LIME PLANT & US 25 40456 | KY | 0 | 0 | 0
E364.00-Poles, Towers, and Fixtures | 2009-08-01 | Non-unitized | 400 BEECHWOOD PARK 41056 | KY | 0 | 0 | 0 | 0
E364.00-Poles, Towers, and Fixtures | 2009-08-01 | Non-unitized | 597 STATE HWY 947 42437 | KY | 0 | 0 | 0
E364.00-Poles, Towers, and Fixtures | 2009-07-01 | Non-unitized | 234 LARKINS CRUNK RD 42464 | KY | 0 | 0 | 0
E364.00-Poles, Towers, and Fixtures | 2009-07-01 | Non-unitized | SPRING | KY | 0 | 0 | 0
E364.00-Poles, Towers, and Fixtures | 2009-08-01 | Non-unitized | MULBERRY PIKE | KY | 0 | 0 | 0
E364.00-Poles, Towers, and Fixtures | 2009-07-01 | Non-unitized | 759 WRIGHT RD 42743 | KY | 0 | 0 | 0
E364.00-Poles, Towers, and Fixtures | 2009-07-01 | Non-unitized | 211 MERCER ST | KY | 0 | 0 | 0
E364.00-Poles, Towers, and Fixtures | 2009-07-01 | Non-unitized | U S 27 H-WAY S | KY | 0 | 0 | 0 | 0
E364.00-Poles, Towers, and Fixtures | 2009-08-01 | Non-unitized | 971 FRALEY RD 40371 | KY | 0 | 0 | 0 | 0
E364.00-Poles, Towers, and Fixtures | 2009-07-01 | Non-unitized | MORGAN AT MAIN ST. AND ROSE HILL ST | KY | 0 | 0 | 0
E364.00-Poles, Towers, and Fixtures | 2009-07-01 | Non-unitized | SOUTHPORT DR | KY | 0 | 0 | 0
E364.00-Poles, Towers, and Fixtures | 1975-12-31 | POLE WOOD 60 FT (DIST) | X BRACE WOOD PR. | KY | 0 | 0 | 0
E364.00-Poles, Towers, and Fixtures | 1964-12-31 | POLE WOOD 60 FT (DIST) | X BRACE WOOD PR. | KY | 0 | 0 | 0
E364.00-Poles, Towers, and Fixtures | 2009-08-01 | Non-unitized | COMMUNITY OPPORTUNITIES | KY | 0 | 0 | 0 | 0
E364.00-Poles, Towers, and Fixtures | 2009-07-01 | Non-unitized | 75 BELL ST N 42406 | KY | 0 | 0 | 0
E364.00-Poles, Towers, and Fixtures | 2009-07-01 | Non-unitized | 468 ROSE ST 40508 | KY | 0 | 0 | 0
E364.00-Poles, Towers, and Fixtures | 2009-07-01 | Non-unitized | 9945 MAIN ST 40337 | KY | 0 | 0 | 0 | 0
E364.00-Poles, Towers, and Fixtures | 2009-01-01 | Non-unitized | INGERSOL RAND DRIVE | KY | 0 | 0 | 0
E364.00-Poles, Towers, and Fixtures | 2009-07-01 | Non-unitized | 5005 MAIN ST 40337 | KY | 0 | 0 | 0
E364.00-Poles, Towers, and Fixtures | 2009-07-01 | Non-unitized | PIKE | KY | 0 | 0 | 0
E364.00-Poles, Towers, and Fixtures | 2009-07-01 | Non-unitized | State Hwy #25 (So. Laurel Rd) 40741 | KY | 0 | 0 | 0
E364.00-Poles, Towers, and Fixtures | 2009-11-09 | POLE WOOD 50 FT (DIST) | POLE WOOD 50 FT (00008) | KY | 14 | -26367.95 | -1883.425 | 0
E364.00-Poles, Towers, and Fixtures | 2009-07-01 | Non-unitized | HEDGER LN | KY | 0 | 0 | 0
E364.00-Poles, Towers, and Fixtures | 2009-07-01 | Non-unitized | 1569 CAVANAUGH RD 42464 | KY | 0 | 0 | 0
E364.00-Poles, Towers, and Fixtures | 2009-07-01 | Non-unitized | 0 TODDS RD AT MAPLE LEAF DR RD 40502 | KY | 0 | 0 | 0
E364.00-Poles, Towers, and Fixtures | 2009-07-01 | Non-unitized | LEXINGTON AVE & VICTORY AVE 40391 | KY | 0 | 0 | 0
E364.00-Poles, Towers, and Fixtures | 2009-01-01 | Non-unitized | 208 SHERMAN AVE 40502 | KY | 0 | 0 | 0
E364.00-Poles, Towers, and Fixtures | 2009-07-01 | Non-unitized | 6944 Laurel Rd TRAILER 40701 | KY | 0 | 0 | 0
E364.00-Poles, Towers, and Fixtures | 2009-08-01 | Non-unitized | Wise 24283 | KY | 0 | 0 | 0
E364.00-Poles, Towers, and Fixtures | 2009-07-01 | Non-unitized | 831 31 ST AVE 40965 | KY | 0 | 0 | 0
E364.00-Poles, Towers, and Fixtures | 2009-07-01 | Non-unitized | 101 W BENNINGTON LN 40475 | KY | 0 | 0 | 0
E364.00-Poles, Towers, and Fixtures | 2009-07-01 | Non-unitized | 13115 HWY 81 42372 | KY | 0 | 0 | 0
E364.00-Poles, Towers, and Fixtures | 2009-07-01 | Non-unitized | LONETA AVE | KY | 0 | 0 | 0 | 0
E364.00-Poles, Towers, and Fixtures | 2009-07-01 | Non-unitized | 130 RICHMOND AVE GAR 40353 | KY | 0 | 0 | 0
E364.00-Poles, Towers, and Fixtures | 2009-07-01 | Non-unitized | GOVERNORS SQUARE 40065 | KY | 0 | 0 | 0
E364.00-Poles, Towers, and Fixtures | 2009-07-01 | Non-unitized | KENTON STATION RD 41056 | KY | 0 | 0 | 0 | 0
E364.00-Poles, Towers, and Fixtures | 2009-08-01 | Non-unitized | Broad Street 24283 | KY | 0 | 0 | 0
E364.00-Poles, Towers, and Fixtures | 2009-07-01 | Non-unitized | 6331 MOOREFIELD RD D/WIDE 40311 | KY | 0 | 0 | 0 | 0
E364.00-Poles, Towers, and Fixtures | 2009-08-01 | Non-unitized | DEPOT ST | KY | 0 | 0 | 0 | 0
E364.00-Poles, Towers, and Fixtures | 2009-01-01 | Non-unitized | FUSE216-Fuse Coord-Danville | KY | 0 | 0 | 0 | 0
E364.00-Poles, Towers, and Fixtures | 2009-12-04 | GUY | GUY (00070) | KY | 9 | 233.05 | 25.8944
E364.00-Poles, Towers, and Fixtures | 2009-08-01 | POLE WOOD 50 FT (DIST) | POLE WOOD 50 FT (00008) | KY | 11 | 5898.12 | 536.1927
E364.00-Poles, Towers, and Fixtures | 2009-11-25 | GUY | GUY (00070) | KY | 690 | 22183.48 | 32.15 | 0
E364.00-Poles, Towers, and Fixtures | 2008-05-01 | Non-unitized | 4097 ATWOOD DR 40475 | KY | 0 | 0 | 0
E364.00-Poles, Towers, and Fixtures | 2009-08-07 | POLE WOOD 45 FT (DIST) | POLE WOOD 45 FT (00007) | KY | 9 | 21166.97 | 2351.8856
E364.00-Poles, Towers, and Fixtures | 2009-11-17 | GUY | GUY (00070) | KY | 87 | 13774.44 | 158.3269 | 0
E364.00-Poles, Towers, and Fixtures | 2009-11-23 | POLE WOOD 45 FT (DIST) | POLE WOOD 45 FT (00007) | KY | 160 | 399182.51 | 2494.8907 | 0
E364.00-Poles, Towers, and Fixtures | 2009-02-01 | Non-unitized | 120 FOREST LN 40475 | KY | 0 | 0 | 0
E364.00-Poles, Towers, and Fixtures | 2009-08-01 | POLE WOOD 35 FT (DIST) | POLE WOOD 35 FT (00005) | KY | 72 | 85932.73 | 1193.5101 | 0
E364.00-Poles, Towers, and Fixtures | 2009-08-01 | Non-unitized | 2050 VERSAILLES RD 40504 | KY | 0 | 0 | 0 | 0
E364.00-Poles, Towers, and Fixtures | 2002-04-30 | POLE WOOD 70 FT (DIST) | POLE WOOD 70 FT (DIST) | KY | 2 | 19843.08 | 9921.54 | 0
E364.00-Poles, Towers, and Fixtures | 1941-01-01 | POLE WOOD 25 FT (DIST) | MP1941 Poles, Towers, and Fixtures | KY | 0 | 0 | 0 | 0
E364.00-Poles, Towers, and Fixtures | 2008-10-01 | Non-unitized | 1401224 | KY | 0 | 0 | 0
E364.00-Poles, Towers, and Fixtures | 2009-09-29 | GUY | GUY (00070) | KY | 5 | 4480.78 | 896.156
E364.00-Poles, Towers, and Fixtures | 2008-10-01 | Non-unitized | 1522189 | KY | 0 | 0 | 0
E364.00-Poles, Towers, and Fixtures | 2008-10-01 | Non-unitized | 1658185 | KY | 0 | 0 | 0
E364.00-Poles, Towers, and Fixtures | 2009-10-14 | POLE WOOD 45 FT (DIST) | POLE WOOD 45 FT (00007) | KY | 4 | 8389.32 | 2097.33
E364.00-Poles, Towers, and Fixtures | 2008-10-01 | Non-unitized | 1676966 | KY | 0 | 0 | 0
E364.00-Poles, Towers, and Fixtures | 2009-10-29 | GUY | GUY (00070) | KY | 24 | 19831.58 | 826.3158 | 0
E364.00-Poles, Towers, and Fixtures | 2009-10-19 | GUY | GUY (00070) | KY | 1 | 0 | 0
E364.00-Poles, Towers, and Fixtures | 2008-05-01 | Non-unitized | FLAT CREEK,MADISONVILLE,KY | KY | 0 | 0 | 0
E364.00-Poles, Towers, and Fixtures | 2009-05-01 | Non-unitized | Plot 2 RICHMOND RD @ IDLE HOUR DR. RD 40502 | KY | 0 | 0 | 0
E364.00-Poles, Towers, and Fixtures | 2008-05-01 | Non-unitized | IGO RD 40475 | KY | 0 | 0 | 0
E364.00-Poles, Towers, and Fixtures | 2008-10-01 | Non-unitized | 1630484 | KY | 0 | 0 | 0
E364.00-Poles, Towers, and Fixtures | 1996-12-31 | CROSS ARMS | CROSS ARMS (07362) | KY | 6 | 1635.97 | 272.6617
E364.00-Poles, Towers, and Fixtures | 1976-12-31 | GUY | GUY | KY | 19 | 1114.1 | 58.6368
E364.00-Poles, Towers, and Fixtures | 2008-05-01 | Non-unitized | 1430559 | KY | 0 | 0 | 0
E364.00-Poles, Towers, and Fixtures | 1959-12-31 | POLE WOOD 20 FT (DIST) | GUY | KY | 0 | 0 | 0
E364.00-Poles, Towers, and Fixtures | 1959-12-31 | GUY | GUY | KY | 25 | 966.67 | 38.6668 | 0
E364.00-Poles, Towers, and Fixtures | 1969-12-31 | CROSS ARMS | GUY | KY | 0 | 0 | 0
E364.00-Poles, Towers, and Fixtures | 1948-12-31 | CROSS ARMS | GUY | KY | 0 | 0 | 0
E364.00-Poles, Towers, and Fixtures | 1963-12-31 | GUY | GUY | KY | 117 | 6343.26 | 54.2159 | 0
E364.00-Poles, Towers, and Fixtures | 1950-12-31 | GUY | GUY | KY | 0 | 0 | 0 | 0
E364.00-Poles, Towers, and Fixtures | 1946-12-31 | CROSS ARMS | GUY | KY | 0 | 0 | 0
E364.00-Poles, Towers, and Fixtures | 2009-05-01 | Non-unitized | 1360 RED HILL RD 40445 | KY | 0 | 0 | 0
E364.00-Poles, Towers, and Fixtures | 2008-08-01 | Non-unitized | 1476536 | KY | 0 | 0 | 0
E364.00-Poles, Towers, and Fixtures | 2008-05-01 | Non-unitized | 4165 HWY 52 40037 | KY | 0 | 0 | 0
E364.00-Poles, Towers, and Fixtures | 2009-07-01 | Non-unitized | 6840 OLD RICHMOND RD BARN 40515 | KY | 0 | 0 | 0
E364.00-Poles, Towers, and Fixtures | 1951-12-31 | POLE WOOD 25 FT (DIST) | GUY | KY | 0 | 0 | 0
E364.00-Poles, Towers, and Fixtures | 1973-12-31 | GUY | GUY | KY | 182 | 12065.89 | 66.2961 | 0
E364.00-Poles, Towers, and Fixtures | 2008-10-01 | Non-unitized | 1615111 | KY | 0 | 0 | 0
E364.00-Poles, Towers, and Fixtures | 1983-12-31 | GUY | GUY | KY | 8 | 1356.09 | 169.5112
E364.00-Poles, Towers, and Fixtures | 1993-12-31 | CROSS ARMS | CROSS ARMS (07362) | KY | 69 | 14648.02 | 212.2901
E364.00-Poles, Towers, and Fixtures | 1973-12-31 | POLE WOOD 60 FT (DIST) | ARM WOOD 10 FT AND UNDER (TRANS) | KY | 0 | 0 | 0
E364.00-Poles, Towers, and Fixtures | 1989-12-31 | GUY | GUY | KY | 7 | 1115.86 | 159.4086
E364.00-Poles, Towers, and Fixtures | 2009-10-20 | POLE WOOD 30 FT (DIST) | POLE WOOD 30 FT (00004) | KY | 2 | 34.79 | 17.395
E364.00-Poles, Towers, and Fixtures | 2008-05-01 | Non-unitized | COPPERFIELD DR | KY | 0 | 0 | 0
E364.00-Poles, Towers, and Fixtures | 2008-10-01 | Non-unitized | 1540835 | KY | 0 | 0 | 0
E364.00-Poles, Towers, and Fixtures | 1982-12-31 | GUY | GUY | KY | 23 | 3280.07 | 142.6117
E364.00-Poles, Towers, and Fixtures | 1984-12-31 | GUY | GUY | KY | 4 | 338.87 | 84.7175 | 0
E364.00-Poles, Towers, and Fixtures | 2008-05-01 | Non-unitized | 3099 HELMSDALE PL 40509 | KY | 0 | 0 | 0
E364.00-Poles, Towers, and Fixtures | 2009-01-01 | Non-unitized | 1665594 | KY | 0 | 0 | 0
E364.00-Poles, Towers, and Fixtures | 1972-12-31 | POLE WOOD 20 FT (DIST) | ARM WOOD 10 FT AND UNDER (TRANS) | KY | 0 | 0 | 0
E364.00-Poles, Towers, and Fixtures | 1986-12-31 | POLE WOOD 60 FT (DIST) | ARM WOOD 10 FT AND UNDER (TRANS) | KY | 0 | 0 | 0
E364.00-Poles, Towers, and Fixtures | 2009-10-26 | POLE WOOD 35 FT (DIST) | POLE WOOD 35 FT (00005) | KY | 0 | 0 | 0 | 0
E364.00-Poles, Towers, and Fixtures | 2009-10-14 | GUY | GUY (00070) | KY | 4 | 103.2 | 25.8
E364.00-Poles, Towers, and Fixtures | 2009-10-14 | POLE WOOD 40 FT (DIST) | POLE WOOD 40 FT (00006) | KY | 9 | 13988.02 | 1554.2244
E364.00-Poles, Towers, and Fixtures | 1985-12-31 | POLE WOOD 60 FT (DIST) | ARM WOOD 10 FT AND UNDER (TRANS) | KY | 0 | 0 | 0
E364.00-Poles, Towers, and Fixtures | 1986-12-31 | CROSS ARMS | CROSS ARMS (07362) | KY | 58 | 15823.12 | 272.8124 | 0
E364.00-Poles, Towers, and Fixtures | 2001-02-28 | CROSS ARMS | CROSS ARMS (07362) | KY | 1 | 1393.69 | 1393.69
E364.00-Poles, Towers, and Fixtures | 2008-05-01 | Non-unitized | 1489996 | KY | 0 | 0 | 0
E364.00-Poles, Towers, and Fixtures | 2008-10-01 | Non-unitized | 1566685 | KY | 0 | 0 | 0
E364.00-Poles, Towers, and Fixtures | 2008-11-01 | Non-unitized | 403 E MAIN | KY | 0 | 0 | 0
E364.00-Poles, Towers, and Fixtures | 2009-11-17 | POLE WOOD 35 FT (DIST) | POLE WOOD 35 FT (00005) | KY | 9 | -8834.08 | -981.5644
E364.00-Poles, Towers, and Fixtures | 2009-05-01 | Non-unitized | 1481 UPPER LICK RD GRNHSE 40311 | KY | 0 | 0 | 0
E364.00-Poles, Towers, and Fixtures | 2002-04-30 | CROSS ARMS | CROSS ARMS (07362) | KY | 6 | 10627.52 | 1771.2533
E364.00-Poles, Towers, and Fixtures | 2009-01-01 | Non-unitized | 1126075 | KY | 0 | 0 | 0
E364.00-Poles, Towers, and Fixtures | 1968-01-01 | POLE WOOD 30 FT (DIST) | POLE WOOD 30 FT | KY | 1254 | 74501.08 | 59.4107 | 0
E364.00-Poles, Towers, and Fixtures | 1980-01-01 | POLE WOOD 30 FT (DIST) | POLE WOOD 30 FT | KY | 1780 | 228805.43 | 128.5424 | 0
E364.00-Poles, Towers, and Fixtures | 1963-01-01 | POLE WOOD 50 FT (DIST) | POLE WOOD 50 FT | KY | 0 | 0 | 0 | 0
E364.00-Poles, Towers, and Fixtures | 1969-01-01 | POLE WOOD 50 FT (DIST) | POLE WOOD 50 FT | KY | 23 | 3493.27 | 151.8813 | 0
E364.00-Poles, Towers, and Fixtures | 1950-01-01 | POLE WOOD 60 FT (DIST) | POLE WOOD 60 FT | KY | 4 | 393.02 | 98.255
E364.00-Poles, Towers, and Fixtures | 2005-12-01 | CROSS ARMS | CROSS ARMS (07362) | KY | 2 | 11217.1 | 5608.55
E364.00-Poles, Towers, and Fixtures | 2008-10-01 | Non-unitized | 1125 OLD GLASGOW RO | KY | 0 | 0 | 0
E364.00-Poles, Towers, and Fixtures | 2008-05-01 | Non-unitized | 771525 | KY | 0 | 0 | 0
E364.00-Poles, Towers, and Fixtures | 1990-01-01 | POLE WOOD 60 FT (DIST) | POLE WOOD 60 FT (DIST) | KY | 15 | 14826.75 | 988.45
E364.00-Poles, Towers, and Fixtures | 2001-01-01 | POLE WOOD 60 FT (DIST) | MP2001 Poles, Towers, and Fixtures | KY | 0 | 0 | 0
E364.00-Poles, Towers, and Fixtures | 2009-11-13 | POLE WOOD 55 FT (DIST) | POLE WOOD 55 FT (00009) | KY | 11 | 23720.19 | 2156.3809
E364.00-Poles, Towers, and Fixtures | 1973-01-01 | POLE WOOD 50 FT (DIST) | POLE WOOD 50 FT | KY | 24 | 4569.24 | 190.385 | 0
E364.00-Poles, Towers, and Fixtures | 2009-10-01 | Non-unitized | 144 LEXINGTON ST | KY | 0 | 0 | 0 | 0
E364.00-Poles, Towers, and Fixtures | 2009-10-01 | Non-unitized | 895 GIBSON LN 40353 | KY | 0 | 0 | 0 | 0
E364.00-Poles, Towers, and Fixtures | 2009-10-01 | Non-unitized | 2013 LANTERN RIDGE DR 40475 | KY | 0 | 0 | 0 | 0
E364.00-Poles, Towers, and Fixtures | 2009-10-01 | Non-unitized | 3990 PARADISE RD GARAGE 42330 | KY | 0 | 0 | 0 | 0
E364.00-Poles, Towers, and Fixtures | 2009-10-01 | Non-unitized | 238 JEFFERSON ST 40508 | KY | 0 | 0 | 0 | 0
E364.00-Poles, Towers, and Fixtures | 2009-10-13 | Non-unitized | 320 YOUNG | KY | 0 | 0 | 0
E364.00-Poles, Towers, and Fixtures | 2009-11-10 | POLE WOOD 45 FT (DIST) | POLE WOOD 45 FT (00007) | KY | 2 | 3606.05 | 1803.025
E364.00-Poles, Towers, and Fixtures | 2009-08-01 | Non-unitized | 226 DRY CREEK RD TRLR 40313 | KY | 0 | 0 | 0 | 0
E364.00-Poles, Towers, and Fixtures | 2009-10-01 | Non-unitized | 2210 STATE ROUTE 2551 garage 42325 | KY | 0 | 0 | 0 | 0
E364.00-Poles, Towers, and Fixtures | 2009-10-01 | Non-unitized | 1598G RR 1 24243 | KY | 0 | 0 | 0 | 0
E364.00-Poles, Towers, and Fixtures | 2009-10-01 | Non-unitized | 1431767 | KY | 0 | 0 | 0 | 0
E364.00-Poles, Towers, and Fixtures | 2009-11-19 | POLE WOOD 45 FT (DIST) | POLE WOOD 45 FT (00007) | KY | 1 | 5671.8 | 5671.8
E364.00-Poles, Towers, and Fixtures | 2009-10-01 | Non-unitized | 501 Robert Draper Way 42367 | KY | 0 | 0 | 0
E364.00-Poles, Towers, and Fixtures | 2009-10-01 | Non-unitized | 59 William Marsee Rd 40965 | KY | 0 | 0 | 0 | 0
E364.00-Poles, Towers, and Fixtures | 2009-10-01 | Non-unitized | PARIS PIKE & 1-64 EAST RAMP 40391 | KY | 0 | 0 | 0 | 0
E364.00-Poles, Towers, and Fixtures | 2009-10-01 | Non-unitized | 11523 OLD NORT/COEBURN RD A 24230 | KY | 0 | 0 | 0 | 0
E364.00-Poles, Towers, and Fixtures | 2009-10-01 | Non-unitized | HWY 25 40456 | KY | 0 | 0 | 0 | 0
E364.00-Poles, Towers, and Fixtures | 2009-01-01 | Non-unitized | 1904 HARRODSBURG RD 40503 | KY | 0 | 0 | 0 | 0
E364.00-Poles, Towers, and Fixtures | 2009-10-01 | Non-unitized | 22530 N US HIGHWAY 119 40823 | KY | 0 | 0 | 0 | 0
E364.00-Poles, Towers, and Fixtures | 2009-10-01 | Non-unitized | 1505 MAIN AVE 24273 | KY | 0 | 0 | 0 | 0
E364.00-Poles, Towers, and Fixtures | 2008-05-01 | Non-unitized | 1361354 | KY | 0 | 0 | 0
E364.00-Poles, Towers, and Fixtures | 2009-04-01 | Non-unitized | US HWY 119 | KY | 0 | 0 | 0
E364.00-Poles, Towers, and Fixtures | 2009-10-01 | Non-unitized | 7801 EMINENCE PIKE 40065 | KY | 0 | 0 | 0 | 0
E364.00-Poles, Towers, and Fixtures | 2009-07-01 | Non-unitized | 30 ARNOLD HEIGHTS 40311 | KY | 0 | 0 | 0 | 0
E364.00-Poles, Towers, and Fixtures | 2009-10-01 | Non-unitized | HWY 150 40475 | KY | 0 | 0 | 0 | 0
E364.00-Poles, Towers, and Fixtures | 2009-10-01 | Non-unitized | 512 E EIGHTH ST 42320 | KY | 0 | 0 | 0 | 0
E364.00-Poles, Towers, and Fixtures | 2009-10-01 | Non-unitized | 1148 WILLIAMS ST 42320 | KY | 0 | 0 | 0 | 0
E364.00-Poles, Towers, and Fixtures | 2009-10-01 | Non-unitized | STATE HWY 58 42032 | KY | 0 | 0 | 0
E364.00-Poles, Towers, and Fixtures | 2009-10-01 | Non-unitized | 8879 Hwy 70 W 42325 | KY | 0 | 0 | 0 | 0
E364.00-Poles, Towers, and Fixtures | 2009-10-01 | Non-unitized | CHURCH ST 42772 | KY | 0 | 0 | 0 | 0
E364.00-Poles, Towers, and Fixtures | 2009-07-01 | Non-unitized | 9776 HWY 78 | KY | 0 | 0 | 0 | 0
E364.00-Poles, Towers, and Fixtures | 2008-05-01 | Non-unitized | 1164995 | KY | 0 | 0 | 0
E364.00-Poles, Towers, and Fixtures | 2009-10-01 | Non-unitized | FRANKFORT RD 40324 | KY | 0 | 0 | 0 | 0
E364.00-Poles, Towers, and Fixtures | 2009-10-01 | Non-unitized | 809 S 28TH ST TEMP 40965 | KY | 0 | 0 | 0 | 0
E364.00-Poles, Towers, and Fixtures | 2009-10-01 | Non-unitized | 608 ELM ST | KY | 0 | 0 | 0 | 0
E364.00-Poles, Towers, and Fixtures | 2009-10-01 | Non-unitized | 114 DAVIS CT. | KY | 0 | 0 | 0 | 0
E364.00-Poles, Towers, and Fixtures | 2009-01-01 | Non-unitized | KENDALL SPRINGS ROAD | KY | 0 | 0 | 0
E364.00-Poles, Towers, and Fixtures | 2008-10-01 | Non-unitized | 1521667 | KY | 0 | 0 | 0
E364.00-Poles, Towers, and Fixtures | 2009-10-01 | Non-unitized | AROUND THE WORLD 40873 | KY | 0 | 0 | 0 | 0
E364.00-Poles, Towers, and Fixtures | 2008-05-01 | Non-unitized | 1492094 | KY | 0 | 0 | 0
E364.00-Poles, Towers, and Fixtures | 2009-10-01 | Non-unitized | 13425 GRAYSON RD 24230 | KY | 0 | 0 | 0 | 0
E364.00-Poles, Towers, and Fixtures | 2008-05-01 | Non-unitized | 1345274 | KY | 0 | 0 | 0
E364.00-Poles, Towers, and Fixtures | 2008-10-01 | Non-unitized | 1553636 | KY | 0 | 0 | 0
E364.00-Poles, Towers, and Fixtures | 2009-11-02 | POLE WOOD 30 FT (DIST) | POLE WOOD 30 FT (00004) | KY | 3 | 2190.8 | 730.2667
E364.00-Poles, Towers, and Fixtures | 2009-11-16 | POLE WOOD 60 FT (DIST) | POLE WOOD 60 FT (00010) | KY | 2 | 766.48 | 383.24
E364.00-Poles, Towers, and Fixtures | 2008-10-01 | Non-unitized | 1432446 | KY | 0 | 0 | 0
E364.00-Poles, Towers, and Fixtures | 2009-01-01 | Non-unitized | SAYRE AVE | KY | 0 | 0 | 0
E364.00-Poles, Towers, and Fixtures | 2009-04-01 | Non-unitized | LES STEPHENS | KY | 0 | 0 | 0
E364.00-Poles, Towers, and Fixtures | 2008-11-01 | Non-unitized | 1524354 | KY | 0 | 0 | 0
E364.00-Poles, Towers, and Fixtures | 2008-05-01 | Non-unitized | 232 SLATE AVE 40360 | KY | 0 | 0 | 0
E364.00-Poles, Towers, and Fixtures | 2008-05-01 | Non-unitized | BILL EADES RD 40475 | KY | 0 | 0 | 0
E364.00-Poles, Towers, and Fixtures | 2009-07-01 | Non-unitized | CEMTERY ROAD | KY | 0 | 0 | 0
E364.00-Poles, Towers, and Fixtures | 2008-05-01 | Non-unitized | 1840 BYPASS RD | KY | 0 | 0 | 0 | 0
E364.00-Poles, Towers, and Fixtures | 2009-05-01 | Non-unitized | 455 RESERVOIR RD 41004 | KY | 0 | 0 | 0
E364.00-Poles, Towers, and Fixtures | 2009-11-04 | POLE WOOD 40 FT (DIST) | POLE WOOD 40 FT (00006) | KY | 3 | 5946.65 | 1982.2167
E364.00-Poles, Towers, and Fixtures | 2009-07-01 | Non-unitized | 400 MT HEBRON RD 40444 | KY | 0 | 0 | 0
E364.00-Poles, Towers, and Fixtures | 2009-11-12 | POLE WOOD 60 FT (DIST) | POLE WOOD 60 FT (00010) | KY | 2 | 1340.57 | 670.285
E364.00-Poles, Towers, and Fixtures | 2009-04-01 | Non-unitized | 411 E SECOND ST 40468 | KY | 0 | 0 | 0
E364.00-Poles, Towers, and Fixtures | 2008-05-01 | Non-unitized | HWY 25 | KY | 0 | 0 | 0
E364.00-Poles, Towers, and Fixtures | 2008-10-01 | Non-unitized | 1566494 | KY | 0 | 0 | 0
E364.00-Poles, Towers, and Fixtures | 2009-01-01 | Non-unitized | 1524384 | KY | 0 | 0 | 0
E364.00-Poles, Towers, and Fixtures | 2008-11-01 | Non-unitized | 200 GOODMAN AVE 40065 | KY | 0 | 0 | 0
E364.00-Poles, Towers, and Fixtures | 2008-05-01 | Non-unitized | 8101 S HIGHWAY 27 42519 | KY | 0 | 0 | 0
E364.00-Poles, Towers, and Fixtures | 2009-07-01 | Non-unitized | STANFORD ST | KY | 0 | 0 | 0
E364.00-Poles, Towers, and Fixtures | 2008-05-01 | Non-unitized | LEVI TODD BLVD 40509 | KY | 0 | 0 | 0
E364.00-Poles, Towers, and Fixtures | 2008-05-01 | Non-unitized | TERRY DR | KY | 0 | 0 | 0 | 0
E364.00-Poles, Towers, and Fixtures | 2008-05-01 | Non-unitized | 1492615 | KY | 0 | 0 | 0
E364.00-Poles, Towers, and Fixtures | 2008-05-01 | Non-unitized | SHELBYVILLE RD | KY | 0 | 0 | 0
E364.00-Poles, Towers, and Fixtures | 2008-05-01 | Non-unitized | 1254644 | KY | 0 | 0 | 0
E364.00-Poles, Towers, and Fixtures | 2008-05-01 | Non-unitized | RICHARDSON PL 40509 | KY | 0 | 0 | 0
E364.00-Poles, Towers, and Fixtures | 2009-01-01 | Non-unitized | 123 WALNUT ST 42440 | KY | 0 | 0 | 0
E364.00-Poles, Towers, and Fixtures | 2009-12-07 | FENCE | FENCE (FEET) (01012) | KY | 1 | 29.4 | 29.4 | 0
E364.00-Poles, Towers, and Fixtures | 2009-05-01 | Non-unitized | 101 JOSEPH BOWLING HICKORY LN | KY | 0 | 0 | 0
E364.00-Poles, Towers, and Fixtures | 2009-11-01 | Non-unitized | CHERRY CREEK RD 40031 | KY | 1 | 0 | 0
E364.00-Poles, Towers, and Fixtures | 2009-10-01 | Non-unitized | N 20TH ST | KY | 0 | 0 | 0 | 0
E364.00-Poles, Towers, and Fixtures | 2009-11-01 | Non-unitized | 1619935 | KY | 0 | 0 | 0 | 0
E364.00-Poles, Towers, and Fixtures | 2009-07-01 | Non-unitized | PAYNES DEPOT RD FG-7 | KY | 0 | 0 | 0
E364.00-Poles, Towers, and Fixtures | 2008-10-01 | Non-unitized | 101 LEESTOWN CENTER WAY 40511 | KY | 0 | 0 | 0
E364.00-Poles, Towers, and Fixtures | 2009-11-01 | Non-unitized | STEWARTS LANE | KY | 0 | 0 | 0 | 0
E364.00-Poles, Towers, and Fixtures | 2009-11-01 | Non-unitized | STATE HWY 74 | KY | 0 | 0 | 0 | 0
E364.00-Poles, Towers, and Fixtures | 2009-10-23 | Non-unitized | ZESTA PL | KY | 0 | 0 | 0 | 0
E364.00-Poles, Towers, and Fixtures | 2008-10-01 | Non-unitized | 1602546 | KY | 0 | 0 | 0
E364.00-Poles, Towers, and Fixtures | 2008-10-01 | Non-unitized | 1597955 | KY | 0 | 0 | 0
E364.00-Poles, Towers, and Fixtures | 2008-05-01 | Non-unitized | 1354586 | KY | 0 | 0 | 0
E364.00-Poles, Towers, and Fixtures | 2009-11-01 | Non-unitized | 5797 U S HWY 62 W 42320 | KY | 0 | 0 | 0
E364.00-Poles, Towers, and Fixtures | 2009-10-01 | Non-unitized | 8630 LORETTO RD | KY | 0 | 0 | 0 | 0
E364.00-Poles, Towers, and Fixtures | 2009-10-01 | Non-unitized | 295 HUNTERTOWN RD | KY | 0 | 0 | 0 | 0
E364.00-Poles, Towers, and Fixtures | 2009-01-01 | Non-unitized | SOMERSET KIA | KY | 0 | 0 | 0
E364.00-Poles, Towers, and Fixtures | 2009-11-01 | Non-unitized | 6368 AA HWY 9 41002 | KY | 0 | 0 | 0 | 0
E364.00-Poles, Towers, and Fixtures | 2009-10-01 | Non-unitized | ACE HARDWARE HWY 25 | KY | 0 | 0 | 0 | 0
E364.00-Poles, Towers, and Fixtures | 2008-10-01 | Non-unitized | COTTON BEND MOBILE HOME | KY | 0 | 0 | 0
E364.00-Poles, Towers, and Fixtures | 2009-04-01 | Non-unitized | 190 NELSON AVE MODULAR 40012 | KY | 0 | 0 | 0
E364.00-Poles, Towers, and Fixtures | 2008-05-01 | Non-unitized | 206 S LINCOLN BLVD | KY | 0 | 0 | 0
E364.00-Poles, Towers, and Fixtures | 2008-10-01 | Non-unitized | EPPERSON HOLLOW RD | KY | 0 | 0 | 0
E364.00-Poles, Towers, and Fixtures | 2009-12-08 | POLE WOOD 60 FT (DIST) | POLE WOOD 60 FT (00010) | KY | 2 | 11084.29 | 5542.145
E364.00-Poles, Towers, and Fixtures | 2009-11-01 | Non-unitized | 775 DRY CREEK ROAD 40313 | KY | 0 | 0 | 0 | 0
E364.00-Poles, Towers, and Fixtures | 2009-10-01 | Non-unitized | US 68 AND KENTUCY 29 88888 | KY | 0 | 0 | 0
E364.00-Poles, Towers, and Fixtures | 2009-10-01 | Non-unitized | JIM VEATCH RD 42437 | KY | 0 | 0 | 0
E364.00-Poles, Towers, and Fixtures | 2009-11-01 | Non-unitized | HWY227 | KY | 0 | 0 | 0 | 0
E364.00-Poles, Towers, and Fixtures | 2009-11-01 | Non-unitized | INMAN RD OFF RT 68 24216 | KY | 0 | 0 | 0 | 0
E364.00-Poles, Towers, and Fixtures | 2009-10-01 | Non-unitized | 7325 HOPKINS FARM RD 24293 | KY | 0 | 0 | 0 | 0
E364.00-Poles, Towers, and Fixtures | 2009-11-01 | Non-unitized | 4530 CHARLESTON RD | KY | 1 | 0 | 0
E364.00-Poles, Towers, and Fixtures | 1941-12-31 | POLE WOOD 20 FT (DIST) | POLE WOOD 30 FT | KY | 0 | 0 | 0 | 0
E364.00-Poles, Towers, and Fixtures | 2010-01-01 | Non-unitized | 8023 OLD RICHMOND RD 40515 | KY | 0 | 0 | 0 | 0
E364.00-Poles, Towers, and Fixtures | 2010-02-01 | Non-unitized | 124 BACK ROW 40863 | KY | 0 | 0 | 0 | 0
E364.00-Poles, Towers, and Fixtures | 2010-01-01 | Non-unitized | 11382 PRESTON HWY. 40150 | KY | 0 | 0 | 0 | 0
E364.00-Poles, Towers, and Fixtures | 2010-01-01 | Non-unitized | 762 S COLLEGE ST | KY | 0 | 0 | 0
E364.00-Poles, Towers, and Fixtures | 2010-01-01 | Non-unitized | 3055 Carfax Road 24230 | KY | 0 | 0 | 0 | 0
E364.00-Poles, Towers, and Fixtures | 2010-01-01 | Non-unitized | 2151 WEST PARK RD 42701 | KY | 0 | 0 | 0 | 0
E364.00-Poles, Towers, and Fixtures | 2010-01-01 | Non-unitized | 641 RUSS HILL RD 42442 | KY | 0 | 0 | 0 | 0
E364.00-Poles, Towers, and Fixtures | 2010-01-01 | Non-unitized | 316 CRAIG ST 24273 | KY | 0 | 0 | 0 | 0
E364.00-Poles, Towers, and Fixtures | 2010-01-01 | Non-unitized | 622 JEFFERSON ST SE STORAGE 24230 | KY | 0 | 0 | 0 | 0
E364.00-Poles, Towers, and Fixtures | 2010-01-01 | Non-unitized | WHITE OAK PK 41031 | KY | 0 | 0 | 0 | 0
E364.00-Poles, Towers, and Fixtures | 2010-01-01 | Non-unitized | RDPOLD236-REP/REP DEF POL'S | KY | 0 | 0 | 0 | 0
E364.00-Poles, Towers, and Fixtures | 2010-01-01 | Non-unitized | CARRICK PIIKE | KY | 0 | 0 | 0 | 0
E364.00-Poles, Towers, and Fixtures | 2010-02-01 | Non-unitized | 237 ROBINSON RD 40330 | KY | 0 | 0 | 0 | 0
E364.00-Poles, Towers, and Fixtures | 2010-01-01 | Non-unitized | 807 E HIGH ST | KY | 0 | 0 | 0 | 0
E364.00-Poles, Towers, and Fixtures | 2010-02-01 | Non-unitized | 9408 S US HIGHWAY 25 TEMP 40701 | KY | 0 | 0 | 0 | 0
E364.00-Poles, Towers, and Fixtures | 2006-01-01 | CROSS ARMS | CROSS ARMS (07362) | KY | 2 | 2008.77 | 1004.385
E364.00-Poles, Towers, and Fixtures | 2010-01-01 | Non-unitized | 604 GREENS CROSSING RD 40475 | KY | 0 | 0 | 0 | 0
E364.00-Poles, Towers, and Fixtures | 2010-02-26 | Non-unitized | UK HOSPITAL RELOCATION OH INSTALLATION ALONG COOPER | KY | 0 | 0 | 0 | 0
E364.00-Poles, Towers, and Fixtures | 2010-01-01 | Non-unitized | 2115 COBURN BLVD 40502 | KY | 0 | 0 | 0 | 0
E364.00-Poles, Towers, and Fixtures | 2010-01-01 | Non-unitized | STATE HWY 74 | KY | 0 | 0 | 0 | 0
E364.00-Poles, Towers, and Fixtures | 2010-01-01 | Non-unitized | 6269 N DIXIE HWY 42701 | KY | 0 | 0 | 0 | 0
E364.00-Poles, Towers, and Fixtures | 2010-01-01 | Non-unitized | MORELAND AVE | KY | 0 | 0 | 0 | 0
E364.00-Poles, Towers, and Fixtures | 2010-03-18 | POLE WOOD 35 FT (DIST) | POLE WOOD 35 FT (00005) | KY | 4 | 8126.84 | 2031.71
E364.00-Poles, Towers, and Fixtures | 2010-01-01 | Non-unitized | 325 PROFESSIONAL AVE 40391 | KY | 0 | 0 | 0 | 0
E364.00-Poles, Towers, and Fixtures | 2010-03-31 | CROSS ARMS | CROSS ARMS (07362) | KY | 31 | 28514.06 | 919.8084 | 0
E364.00-Poles, Towers, and Fixtures | 2010-01-01 | Non-unitized | 1051 RED MILE RD 40504 | KY | 0 | 0 | 0 | 0
E364.00-Poles, Towers, and Fixtures | 2010-01-01 | Non-unitized | 1159 ROBINSON CREEK RD WELL HSE 40740 | KY | 0 | 0 | 0 | 0
E364.00-Poles, Towers, and Fixtures | 2010-01-01 | Non-unitized | 1225 S LIMESTONE 40503 | KY | 0 | 0 | 0 | 0
E364.00-Poles, Towers, and Fixtures | 2010-01-01 | Non-unitized | BYERS LN 40057 | KY | 0 | 0 | 0
E364.00-Poles, Towers, and Fixtures | 2010-01-01 | Non-unitized | NBSV426OH-New Elect Serv-Ovhd-London | KY | 0 | 0 | 0 | 0
E364.00-Poles, Towers, and Fixtures | 2010-01-01 | Non-unitized | 154 BAKERS ACRE RD 40311 | KY | 0 | 0 | 0 | 0
E364.00-Poles, Towers, and Fixtures | 2010-01-01 | Non-unitized | 1836 East Stone Gap Road 24219 | KY | 0 | 0 | 0 | 0
E364.00-Poles, Towers, and Fixtures | 2010-01-01 | Non-unitized | 20 TINSLEY CREEK RD 42038 | KY | 0 | 0 | 0
E364.00-Poles, Towers, and Fixtures | 2010-01-01 | Non-unitized | 730 ENTERPRISE DR 40510 | KY | 0 | 0 | 0 | 0
E364.00-Poles, Towers, and Fixtures | 2010-03-06 | POLE WOOD 35 FT (DIST) | POLE WOOD 35 FT (00005) | KY | 2 | 2778.99 | 1389.495 | 0
E364.00-Poles, Towers, and Fixtures | 2008-07-01 | Non-unitized | 233 ABERDEEN DR 40517 | KY | 0 | 0 | 0 | 0
E364.00-Poles, Towers, and Fixtures | 2010-01-01 | Non-unitized | 519 US HWY 60 42078 | KY | 0 | 0 | 0 | 0
E364.00-Poles, Towers, and Fixtures | 2010-01-01 | Non-unitized | WHITE OAK ROAD 24293 | KY | 0 | 0 | 0 | 0
E364.00-Poles, Towers, and Fixtures | 2010-01-01 | Non-unitized | 488 LEXINGTON RD | KY | 0 | 0 | 0 | 0
E364.00-Poles, Towers, and Fixtures | 2010-01-01 | Non-unitized | RDPOLE236-Pole repair/replacement 236 | KY | 0 | 0 | 0 | 0
E364.00-Poles, Towers, and Fixtures | 2009-12-31 | Non-unitized | 1462985 | KY | 0 | 0 | 0 | 0
E364.00-Poles, Towers, and Fixtures | 2010-01-01 | Non-unitized | 7801 EMINENCE PIKE 40065 | KY | 0 | 0 | 0 | 0
E364.00-Poles, Towers, and Fixtures | 2010-01-01 | Non-unitized | 306 W PARK AVE 40977 | KY | 0 | 0 | 0 | 0
E364.00-Poles, Towers, and Fixtures | 2010-01-01 | Non-unitized | S FIRST ST 40475 | KY | 0 | 0 | 0 | 0
E364.00-Poles, Towers, and Fixtures | 2010-01-01 | Non-unitized | LINCOLN PARK | KY | 0 | 0 | 0 | 0
E364.00-Poles, Towers, and Fixtures | 2010-01-01 | Non-unitized | MOLUS 40819 | KY | 0 | 0 | 0 | 0
E364.00-Poles, Towers, and Fixtures | 2010-01-01 | Non-unitized | SHEWMAKER LANE | KY | 0 | 0 | 0 | 0
E364.00-Poles, Towers, and Fixtures | 2010-01-01 | Non-unitized | 50 CHURCH ST | KY | 0 | 0 | 0
E364.00-Poles, Towers, and Fixtures | 2010-01-01 | Non-unitized | PITTSBURG CHURCH ROAD POLE RM. | KY | 0 | 0 | 0 | 0
E364.00-Poles, Towers, and Fixtures | 2010-02-01 | Non-unitized | 4881 TAYLORSVILLE RD 40071 | KY | 0 | 0 | 0 | 0
E364.00-Poles, Towers, and Fixtures | 2010-01-01 | Non-unitized | 5008 MAYSVILLE RD | KY | 0 | 0 | 0 | 0
E364.00-Poles, Towers, and Fixtures | 2010-02-01 | Non-unitized | US HWY. 62 42721 | KY | 0 | 0 | 0 | 0
E364.00-Poles, Towers, and Fixtures | 2010-02-01 | Non-unitized | ECAPRR315-Inst cap/reg/recl-Lexington | KY | 0 | 0 | 0 | 0
E364.00-Poles, Towers, and Fixtures | 2010-03-17 | POLE WOOD 45 FT (DIST) | POLE WOOD 45 FT (00007) | KY | 12 | 182899.58 | 15241.6317 | 0
E364.00-Poles, Towers, and Fixtures | 2010-01-01 | Non-unitized | 154 GUMWOOD RD 40965 | KY | 0 | 0 | 0 | 0
E364.00-Poles, Towers, and Fixtures | 2010-01-01 | Non-unitized | 126 S MAIN ST 41031 | KY | 0 | 0 | 0 | 0
E364.00-Poles, Towers, and Fixtures | 2010-01-01 | Non-unitized | 766 MCCORMACK RD MODULAR 40076 | KY | 0 | 0 | 0 | 0
E364.00-Poles, Towers, and Fixtures | 2008-10-01 | Non-unitized | 1564864 | KY | 0 | 0 | 0
E364.00-Poles, Towers, and Fixtures | 2010-02-01 | Non-unitized | ECAPRR216-Instl cap/reg/recl-Danville | KY | 0 | 0 | 0 | 0
E364.00-Poles, Towers, and Fixtures | 2010-02-01 | Non-unitized | 913 N WILSON 40160 | KY | 0 | 0 | 0 | 0
E364.00-Poles, Towers, and Fixtures | 2010-02-01 | Non-unitized | 624 TUTT | KY | 0 | 0 | 0 | 0
E364.00-Poles, Towers, and Fixtures | 2010-01-01 | Non-unitized | 210 WOODLAND AVE 40502 | KY | 0 | 0 | 0 | 0
E364.00-Poles, Towers, and Fixtures | 2010-01-01 | Non-unitized | 1538 Forest Avenue 41056 | KY | 0 | 0 | 0 | 0
E364.00-Poles, Towers, and Fixtures | 2009-07-01 | Non-unitized | 4120 SHADRICK FERRY RE 40601 | KY | 0 | 0 | 0
E364.00-Poles, Towers, and Fixtures | 2010-03-09 | POLE WOOD 45 FT (DIST) | POLE WOOD 45 FT (00007) | KY | 2 | 22374.12 | 11187.06 | 0
E364.00-Poles, Towers, and Fixtures | 1964-12-31 | POLE WOOD 60 FT (DIST) | POLE WOOD 50 FT | KY | 5 | 84.63 | 16.926 | 0
E364.00-Poles, Towers, and Fixtures | 2010-10-31 | CROSS ARMS | CROSS ARMS (07362) | KY | 558 | 228602.48 | 409.6819 | 0
E364.00-Poles, Towers, and Fixtures | 1959-12-31 | POLE WOOD 60 FT (DIST) | POLE WOOD 40 FT | KY | 30 | 3157.08 | 105.236 | 0
E364.00-Poles, Towers, and Fixtures | 1985-01-01 | POLE WOOD 35 FT (DIST) | POLE WOOD 35 FT | KY | 774 | 187890.37 | 242.7524 | 0
E364.00-Poles, Towers, and Fixtures | 1986-01-01 | POLE WOOD 35 FT (DIST) | POLE WOOD 35 FT | KY | 1091 | 295237.24 | 270.6116 | 0
E364.00-Poles, Towers, and Fixtures | 2010-04-01 | Non-unitized | 2250 CLAYS MILL RD 40503 | KY | 0 | 0 | 0 | 0
E364.00-Poles, Towers, and Fixtures | 2010-04-01 | Non-unitized | 8827 MAIN ST 40011 | KY | 0 | 0 | 0 | 0
E364.00-Poles, Towers, and Fixtures | 2010-04-01 | Non-unitized | S MSIN CROSS STREET 41041 | KY | 0 | 0 | 0 | 0
E364.00-Poles, Towers, and Fixtures | 2010-04-01 | Non-unitized | 2201 GEORGETOWN RD | KY | 0 | 0 | 0 | 0
E364.00-Poles, Towers, and Fixtures | 2010-04-01 | Non-unitized | 710 E MAIN ST 40502 | KY | 0 | 0 | 0 | 0
E364.00-Poles, Towers, and Fixtures | 2010-02-01 | Non-unitized | 1179 MILLCREEK DR | KY | 0 | 0 | 0 | 0
E364.00-Poles, Towers, and Fixtures | 2010-04-01 | Non-unitized | TUTT | KY | 0 | 0 | 0 | 0
E364.00-Poles, Towers, and Fixtures | 2010-04-01 | Non-unitized | 121 W WATER STREET 41041 | KY | 0 | 0 | 0 | 0
E364.00-Poles, Towers, and Fixtures | 2010-01-01 | Non-unitized | STLT216-STREET LIGHTING 216 | KY | 7 | 0 | 0 | 0
E364.00-Poles, Towers, and Fixtures | 2010-04-01 | Non-unitized | HWY 25 AND AG ROAD | KY | 0 | 0 | 0 | 0
E364.00-Poles, Towers, and Fixtures | 2010-04-01 | Non-unitized | 196 BROWDER MINES LN 42337 | KY | 0 | 0 | 0 | 0
E364.00-Poles, Towers, and Fixtures | 2010-04-01 | Non-unitized | 241 OVERBAY EVANS RD 40965 | KY | 0 | 0 | 0 | 0
E364.00-Poles, Towers, and Fixtures | 1943-01-01 | POLE WOOD 50 FT (DIST) | MP1943 Poles, Towers, and Fixtures | KY | 0 | 0 | 0 | 0
E364.00-Poles, Towers, and Fixtures | 1950-01-01 | POLE WOOD 65 FT (DIST) | POLE WOOD 65 FT | KY | 0 | 0 | 0 | 0
E364.00-Poles, Towers, and Fixtures | 2010-04-01 | Non-unitized | 3165 DOVER RD 41002 | KY | 0 | 0 | 0 | 0
E364.00-Poles, Towers, and Fixtures | 1942-01-01 | POLE WOOD 55 FT (DIST) | MP1942 Poles, Towers, and Fixtures | KY | 0 | 0 | 0 | 0
E364.00-Poles, Towers, and Fixtures | 2010-04-01 | Non-unitized | 200 CAWOOD BRANCH 40828 | KY | 0 | 0 | 0 | 0
E364.00-Poles, Towers, and Fixtures | 2010-04-01 | Non-unitized | 3546 N HIGHWAY 1247 42503 | KY | 0 | 0 | 0 | 0
E364.00-Poles, Towers, and Fixtures | 2010-04-01 | Non-unitized | END OF BRUSH ARBOR | KY | 2 | 0 | 0 | 0
E364.00-Poles, Towers, and Fixtures | 2010-04-01 | Non-unitized | 651 SCOTTOWN RD 42369 | KY | 0 | 0 | 0 | 0
E364.00-Poles, Towers, and Fixtures | 2010-04-01 | POLE WOOD 50 FT (DIST) | POLE WOOD 50 FT (00008) | KY | 12 | 29326.07 | 2443.8392
E364.00-Poles, Towers, and Fixtures | 2010-03-22 | Non-unitized | SIMPSONVILLE TO SHELBYVILLE SUB | KY | 0 | 0 | 0 | 0
E364.00-Poles, Towers, and Fixtures | 2008-12-01 | POLE WOOD 45 FT (DIST) | POLE WOOD 45 FT (00007) | KY | 1 | 688.23 | 688.23
E364.00-Poles, Towers, and Fixtures | 2010-01-01 | Non-unitized | 350 PAUL ST | KY | 0 | 0 | 0
E364.00-Poles, Towers, and Fixtures | 2010-01-01 | Non-unitized | NBSV246OH-New Elect Services-Overhead | KY | 0 | 0 | 0 | 0
E364.00-Poles, Towers, and Fixtures | 2010-05-30 | POLE WOOD 50 FT (DIST) | POLE WOOD 50 FT (00008) | KY | 5 | -9802.08 | -1960.416 | 0
E364.00-Poles, Towers, and Fixtures | 2006-10-01 | POLE WOOD 35 FT (DIST) | POLE WOOD 35 FT (00005) | KY | 1 | -215.03 | -215.03
E364.00-Poles, Towers, and Fixtures | 2009-11-01 | Non-unitized | 358 PLEASUREVILLE RD 40057 | KY | 0 | 0 | 0
E364.00-Poles, Towers, and Fixtures | 1964-01-01 | POLE WOOD UNDER 20 FT (DIST) | POLE WOOD UNDER 20 FT (DIST) | KY | 1 | 36.13 | 36.13
E364.00-Poles, Towers, and Fixtures | 1957-01-01 | POLE WOOD UNDER 20 FT (DIST) | POLE WOOD UNDER 20 FT (DIST) | KY | 1 | 59.29 | 59.29
E364.00-Poles, Towers, and Fixtures | 1941-01-01 | POLE WOOD 70 FT (DIST) | MP1941 Poles, Towers, and Fixtures | KY | 0 | 0 | 0 | 0
E364.00-Poles, Towers, and Fixtures | 1953-01-01 | POLE WOOD 70 FT (DIST) | MP1953 Poles, Towers, and Fixtures | KY | 0 | 0 | 0 | 0
E364.00-Poles, Towers, and Fixtures | 1974-01-01 | POLE WOOD 75 FT (DIST) | POLE WOOD 75 FT | KY | 0 | 0 | 0 | 0
E364.00-Poles, Towers, and Fixtures | 1963-01-01 | FENCE | FENCE (FEET) (01012) | KY | 176 | 1013.27 | 5.7572
E364.00-Poles, Towers, and Fixtures | 1992-01-01 | POLE WOOD 55 FT (DIST) | POLE WOOD 55 FT (DIST) | KY | 39 | 32008.82 | 820.739 | 0
E364.00-Poles, Towers, and Fixtures | 1975-01-01 | FENCE | FENCE (FEET) (01012) | KY | 76 | 1097.21 | 14.437
E364.00-Poles, Towers, and Fixtures | 1998-01-01 | POLE WOOD 70 FT (DIST) | POLE WOOD 70 FT (DIST) | KY | 3 | 7139.21 | 2379.7367
E364.00-Poles, Towers, and Fixtures | 1994-01-01 | POLE WOOD 35 FT (DIST) | POLE WOOD 35 FT (DIST) | KY | 1209 | 431780.75 | 357.1388 | 0
E364.00-Poles, Towers, and Fixtures | 1965-01-01 | POLE WOOD UNDER 20 FT (DIST) | POLE WOOD UNDER 20 FT (DIST) | KY | 5 | 152.33 | 30.466
E364.00-Poles, Towers, and Fixtures | 1968-01-01 | POLE WOOD 65 FT (DIST) | POLE WOOD 65 FT | KY | 1 | 253.58 | 253.58
E364.00-Poles, Towers, and Fixtures | 1968-01-01 | FENCE | FENCE (FEET) (01012) | KY | 656 | 2046.96 | 3.1204
E364.00-Poles, Towers, and Fixtures | 1976-01-01 | POLE WOOD 20 FT (DIST) | POLE WOOD 20 FT (DIST) | KY | 1 | 53.74 | 53.74
E364.00-Poles, Towers, and Fixtures | 1966-01-01 | POLE WOOD 70 FT (DIST) | MP1966 Poles, Towers, and Fixtures | KY | 0 | 0 | 0 | 0
E364.00-Poles, Towers, and Fixtures | 1961-01-01 | POLE WOOD 80 FT (DIST) | MP1961 Poles, Towers, and Fixtures | KY | 0 | 0 | 0
E364.00-Poles, Towers, and Fixtures | 1985-01-01 | POLE WOOD 80 FT (DIST) | MP1985 Poles, Towers, and Fixtures | KY | 0 | 0 | 0
E364.00-Poles, Towers, and Fixtures | 1963-01-01 | POLE WOOD 25 FT (DIST) | POLE WOOD 25 FT (DIST) | KY | 10 | 412.66 | 41.266
E364.00-Poles, Towers, and Fixtures | 1967-01-01 | POLE WOOD 65 FT (DIST) | POLE WOOD 65 FT | KY | 2 | 487.21 | 243.605 | 0
E364.00-Poles, Towers, and Fixtures | 1967-01-01 | PLATFORM | MP1967 Poles, Towers, and Fixtures | KY | 0 | 0 | 0
E364.00-Poles, Towers, and Fixtures | 1948-01-01 | FENCE | FENCE (FEET) (01012) | KY | 40 | 87.72 | 2.193
E364.00-Poles, Towers, and Fixtures | 1983-01-01 | POLE WOOD 55 FT (DIST) | POLE WOOD 55 FT | KY | 17 | 11366.38 | 668.6106 | 0
E364.00-Poles, Towers, and Fixtures | 1942-01-01 | PAD / MAT | MP1942 Poles, Towers, and Fixtures | KY | 0 | 0 | 0
E364.00-Poles, Towers, and Fixtures | 1991-01-01 | POLE WOOD 60 FT (DIST) | POLE WOOD 60 FT (DIST) | KY | 4 | 4461.73 | 1115.4325
E364.00-Poles, Towers, and Fixtures | 1975-01-01 | POLE WOOD 65 FT (DIST) | POLE WOOD 65 FT | KY | 4 | 2093.16 | 523.29
E364.00-Poles, Towers, and Fixtures | 1988-01-01 | POLE WOOD 70 FT (DIST) | POLE WOOD 70 FT (DIST) | KY | 4 | 7366.04 | 1841.51 | 0
E364.00-Poles, Towers, and Fixtures | 1992-01-01 | CROSS ARMS | MP1992 Poles, Towers, and Fixtures | KY | 5 | 0 | 0
E364.00-Poles, Towers, and Fixtures | 1946-01-01 | POLE WOOD 55 FT (DIST) | MP1946 Poles, Towers, and Fixtures | KY | 0 | 0 | 0 | 0
E364.00-Poles, Towers, and Fixtures | 1947-01-01 | PLATFORM | MP1947 Poles, Towers, and Fixtures | KY | 0 | 0 | 0
E364.00-Poles, Towers, and Fixtures | 2007-01-01 | POLE WOOD 70 FT (DIST) | POLE WOOD 70 FT (DIST) | KY | 2 | 7944.11 | 3972.055
E364.00-Poles, Towers, and Fixtures | 2008-05-01 | Non-unitized | 1043457 | KY | 0 | 0 | 0
E364.00-Poles, Towers, and Fixtures | 2008-05-01 | Non-unitized | 4013 MCCORMICK RD TRLR 40353 | KY | 0 | 0 | 0 | 0
E364.00-Poles, Towers, and Fixtures | 2008-05-01 | Non-unitized | 38 UNKNOWN BLV TRAILER 42629 | KY | 0 | 0 | 0 | 0
E364.00-Poles, Towers, and Fixtures | 2008-05-01 | Non-unitized | 1378047 | KY | 0 | 0 | 0
E364.00-Poles, Towers, and Fixtures | 2008-05-01 | Non-unitized | 450 DRY CREEK RD LOT 2 40313 | KY | 0 | 0 | 0 | 0
E364.00-Poles, Towers, and Fixtures | 2008-05-01 | Non-unitized | FARISTON RD | KY | 0 | 0 | 0
E364.00-Poles, Towers, and Fixtures | 2008-05-01 | Non-unitized | 1143534 | KY | 0 | 0 | 0
E364.00-Poles, Towers, and Fixtures | 2008-05-01 | Non-unitized | 10 KAREN DR TSE 42784 | KY | 0 | 0 | 0 | 0
E364.00-Poles, Towers, and Fixtures | 2008-05-01 | Non-unitized | SAWMILL | KY | 0 | 0 | 0 | 0
E364.00-Poles, Towers, and Fixtures | 2008-05-01 | Non-unitized | 1120365 | KY | 0 | 0 | 0 | 0
E364.00-Poles, Towers, and Fixtures | 2008-05-01 | Non-unitized | 1295607 | KY | 0 | 0 | 0 | 0
E364.00-Poles, Towers, and Fixtures | 2008-05-01 | Non-unitized | 2004 BUCK LN 40511 | KY | 0 | 0 | 0 | 0
E364.00-Poles, Towers, and Fixtures | 2008-05-01 | Non-unitized | 15 RIGSBY RD 40419 | KY | 0 | 0 | 0 | 0
E364.00-Poles, Towers, and Fixtures | 2008-05-01 | Non-unitized | 46 GOODIN LN DBL 40701 | KY | 0 | 0 | 0 | 0
E364.00-Poles, Towers, and Fixtures | 2008-05-01 | Non-unitized | EMPIRE RD 42217 | KY | 0 | 0 | 0
E364.00-Poles, Towers, and Fixtures | 2008-05-01 | Non-unitized | 1395 LEIGHS CHAPEL RD NEW HSE 42345 | KY | 0 | 0 | 0
E364.00-Poles, Towers, and Fixtures | 2008-05-01 | Non-unitized | 117 OLD RAILROAD BED RD 42445 | KY | 0 | 0 | 0 | 0
E364.00-Poles, Towers, and Fixtures | 2008-05-01 | Non-unitized | LAKESHIRE | KY | 0 | 0 | 0
E364.00-Poles, Towers, and Fixtures | 2008-05-01 | Non-unitized | 1113607 | KY | 0 | 0 | 0
E364.00-Poles, Towers, and Fixtures | 2008-05-01 | Non-unitized | 155 ELM ST | KY | 0 | 0 | 0 | 0
E364.00-Poles, Towers, and Fixtures | 2008-05-01 | Non-unitized | 1479244 | KY | 0 | 0 | 0
E364.00-Poles, Towers, and Fixtures | 2008-05-01 | Non-unitized | 1224534 | KY | 0 | 0 | 0 | 0
E364.00-Poles, Towers, and Fixtures | 2008-05-01 | Non-unitized | 1133984 | KY | 0 | 0 | 0 | 0
E364.00-Poles, Towers, and Fixtures | 2008-05-01 | Non-unitized | 1479810 | KY | 0 | 0 | 0
E364.00-Poles, Towers, and Fixtures | 2008-05-01 | Non-unitized | 1150 E LEESTOWN RD 40347 | KY | 0 | 0 | 0 | 0
E364.00-Poles, Towers, and Fixtures | 2008-05-01 | Non-unitized | 164 FRYREAR LN 42701 | KY | 0 | 0 | 0 | 0
E364.00-Poles, Towers, and Fixtures | 2008-05-01 | Non-unitized | 154 OLD HWY 84 42788 | KY | 0 | 0 | 0
E364.00-Poles, Towers, and Fixtures | 2008-05-01 | Non-unitized | 825 PEYTON WELL RD 40484 | KY | 0 | 0 | 0
E364.00-Poles, Towers, and Fixtures | 2008-05-01 | Non-unitized | 700 SPEARS MILL RD 40361 | KY | 0 | 0 | 0
E364.00-Poles, Towers, and Fixtures | 2008-05-01 | Non-unitized | W 5TH AVE | KY | 0 | 0 | 0
E364.00-Poles, Towers, and Fixtures | 2008-05-01 | Non-unitized | 514 CANTRELL RD 42038 | KY | 0 | 0 | 0
E364.00-Poles, Towers, and Fixtures | 2008-05-01 | Non-unitized | 596 WESTPORT RD 42701 | KY | 0 | 0 | 0
E364.00-Poles, Towers, and Fixtures | 2008-05-01 | Non-unitized | 658 S SECOND ST 42330 | KY | 0 | 0 | 0
E364.00-Poles, Towers, and Fixtures | 2008-05-01 | Non-unitized | 505 W 3RD ST 42372 | KY | 0 | 0 | 0
E364.00-Poles, Towers, and Fixtures | 2008-05-01 | Non-unitized | 661 COLLEGE HILL RD. | KY | 0 | 0 | 0 | 0
E364.00-Poles, Towers, and Fixtures | 2008-05-01 | Non-unitized | 1305201 | KY | 0 | 0 | 0
E364.00-Poles, Towers, and Fixtures | 2008-05-01 | Non-unitized | YORK BRANCH 40988 | KY | 0 | 0 | 0
E364.00-Poles, Towers, and Fixtures | 2008-05-01 | Non-unitized | 1147596 | KY | 0 | 0 | 0 | 0
E364.00-Poles, Towers, and Fixtures | 2008-05-01 | Non-unitized | 1177104 | KY | 0 | 0 | 0 | 0
E364.00-Poles, Towers, and Fixtures | 2008-05-01 | Non-unitized | 1230105 | KY | 0 | 0 | 0
E364.00-Poles, Towers, and Fixtures | 2008-05-01 | Non-unitized | FICKLIN RD | KY | 0 | 0 | 0 | 0
E364.00-Poles, Towers, and Fixtures | 2008-05-01 | Non-unitized | 370 BLUESTONE ROAD RD 40351 | KY | 0 | 0 | 0 | 0
E364.00-Poles, Towers, and Fixtures | 2008-05-01 | Non-unitized | 1480686 | KY | 0 | 0 | 0
E364.00-Poles, Towers, and Fixtures | 2008-05-01 | Non-unitized | S COLLEGE ST FAM DOLL 40330 | KY | 0 | 0 | 0
E364.00-Poles, Towers, and Fixtures | 2008-05-01 | Non-unitized | SCOTT ST LOT 46 42754 | KY | 0 | 0 | 0 | 0
E364.00-Poles, Towers, and Fixtures | 2008-05-01 | Non-unitized | 306 LEXINGTON ROAD | KY | 0 | 0 | 0 | 0
E364.00-Poles, Towers, and Fixtures | 2008-05-01 | Non-unitized | 1073076 | KY | 0 | 0 | 0 | 0
E364.00-Poles, Towers, and Fixtures | 2008-05-01 | Non-unitized | 1080086 | KY | 0 | 0 | 0
E364.00-Poles, Towers, and Fixtures | 2008-05-01 | Non-unitized | PARIS RD 40324 | KY | 0 | 0 | 0 | 0
E364.00-Poles, Towers, and Fixtures | 2008-05-01 | Non-unitized | 1131525 | KY | 0 | 0 | 0
E364.00-Poles, Towers, and Fixtures | 2008-05-01 | Non-unitized | 1254897 | KY | 0 | 0 | 0
E364.00-Poles, Towers, and Fixtures | 2008-05-01 | Non-unitized | 673 N MAIN ST 42629 | KY | 0 | 0 | 0
E364.00-Poles, Towers, and Fixtures | 2008-05-01 | Non-unitized | 1285037 | KY | 0 | 0 | 0
E364.00-Poles, Towers, and Fixtures | 2008-05-01 | Non-unitized | 1254015 | KY | 0 | 0 | 0 | 0
E364.00-Poles, Towers, and Fixtures | 2008-05-01 | Non-unitized | 850 HARDY VALLEY RD TEMP SER 42749 | KY | 0 | 0 | 0 | 0
E364.00-Poles, Towers, and Fixtures | 2008-05-01 | Non-unitized | 9249 HIGHWAY 55 40011 | KY | 0 | 0 | 0 | 0
E364.00-Poles, Towers, and Fixtures | 2008-05-01 | Non-unitized | BEECH ST LOT 65 40065 | KY | 0 | 0 | 0 | 0
E364.00-Poles, Towers, and Fixtures | 2008-05-01 | Non-unitized | 6100 TAYLORSVILLE RD 40022 | KY | 0 | 0 | 0 | 0
E364.00-Poles, Towers, and Fixtures | 2008-05-01 | Non-unitized | 1311557 | KY | 0 | 0 | 0
E364.00-Poles, Towers, and Fixtures | 2008-05-01 | Non-unitized | PALOMINO | KY | 0 | 0 | 0
E364.00-Poles, Towers, and Fixtures | 2008-05-01 | Non-unitized | 70 S WEBB RD DBWD 42321 | KY | 0 | 0 | 0
E364.00-Poles, Towers, and Fixtures | 2008-05-01 | Non-unitized | 99 IDLEWOOD LANE 40351 | KY | 0 | 0 | 0
E364.00-Poles, Towers, and Fixtures | 2008-05-01 | Non-unitized | 101 GREEN ST 42087 | KY | 0 | 0 | 0
E364.00-Poles, Towers, and Fixtures | 2008-05-01 | Non-unitized | HWY 49 AND RULE ST | KY | 0 | 0 | 0 | 0
E364.00-Poles, Towers, and Fixtures | 2008-05-01 | Non-unitized | 504 PIKE STREET | KY | 0 | 0 | 0 | 0
E364.00-Poles, Towers, and Fixtures | 2008-05-01 | Non-unitized | 1180914 | KY | 0 | 0 | 0
E364.00-Poles, Towers, and Fixtures | 2008-05-01 | Non-unitized | 1365554 | KY | 0 | 0 | 0
E364.00-Poles, Towers, and Fixtures | 2008-05-01 | Non-unitized | 1305907 | KY | 0 | 0 | 0 | 0
E364.00-Poles, Towers, and Fixtures | 2008-05-01 | Non-unitized | 1084845 | KY | 0 | 0 | 0
E364.00-Poles, Towers, and Fixtures | 2008-05-01 | Non-unitized | KELSEY ST | KY | 0 | 0 | 0
E364.00-Poles, Towers, and Fixtures | 2008-05-01 | Non-unitized | 1454164 | KY | 0 | 0 | 0
E364.00-Poles, Towers, and Fixtures | 2008-05-01 | Non-unitized | 1173111 | KY | 0 | 0 | 0 | 0
E364.00-Poles, Towers, and Fixtures | 2008-05-01 | Non-unitized | 1282174 | KY | 0 | 0 | 0 | 0
E364.00-Poles, Towers, and Fixtures | 2008-05-01 | Non-unitized | 4350 SHADRICK FERRY RD 40601 | KY | 0 | 0 | 0 | 0
E364.00-Poles, Towers, and Fixtures | 2008-05-01 | Non-unitized | 158 FALLS ST TEMP 40741 | KY | 0 | 0 | 0 | 0
E364.00-Poles, Towers, and Fixtures | 2008-05-01 | Non-unitized | 7855 MCCRACKEN PIKE | KY | 0 | 0 | 0 | 0
E364.00-Poles, Towers, and Fixtures | 2008-05-01 | Non-unitized | 220 SHAWHAN RD GARG 41031 | KY | 0 | 0 | 0 | 0
E364.00-Poles, Towers, and Fixtures | 2008-05-01 | Non-unitized | 2600 E HWY 146 NEW 40031 | KY | 0 | 0 | 0 | 0
E364.00-Poles, Towers, and Fixtures | 2008-05-01 | Non-unitized | MIDLAND TR NEWST BN 40065 | KY | 0 | 0 | 0 | 0
E364.00-Poles, Towers, and Fixtures | 2008-05-01 | Non-unitized | W JEFFERSON ST | KY | 0 | 0 | 0 | 0
E364.00-Poles, Towers, and Fixtures | 2008-05-01 | Non-unitized | EPPERSON | KY | 0 | 0 | 0 | 0
E364.00-Poles, Towers, and Fixtures | 2008-05-01 | Non-unitized | 6705 MCCOWANS FERRY RD 40383 | KY | 0 | 0 | 0 | 0
E364.00-Poles, Towers, and Fixtures | 2008-05-01 | Non-unitized | 667 RUDDLES MILL RD MOD HM 40361 | KY | 0 | 0 | 0 | 0
E364.00-Poles, Towers, and Fixtures | 2008-05-01 | Non-unitized | 54 JANE NICHOLS CEM RD 42445 | KY | 0 | 0 | 0 | 0
E364.00-Poles, Towers, and Fixtures | 2008-05-01 | Non-unitized | 1241885 | KY | 0 | 0 | 0 | 0
E364.00-Poles, Towers, and Fixtures | 2008-05-01 | Non-unitized | 1297 OLD LAIR RD | KY | 0 | 0 | 0 | 0
E364.00-Poles, Towers, and Fixtures | 2008-05-01 | Non-unitized | JILL LN | KY | 0 | 0 | 0 | 0
E364.00-Poles, Towers, and Fixtures | 2008-05-01 | Non-unitized | 4468 LEESTOWN RD | KY | 0 | 0 | 0 | 0
E364.00-Poles, Towers, and Fixtures | 2008-05-01 | Non-unitized | 820 BARDSTOWN RD 40069 | KY | 0 | 0 | 0 | 0
E364.00-Poles, Towers, and Fixtures | 2008-05-01 | Non-unitized | 558 STATE ROUTE 983 | KY | 0 | 0 | 0 | 0
E364.00-Poles, Towers, and Fixtures | 2008-05-01 | Non-unitized | 990 JOSH COX | KY | 0 | 0 | 0 | 0
E364.00-Poles, Towers, and Fixtures | 2008-05-01 | Non-unitized | 116 BENWAY | KY | 0 | 0 | 0 | 0
E364.00-Poles, Towers, and Fixtures | 2008-05-01 | Non-unitized | 500 VERSAILLES CTR | KY | 0 | 0 | 0 | 0
E364.00-Poles, Towers, and Fixtures | 2008-05-01 | Non-unitized | 119 RYLEY CT 40383 | KY | 0 | 0 | 0 | 0
E364.00-Poles, Towers, and Fixtures | 2008-05-01 | Non-unitized | 1141 VERSAILLES RD 40342 | KY | 0 | 0 | 0 | 0
E364.00-Poles, Towers, and Fixtures | 2008-05-01 | Non-unitized | 1330 DUTCH RIDGE RD 41002 | KY | 0 | 0 | 0 | 0
E364.00-Poles, Towers, and Fixtures | 2008-05-01 | Non-unitized | 1828 GRAVES RD 40379 | KY | 0 | 0 | 0 | 0
E364.00-Poles, Towers, and Fixtures | 2008-07-01 | Non-unitized | 1427120 | KY | 0 | 0 | 0
E364.00-Poles, Towers, and Fixtures | 2008-05-01 | Non-unitized | WAREHOUSE RD | KY | 0 | 0 | 0 | 0
E364.00-Poles, Towers, and Fixtures | 2008-05-01 | Non-unitized | 705 THOROUGHFARE RD 42330 | KY | 0 | 0 | 0 | 0
E364.00-Poles, Towers, and Fixtures | 2008-05-01 | Non-unitized | LOT 3 KINGBROOK CIR | KY | 0 | 0 | 0 | 0
E364.00-Poles, Towers, and Fixtures | 2008-05-01 | Non-unitized | SKYLINE DR | KY | 0 | 0 | 0
E364.00-Poles, Towers, and Fixtures | 2008-05-01 | Non-unitized | 4017 OWENTON RD | KY | 0 | 0 | 0 | 0
E364.00-Poles, Towers, and Fixtures | 2008-05-01 | Non-unitized | MALL RD | KY | 0 | 0 | 0 | 0
E364.00-Poles, Towers, and Fixtures | 2008-05-01 | Non-unitized | 1066084 | KY | 0 | 0 | 0 | 0
E364.00-Poles, Towers, and Fixtures | 2008-05-01 | Non-unitized | 1067076 | KY | 0 | 0 | 0 | 0
E364.00-Poles, Towers, and Fixtures | 2008-05-01 | Non-unitized | 5734 HWY 283 | KY | 0 | 0 | 0 | 0
E364.00-Poles, Towers, and Fixtures | 2008-05-01 | Non-unitized | 2169 BETHLEHEM RD MODULAR 40361 | KY | 0 | 0 | 0 | 0
E364.00-Poles, Towers, and Fixtures | 2008-05-01 | Non-unitized | 1517 WALACE WILKINSON | KY | 0 | 0 | 0 | 0
E364.00-Poles, Towers, and Fixtures | 2008-05-01 | Non-unitized | 100 COURT SQUARE 41041 | KY | 0 | 0 | 0 | 0
E364.00-Poles, Towers, and Fixtures | 2008-05-01 | Non-unitized | HIGHWAY 62 41056 | KY | 0 | 0 | 0 | 0
E364.00-Poles, Towers, and Fixtures | 2008-05-01 | Non-unitized | CEC SMITHS MILL RD 42724 | KY | 0 | 0 | 0 | 0
E364.00-Poles, Towers, and Fixtures | 2008-05-01 | Non-unitized | 2001 KINGSTON HWY COL HSE 40475 | KY | 0 | 0 | 0 | 0
E364.00-Poles, Towers, and Fixtures | 2008-05-01 | Non-unitized | 100 AMERICAN PATH | KY | 0 | 0 | 0 | 0
E364.00-Poles, Towers, and Fixtures | 2008-05-01 | Non-unitized | ROSSPOINT HIGHWAY 522 | KY | 0 | 0 | 0 | 0
E364.00-Poles, Towers, and Fixtures | 2008-05-01 | Non-unitized | 1215125 | KY | 0 | 0 | 0 | 0
E364.00-Poles, Towers, and Fixtures | 2008-05-01 | Non-unitized | 305 MIKE BROWN RD TRL 40071 | KY | 0 | 0 | 0 | 0
E364.00-Poles, Towers, and Fixtures | 2008-05-01 | Non-unitized | FARISTON RD 40740 | KY | 0 | 0 | 0 | 0
E364.00-Poles, Towers, and Fixtures | 2008-05-01 | Non-unitized | BRYANT RIDGE RD | KY | 0 | 0 | 0 | 0
E364.00-Poles, Towers, and Fixtures | 2008-05-01 | Non-unitized | 1831 PAYNES DEPOT | KY | 0 | 0 | 0 | 0
E364.00-Poles, Towers, and Fixtures | 2008-05-01 | Non-unitized | 350 CYCLE DR 40475 | KY | 0 | 0 | 0
E364.00-Poles, Towers, and Fixtures | 2008-05-01 | Non-unitized | 8516 TROY PIKE | KY | 0 | 0 | 0
E364.00-Poles, Towers, and Fixtures | 2008-05-01 | Non-unitized | 1035 EASTLAND DR | KY | 0 | 0 | 0 | 0
E364.00-Poles, Towers, and Fixtures | 2008-05-01 | Non-unitized | 3705 WELLINGTON WAY 40513 | KY | 0 | 0 | 0 | 0
E364.00-Poles, Towers, and Fixtures | 2008-05-01 | Non-unitized | 259 SAWMILL RD NEW 40007 | KY | 0 | 0 | 0 | 0
E364.00-Poles, Towers, and Fixtures | 2008-05-01 | Non-unitized | 3374 BROOKSVILLE / CHATHAM ROAD 41004 | KY | 0 | 0 | 0 | 0
E364.00-Poles, Towers, and Fixtures | 2008-05-01 | Non-unitized | 1825 FIELDEN DR 40502 | KY | 0 | 0 | 0
E364.00-Poles, Towers, and Fixtures | 2008-05-01 | Non-unitized | 1146357 | KY | 0 | 0 | 0 | 0
E364.00-Poles, Towers, and Fixtures | 2008-05-01 | Non-unitized | 1237535 | KY | 0 | 0 | 0 | 0
E364.00-Poles, Towers, and Fixtures | 2008-05-01 | Non-unitized | PAGE CUT OFF | KY | 0 | 0 | 0 | 0
E364.00-Poles, Towers, and Fixtures | 2008-05-01 | Non-unitized | 4001 MT. HOREB RD FG 6 40511 | KY | 0 | 0 | 0 | 0
E364.00-Poles, Towers, and Fixtures | 2008-05-01 | Non-unitized | 1224 BLOOMFIELD | KY | 0 | 0 | 0 | 0
E364.00-Poles, Towers, and Fixtures | 2008-05-01 | Non-unitized | LEXINGTON AVE | KY | 0 | 0 | 0 | 0
E364.00-Poles, Towers, and Fixtures | 2008-05-01 | Non-unitized | 419 W MAIN ST COTTAGE 40475 | KY | 0 | 0 | 0 | 0
E364.00-Poles, Towers, and Fixtures | 2008-05-01 | Non-unitized | 7152 KY 70 E. 42566 | KY | 0 | 0 | 0 | 0
E364.00-Poles, Towers, and Fixtures | 2008-05-01 | Non-unitized | 3369 N HWY 1223 40701 | KY | 0 | 0 | 0 | 0
E364.00-Poles, Towers, and Fixtures | 2008-05-01 | Non-unitized | HWY 27 | KY | 0 | 0 | 0 | 0
E364.00-Poles, Towers, and Fixtures | 2008-05-01 | Non-unitized | CARLEY DR 40324 | KY | 0 | 0 | 0 | 0
E364.00-Poles, Towers, and Fixtures | 2008-05-01 | Non-unitized | 39 JACKSON RD 40051 | KY | 0 | 0 | 0 | 0
E364.00-Poles, Towers, and Fixtures | 2008-05-01 | Non-unitized | 313 CLEARFIESD HILL RD 40313 | KY | 0 | 0 | 0 | 0
E364.00-Poles, Towers, and Fixtures | 2008-05-01 | Non-unitized | STONEY FORK D WIDE 40988 | KY | 0 | 0 | 0 | 0
E364.00-Poles, Towers, and Fixtures | 2008-05-01 | Non-unitized | BEAUMONT CENTRE CIR 40513 | KY | 0 | 0 | 0 | 0
E364.00-Poles, Towers, and Fixtures | 2008-05-01 | Non-unitized | 137 OLD KY 36 40360 | KY | 0 | 0 | 0 | 0
E364.00-Poles, Towers, and Fixtures | 2008-05-01 | Non-unitized | 1776 POPLAR FLAT RD PERM 40004 | KY | 0 | 0 | 0 | 0
E364.00-Poles, Towers, and Fixtures | 2008-05-01 | Non-unitized | 2184 LINCOLN FARM ROAD 42784 | KY | 0 | 0 | 0 | 0
E364.00-Poles, Towers, and Fixtures | 2008-05-01 | Non-unitized | 1010 FOUNDATION DR | KY | 0 | 0 | 0 | 0
E364.00-Poles, Towers, and Fixtures | 2008-05-01 | Non-unitized | 1300 McLeod Lane | KY | 0 | 0 | 0 | 0
E364.00-Poles, Towers, and Fixtures | 2008-05-01 | Non-unitized | GREENDALE RD | KY | 0 | 0 | 0 | 0
E364.00-Poles, Towers, and Fixtures | 2008-05-01 | Non-unitized | TEETERSVILLE 40831 | KY | 0 | 0 | 0 | 0
E364.00-Poles, Towers, and Fixtures | 2008-05-01 | Non-unitized | 6858 NEAVE MILFORD RD 41004 | KY | 0 | 0 | 0 | 0
E364.00-Poles, Towers, and Fixtures | 2008-05-01 | Non-unitized | 5773 OWENTON RD 40379 | KY | 0 | 0 | 0 | 0
E364.00-Poles, Towers, and Fixtures | 2008-05-01 | Non-unitized | 4891 LEXINGTON RD 40361 | KY | 0 | 0 | 0 | 0
E364.00-Poles, Towers, and Fixtures | 2008-05-01 | Non-unitized | 6114 US HWY # 68 41056 | KY | 0 | 0 | 0 | 0
E364.00-Poles, Towers, and Fixtures | 2008-05-01 | Non-unitized | 300 CAMPBELL RD. | KY | 0 | 0 | 0 | 0
E364.00-Poles, Towers, and Fixtures | 2008-05-01 | Non-unitized | 120 CARLEY 40324 | KY | 0 | 0 | 0 | 0
E364.00-Poles, Towers, and Fixtures | 2008-05-01 | Non-unitized | 1213124 | KY | 0 | 0 | 0 | 0
E364.00-Poles, Towers, and Fixtures | 2008-05-01 | Non-unitized | HWY 70 EAST | KY | 0 | 0 | 0 | 0
E364.00-Poles, Towers, and Fixtures | 2008-05-01 | Non-unitized | 1180834 | KY | 0 | 0 | 0 | 0
E364.00-Poles, Towers, and Fixtures | 2008-05-01 | Non-unitized | 1218427 | KY | 0 | 0 | 0 | 0
E364.00-Poles, Towers, and Fixtures | 2008-05-01 | Non-unitized | 1076 EDGEWOOD WAY FLOW MTR 40342 | KY | 0 | 0 | 0 | 0
E364.00-Poles, Towers, and Fixtures | 2008-05-01 | Non-unitized | GIBSON LN | KY | 0 | 0 | 0 | 0
E364.00-Poles, Towers, and Fixtures | 2008-05-01 | Non-unitized | 1324 S WALNUT ST 42784 | KY | 0 | 0 | 0 | 0
E364.00-Poles, Towers, and Fixtures | 2008-05-01 | Non-unitized | HIGHWAY 987 40867 | KY | 0 | 0 | 0 | 0
E364.00-Poles, Towers, and Fixtures | 2008-05-01 | Non-unitized | 109 GATEWOOD LN TSE 40006 | KY | 0 | 0 | 0 | 0
E364.00-Poles, Towers, and Fixtures | 2008-05-01 | Non-unitized | LOT 3 MT VERNON DR | KY | 0 | 0 | 0 | 0
E364.00-Poles, Towers, and Fixtures | 2008-05-01 | Non-unitized | 3201 BEAUMONT CENTRE CIR 40513 | KY | 0 | 0 | 0 | 0
E364.00-Poles, Towers, and Fixtures | 2008-05-01 | Non-unitized | 1240444 | KY | 0 | 0 | 0 | 0
E364.00-Poles, Towers, and Fixtures | 2008-05-01 | Non-unitized | 1132654 | KY | 0 | 0 | 0 | 0
E364.00-Poles, Towers, and Fixtures | 2008-05-01 | Non-unitized | 3707 CALIFORNIA RD 41007 | KY | 0 | 0 | 0 | 0
E364.00-Poles, Towers, and Fixtures | 2008-05-01 | Non-unitized | DEERFIELD PL | KY | 0 | 0 | 0 | 0
E364.00-Poles, Towers, and Fixtures | 2008-05-01 | Non-unitized | 4145 BARRY ROAD 41056 | KY | 0 | 0 | 0 | 0
E364.00-Poles, Towers, and Fixtures | 2008-05-01 | Non-unitized | 1600 MAN O WAR BLVD 40513 | KY | 0 | 0 | 0 | 0
E364.00-Poles, Towers, and Fixtures | 2008-05-01 | Non-unitized | 994114 | KY | 0 | 0 | 0 | 0
E364.00-Poles, Towers, and Fixtures | 2008-05-01 | Non-unitized | 1208646 | KY | 0 | 0 | 0 | 0
E364.00-Poles, Towers, and Fixtures | 2008-05-01 | Non-unitized | DANVILLE ST TFL 40444 | KY | 0 | 0 | 0 | 0
E364.00-Poles, Towers, and Fixtures | 2008-05-01 | Non-unitized | BANNER FORK TSE 40873 | KY | 0 | 0 | 0 | 0
E364.00-Poles, Towers, and Fixtures | 2008-05-01 | Non-unitized | 108 W MAIN ST 40311 | KY | 0 | 0 | 0
E364.00-Poles, Towers, and Fixtures | 2008-05-01 | Non-unitized | 1142364 | KY | 0 | 0 | 0 | 0
E364.00-Poles, Towers, and Fixtures | 2008-05-01 | Non-unitized | CALEAST RD 40475 | KY | 0 | 0 | 0 | 0
E364.00-Poles, Towers, and Fixtures | 2008-05-01 | Non-unitized | US HWY 62 42038 | KY | 0 | 0 | 0
E364.00-Poles, Towers, and Fixtures | 2008-05-01 | Non-unitized | W MAIN RD | KY | 0 | 0 | 0 | 0
E364.00-Poles, Towers, and Fixtures | 2008-05-01 | Non-unitized | 1141 FISHER ROAD 41043 | KY | 0 | 0 | 0 | 0
E364.00-Poles, Towers, and Fixtures | 2008-05-01 | Non-unitized | 1090724 | KY | 0 | 0 | 0 | 0
E364.00-Poles, Towers, and Fixtures | 2008-05-01 | Non-unitized | 2385 SULLIVAN LN. | KY | 0 | 0 | 0 | 0
E364.00-Poles, Towers, and Fixtures | 2008-05-01 | Non-unitized | 105 2ND ST | KY | 0 | 0 | 0 | 0
E364.00-Poles, Towers, and Fixtures | 2008-05-01 | Non-unitized | 3RD ST LANE 40475 | KY | 0 | 0 | 0 | 0
E364.00-Poles, Towers, and Fixtures | 2008-05-01 | Non-unitized | 60 OLD SALEM RD | KY | 0 | 0 | 0
E364.00-Poles, Towers, and Fixtures | 2008-05-01 | Non-unitized | US 127 NORTH | KY | 0 | 0 | 0 | 0
E364.00-Poles, Towers, and Fixtures | 2008-05-01 | Non-unitized | 1500 MIDWAY RD | KY | 0 | 0 | 0 | 0
E364.00-Poles, Towers, and Fixtures | 2008-05-01 | Non-unitized | HAGAN MILL RD 40475 | KY | 0 | 0 | 0 | 0
E364.00-Poles, Towers, and Fixtures | 2008-05-01 | Non-unitized | TATES CREEK RD 40475 | KY | 0 | 0 | 0 | 0
E364.00-Poles, Towers, and Fixtures | 2008-05-01 | Non-unitized | BOLAND ST | KY | 0 | 0 | 0 | 0
E364.00-Poles, Towers, and Fixtures | 2008-05-01 | Non-unitized | 1970 N HWY 1223 40701 | KY | 0 | 0 | 0 | 0
E364.00-Poles, Towers, and Fixtures | 2008-05-01 | Non-unitized | 1194314 | KY | 0 | 0 | 0 | 0
E364.00-Poles, Towers, and Fixtures | 2008-05-01 | Non-unitized | 1121394 | KY | 0 | 0 | 0 | 0
E364.00-Poles, Towers, and Fixtures | 2008-05-01 | Non-unitized | 2392 L AND N TURNPIKE | KY | 0 | 0 | 0 | 0
E364.00-Poles, Towers, and Fixtures | 2008-05-01 | Non-unitized | 120 COMPUTREX DR 40356 | KY | 0 | 0 | 0 | 0
E364.00-Poles, Towers, and Fixtures | 2008-05-01 | Non-unitized | 2653 OUR NATIVE LN 40510 | KY | 0 | 0 | 0 | 0
E364.00-Poles, Towers, and Fixtures | 2008-05-01 | Non-unitized | 462 LOCUST ST 42056 | KY | 0 | 0 | 0
E364.00-Poles, Towers, and Fixtures | 2008-05-01 | Non-unitized | WINCHESTER RD | KY | 0 | 0 | 0 | 0
E364.00-Poles, Towers, and Fixtures | 2008-05-01 | Non-unitized | 563 LEVY RD 40361 | KY | 0 | 0 | 0 | 0
E364.00-Poles, Towers, and Fixtures | 2008-05-01 | Non-unitized | HOMESTEAD PKWY 40324 | KY | 0 | 0 | 0 | 0
E364.00-Poles, Towers, and Fixtures | 2008-05-01 | Non-unitized | 550 W FIRST STREET | KY | 0 | 0 | 0
E364.00-Poles, Towers, and Fixtures | 2008-05-01 | Non-unitized | WOODLAWN | KY | 0 | 0 | 0 | 0
E364.00-Poles, Towers, and Fixtures | 2008-05-01 | Non-unitized | 1768 SHARKEY WAY 40511 | KY | 0 | 0 | 0 | 0
E364.00-Poles, Towers, and Fixtures | 2008-05-01 | Non-unitized | BRYANT RD | KY | 0 | 0 | 0 | 0
E364.00-Poles, Towers, and Fixtures | 2008-05-01 | Non-unitized | 140 PARK ST | KY | 0 | 0 | 0 | 0
E364.00-Poles, Towers, and Fixtures | 2008-05-01 | Non-unitized | 4480 VERSAILLES RD FG 20 40510 | KY | 0 | 0 | 0 | 0
E364.00-Poles, Towers, and Fixtures | 2008-05-01 | Non-unitized | 1270314 | KY | 0 | 0 | 0 | 0
E364.00-Poles, Towers, and Fixtures | 2008-05-01 | Non-unitized | LAUREL CO PARKING GARAGE | KY | 0 | 0 | 0 | 0
E364.00-Poles, Towers, and Fixtures | 2008-05-01 | Non-unitized | CHERRY VIEW ESTATES WAY LOT 42 | KY | 0 | 0 | 0 | 0
E364.00-Poles, Towers, and Fixtures | 2008-05-01 | Non-unitized | 1078374 | KY | 0 | 0 | 0 | 0
E364.00-Poles, Towers, and Fixtures | 2008-05-01 | Non-unitized | 1193408 | KY | 0 | 0 | 0 | 0
E364.00-Poles, Towers, and Fixtures | 2008-05-01 | Non-unitized | 335 BEECHWOOD | KY | 0 | 0 | 0 | 0
E364.00-Poles, Towers, and Fixtures | 2008-05-01 | Non-unitized | 1488 CONVICT PIKE 41041 | KY | 0 | 0 | 0 | 0
E364.00-Poles, Towers, and Fixtures | 2008-05-01 | Non-unitized | BECK CREEK PUMP STA. | KY | 0 | 0 | 0 | 0
E364.00-Poles, Towers, and Fixtures | 2008-05-01 | Non-unitized | 134 ROBINSON 40324 | KY | 0 | 0 | 0 | 0
E364.00-Poles, Towers, and Fixtures | 2008-05-01 | Non-unitized | PERRYVILLE ROAD | KY | 0 | 0 | 0 | 0
E364.00-Poles, Towers, and Fixtures | 2008-05-01 | Non-unitized | LOG MT 40977 | KY | 0 | 0 | 0 | 0
E364.00-Poles, Towers, and Fixtures | 2008-05-01 | Non-unitized | 1720 E BROADWAY 42718 | KY | 0 | 0 | 0
E364.00-Poles, Towers, and Fixtures | 2008-05-01 | Non-unitized | SHAGBARK TR | KY | 0 | 0 | 0
E364.00-Poles, Towers, and Fixtures | 2008-05-01 | Non-unitized | 325 BALL RIDGE 41098 | KY | 0 | 0 | 0 | 0
E364.00-Poles, Towers, and Fixtures | 2008-05-01 | Non-unitized | 3160 MILLERSBURG/RM RD 40361 | KY | 0 | 0 | 0 | 0
E364.00-Poles, Towers, and Fixtures | 2008-05-01 | Non-unitized | 620 N LIMESTONE | KY | 0 | 0 | 0 | 0
E364.00-Poles, Towers, and Fixtures | 2008-05-01 | Non-unitized | 853 EASTERN BYP 40475 | KY | 0 | 0 | 0
E364.00-Poles, Towers, and Fixtures | 2008-05-01 | Non-unitized | 255 SHYROCK FERRY RD | KY | 0 | 0 | 0 | 0
E364.00-Poles, Towers, and Fixtures | 2008-05-01 | Non-unitized | 1375 RICHMOND ST 40465 | KY | 0 | 0 | 0 | 0
E364.00-Poles, Towers, and Fixtures | 2008-05-01 | Non-unitized | MARYMONT IMAGING CENTER | KY | 0 | 0 | 0 | 0
E364.00-Poles, Towers, and Fixtures | 2008-05-01 | Non-unitized | Morton St. Pump Station, Wmb | KY | 0 | 0 | 0 | 0
E364.00-Poles, Towers, and Fixtures | 2008-05-01 | Non-unitized | 793 WRIGHT RD 40601 | KY | 0 | 0 | 0 | 0
E364.00-Poles, Towers, and Fixtures | 2008-05-01 | Non-unitized | 2330 FORTUNE DR 40509 | KY | 0 | 0 | 0 | 0
E364.00-Poles, Towers, and Fixtures | 2008-05-01 | Non-unitized | 410 W FIRST ST 40468 | KY | 0 | 0 | 0 | 0
E364.00-Poles, Towers, and Fixtures | 2008-05-01 | Non-unitized | CROPPER RD LT 8&9 T 40057 | KY | 0 | 0 | 0 | 0
E364.00-Poles, Towers, and Fixtures | 2008-05-01 | Non-unitized | NEW LIGHTING FOR LEVI JACKSON PARK | KY | 0 | 0 | 0 | 0
E364.00-Poles, Towers, and Fixtures | 2008-05-01 | Non-unitized | KENTENIA 40873 | KY | 0 | 0 | 0 | 0
E364.00-Poles, Towers, and Fixtures | 2008-05-01 | Non-unitized | 1055 PAYNES MILL RD | KY | 0 | 0 | 0 | 0
E364.00-Poles, Towers, and Fixtures | 2008-05-01 | Non-unitized | 102 MANNA DR APT 3 40475 | KY | 0 | 0 | 0
E364.00-Poles, Towers, and Fixtures | 2008-05-01 | Non-unitized | N WALNUT ST 40390 | KY | 0 | 0 | 0
E364.00-Poles, Towers, and Fixtures | 2008-05-01 | Non-unitized | STINKING CREEK 40935 | KY | 0 | 0 | 0 | 0
E364.00-Poles, Towers, and Fixtures | 2008-05-01 | Non-unitized | 118 GLEN DRIVE | KY | 0 | 0 | 0 | 0
E364.00-Poles, Towers, and Fixtures | 2008-05-01 | Non-unitized | 808 S BROADWAY 40324 | KY | 0 | 0 | 0 | 0
E364.00-Poles, Towers, and Fixtures | 2008-05-01 | Non-unitized | HUDSONVILLE RD | KY | 0 | 0 | 0 | 0
E364.00-Poles, Towers, and Fixtures | 2008-05-01 | Non-unitized | 75 BURNS LN | KY | 0 | 0 | 0 | 0
E364.00-Poles, Towers, and Fixtures | 2008-05-01 | Non-unitized | 2291 LANCASTER RD. | KY | 0 | 0 | 0 | 0
E364.00-Poles, Towers, and Fixtures | 2008-05-01 | Non-unitized | 2306 CUMBERLAND AVE 40965 | KY | 0 | 0 | 0
E364.00-Poles, Towers, and Fixtures | 2008-05-01 | Non-unitized | 116 N PROCTOR KNOT | KY | 0 | 0 | 0
E364.00-Poles, Towers, and Fixtures | 2008-05-01 | Non-unitized | 2424 stamping ground | KY | 0 | 0 | 0 | 0
E364.00-Poles, Towers, and Fixtures | 2008-05-01 | Non-unitized | 228 HWY 42 W 41008 | KY | 0 | 0 | 0 | 0
E364.00-Poles, Towers, and Fixtures | 2008-05-01 | Non-unitized | HOLLIDAY CEMETARY | KY | 0 | 0 | 0 | 0
E364.00-Poles, Towers, and Fixtures | 2008-05-01 | Non-unitized | 1105 LOCUST FORK 40379 | KY | 0 | 0 | 0 | 0
E364.00-Poles, Towers, and Fixtures | 2008-05-01 | Non-unitized | MATTHEW | KY | 0 | 0 | 0 | 0
E364.00-Poles, Towers, and Fixtures | 2008-05-01 | Non-unitized | 2673 N MIDDLETOWN RD 40361 | KY | 0 | 0 | 0 | 0
E364.00-Poles, Towers, and Fixtures | 2008-05-01 | Non-unitized | 1213736 | KY | 0 | 0 | 0 | 0
E364.00-Poles, Towers, and Fixtures | 2008-05-01 | Non-unitized | 1088624 | KY | 0 | 0 | 0 | 0
E364.00-Poles, Towers, and Fixtures | 2008-05-01 | Non-unitized | 200 MARY WAY DR 42757 | KY | 0 | 0 | 0 | 0
E364.00-Poles, Towers, and Fixtures | 2008-05-01 | Non-unitized | US 62 HWY | KY | 0 | 0 | 0 | 0
E364.00-Poles, Towers, and Fixtures | 2008-05-01 | Non-unitized | 156 GEORGE RD 40741 | KY | 0 | 0 | 0 | 0
E364.00-Poles, Towers, and Fixtures | 2008-05-01 | Non-unitized | 307 SCOTT ST 40508 | KY | 0 | 0 | 0
E364.00-Poles, Towers, and Fixtures | 2008-05-01 | Non-unitized | MILLBANK RD 40505 | KY | 0 | 0 | 0 | 0
E364.00-Poles, Towers, and Fixtures | 2008-05-01 | Non-unitized | 950386 | KY | 0 | 0 | 0 | 0
E364.00-Poles, Towers, and Fixtures | 2008-05-01 | Non-unitized | 1028544 | KY | 0 | 0 | 0 | 0
E364.00-Poles, Towers, and Fixtures | 2008-05-01 | Non-unitized | 3999 RUSSELL CAVE RD | KY | 0 | 0 | 0 | 0
E364.00-Poles, Towers, and Fixtures | 2008-05-01 | Non-unitized | CONNER STATION RD LOT 24 40067 | KY | 0 | 0 | 0 | 0
E364.00-Poles, Towers, and Fixtures | 2008-05-01 | Non-unitized | 856 AUGUSTA CHATHAM RD TEMP 41002 | KY | 0 | 0 | 0 | 0
E364.00-Poles, Towers, and Fixtures | 2008-05-01 | Non-unitized | BRADFORDTOWN 40977 | KY | 0 | 0 | 0 | 0
E364.00-Poles, Towers, and Fixtures | 2008-05-01 | Non-unitized | N 20TH ST 40965 | KY | 0 | 0 | 0 | 0
E364.00-Poles, Towers, and Fixtures | 2008-05-01 | Non-unitized | 3457 MADDOX LN | KY | 0 | 0 | 0 | 0
E364.00-Poles, Towers, and Fixtures | 2008-05-01 | Non-unitized | 606 US HIGHWAY 431 N | KY | 0 | 0 | 0
E364.00-Poles, Towers, and Fixtures | 2008-05-01 | Non-unitized | 4843 US HWY 62 W 42345 | KY | 0 | 0 | 0
E364.00-Poles, Towers, and Fixtures | 2008-05-01 | Non-unitized | MELANIE DR | KY | 0 | 0 | 0 | 0
E364.00-Poles, Towers, and Fixtures | 2008-05-01 | Non-unitized | 2320 VERSAILLES RD TSE 40504 | KY | 0 | 0 | 0 | 0
E364.00-Poles, Towers, and Fixtures | 2008-05-01 | Non-unitized | 5336 HWY 1326 40409 | KY | 0 | 0 | 0
E364.00-Poles, Towers, and Fixtures | 2008-05-01 | Non-unitized | 1255 WOODLAKE 40379 | KY | 0 | 0 | 0 | 0
E364.00-Poles, Towers, and Fixtures | 2008-05-01 | Non-unitized | 1073544 | KY | 0 | 0 | 0 | 0
E364.00-Poles, Towers, and Fixtures | 2008-05-01 | Non-unitized | 4242 GEORGETOWN RD | KY | 0 | 0 | 0 | 0
E364.00-Poles, Towers, and Fixtures | 2008-05-01 | Non-unitized | 65 N HWY 25W 40769 | KY | 0 | 0 | 0 | 0
E364.00-Poles, Towers, and Fixtures | 2008-05-01 | Non-unitized | 1936 LAKE BARKLEY DR 42055 | KY | 0 | 0 | 0
E364.00-Poles, Towers, and Fixtures | 2008-05-01 | Non-unitized | 141 CEMETERY RD 40965 | KY | 0 | 0 | 0
E364.00-Poles, Towers, and Fixtures | 2008-05-01 | Non-unitized | STATE ROUTE 638 | KY | 0 | 0 | 0 | 0
E364.00-Poles, Towers, and Fixtures | 2008-05-01 | Non-unitized | 141 ROJAY DR 40503 | KY | 0 | 0 | 0 | 0
E364.00-Poles, Towers, and Fixtures | 2008-05-01 | Non-unitized | 1168195 | KY | 0 | 0 | 0 | 0
E364.00-Poles, Towers, and Fixtures | 2008-05-01 | Non-unitized | 1130510 | KY | 0 | 0 | 0 | 0
E364.00-Poles, Towers, and Fixtures | 2008-05-01 | Non-unitized | 211 HC MATHIS DR 42345 | KY | 0 | 0 | 0 | 0
E364.00-Poles, Towers, and Fixtures | 2008-05-01 | Non-unitized | CHARLIE MORAN HWY 42749 | KY | 0 | 0 | 0 | 0
E364.00-Poles, Towers, and Fixtures | 2008-05-01 | Non-unitized | 3071 FRED BURNS RD 40162 | KY | 0 | 0 | 0 | 0
E364.00-Poles, Towers, and Fixtures | 2008-05-01 | Non-unitized | RT.2 HWY# 62 41064 | KY | 0 | 0 | 0 | 0
E364.00-Poles, Towers, and Fixtures | 2008-05-01 | Non-unitized | 332 NEBO CEMETERY RD 42345 | KY | 0 | 0 | 0 | 0
E364.00-Poles, Towers, and Fixtures | 1973-12-31 | POLE WOOD 60 FT (DIST) | POLE WOOD 60 FT | KY | 8 | 3692.55 | 461.5688
E364.00-Poles, Towers, and Fixtures | 1991-12-31 | POLE WOOD 60 FT (DIST) | POLE WOOD 65 FT | KY | 4 | 7396.82 | 1849.205
E364.00-Poles, Towers, and Fixtures | 1965-12-31 | POLE WOOD 25 FT (DIST) | FENCE (FEET) | KY | 0 | 0 | 0 | 0
E364.00-Poles, Towers, and Fixtures | 2003-12-31 | POLE WOOD 50 FT (DIST) | ARM WOOD 10 FT AND UNDER (TRANS) | KY | 0 | 0 | 0
E364.00-Poles, Towers, and Fixtures | 1981-12-31 | POLE WOOD 60 FT (DIST) | POLE WOOD 70 FT | KY | 0 | 0 | 0 | 0
E364.00-Poles, Towers, and Fixtures | 1985-12-31 | POLE WOOD 60 FT (DIST) | POLE WOOD 60 FT | KY | 4 | 3931.5 | 982.875
E364.00-Poles, Towers, and Fixtures | 1981-12-31 | POLE WOOD 60 FT (DIST) | POLE WOOD 60 FT | KY | 0 | 0 | 0 | 0
E364.00-Poles, Towers, and Fixtures | 1968-12-31 | POLE WOOD 25 FT (DIST) | POLE WOOD 25 FT (DIST) | KY | 2 | 190.99 | 95.495
E364.00-Poles, Towers, and Fixtures | 1964-12-31 | POLE WOOD 25 FT (DIST) | X BRACE WOOD PR. | KY | 0 | 0 | 0
E364.00-Poles, Towers, and Fixtures | 2008-10-01 | Non-unitized | 1543809 | KY | 0 | 0 | 0
E364.00-Poles, Towers, and Fixtures | 1990-12-31 | POLE WOOD 60 FT (DIST) | POLE WOOD 55 FT | KY | 2 | 2177.65 | 1088.825
E364.00-Poles, Towers, and Fixtures | 1988-12-31 | POLE WOOD 60 FT (DIST) | POLE WOOD 55 FT | KY | 2 | 1969.51 | 984.755
E364.00-Poles, Towers, and Fixtures | 1987-12-31 | POLE WOOD 60 FT (DIST) | POLE WOOD 55 FT | KY | 0 | 0 | 0 | 0
E364.00-Poles, Towers, and Fixtures | 2008-11-01 | Non-unitized | 2374 LAKE PARK RD 40502 | KY | 0 | 0 | 0
E364.00-Poles, Towers, and Fixtures | 1963-12-31 | CROSS ARMS | GUY | KY | 0 | 0 | 0
E364.00-Poles, Towers, and Fixtures | 1972-12-31 | POLE WOOD 60 FT (DIST) | POLE WOOD 40 FT | KY | 11 | 1827.4 | 166.1273
E364.00-Poles, Towers, and Fixtures | 1994-12-31 | POLE WOOD 60 FT (DIST) | POLE WOOD 45 FT | KY | 9 | 8582.44 | 953.6044
E364.00-Poles, Towers, and Fixtures | 1993-12-31 | POLE WOOD 60 FT (DIST) | POLE WOOD 45 FT | KY | 5 | 4095.13 | 819.026
E364.00-Poles, Towers, and Fixtures | 1988-12-31 | POLE WOOD 20 FT (DIST) | POLE WOOD 20 FT (DIST) | KY | 2 | 1138 | 569
E364.00-Poles, Towers, and Fixtures | 2008-08-31 | POLE WOOD 30 FT (DIST) | POLE WOOD 30 FT (00004) | KY | 1 | 366.85 | 366.85
E364.00-Poles, Towers, and Fixtures | 1985-12-31 | POLE WOOD 60 FT (DIST) | POLE WOOD 45 FT | KY | 3 | 1701.33 | 567.11
E364.00-Poles, Towers, and Fixtures | 1966-12-31 | POLE WOOD 60 FT (DIST) | POLE WOOD 45 FT | KY | 2 | 213.27 | 106.635
E364.00-Poles, Towers, and Fixtures | 1949-12-31 | POLE WOOD 25 FT (DIST) | GUY | KY | 0 | 0 | 0
E364.00-Poles, Towers, and Fixtures | 1967-12-31 | POLE WOOD 60 FT (DIST) | ARM WOOD 10 FT AND UNDER (TRANS) | KY | 0 | 0 | 0
E364.00-Poles, Towers, and Fixtures | 2008-10-01 | Non-unitized | 291 WEST LN TSE 40330 | KY | 0 | 0 | 0
E364.00-Poles, Towers, and Fixtures | 2008-10-01 | Non-unitized | 1254365 | KY | 0 | 0 | 0 | 0
E364.00-Poles, Towers, and Fixtures | 2008-10-01 | Non-unitized | 1590274 | KY | 0 | 0 | 0
E364.00-Poles, Towers, and Fixtures | 2008-10-01 | Non-unitized | 1593066 | KY | 0 | 0 | 0
E364.00-Poles, Towers, and Fixtures | 1966-12-31 | POLE WOOD 60 FT (DIST) | X BRACE WOOD PR. | KY | 0 | 0 | 0
E364.00-Poles, Towers, and Fixtures | 2008-10-01 | Non-unitized | 1603543 | KY | 0 | 0 | 0
E364.00-Poles, Towers, and Fixtures | 2008-10-01 | Non-unitized | 1310894 | KY | 0 | 0 | 0
E364.00-Poles, Towers, and Fixtures | 2008-10-01 | Non-unitized | 1291757 | KY | 0 | 0 | 0
E364.00-Poles, Towers, and Fixtures | 2008-10-01 | Non-unitized | 1598128 | KY | 0 | 0 | 0
E364.00-Poles, Towers, and Fixtures | 2008-10-01 | Non-unitized | 1182644 | KY | 0 | 0 | 0 | 0
E364.00-Poles, Towers, and Fixtures | 1969-12-31 | POLE WOOD 60 FT (DIST) | ARM WOOD OVER 10 FT (TRANS) | KY | 0 | 0 | 0
E364.00-Poles, Towers, and Fixtures | 1959-12-31 | POLE WOOD 60 FT (DIST) | ARM WOOD OVER 10 FT (TRANS) | KY | 0 | 0 | 0
E364.00-Poles, Towers, and Fixtures | 1948-12-31 | POLE WOOD 60 FT (DIST) | ARM WOOD OVER 10 FT (TRANS) | KY | 0 | 0 | 0
E364.00-Poles, Towers, and Fixtures | 1995-12-31 | POLE WOOD 60 FT (DIST) | ARM WOOD UNDER 10 FT (DIST) | KY | 0 | 0 | 0
E364.00-Poles, Towers, and Fixtures | 1985-12-31 | POLE WOOD 60 FT (DIST) | POLE WOOD 75 FT | KY | 3 | 12344.76 | 4114.92
E364.00-Poles, Towers, and Fixtures | 1981-12-31 | POLE WOOD 60 FT (DIST) | POLE WOOD 80 FT | KY | 0 | 0 | 0 | 0
E364.00-Poles, Towers, and Fixtures | 1979-12-31 | POLE WOOD 60 FT (DIST) | POLE WOOD 80 FT | KY | 3 | 3955.86 | 1318.62
E364.00-Poles, Towers, and Fixtures | 2008-10-01 | Non-unitized | 1633064 | KY | 0 | 0 | 0 | 0
E364.00-Poles, Towers, and Fixtures | 2008-10-01 | Non-unitized | 95 RAYWICK RD 40063 | KY | 0 | 0 | 0 | 0
E364.00-Poles, Towers, and Fixtures | 2008-10-01 | Non-unitized | 1549884 | KY | 0 | 0 | 0
E364.00-Poles, Towers, and Fixtures | 1980-12-31 | POLE WOOD 60 FT (DIST) | GUY | KY | 0 | 0 | 0
E364.00-Poles, Towers, and Fixtures | 1974-12-31 | POLE WOOD 60 FT (DIST) | GUY | KY | 0 | 0 | 0
E364.00-Poles, Towers, and Fixtures | 2008-10-01 | Non-unitized | 3849 MCGARRY DR 40514 | KY | 0 | 0 | 0
E364.00-Poles, Towers, and Fixtures | 1961-12-31 | POLE WOOD 60 FT (DIST) | GUY | KY | 0 | 0 | 0
E364.00-Poles, Towers, and Fixtures | 2008-10-01 | Non-unitized | 1602564 | KY | 0 | 0 | 0
E364.00-Poles, Towers, and Fixtures | 1961-12-31 | POLE WOOD 60 FT (DIST) | POLE WOOD 35 FT | KY | 33 | 1795.11 | 54.3973 | 0
E364.00-Poles, Towers, and Fixtures | 1998-03-31 | POLE WOOD 60 FT (DIST) | ARM WOOD 10 FT AND UNDER (TRAN | KY | 0 | 0 | 0
E364.00-Poles, Towers, and Fixtures | 2008-10-01 | Non-unitized | 1628015 | KY | 0 | 0 | 0
E364.00-Poles, Towers, and Fixtures | 2008-10-01 | Non-unitized | 1696945 | KY | 0 | 0 | 0
E364.00-Poles, Towers, and Fixtures | 1949-12-31 | POLE WOOD 60 FT (DIST) | POLE WOOD 60 FT | KY | 2 | 78.86 | 39.43
E364.00-Poles, Towers, and Fixtures | 1995-12-31 | POLE WOOD 60 FT (DIST) | POLE WOOD 40 FT | KY | 8 | 5782.98 | 722.8725
E364.00-Poles, Towers, and Fixtures | 1988-12-31 | POLE WOOD 60 FT (DIST) | POLE WOOD 40 FT | KY | 7 | 3301.35 | 471.6214
E364.00-Poles, Towers, and Fixtures | 1981-12-31 | POLE WOOD 60 FT (DIST) | POLE WOOD 40 FT | KY | 0 | 0 | 0 | 0
E364.00-Poles, Towers, and Fixtures | 2008-10-01 | Non-unitized | 1531605 | KY | 0 | 0 | 0
E364.00-Poles, Towers, and Fixtures | 2009-04-01 | Non-unitized | ROSE MARY PLACE DR | KY | 0 | 0 | 0
E364.00-Poles, Towers, and Fixtures | 2009-04-01 | Non-unitized | RED HOUSE RD AND MAD | KY | 0 | 0 | 0 | 0
E364.00-Poles, Towers, and Fixtures | 2009-04-01 | Non-unitized | 1612579 | KY | 0 | 0 | 0
E364.00-Poles, Towers, and Fixtures | 2009-02-01 | POLE WOOD 50 FT (DIST) | POLE WOOD 50 FT (00008) | KY | 3 | 4373.14 | 1457.7133
E364.00-Poles, Towers, and Fixtures | 2009-04-01 | Non-unitized | HWY 62 W 42344 | KY | 0 | 0 | 0
E364.00-Poles, Towers, and Fixtures | 2008-10-01 | Non-unitized | 1278594 | KY | 0 | 0 | 0
E364.00-Poles, Towers, and Fixtures | 2009-04-01 | Non-unitized | 193 COMPUTREX DR 40356 | KY | 0 | 0 | 0
E364.00-Poles, Towers, and Fixtures | 2009-04-01 | Non-unitized | 517 N MORGAN | KY | 0 | 0 | 0
E364.00-Poles, Towers, and Fixtures | 2009-04-01 | Non-unitized | FRENCH ST. | KY | 0 | 0 | 0
E364.00-Poles, Towers, and Fixtures | 2009-04-01 | Non-unitized | 868 LORETTO RD | KY | 0 | 0 | 0
E364.00-Poles, Towers, and Fixtures | 2007-11-30 | POLE WOOD 35 FT (DIST) | POLE WOOD 35 FT (00005) | KY | 1 | 331.15 | 331.15
E364.00-Poles, Towers, and Fixtures | 2008-04-03 | POLE WOOD 35 FT (DIST) | POLE WOOD 35 FT (00005) | KY | 0 | 0 | 0 | 0
E364.00-Poles, Towers, and Fixtures | 2009-04-01 | Non-unitized | 1668594 | KY | 0 | 0 | 0
E364.00-Poles, Towers, and Fixtures | 2008-08-01 | GUY | GUY (00070) | KY | 52 | 1083.86 | 20.8435
E364.00-Poles, Towers, and Fixtures | 2009-01-01 | Non-unitized | 6870 Highway 42 East 41045 | KY | 0 | 0 | 0
E364.00-Poles, Towers, and Fixtures | 1996-12-31 | POLE WOOD 20 FT (DIST) | ARM WOOD 10 FT AND UNDER (TRANS) | KY | 0 | 0 | 0
E364.00-Poles, Towers, and Fixtures | 2008-10-01 | Non-unitized | 1532826 | KY | 0 | 0 | 0
E364.00-Poles, Towers, and Fixtures | 1994-12-31 | POLE WOOD 60 FT (DIST) | POLE WOOD 35 FT | KY | 1 | 703.29 | 703.29
E364.00-Poles, Towers, and Fixtures | 1971-12-31 | POLE WOOD 20 FT (DIST) | ARM WOOD 10 FT AND UNDER (TRANS) | KY | 0 | 0 | 0
E364.00-Poles, Towers, and Fixtures | 2008-10-01 | Non-unitized | 1657404 | KY | 0 | 0 | 0
E364.00-Poles, Towers, and Fixtures | 2008-10-01 | Non-unitized | 1616346 | KY | 0 | 0 | 0
E364.00-Poles, Towers, and Fixtures | 2009-01-01 | Non-unitized | HIGHWAY 52 40475 | KY | 0 | 0 | 0
E364.00-Poles, Towers, and Fixtures | 2009-01-01 | Non-unitized | 1648365 | KY | 0 | 0 | 0
E364.00-Poles, Towers, and Fixtures | 2009-01-01 | Non-unitized | 3209 MAIN ST 40379 | KY | 0 | 0 | 0
E364.00-Poles, Towers, and Fixtures | 2009-01-01 | Non-unitized | 1354680 | KY | 0 | 0 | 0
E364.00-Poles, Towers, and Fixtures | 2009-01-01 | Non-unitized | CELL TOWER ON SUTTON MILL RD | KY | 0 | 0 | 0
E364.00-Poles, Towers, and Fixtures | 2009-01-01 | Non-unitized | OLD TURNPIKE | KY | 0 | 0 | 0
E364.00-Poles, Towers, and Fixtures | 2009-01-01 | Non-unitized | W 3RD ST 42320 | KY | 0 | 0 | 0
E364.00-Poles, Towers, and Fixtures | 2009-01-01 | Non-unitized | 105 SHANNON RUN RD FG-48 | KY | 0 | 0 | 0
E364.00-Poles, Towers, and Fixtures | 2008-11-01 | Non-unitized | BAUGHMAN AVE | KY | 0 | 0 | 0 | 0
E364.00-Poles, Towers, and Fixtures | 2009-05-01 | Non-unitized | MARKS LN AT NINA BONNIE BLVD | KY | 0 | 0 | 0
E364.00-Poles, Towers, and Fixtures | 2009-05-01 | Non-unitized | 7875 HARRODSBURG RD | KY | 0 | 0 | 0
E364.00-Poles, Towers, and Fixtures | 2009-01-01 | Non-unitized | 1701784 | KY | 0 | 0 | 0 | 0
E364.00-Poles, Towers, and Fixtures | 2009-01-01 | Non-unitized | 2355 CAVANAUGH RD | KY | 0 | 0 | 0 | 0
E364.00-Poles, Towers, and Fixtures | 2009-01-01 | Non-unitized | 1599 LAWRENCEBURG RD 40008 | KY | 0 | 0 | 0
E364.00-Poles, Towers, and Fixtures | 2009-01-01 | Non-unitized | 1287784 | KY | 0 | 0 | 0
E364.00-Poles, Towers, and Fixtures | 2009-01-01 | Non-unitized | 40 MINERS HALL RD 42321 | KY | 0 | 0 | 0
E364.00-Poles, Towers, and Fixtures | 2009-01-01 | Non-unitized | 1489598 | KY | 0 | 0 | 0
E364.00-Poles, Towers, and Fixtures | 2009-01-01 | Non-unitized | 1302248 | KY | 0 | 0 | 0
E364.00-Poles, Towers, and Fixtures | 2008-10-01 | POLE WOOD 40 FT (DIST) | POLE WOOD 40 FT (00006) | KY | 7 | 20321.87 | 2903.1243
E364.00-Poles, Towers, and Fixtures | 2009-01-01 | Non-unitized | 1423/1429 VERSAILLE | KY | 0 | 0 | 0 | 0
E364.00-Poles, Towers, and Fixtures | 2009-01-01 | Non-unitized | 1573346 | KY | 0 | 0 | 0
E364.00-Poles, Towers, and Fixtures | 2008-04-07 | CROSS ARMS | CROSS ARMS (07362) | KY | 3 | 177.43 | 59.1433
E364.00-Poles, Towers, and Fixtures | 2009-01-01 | Non-unitized | 15625 BRODHEAD RD 40419 | KY | 0 | 0 | 0
E364.00-Poles, Towers, and Fixtures | 2009-01-01 | Non-unitized | 535 CORPORATE DRIVE | KY | 0 | 0 | 0
E364.00-Poles, Towers, and Fixtures | 2008-11-01 | Non-unitized | 2580 SPURR RD 40511 | KY | 0 | 0 | 0
E364.00-Poles, Towers, and Fixtures | 2009-05-01 | Non-unitized | N FOURTH STREET | KY | 0 | 0 | 0
E364.00-Poles, Towers, and Fixtures | 2008-11-01 | Non-unitized | FIELDSTONE DR 40342 | KY | 0 | 0 | 0
E364.00-Poles, Towers, and Fixtures | 2008-11-01 | Non-unitized | 3250 OLD FREDONIA RD 42445 | KY | 0 | 0 | 0
E364.00-Poles, Towers, and Fixtures | 2008-11-01 | Non-unitized | 1707050 | KY | 0 | 0 | 0
E364.00-Poles, Towers, and Fixtures | 2008-11-01 | Non-unitized | STATE HWY 80 42032 | KY | 0 | 0 | 0
E364.00-Poles, Towers, and Fixtures | 2009-01-01 | Non-unitized | WILLIS | KY | 0 | 0 | 0
E364.00-Poles, Towers, and Fixtures | 2009-07-01 | Non-unitized | 1840 OXFORD CIR 40504 | KY | 0 | 0 | 0 | 0
E364.00-Poles, Towers, and Fixtures | 2009-07-01 | Non-unitized | US HWY 25 E | KY | 0 | 0 | 0 | 0
E364.00-Poles, Towers, and Fixtures | 2009-07-01 | Non-unitized | 1543288 | KY | 0 | 0 | 0
E364.00-Poles, Towers, and Fixtures | 2009-08-01 | Non-unitized | RT1 SR 170 41041 | KY | 0 | 0 | 0 | 0
E364.00-Poles, Towers, and Fixtures | 2009-07-01 | Non-unitized | 3352 FRANKFORT RD | KY | 0 | 0 | 0
E364.00-Poles, Towers, and Fixtures | 2009-09-01 | POLE WOOD 40 FT (DIST) | POLE WOOD 40 FT (00006) | KY | 1 | 908 | 908
E364.00-Poles, Towers, and Fixtures | 2009-07-01 | Non-unitized | 1564655 | KY | 0 | 0 | 0
E364.00-Poles, Towers, and Fixtures | 2009-08-01 | Non-unitized | RAILROAD BED RD 42404 | KY | 0 | 0 | 0 | 0
E364.00-Poles, Towers, and Fixtures | 2009-08-01 | Non-unitized | 14245 Bull Run 24230 | KY | 0 | 0 | 0 | 0
E364.00-Poles, Towers, and Fixtures | 2009-07-01 | Non-unitized | STAMPER AVE | KY | 0 | 0 | 0 | 0
E364.00-Poles, Towers, and Fixtures | 2009-08-01 | Non-unitized | 66 CHURCH ST 42442 | KY | 0 | 0 | 0 | 0
E364.00-Poles, Towers, and Fixtures | 2009-07-01 | Non-unitized | 12848 CRAB ORCHARD RD 24230 | KY | 0 | 0 | 0 | 0
E364.00-Poles, Towers, and Fixtures | 2009-08-01 | Non-unitized | 2310 WALCOTT JOHNSVLE RD 41043 | KY | 0 | 0 | 0 | 0
E364.00-Poles, Towers, and Fixtures | 2009-08-01 | Non-unitized | 4679 HIGHWAY 62 41055 | KY | 0 | 0 | 0 | 0
E364.00-Poles, Towers, and Fixtures | 2009-07-01 | Non-unitized | 115 HICKMAN ST 40324 | KY | 0 | 0 | 0
E364.00-Poles, Towers, and Fixtures | 2009-07-01 | Non-unitized | 403 NEWMAN DR 42345 | KY | 0 | 0 | 0
E364.00-Poles, Towers, and Fixtures | 2009-08-07 | CROSS ARMS | CROSS ARMS (07362) | KY | 7 | 2560.31 | 365.7586
E364.00-Poles, Towers, and Fixtures | 2009-10-13 | POLE WOOD 55 FT (DIST) | POLE WOOD 55 FT (00009) | KY | 1 | 2972.76 | 2972.76
E364.00-Poles, Towers, and Fixtures | 1986-12-31 | CROSS ARMS | ARM WOOD 10 FT AND UNDER (TRANS) | KY | 0 | 0 | 0 | 0
E364.00-Poles, Towers, and Fixtures | 2009-10-13 | POLE WOOD 40 FT (DIST) | POLE WOOD 40 FT (00006) | KY | 1 | 1949.72 | 1949.72
E364.00-Poles, Towers, and Fixtures | 2007-11-25 | POLE WOOD 45 FT (DIST) | POLE WOOD 45 FT (00007) | KY | 11 | 10857.74 | 987.0673
E364.00-Poles, Towers, and Fixtures | 2009-10-01 | Non-unitized | 174 UNITY ACRES 42345 | KY | 1 | 0 | 0
E364.00-Poles, Towers, and Fixtures | 2009-10-01 | Non-unitized | GERGORY BR & PAW PAW RD | KY | 0 | 0 | 0 | 0
E364.00-Poles, Towers, and Fixtures | 2009-10-01 | Non-unitized | Y HOLLOW SCALE HSE 40962 | KY | 0 | 0 | 0 | 0
E364.00-Poles, Towers, and Fixtures | 2009-10-01 | Non-unitized | WALNUT ST. | KY | 0 | 0 | 0 | 0
E364.00-Poles, Towers, and Fixtures | 2009-10-01 | Non-unitized | 3481 LANSDOWNE DR 40517 | KY | 0 | 0 | 0 | 0
E364.00-Poles, Towers, and Fixtures | 2009-10-01 | Non-unitized | 5107 back valley rd 24219 | KY | 0 | 0 | 0 | 0
E364.00-Poles, Towers, and Fixtures | 2009-10-01 | Non-unitized | 97 BEN CT LOT 45 40162 | KY | 0 | 0 | 0 | 0
E364.00-Poles, Towers, and Fixtures | 2009-10-01 | Non-unitized | RT4 HWY 771 24263 | KY | 0 | 0 | 0 | 0
E364.00-Poles, Towers, and Fixtures | 2009-10-01 | Non-unitized | 1705 IRVINE RD 40475 | KY | 0 | 0 | 0 | 0
E364.00-Poles, Towers, and Fixtures | 2009-11-24 | POLE WOOD 30 FT (DIST) | POLE WOOD 30 FT (00004) | KY | 1 | 390.38 | 390.38 | 0
E364.00-Poles, Towers, and Fixtures | 2009-10-01 | Non-unitized | 1560 CARPENTER PIKE FG-14 | KY | 0 | 0 | 0 | 0
E364.00-Poles, Towers, and Fixtures | 2009-10-01 | Non-unitized | MAIN STREET | KY | 0 | 0 | 0 | 0
E364.00-Poles, Towers, and Fixtures | 2009-10-01 | Non-unitized | 230 RUSSELL CAVE | KY | 0 | 0 | 0 | 0
E364.00-Poles, Towers, and Fixtures | 2009-10-01 | Non-unitized | 4125 VICTORIA WAY 40515 | KY | 0 | 0 | 0
E364.00-Poles, Towers, and Fixtures | 2009-10-01 | Non-unitized | HAPPY HOLLOW RD | KY | 0 | 0 | 0 | 0
E364.00-Poles, Towers, and Fixtures | 2009-10-01 | Non-unitized | WOODLAWN RD. 40004 | KY | 0 | 0 | 0 | 0
E364.00-Poles, Towers, and Fixtures | 2009-10-01 | Non-unitized | 4086 FRANKFORT RD 40324 | KY | 0 | 0 | 0 | 0
E364.00-Poles, Towers, and Fixtures | 2009-10-01 | Non-unitized | 543 HWY 3459 40831 | KY | 0 | 0 | 0 | 0
E364.00-Poles, Towers, and Fixtures | 2009-10-01 | Non-unitized | 3101 BROOKS RD 24219 | KY | 0 | 0 | 0 | 0
E364.00-Poles, Towers, and Fixtures | 2009-10-01 | Non-unitized | 5355 STEPSTONE RD DBLW 40360 | KY | 0 | 0 | 0 | 0
E364.00-Poles, Towers, and Fixtures | 2009-10-01 | Non-unitized | 2200 RIDGE RD 42350 | KY | 0 | 0 | 0 | 0
E364.00-Poles, Towers, and Fixtures | 2009-10-01 | Non-unitized | 5780 MOOREFIELD RD 40311 | KY | 0 | 0 | 0 | 0
E364.00-Poles, Towers, and Fixtures | 2009-10-01 | Non-unitized | 6228 US 68 HATCH 2 41056 | KY | 0 | 0 | 0 | 0
E364.00-Poles, Towers, and Fixtures | 2009-10-01 | Non-unitized | 1375 HARRODSBURG RD 40504 | KY | 0 | 0 | 0 | 0
E364.00-Poles, Towers, and Fixtures | 2009-10-01 | Non-unitized | 10297 STATE ROUTE 181 42325 | KY | 0 | 0 | 0 | 0
E364.00-Poles, Towers, and Fixtures | 2009-10-01 | Non-unitized | 2304 EMINENCE RD 40019 | KY | 0 | 0 | 0 | 0
E364.00-Poles, Towers, and Fixtures | 2009-11-11 | POLE WOOD 55 FT (DIST) | POLE WOOD 55 FT (00009) | KY | 3 | 724.47 | 241.49
E364.00-Poles, Towers, and Fixtures | 2009-11-03 | POLE WOOD 50 FT (DIST) | POLE WOOD 50 FT (00008) | KY | 1 | -247.64 | -247.64
E364.00-Poles, Towers, and Fixtures | 2009-11-01 | Non-unitized | 816 N MORGAN ST 42437 | KY | 0 | 0 | 0 | 0
E364.00-Poles, Towers, and Fixtures | 2009-11-01 | Non-unitized | 5000 CHARLESTON RD | KY | 0 | 0 | 0
E364.00-Poles, Towers, and Fixtures | 2009-11-01 | Non-unitized | HIGH ST | KY | 0 | 0 | 0 | 0
E364.00-Poles, Towers, and Fixtures | 2009-11-01 | Non-unitized | CITY 40873 | KY | 0 | 0 | 0 | 0
E364.00-Poles, Towers, and Fixtures | 2009-11-01 | Non-unitized | 118 E NEW CIRCLE RD | KY | 0 | 0 | 0 | 0
E364.00-Poles, Towers, and Fixtures | 2009-11-01 | Non-unitized | 109 WILLOUGHBY HEIGHTS DR TRLR 40353 | KY | 0 | 0 | 0 | 0
E364.00-Poles, Towers, and Fixtures | 2009-11-01 | Non-unitized | 649 YELLOW CREEK RD 24293 | KY | 0 | 0 | 0 | 0
E364.00-Poles, Towers, and Fixtures | 2009-11-01 | Non-unitized | 150 JOHNSON RD 40160 | KY | 0 | 0 | 0 | 0
E364.00-Poles, Towers, and Fixtures | 2009-11-01 | Non-unitized | 4230 ROCKY BRANCH 40601 | KY | 0 | 0 | 0 | 0
E364.00-Poles, Towers, and Fixtures | 2009-11-01 | Non-unitized | LAKEVIEW DRIVE 41039 | KY | 0 | 0 | 0 | 0
E364.00-Poles, Towers, and Fixtures | 2009-11-01 | Non-unitized | GREEN ST 42087 | KY | 0 | 0 | 0 | 0
E364.00-Poles, Towers, and Fixtures | 2009-11-01 | Non-unitized | 60 ROWLAND 40391 | KY | 0 | 0 | 0 | 0
E364.00-Poles, Towers, and Fixtures | 2009-11-01 | Non-unitized | 329 ROSE ST | KY | 0 | 0 | 0 | 0
E364.00-Poles, Towers, and Fixtures | 2009-11-01 | Non-unitized | 480 LEXINGTON RD SUITE E | KY | 0 | 0 | 0 | 0
E364.00-Poles, Towers, and Fixtures | 2009-11-01 | Non-unitized | NA/ Oak Tree Dr BILL BD 42330 | KY | 0 | 0 | 0 | 0
E364.00-Poles, Towers, and Fixtures | 2010-01-01 | Non-unitized | RDSTLT156-REP REPL DEF ST LIGHTS 156 | KY | 0 | 0 | 0 | 0
E364.00-Poles, Towers, and Fixtures | 2009-09-30 | POLE WOOD 35 FT (DIST) | POLE WOOD 35 FT (00005) | KY | 1 | 1422.09 | 1422.09
E364.00-Poles, Towers, and Fixtures | 2010-01-01 | Non-unitized | 1085 N DIXIE HWY 42701 | KY | 0 | 0 | 0 | 0
E364.00-Poles, Towers, and Fixtures | 2010-06-01 | GUY | GUY (00070) | KY | 15 | 7584.61 | 505.6407 | 0
E364.00-Poles, Towers, and Fixtures | 2010-01-01 | Non-unitized | 101 PALMORE RD TEMP 42749 | KY | 0 | 0 | 0 | 0
E364.00-Poles, Towers, and Fixtures | 2007-03-01 | CROSS ARMS | CROSS ARMS (07362) | KY | 3 | -586.92 | -195.64
E364.00-Poles, Towers, and Fixtures | 2010-01-01 | Non-unitized | HONEYSUCKLE LN LOT 9 40175 | KY | 0 | 0 | 0 | 0
E364.00-Poles, Towers, and Fixtures | 2010-01-01 | Non-unitized | 252 PEARCE IND RD 40065 | KY | 0 | 0 | 0 | 0
E364.00-Poles, Towers, and Fixtures | 2010-01-01 | Non-unitized | 4850 CHARLESTON RD | KY | 0 | 0 | 0
E364.00-Poles, Towers, and Fixtures | 2010-01-01 | Non-unitized | 4500 HWY 138 42350 | KY | 0 | 0 | 0 | 0
E364.00-Poles, Towers, and Fixtures | 2010-01-01 | Non-unitized | 113 MAIN ST SIDE B 41311 | KY | 0 | 0 | 0 | 0
E364.00-Poles, Towers, and Fixtures | 2010-01-01 | Non-unitized | 4270 GEORGETOWN RD 40511 | KY | 0 | 0 | 0 | 0
E364.00-Poles, Towers, and Fixtures | 2010-01-25 | POLE WOOD 55 FT (DIST) | POLE WOOD 55 FT (00009) | KY | 4 | 6306.74 | 1576.685
E364.00-Poles, Towers, and Fixtures | 2010-01-01 | Non-unitized | 2143 MCCLURE RD 40391 | KY | 0 | 0 | 0 | 0
E364.00-Poles, Towers, and Fixtures | 2010-01-01 | Non-unitized | CALLOWAY 40977 | KY | 0 | 0 | 0 | 0
E364.00-Poles, Towers, and Fixtures | 2010-01-01 | Non-unitized | 1626097 | KY | 0 | 0 | 0 | 0
E364.00-Poles, Towers, and Fixtures | 2010-01-01 | Non-unitized | NORMANDY RD 42437 | KY | 0 | 0 | 0 | 0
E364.00-Poles, Towers, and Fixtures | 2008-01-31 | CROSS ARMS | CROSS ARMS (07362) | KY | 7 | 871.06 | 124.4371
E364.00-Poles, Towers, and Fixtures | 2010-01-01 | Non-unitized | 2050 VERSAILLES RD 40504 | KY | 0 | 0 | 0 | 0
E364.00-Poles, Towers, and Fixtures | 2010-01-01 | Non-unitized | 1127 RICHMOND RD 40502 | KY | 0 | 0 | 0 | 0
E364.00-Poles, Towers, and Fixtures | 2010-01-01 | Non-unitized | 129 HOWARD ST 40356 | KY | 0 | 0 | 0 | 0
E364.00-Poles, Towers, and Fixtures | 2010-02-01 | Non-unitized | VIRGINIA AVENUE 24293 | KY | 0 | 0 | 0 | 0
E364.00-Poles, Towers, and Fixtures | 2010-01-01 | Non-unitized | MAIN ST 40311 | KY | 0 | 0 | 0 | 0
E364.00-Poles, Towers, and Fixtures | 2010-01-01 | Non-unitized | NA GARNET RD CELL TWR 24219 | KY | 0 | 0 | 0 | 0
E364.00-Poles, Towers, and Fixtures | 2010-01-01 | Non-unitized | 2540 S DIXIE HWY 42701 | KY | 0 | 0 | 0 | 0
E364.00-Poles, Towers, and Fixtures | 2010-01-01 | Non-unitized | STATE HWY 109 42404 | KY | 0 | 0 | 0
E364.00-Poles, Towers, and Fixtures | 2010-04-01 | Non-unitized | 4012 ALLEN'S LN SHELTER 41056 | KY | 0 | 0 | 0 | 0
E364.00-Poles, Towers, and Fixtures | 2010-04-01 | Non-unitized | 2940 BURTON FORD ROAD 24293 | KY | 0 | 0 | 0 | 0
E364.00-Poles, Towers, and Fixtures | 2010-04-01 | Non-unitized | 419 JESSIE BRIM RD | KY | 0 | 0 | 0 | 0
E364.00-Poles, Towers, and Fixtures | 2010-04-01 | Non-unitized | 2351 ALUMNI DR | KY | 0 | 0 | 0 | 0
E364.00-Poles, Towers, and Fixtures | 2010-04-01 | Non-unitized | 91 TIPPLE LN 42320 | KY | 0 | 0 | 0 | 0
E364.00-Poles, Towers, and Fixtures | 2010-04-01 | Non-unitized | 5522 INDUSTRIAL PARK RD 24273 | KY | 0 | 0 | 0 | 0
E364.00-Poles, Towers, and Fixtures | 2010-04-01 | Non-unitized | MAIN ST | KY | 0 | 0 | 0 | 0
E364.00-Poles, Towers, and Fixtures | 2010-04-01 | Non-unitized | 1672236 | KY | 0 | 0 | 0 | 0
E364.00-Poles, Towers, and Fixtures | 2010-04-01 | Non-unitized | 4845 CLIFTON RD | KY | 0 | 0 | 0 | 0
E364.00-Poles, Towers, and Fixtures | 2010-04-01 | Non-unitized | TBRD256OH-Trouble Orders OH - 012560 | KY | 0 | 0 | 0 | 0
E364.00-Poles, Towers, and Fixtures | 2010-04-01 | Non-unitized | 177 FOUNTAIN VIEW DR 42754 | KY | 0 | 0 | 0 | 0
E364.00-Poles, Towers, and Fixtures | 2010-04-01 | Non-unitized | 7482 TAYLOR MILL RD BARN 41056 | KY | 0 | 0 | 0 | 0
E364.00-Poles, Towers, and Fixtures | 2010-04-01 | Non-unitized | 236 FOX HOLLOW RD 42350 | KY | 0 | 0 | 0 | 0
E364.00-Poles, Towers, and Fixtures | 2010-04-01 | Non-unitized | 1640395 | KY | 0 | 0 | 0 | 0
E364.00-Poles, Towers, and Fixtures | 2010-04-01 | Non-unitized | 305 DEPOT ST 42328 | KY | 0 | 0 | 0 | 0
E364.00-Poles, Towers, and Fixtures | 2010-04-01 | Non-unitized | 1760 JAGGIE FOX WAY 40511 | KY | 0 | 0 | 0 | 0
E364.00-Poles, Towers, and Fixtures | 2010-04-01 | Non-unitized | 785 COLBY RD 40391 | KY | 0 | 0 | 0 | 0
E364.00-Poles, Towers, and Fixtures | 2010-04-01 | Non-unitized | N 10TH ST | KY | 0 | 0 | 0 | 0
E364.00-Poles, Towers, and Fixtures | 2010-07-31 | POLE WOOD 50 FT (DIST) | POLE WOOD 50 FT (00008) | KY | 50 | 140364.13 | 2807.2826 | 0
E364.00-Poles, Towers, and Fixtures | 2010-05-01 | CROSS ARMS | CROSS ARMS (07362) | KY | 104 | 26625.93 | 256.0186 | 0
E364.00-Poles, Towers, and Fixtures | 2010-05-01 | POLE WOOD 50 FT (DIST) | POLE WOOD 50 FT (00008) | KY | 37 | 62598.58 | 1691.8535 | 0
E364.00-Poles, Towers, and Fixtures | 2010-09-30 | CROSS ARMS | CROSS ARMS (07362) | KY | 60 | 24602.06 | 410.0343 | 0
E364.00-Poles, Towers, and Fixtures | 2010-05-01 | POLE WOOD 65 FT (DIST) | POLE WOOD 65 FT (00011) | KY | 1 | 1790.92 | 1790.92 | 0
E364.00-Poles, Towers, and Fixtures | 2010-05-01 | POLE WOOD 45 FT (DIST) | POLE WOOD 45 FT (00007) | KY | 17 | 23436.72 | 1378.6306 | 0
E364.00-Poles, Towers, and Fixtures | 2007-11-01 | CROSS ARMS | CROSS ARMS (07362) | KY | 8 | 3545.5 | 443.1875 | 0
E364.00-Poles, Towers, and Fixtures | 2009-06-01 | POLE WOOD 45 FT (DIST) | POLE WOOD 45 FT (00007) | KY | 35 | 59624.48 | 1703.5566 | 0
E364.00-Poles, Towers, and Fixtures | 2010-05-31 | POLE WOOD 45 FT (DIST) | POLE WOOD 45 FT (00007) | KY | 2 | 5828.01 | 2914.005 | 0
E364.00-Poles, Towers, and Fixtures | 2010-05-01 | Non-unitized | 5911 POLE BRIDGE RD LOG HSE 24293 | KY | 0 | 0 | 0 | 0
E364.00-Poles, Towers, and Fixtures | 2010-05-01 | Non-unitized | ST HWY 636 (MONARCH RD) 24282 | KY | 0 | 0 | 0 | 0
E364.00-Poles, Towers, and Fixtures | 2010-05-01 | Non-unitized | 102 PARKER PLACE | KY | 0 | 0 | 0 | 0
E364.00-Poles, Towers, and Fixtures | 2010-05-01 | Non-unitized | 833 W MAIN ST 40508 | KY | 0 | 0 | 0 | 0
E364.00-Poles, Towers, and Fixtures | 2010-05-01 | Non-unitized | APOLLO ROAD LOT 14 | KY | 0 | 0 | 0 | 0
E364.00-Poles, Towers, and Fixtures | 2010-05-01 | Non-unitized | HUMMINGBIRD DRIVE/ RT 3 BOX 410 24277 | KY | 0 | 0 | 0 | 0
E364.00-Poles, Towers, and Fixtures | 2010-05-01 | Non-unitized | 1602864 | KY | 0 | 0 | 0 | 0
E364.00-Poles, Towers, and Fixtures | 2010-05-01 | Non-unitized | 6820 TAYLORSVILLE RD 40022 | KY | 0 | 0 | 0 | 0
E364.00-Poles, Towers, and Fixtures | 2010-05-01 | Non-unitized | 16847 MARION RD 42411 | KY | 0 | 0 | 0 | 0
E364.00-Poles, Towers, and Fixtures | 2010-05-01 | Non-unitized | STATE HWY 983 42409 | KY | 0 | 0 | 0 | 0
E364.00-Poles, Towers, and Fixtures | 2010-05-01 | Non-unitized | PRE/ FAIRVIEW RD 24283 | KY | 0 | 0 | 0 | 0
E364.00-Poles, Towers, and Fixtures | 2010-05-01 | Non-unitized | 2443 CYNTHIANA RD 40324 | KY | 0 | 0 | 0 | 0
E364.00-Poles, Towers, and Fixtures | 2010-05-01 | Non-unitized | US HIGHWAY 42 E | KY | 0 | 0 | 0 | 0
E364.00-Poles, Towers, and Fixtures | 2010-05-01 | Non-unitized | 2200 CATNIP HILL RD 40356 | KY | 0 | 0 | 0 | 0
E364.00-Poles, Towers, and Fixtures | 2010-05-01 | Non-unitized | 1748 ALYSHEBA WAY 40509 | KY | 0 | 0 | 0 | 0
E364.00-Poles, Towers, and Fixtures | 2010-05-01 | Non-unitized | NA/ PEOPLES BANK RD WATER PUMP 24248 | KY | 0 | 0 | 0 | 0
E364.00-Poles, Towers, and Fixtures | 2010-05-01 | Non-unitized | STATE HWY 92 | KY | 0 | 0 | 0 | 0
E364.00-Poles, Towers, and Fixtures | 2010-05-01 | Non-unitized | NA/ GRAHAM CYPRESS RD EXT 28W 42344 | KY | 0 | 0 | 0 | 0
E364.00-Poles, Towers, and Fixtures | 2010-05-01 | Non-unitized | 101 HILLCREST DR POOL 40019 | KY | 0 | 0 | 0 | 0
E364.00-Poles, Towers, and Fixtures | 2010-08-31 | CROSS ARMS | CROSS ARMS (07362) | KY | 41 | 10977.35 | 267.7402 | 0
E364.00-Poles, Towers, and Fixtures | 2010-07-31 | POLE WOOD 55 FT (DIST) | POLE WOOD 55 FT (00009) | KY | 11 | 25810.05 | 2346.3682 | 0
E364.00-Poles, Towers, and Fixtures | 2010-07-31 | POLE WOOD 60 FT (DIST) | POLE WOOD 60 FT (00010) | KY | 2 | 8803.45 | 4401.725 | 0
E364.00-Poles, Towers, and Fixtures | 2010-06-17 | POLE WOOD 50 FT (DIST) | POLE WOOD 50 FT (00008) | KY | 9 | 16446.64 | 1827.4044 | 0
E364.00-Poles, Towers, and Fixtures | 2010-07-01 | Non-unitized | STINKING CREEK 40930 | KY | 0 | 0 | 0 | 0
E364.00-Poles, Towers, and Fixtures | 2010-07-01 | Non-unitized | 172 E BILL EADES RD 40475 | KY | 0 | 0 | 0 | 0
E364.00-Poles, Towers, and Fixtures | 2010-08-31 | POLE WOOD 85 FT (DIST) | POLE WOOD 85 FT (00015) | KY | 2 | 11989.45 | 5994.725 | 0
E364.00-Poles, Towers, and Fixtures | 2010-07-01 | Non-unitized | BARNARD AVE 40353 | KY | 0 | 0 | 0 | 0
E364.00-Poles, Towers, and Fixtures | 2010-07-01 | Non-unitized | MILL CREEK | KY | 0 | 0 | 0 | 0
E364.00-Poles, Towers, and Fixtures | 2010-07-01 | Non-unitized | 300 E 3RD ST | KY | 0 | 0 | 0 | 0
E364.00-Poles, Towers, and Fixtures | 2010-07-01 | Non-unitized | JEFF ROBINSON SAM BLACK ROAD 40741 | KY | 0 | 0 | 0 | 0
E364.00-Poles, Towers, and Fixtures | 2010-07-01 | Non-unitized | MT VERNON RD 40601 | KY | 0 | 0 | 0 | 0
E364.00-Poles, Towers, and Fixtures | 2010-07-01 | Non-unitized | 1933 THATCHERS MILL RD 40361 | KY | 0 | 0 | 0 | 0
E364.00-Poles, Towers, and Fixtures | 2010-07-01 | Non-unitized | 182AS GILLIAM RD TRLR 2 | KY | 0 | 0 | 0 | 0
E364.00-Poles, Towers, and Fixtures | 2010-07-01 | Non-unitized | 1441 HARPERS RIDGE RD 40353 | KY | 0 | 0 | 0 | 0
E364.00-Poles, Towers, and Fixtures | 2010-07-01 | Non-unitized | INDEPENDENCE LOOP 42354 | KY | 0 | 0 | 0 | 0
E364.00-Poles, Towers, and Fixtures | 2010-07-01 | Non-unitized | 54 FANNY WYNN BR RD 40843 | KY | 0 | 0 | 0 | 0
E364.00-Poles, Towers, and Fixtures | 2010-07-01 | Non-unitized | 2581 ANTON RD 42431 | KY | 0 | 0 | 0 | 0
E364.00-Poles, Towers, and Fixtures | 2010-07-01 | Non-unitized | FOURMILE 40939 | KY | 0 | 0 | 0 | 0
E364.00-Poles, Towers, and Fixtures | 2010-07-01 | Non-unitized | SIMS FORK 40902 | KY | 0 | 0 | 0 | 0
E364.00-Poles, Towers, and Fixtures | 2010-07-01 | Non-unitized | 1910 NICHOLASVILLE RD 40503 | KY | 0 | 0 | 0 | 0
E364.00-Poles, Towers, and Fixtures | 2010-07-01 | Non-unitized | 300 FLEMINGSBURG RD 40351 | KY | 0 | 0 | 0 | 0
E364.00-Poles, Towers, and Fixtures | 2010-07-01 | Non-unitized | 326 SLATE AVE 40360 | KY | 0 | 0 | 0 | 0
E364.00-Poles, Towers, and Fixtures | 2010-07-01 | Non-unitized | RED BUD 40828 | KY | 0 | 0 | 0 | 0
E364.00-Poles, Towers, and Fixtures | 2010-07-01 | Non-unitized | WILDERNESS RD (HWY 58) 24277 | KY | 0 | 0 | 0 | 0
E364.00-Poles, Towers, and Fixtures | 2010-07-01 | Non-unitized | 600 CHIMNEY ROCK RD BARN 40330 | KY | 0 | 0 | 0 | 0
E364.00-Poles, Towers, and Fixtures | 2010-08-31 | POLE WOOD 30 FT (DIST) | POLE WOOD 30 FT (00004) | KY | 2 | 5217.03 | 2608.515 | 0
E364.00-Poles, Towers, and Fixtures | 2010-07-01 | Non-unitized | 544 W DIXIE AVE 42701 | KY | 0 | 0 | 0 | 0
E364.00-Poles, Towers, and Fixtures | 2010-07-01 | Non-unitized | 106 MAIN ST OFF 42765 | KY | 1 | 0 | 0 | 0
E364.00-Poles, Towers, and Fixtures | 2010-07-01 | Non-unitized | US HWY 62 42038 | KY | 0 | 0 | 0 | 0
E364.00-Poles, Towers, and Fixtures | 2010-07-01 | Non-unitized | 551 KENNEDY BRIDGE RD 40330 | KY | 0 | 0 | 0 | 0
E364.00-Poles, Towers, and Fixtures | 2010-08-18 | Non-unitized | Circuit 0513 Upgrade | KY | 0 | 0 | 0 | 0
E364.00-Poles, Towers, and Fixtures | 2010-08-01 | Non-unitized | MAIN STREET | KY | 0 | 0 | 0 | 0
E364.00-Poles, Towers, and Fixtures | 2010-08-01 | Non-unitized | 400 POWERS LN 40701 | KY | 0 | 0 | 0 | 0
E364.00-Poles, Towers, and Fixtures | 2010-08-01 | Non-unitized | 7455 OLD CAIRO RD 42086 | KY | 0 | 0 | 0 | 0
E364.00-Poles, Towers, and Fixtures | 2010-08-01 | Non-unitized | 2548 KY HWY 1054 N 41003 | KY | 0 | 0 | 0 | 0
E364.00-Poles, Towers, and Fixtures | 2010-08-01 | Non-unitized | 45 HOOK LANE EXTENSION 41002 | KY | 0 | 0 | 0 | 0
E364.00-Poles, Towers, and Fixtures | 2010-08-01 | Non-unitized | 231 E DEPOT ST 42345 | KY | 0 | 0 | 0 | 0
E364.00-Poles, Towers, and Fixtures | 2010-07-01 | Non-unitized | 0 CHERRY BLOSSOM WY | KY | 0 | 0 | 0 | 0
E364.00-Poles, Towers, and Fixtures | 2010-08-01 | Non-unitized | 2500 BOWMAN MILL RD 40513 | KY | 0 | 0 | 0 | 0
E364.00-Poles, Towers, and Fixtures | 2010-08-01 | Non-unitized | 1071 CANE RIDGE RD 40361 | KY | 0 | 0 | 0 | 0
E364.00-Poles, Towers, and Fixtures | 2010-08-01 | Non-unitized | 544 W DIXIE AVE 42701 | KY | 0 | 0 | 0 | 0
E364.00-Poles, Towers, and Fixtures | 2010-08-01 | Non-unitized | 100 ENDEAVOR WAY 40160 | KY | 0 | 0 | 0 | 0
E364.00-Poles, Towers, and Fixtures | 2010-08-01 | Non-unitized | 200 LEGION RD 40361 | KY | 0 | 0 | 0 | 0
E364.00-Poles, Towers, and Fixtures | 2010-08-01 | Non-unitized | 208 E THIRD AVE 42330 | KY | 0 | 0 | 0 | 0
E364.00-Poles, Towers, and Fixtures | 2010-08-01 | Non-unitized | PROCTOR KNOTT AVE AND CHANDLER ST 40033 | KY | 0 | 0 | 0 | 0
E364.00-Poles, Towers, and Fixtures | 2010-08-01 | Non-unitized | 430 ARNOLD HILL RD 42337 | KY | 0 | 0 | 0 | 0
E364.00-Poles, Towers, and Fixtures | 2010-08-01 | Non-unitized | MAIN ST | KY | 0 | 0 | 0 | 0
E364.00-Poles, Towers, and Fixtures | 2010-08-01 | Non-unitized | KY HIGHWAY 213 40337 | KY | 0 | 0 | 0 | 0
E364.00-Poles, Towers, and Fixtures | 2010-07-01 | Non-unitized | ABBEY RD | KY | 0 | 0 | 0 | 0
E364.00-Poles, Towers, and Fixtures | 2010-08-01 | Non-unitized | 4013 MCCORMICK RD TRLR 40353 | KY | 0 | 0 | 0 | 0
E364.00-Poles, Towers, and Fixtures | 2010-08-01 | Non-unitized | VESCIO DR | KY | 0 | 0 | 0 | 0
E364.00-Poles, Towers, and Fixtures | 2010-08-01 | Non-unitized | MAIN ST 40071 | KY | 0 | 0 | 0 | 0
E364.00-Poles, Towers, and Fixtures | 2010-08-01 | Non-unitized | WALKER | KY | 0 | 0 | 0 | 0
E364.00-Poles, Towers, and Fixtures | 2010-08-01 | Non-unitized | 1888 STATE ROUTE 1379 TEMP 42330 | KY | 0 | 0 | 0 | 0
E364.00-Poles, Towers, and Fixtures | 2010-07-01 | Non-unitized | CHURCH STREET 24293 | KY | 0 | 0 | 0 | 0
E364.00-Poles, Towers, and Fixtures | 2010-07-01 | Non-unitized | 1335 HARPS HILL RD 42344 | KY | 0 | 0 | 0 | 0
E364.00-Poles, Towers, and Fixtures | 2010-07-01 | Non-unitized | 13105 HWY 81 42372 | KY | 0 | 0 | 0 | 0
E364.00-Poles, Towers, and Fixtures | 2010-07-01 | Non-unitized | 191 GEORGIA ST 40475 | KY | 0 | 0 | 0 | 0
E364.00-Poles, Towers, and Fixtures | 2010-07-01 | Non-unitized | 3080 UNION TEMPLE RD | KY | 0 | 0 | 0 | 0
E364.00-Poles, Towers, and Fixtures | 2010-07-01 | Non-unitized | BROADWAY | KY | 0 | 0 | 0 | 0
E364.00-Poles, Towers, and Fixtures | 2010-07-01 | Non-unitized | HWY 1543 42347 | KY | 0 | 0 | 0 | 0
E364.00-Poles, Towers, and Fixtures | 2010-07-01 | Non-unitized | 505 WHITTINGTON DR 42431 | KY | 0 | 0 | 0 | 0
E364.00-Poles, Towers, and Fixtures | 2010-07-01 | Non-unitized | BOWES BRANCH RD 40977 | KY | 0 | 0 | 0 | 0
E364.00-Poles, Towers, and Fixtures | 2010-07-01 | Non-unitized | 3629 MCCRACKEN PIKE | KY | 0 | 0 | 0 | 0
E364.00-Poles, Towers, and Fixtures | 2010-07-01 | Non-unitized | TTW MOBILE HOME PARK 24293 | KY | 0 | 0 | 0 | 0
E364.00-Poles, Towers, and Fixtures | 2010-10-01 | Non-unitized | 112 S CHERRY ST WAREHSE 42345 | KY | 0 | 0 | 0 | 0
E364.00-Poles, Towers, and Fixtures | 2010-10-01 | Non-unitized | US HIGHWAY 42 E | KY | 0 | 0 | 0 | 0
E364.00-Poles, Towers, and Fixtures | 2010-10-01 | Non-unitized | 95 MIDLAND TRAIL 40371 | KY | 0 | 0 | 0 | 0
E364.00-Poles, Towers, and Fixtures | 2010-10-01 | Non-unitized | 540 W MARY INGLES HWY 41002 | KY | 0 | 0 | 0 | 0
E364.00-Poles, Towers, and Fixtures | 2010-10-01 | Non-unitized | 121 PROGRESS WAY 40359 | KY | 0 | 0 | 0 | 0
E364.00-Poles, Towers, and Fixtures | 2010-10-01 | Non-unitized | 820 HIGHWAY 3463 TEMP 40831 | KY | 0 | 0 | 0 | 0
E364.00-Poles, Towers, and Fixtures | 2010-10-01 | Non-unitized | STATE HWY 221 | KY | 0 | 0 | 0 | 0
E364.00-Poles, Towers, and Fixtures | 2010-10-01 | Non-unitized | 2323 CONCRETE RD NURSE HM 40311 | KY | 0 | 0 | 0 | 0
E364.00-Poles, Towers, and Fixtures | 2010-10-01 | Non-unitized | 2347 CYNTHIANA RD | KY | 0 | 0 | 0 | 0
E364.00-Poles, Towers, and Fixtures | 2010-10-01 | Non-unitized | HWY 38 | KY | 0 | 0 | 0 | 0
E364.00-Poles, Towers, and Fixtures | 2010-10-01 | Non-unitized | SIZEMORE DR 40475 | KY | 0 | 0 | 0 | 0
E364.00-Poles, Towers, and Fixtures | 2010-10-01 | Non-unitized | 401 LINDEN WK 40506 | KY | 0 | 0 | 0 | 0
E364.00-Poles, Towers, and Fixtures | 2010-10-01 | Non-unitized | 106 PUMPKIN CTR 40873 | KY | 0 | 0 | 0 | 0
E364.00-Poles, Towers, and Fixtures | 2010-10-01 | Non-unitized | 7576 GEORGETOWN RD. | KY | 0 | 0 | 0 | 0
E364.00-Poles, Towers, and Fixtures | 2010-10-01 | Non-unitized | 797 W STEVE WARINER DR 42642 | KY | 0 | 0 | 0 | 0
E364.00-Poles, Towers, and Fixtures | 2010-10-01 | Non-unitized | 218 HOUSTON AVE 41056 | KY | 0 | 0 | 0 | 0
E364.00-Poles, Towers, and Fixtures | 2010-10-01 | Non-unitized | 328 MOSS DR 42031 | KY | 0 | 0 | 0 | 0
E364.00-Poles, Towers, and Fixtures | 2010-10-01 | Non-unitized | CALVIN 40813 | KY | 0 | 0 | 0 | 0
E364.00-Poles, Towers, and Fixtures | 2010-10-01 | Non-unitized | 1413 MOBERLY RD 40475 | KY | 0 | 0 | 0 | 0
E364.00-Poles, Towers, and Fixtures | 2010-10-01 | Non-unitized | EWELL LAWSON RD | KY | 0 | 0 | 0 | 0
E364.00-Poles, Towers, and Fixtures | 2010-10-01 | Non-unitized | 1075 US HWY 62 W 41031 | KY | 0 | 0 | 0 | 0
E364.00-Poles, Towers, and Fixtures | 2010-10-01 | Non-unitized | 1679 WILSON RD. SUITE 99 40160 | KY | 0 | 0 | 0 | 0
E364.00-Poles, Towers, and Fixtures | 2010-10-01 | Non-unitized | STRINGTOWN ROAD RD BARN 40361 | KY | 0 | 0 | 0 | 0
E364.00-Poles, Towers, and Fixtures | 2010-10-01 | Non-unitized | 440 CLINTONVILLE ROAD | KY | 0 | 0 | 0 | 0
E364.00-Poles, Towers, and Fixtures | 2010-09-21 | CROSS ARMS | CROSS ARMS (07362) | KY | 28 | 16203.02 | 578.6793 | 0
E364.00-Poles, Towers, and Fixtures | 2010-11-01 | Non-unitized | 1051 CAMARGO RD 40353 | KY | 0 | 0 | 0 | 0
E364.00-Poles, Towers, and Fixtures | 2010-11-01 | Non-unitized | 2020 SLACK PI 41056 | KY | 0 | 0 | 0 | 0
E364.00-Poles, Towers, and Fixtures | 2010-11-11 | Non-unitized | Versailles-Alexander Ckt 500 | KY | 0 | 0 | 0 | 0
E364.00-Poles, Towers, and Fixtures | 2010-11-05 | Non-unitized | Landsdowne CKT 0033 EXTENSION | KY | 0 | 0 | 0 | 0
E364.00-Poles, Towers, and Fixtures | 2010-11-01 | Non-unitized | 2054 MOOREFIELD RD 40311 | KY | 0 | 0 | 0 | 0
E364.00-Poles, Towers, and Fixtures | 2010-11-01 | Non-unitized | LEXINGTON RD 40475 | KY | 0 | 0 | 0 | 0
E364.00-Poles, Towers, and Fixtures | 2010-11-01 | Non-unitized | 172 FLAT CREEK RD 42440 | KY | 0 | 0 | 0 | 0
E364.00-Poles, Towers, and Fixtures | 2010-11-18 | Non-unitized | DSP Ashland Ave 2 Distribution | KY | 0 | 0 | 0 | 0
E364.00-Poles, Towers, and Fixtures | 2010-11-01 | Non-unitized | LINCOLN AVE 40175 | KY | 0 | 0 | 0 | 0
E364.00-Poles, Towers, and Fixtures | 2010-11-01 | Non-unitized | 609 S 35TH ST GARG 40965 | KY | 0 | 0 | 0 | 0
E364.00-Poles, Towers, and Fixtures | 2010-11-01 | Non-unitized | 4322 MULBERRY PIKE | KY | 0 | 0 | 0 | 0
E364.00-Poles, Towers, and Fixtures | 2010-11-01 | Non-unitized | 1107 HOLLY LN 40419 | KY | 0 | 0 | 0 | 0
E364.00-Poles, Towers, and Fixtures | 2010-11-01 | Non-unitized | STATE HWY 49 | KY | 0 | 0 | 0 | 0
E364.00-Poles, Towers, and Fixtures | 2010-11-01 | Non-unitized | 2500 SANDERSVILLE RD 40511 | KY | 0 | 0 | 0 | 0
E364.00-Poles, Towers, and Fixtures | 2010-11-01 | Non-unitized | 3365 OWINGSVILLE RD 40353 | KY | 0 | 0 | 0 | 0
E364.00-Poles, Towers, and Fixtures | 2010-11-01 | Non-unitized | 808 US 62 41056 | KY | 0 | 0 | 0 | 0
E364.00-Poles, Towers, and Fixtures | 2010-11-01 | Non-unitized | CHERRY AVE | KY | 0 | 0 | 0 | 0
E364.00-Poles, Towers, and Fixtures | 2010-11-30 | POLE WOOD 30 FT (DIST) | POLE WOOD 30 FT (00004) | KY | 164 | 629926.74 | 3841.0167 | 0
E364.00-Poles, Towers, and Fixtures | 2010-12-31 | POLE WOOD 55 FT (DIST) | POLE WOOD 55 FT (00009) | KY | 2 | 2008.03 | 1004.015 | 0
E364.00-Poles, Towers, and Fixtures | 2010-11-01 | POLE WOOD 30 FT (DIST) | POLE WOOD 30 FT (00004) | KY | 1 | 1011.23 | 1011.23 | 0
E364.00-Poles, Towers, and Fixtures | 2010-04-30 | GUY | GUY (00070) | KY | 87 | 3989.12 | 45.852 | 0
E364.00-Poles, Towers, and Fixtures | 2011-01-01 | Non-unitized | NBSV256OH-New Elect Serv-Ovhd-Shelbyvl | KY | 2 | 0 | 0 | 0
E364.00-Poles, Towers, and Fixtures | 2011-01-01 | Non-unitized | 3416 TAYLOR MINE RD 42320 | KY | 0 | 0 | 0 | 0
E364.00-Poles, Towers, and Fixtures | 2011-01-01 | Non-unitized | 175 TUCKER WILSON LN 42371 | KY | 0 | 0 | 0 | 0
E364.00-Poles, Towers, and Fixtures | 2011-01-01 | Non-unitized | 3489 LANSDOWNE DR 40517 | KY | 0 | 0 | 0 | 0
E364.00-Poles, Towers, and Fixtures | 2011-01-01 | Non-unitized | 85 MESSER HILL LN GARG 40935 | KY | 0 | 0 | 0 | 0
E364.00-Poles, Towers, and Fixtures | 2011-01-01 | Non-unitized | 252 PEARCE IND RD 40065 | KY | 0 | 0 | 0 | 0
E364.00-Poles, Towers, and Fixtures | 2011-01-01 | Non-unitized | 501 GLOUCESTER AVE 40965 | KY | 0 | 0 | 0 | 0
E364.00-Poles, Towers, and Fixtures | 2011-01-01 | Non-unitized | 6575 RUSSELL CAVE RD 40511 | KY | 0 | 0 | 0 | 0
E364.00-Poles, Towers, and Fixtures | 2011-01-01 | Non-unitized | 1223 VALLEYVIEW DR 40353 | KY | 0 | 0 | 0 | 0
E364.00-Poles, Towers, and Fixtures | 2011-01-01 | Non-unitized | RDDD256UG-Rep Def Equip-UG-Shelbyville | KY | 0 | 0 | 0 | 0
E364.00-Poles, Towers, and Fixtures | 2011-01-01 | Non-unitized | 3375 RUSSELL CAVE RD | KY | 0 | 0 | 0 | 0
E364.00-Poles, Towers, and Fixtures | 2011-01-01 | Non-unitized | US HIGHWAY 42 E | KY | 0 | 0 | 0 | 0
E364.00-Poles, Towers, and Fixtures | 2011-01-01 | Non-unitized | OLD US 25 CORBIN NEAR GOLF COURSE | KY | 0 | 0 | 0 | 0
E364.00-Poles, Towers, and Fixtures | 2011-01-01 | Non-unitized | 1337 CLAY ST 42347 | KY | 0 | 0 | 0 | 0
E364.00-Poles, Towers, and Fixtures | 2011-01-01 | Non-unitized | CHERRY AVE | KY | 0 | 0 | 0 | 0
E364.00-Poles, Towers, and Fixtures | 2011-01-01 | Non-unitized | 784 OLD FRANKFORT PIKE FG-16 | KY | 0 | 0 | 0 | 0
E364.00-Poles, Towers, and Fixtures | 2011-01-01 | Non-unitized | BEECH CREEK BROWDER RD | KY | 0 | 0 | 0 | 0
E364.00-Poles, Towers, and Fixtures | 2011-01-01 | Non-unitized | 2003 CLEARVIEW DR TEMP 42701 | KY | 0 | 0 | 0 | 0
E364.00-Poles, Towers, and Fixtures | 2011-01-01 | Non-unitized | 515 MARYLAND AVE | KY | 0 | 0 | 0 | 0
E364.00-Poles, Towers, and Fixtures | 2011-01-01 | Non-unitized | COMMONWEALTH JOURNAL | KY | 0 | 0 | 0 | 0
E364.00-Poles, Towers, and Fixtures | 2011-01-01 | Non-unitized | 94 38TH ST 6 40965 | KY | 0 | 0 | 0 | 0
E364.00-Poles, Towers, and Fixtures | 2011-01-01 | Non-unitized | 609 S 35TH ST GARG 40965 | KY | 0 | 0 | 0 | 0
E364.00-Poles, Towers, and Fixtures | 2011-01-01 | Non-unitized | 108 RUBY COURT | KY | 0 | 0 | 0 | 0
E364.00-Poles, Towers, and Fixtures | 2011-01-31 | Non-unitized | CORNER OF WASHINGTON AND SMITHFIELD ST 40065 | KY | 0 | 0 | 0 | 0
E364.00-Poles, Towers, and Fixtures | 2011-01-01 | Non-unitized | CHURCH STREET 24293 | KY | 0 | 0 | 0 | 0
E364.00-Poles, Towers, and Fixtures | 2011-01-31 | CROSS ARMS | CROSS ARMS (07362) | KY | 65 | 34455.99 | 530.0922 | 0
E364.00-Poles, Towers, and Fixtures | 2011-01-31 | POLE WOOD 35 FT (DIST) | POLE WOOD 35 FT (00005) | KY | 26 | 46610.98 | 1792.73 | 0
E364.00-Poles, Towers, and Fixtures | 2011-01-01 | Non-unitized | E. PITTSBURG CHURCH RD NEW HOUSE | KY | 0 | 0 | 0 | 0
E364.00-Poles, Towers, and Fixtures | 2011-01-01 | Non-unitized | 312 N LIMESTONE ST METER #2 40508 | KY | 0 | 0 | 0 | 0
E364.00-Poles, Towers, and Fixtures | 2011-01-01 | Non-unitized | RDPOLE315-Pole repair/replacement 315 | KY | 0 | 0 | 0 | 0
E364.00-Poles, Towers, and Fixtures | 2011-01-01 | Non-unitized | 2445 INNOVATION DR 40511 | KY | 0 | 0 | 0 | 0
E364.00-Poles, Towers, and Fixtures | 2011-01-01 | Non-unitized | ARTESIAN WAY 42755 | KY | 0 | 0 | 0 | 0
E364.00-Poles, Towers, and Fixtures | 2011-01-01 | Non-unitized | 619 FLORENCE ST 41056 | KY | 0 | 0 | 0 | 0
E364.00-Poles, Towers, and Fixtures | 2011-01-01 | Non-unitized | W WATER STREET 41041 | KY | 0 | 0 | 0 | 0
E364.00-Poles, Towers, and Fixtures | 2011-01-01 | Non-unitized | TBRD426OH-Trouble Orders Overhead | KY | 0 | 0 | 0 | 0
E364.00-Poles, Towers, and Fixtures | 2011-01-01 | Non-unitized | NBSV156UG-New Bus Serv-UG-Earlington | KY | 0 | 0 | 0 | 0
E364.00-Poles, Towers, and Fixtures | 2011-01-01 | Non-unitized | NBSV246UG-New Bus Serv-UG-Etown | KY | 0 | 0 | 0 | 0
E364.00-Poles, Towers, and Fixtures | 2011-02-16 | Non-unitized | Shelbyville Pole Treatment | KY | 0 | 0 | 0 | 0
E364.00-Poles, Towers, and Fixtures | 2011-02-16 | GUY | GUY (00070) | KY | 3486 | 14206.74 | 4.0754 | 0
E364.00-Poles, Towers, and Fixtures | 2011-09-30 | POLE WOOD 30 FT (DIST) | POLE WOOD 30 FT (00004) | KY | 36 | 31867.57 | 885.2103 | 0
E364.00-Poles, Towers, and Fixtures | 2011-05-31 | POLE WOOD 40 FT (DIST) | POLE WOOD 40 FT (00006) | KY | 70 | 240074.45 | 3429.635 | 0
E364.00-Poles, Towers, and Fixtures | 2011-04-30 | POLE WOOD 45 FT (DIST) | POLE WOOD 45 FT (00007) | KY | 41 | 76430.61 | 1864.1612 | 0
E364.00-Poles, Towers, and Fixtures | 2011-02-16 | POLE WOOD 35 FT (DIST) | POLE WOOD 35 FT (00005) | KY | 156 | 105858.4 | 678.5795 | 0
E364.00-Poles, Towers, and Fixtures | 2011-02-01 | Non-unitized | ECAPRR426-Instl cap/reg/recl-London | KY | 0 | 0 | 0 | 0
E364.00-Poles, Towers, and Fixtures | 2011-02-01 | Non-unitized | MCAPR236-CAP/REG/RECL - 012360 | KY | 0 | 0 | 0 | 0
E364.00-Poles, Towers, and Fixtures | 2011-02-01 | Non-unitized | RR 1 42325 | KY | 0 | 0 | 0 | 0
E364.00-Poles, Towers, and Fixtures | 2011-02-16 | Non-unitized | Earl Pole Splinting | KY | 0 | 0 | 0 | 0
E364.00-Poles, Towers, and Fixtures | 2011-02-01 | Non-unitized | 3600 CORPORATE DR 40475 | KY | 0 | 0 | 0 | 0
E364.00-Poles, Towers, and Fixtures | 2011-02-01 | Non-unitized | LEVI JACKSON RR CROSSING | KY | 0 | 0 | 0 | 0
E364.00-Poles, Towers, and Fixtures | 2011-02-01 | Non-unitized | 1619 EVERGREEN RD 40935 | KY | 0 | 0 | 0 | 0
E364.00-Poles, Towers, and Fixtures | 2011-02-01 | Non-unitized | STATE HWY 270 42459 | KY | 0 | 0 | 0 | 0
E364.00-Poles, Towers, and Fixtures | 2011-02-01 | Non-unitized | 338 MAIN | KY | 0 | 0 | 0 | 0
E364.00-Poles, Towers, and Fixtures | 2011-02-01 | Non-unitized | MANCHESTER MEDICAL BLDG | KY | 0 | 0 | 0 | 0
E364.00-Poles, Towers, and Fixtures | 2011-04-01 | Non-unitized | LITTLE CL CREEK 40977 | KY | 0 | 0 | 0 | 0
E364.00-Poles, Towers, and Fixtures | 2011-04-01 | Non-unitized | 28 TIM STEPHENS RD | KY | 0 | 0 | 0 | 0
E364.00-Poles, Towers, and Fixtures | 2011-04-01 | Non-unitized | 5165 BEULAH RD TRLR 2 42431 | KY | 0 | 0 | 0 | 0
E364.00-Poles, Towers, and Fixtures | 2011-04-01 | Non-unitized | EAST JELLICO OW HOLL 40977 | KY | 0 | 0 | 0 | 0
E364.00-Poles, Towers, and Fixtures | 2011-04-01 | Non-unitized | 1105 STATE ROUTE 2270 E 42324 | KY | 0 | 0 | 0 | 0
E364.00-Poles, Towers, and Fixtures | 2011-04-01 | Non-unitized | 187 POST OFFICE DR. 40847 | KY | 0 | 0 | 0 | 0
E364.00-Poles, Towers, and Fixtures | 2011-04-01 | Non-unitized | 259 WINN ST GARAGE 40353 | KY | 0 | 0 | 0 | 0
E364.00-Poles, Towers, and Fixtures | 2011-04-01 | Non-unitized | EAST SIDE TRAILER PK | KY | 0 | 0 | 0 | 0
E364.00-Poles, Towers, and Fixtures | 2011-06-30 | POLE WOOD 30 FT (DIST) | POLE WOOD 30 FT (00004) | KY | 133 | 184866.81 | 1389.976 | 0
E364.00-Poles, Towers, and Fixtures | 2011-03-01 | Non-unitized | NBSV416OH-New Elect Serv-Ovhd-Pineville | KY | 0 | 0 | 0 | 0
E364.00-Poles, Towers, and Fixtures | 2011-04-01 | Non-unitized | 160 WALTERS LN 40353 | KY | 0 | 0 | 0 | 0
E364.00-Poles, Towers, and Fixtures | 2011-04-01 | Non-unitized | 120 ADDINGTON STREET 24293 | KY | 0 | 0 | 0 | 0
E364.00-Poles, Towers, and Fixtures | 2011-04-01 | Non-unitized | 241 MOORES CREEK RD 40930 | KY | 0 | 0 | 0 | 0
E364.00-Poles, Towers, and Fixtures | 2011-04-01 | Non-unitized | 1827 CENTRAL PIKE 40330 | KY | 0 | 0 | 0 | 0
E364.00-Poles, Towers, and Fixtures | 2011-04-01 | Non-unitized | ASH LN 42055 | KY | 0 | 0 | 0 | 0
E364.00-Poles, Towers, and Fixtures | 2011-04-01 | Non-unitized | 1780 CANE RIDGE RD BN 40361 | KY | 0 | 0 | 0 | 0
E364.00-Poles, Towers, and Fixtures | 2011-04-01 | Non-unitized | CALDWELL CHAPEL RD 42445 | KY | 0 | 0 | 0 | 0
E364.00-Poles, Towers, and Fixtures | 2011-04-01 | Non-unitized | 5675 HWY 78 | KY | 0 | 0 | 0 | 0
E364.00-Poles, Towers, and Fixtures | 2011-04-01 | Non-unitized | 64 MOORE ST 42728 | KY | 0 | 0 | 0 | 0
E364.00-Poles, Towers, and Fixtures | 2011-04-01 | Non-unitized | 484 N GRIDER RD GARAGE 42642 | KY | 0 | 0 | 0 | 0
E364.00-Poles, Towers, and Fixtures | 2011-08-31 | POLE WOOD 30 FT (DIST) | POLE WOOD 30 FT (00004) | KY | 69 | 78361.99 | 1135.681 | 0
E364.00-Poles, Towers, and Fixtures | 2011-04-01 | Non-unitized | 52 CENTRAL AVE | KY | 0 | 0 | 0 | 0
E364.00-Poles, Towers, and Fixtures | 2011-05-01 | Non-unitized | MARTY SHOPPING 24230 | KY | 0 | 0 | 0 | 0
E364.00-Poles, Towers, and Fixtures | 2011-05-01 | Non-unitized | CLINTONVILLE RD 40361 | KY | 0 | 0 | 0 | 0
E364.00-Poles, Towers, and Fixtures | 2011-05-01 | Non-unitized | 622 OLD FRANKFORT PIKE | KY | 0 | 0 | 0 | 0
E364.00-Poles, Towers, and Fixtures | 2011-05-01 | Non-unitized | REITERS VIEW RD 42064 | KY | 0 | 0 | 0 | 0
E364.00-Poles, Towers, and Fixtures | 2011-05-01 | Non-unitized | 2591 BOONESBORO RD 40475 | KY | 0 | 0 | 0 | 0
E364.00-Poles, Towers, and Fixtures | 2011-05-01 | Non-unitized | S COLUMBIA AVE | KY | 0 | 0 | 0 | 0
E364.00-Poles, Towers, and Fixtures | 2011-05-01 | Non-unitized | US 119 40819 | KY | 0 | 0 | 0 | 0
E364.00-Poles, Towers, and Fixtures | 2011-06-01 | POLE WOOD 35 FT (DIST) | POLE WOOD 35 FT (00005) | KY | 16 | 24165.94 | 1510.3712 | 0
E364.00-Poles, Towers, and Fixtures | 2011-09-01 | GUY | GUY (00070) | KY | 544 | 18147.48 | 33.3593 | 0
E364.00-Poles, Towers, and Fixtures | 2011-05-01 | Non-unitized | 183 BETHEL RIDGE RD 40374 | KY | 0 | 0 | 0 | 0
E364.00-Poles, Towers, and Fixtures | 2011-05-01 | Non-unitized | 5103 HIGHWAY 42 40006 | KY | 0 | 0 | 0 | 0
E364.00-Poles, Towers, and Fixtures | 2011-05-01 | Non-unitized | US HWY 60 42406 | KY | 0 | 0 | 0 | 0
E364.00-Poles, Towers, and Fixtures | 2011-05-01 | Non-unitized | 25 WASHINGTON ST 42453 | KY | 0 | 0 | 0 | 0
E364.00-Poles, Towers, and Fixtures | 2011-05-01 | Non-unitized | NORMANDY RD 42437 | KY | 0 | 0 | 0 | 0
E364.00-Poles, Towers, and Fixtures | 2011-05-01 | Non-unitized | 207 HARMON DR 42064 | KY | 0 | 0 | 0 | 0
E364.00-Poles, Towers, and Fixtures | 2011-05-01 | Non-unitized | inv | KY | 0 | 0 | 0 | 0
E364.00-Poles, Towers, and Fixtures | 2010-03-31 | Non-unitized | ECAPRR246-Inst cap/reg/recl-Etown | KY | 1 | 0 | 0 | 0
E364.00-Poles, Towers, and Fixtures | 2011-06-30 | POLE WOOD 55 FT (DIST) | POLE WOOD 55 FT (00009) | KY | 8 | 28146.95 | 3518.3688 | 0
E364.00-Poles, Towers, and Fixtures | 2011-05-01 | Non-unitized | 804 INDIAN MOUND DR 40353 | KY | 0 | 0 | 0 | 0
E364.00-Poles, Towers, and Fixtures | 2011-05-01 | Non-unitized | ST HWY 38 | KY | 0 | 0 | 0 | 0
E364.00-Poles, Towers, and Fixtures | 2011-06-01 | Z FRAME SET | Z FRAME SET | KY | 3 | 10388.66 | 3462.8867 | 0
E364.00-Poles, Towers, and Fixtures | 2011-04-01 | Non-unitized | ECAPRR256-Inst cap/reg/recl-Shelbyville | KY | 0 | 0 | 0 | 0
E364.00-Poles, Towers, and Fixtures | 2010-08-31 | Non-unitized | TBRD366OH-Trouble Orders OH - 013660 | KY | 0 | 0 | 0 | 0
E364.00-Poles, Towers, and Fixtures | 2011-04-01 | Non-unitized | S WOODLAWN | KY | 0 | 0 | 0 | 0
E364.00-Poles, Towers, and Fixtures | 2011-04-01 | Non-unitized | BAPTIST | KY | 0 | 0 | 0 | 0
E364.00-Poles, Towers, and Fixtures | 2011-04-01 | Non-unitized | CALVIN | KY | 0 | 0 | 0 | 0
E364.00-Poles, Towers, and Fixtures | 2011-04-01 | Non-unitized | 400 W CHESTNUT ST | KY | 0 | 0 | 0 | 0
E364.00-Poles, Towers, and Fixtures | 2011-03-01 | Non-unitized | 549 GILLISPIE RD 40311 | KY | 0 | 0 | 0 | 0
E364.00-Poles, Towers, and Fixtures | 2011-04-01 | Non-unitized | 200 S WALNUT ST 42350 | KY | 0 | 0 | 0 | 0
E364.00-Poles, Towers, and Fixtures | 2011-04-01 | Non-unitized | 153 N MARTIN LUTHER KING BLVD 40507 | KY | 0 | 0 | 0 | 0
E364.00-Poles, Towers, and Fixtures | 2011-04-30 | TOWER - 110 FT. STEEL TYPE F | 110 FT. STEEL TOWER TYPE F WITH 28 FT. LEGS (07732) | KY | 0 | 0 | 0 | 0
E364.00-Poles, Towers, and Fixtures | 2011-04-01 | Non-unitized | 136 S MAIN ST | KY | 0 | 0 | 0 | 0
E364.00-Poles, Towers, and Fixtures | 2011-04-01 | Non-unitized | 1723 FERGUSONTOWN RD | KY | 0 | 0 | 0 | 0
E364.00-Poles, Towers, and Fixtures | 2011-04-01 | Non-unitized | 469 W THIRD ST | KY | 0 | 0 | 0 | 0
E364.00-Poles, Towers, and Fixtures | 2011-08-01 | CROSS ARMS | CROSS ARMS (07362) | KY | 449 | 134937.06 | 300.528 | 0
E364.00-Poles, Towers, and Fixtures | 2011-10-31 | POLE WOOD 50 FT (DIST) | POLE WOOD 50 FT (00008) | KY | 110 | 75427.73 | 685.7066 | 0
E364.00-Poles, Towers, and Fixtures | 2011-07-01 | Non-unitized | Project Level Work Order | KY | 0 | 0 | 0 | 0
E364.00-Poles, Towers, and Fixtures | 2011-07-01 | Non-unitized | E BUFORD AND SOUTH CAMPBELL | KY | 0 | 0 | 0 | 0
E364.00-Poles, Towers, and Fixtures | 2011-07-01 | Non-unitized | CARL FLOYD RAOD | KY | 0 | 0 | 0 | 0
E364.00-Poles, Towers, and Fixtures | 2011-07-01 | Non-unitized | TBRD246OH-Trouble Orders OH - 012460 | KY | 0 | 0 | 0 | 0
E364.00-Poles, Towers, and Fixtures | 2011-07-01 | Non-unitized | ROSE LN 42038 | KY | 0 | 0 | 0 | 0
E364.00-Poles, Towers, and Fixtures | 2011-07-01 | Non-unitized | 052311-I | KY | 0 | 0 | 0 | 0
E364.00-Poles, Towers, and Fixtures | 2011-07-01 | Non-unitized | 2151 WEST PARK RD 42701 | KY | 0 | 0 | 0 | 0
E364.00-Poles, Towers, and Fixtures | 2011-07-01 | Non-unitized | 3160 N MAIN ST 40379 | KY | 0 | 0 | 0 | 0
E364.00-Poles, Towers, and Fixtures | 2011-07-01 | Non-unitized | 2516867 | KY | 0 | 0 | 0 | 0
E364.00-Poles, Towers, and Fixtures | 2011-07-01 | Non-unitized | 062711-I | KY | 0 | 0 | 0 | 0
E364.00-Poles, Towers, and Fixtures | 2011-07-01 | Non-unitized | 129 E ODOM RD 42038 | KY | 0 | 0 | 0 | 0
E364.00-Poles, Towers, and Fixtures | 2011-07-01 | Non-unitized | 1339 N DIXIE BLVD 40160 | KY | 0 | 0 | 0 | 0
E364.00-Poles, Towers, and Fixtures | 2011-11-30 | POLE WOOD 55 FT (DIST) | POLE WOOD 55 FT (00009) | KY | 30 | 22167.43 | 738.9143 | 0
E364.00-Poles, Towers, and Fixtures | 2011-07-01 | Non-unitized | BROADWAY & DIXON 40391 | KY | 0 | 0 | 0 | 0
E364.00-Poles, Towers, and Fixtures | 2011-07-01 | Non-unitized | 3320 BAY SPRINGS PARK DR 40509 | KY | 0 | 0 | 0 | 0
E364.00-Poles, Towers, and Fixtures | 2011-07-01 | Non-unitized | 062311-I | KY | 0 | 0 | 0 | 0
E364.00-Poles, Towers, and Fixtures | 2011-07-01 | Non-unitized | 5640 US HWY 60 W | KY | 0 | 0 | 0 | 0
E364.00-Poles, Towers, and Fixtures | 2011-07-01 | Non-unitized | MINE 18 RD | KY | 0 | 0 | 0 | 0
E364.00-Poles, Towers, and Fixtures | 2011-07-01 | Non-unitized | 57 CLAUDE RUTHERFORD RD 40977 | KY | 0 | 0 | 0 | 0
E364.00-Poles, Towers, and Fixtures | 2010-12-31 | Non-unitized | Ckt 0309 Greasy Creek 12KV Sub | KY | 0 | 0 | 0 | 0
E364.00-Poles, Towers, and Fixtures | 2011-07-01 | Non-unitized | KINGS MTN SPUR REBUILD | KY | 0 | 0 | 0 | 0
E364.00-Poles, Towers, and Fixtures | 2011-07-01 | Non-unitized | New Bus Com - Project Level Work Order | KY | 0 | 0 | 0 | 0
E364.00-Poles, Towers, and Fixtures | 2011-07-01 | Non-unitized | 1400 N MAIN ST 42320 | KY | 0 | 0 | 0 | 0
E364.00-Poles, Towers, and Fixtures | 2011-07-01 | Non-unitized | 4256 NORTONVILLE RD 42442 | KY | 0 | 0 | 0 | 0
E364.00-Poles, Towers, and Fixtures | 2011-07-01 | Non-unitized | 071211-I | KY | 0 | 0 | 0 | 0
E364.00-Poles, Towers, and Fixtures | 2011-07-01 | Non-unitized | INVESTMENT | KY | 0 | 0 | 0 | 0
E364.00-Poles, Towers, and Fixtures | 2011-07-01 | Non-unitized | W MAIN ST BUS GARA 40311 | KY | 0 | 0 | 0 | 0
E364.00-Poles, Towers, and Fixtures | 2011-07-01 | Non-unitized | 9874 S HWY 27 | KY | 0 | 0 | 0 | 0
E364.00-Poles, Towers, and Fixtures | 2011-07-01 | Non-unitized | 362 S BERNARD ST 42441 | KY | 0 | 0 | 0 | 0
E364.00-Poles, Towers, and Fixtures | 2011-07-01 | Non-unitized | 051311-I | KY | 0 | 0 | 0 | 0
E364.00-Poles, Towers, and Fixtures | 2011-07-01 | Non-unitized | PRE GRACE CT TEMP LT84 40162 | KY | 0 | 0 | 0 | 0
E364.00-Poles, Towers, and Fixtures | 2011-07-01 | Non-unitized | 4467 CLOVERLICK RD., A 40823 | KY | 0 | 0 | 0 | 0
E364.00-Poles, Towers, and Fixtures | 2011-07-01 | Non-unitized | 506 N MAIN ST 42064 | KY | 0 | 0 | 0 | 0
E364.00-Poles, Towers, and Fixtures | 2011-07-01 | Non-unitized | 1642 W HIGHWAY 92 | KY | 0 | 0 | 0 | 0
E364.00-Poles, Towers, and Fixtures | 2011-07-01 | Non-unitized | 566 ROSEMILL DR 40503 | KY | 0 | 0 | 0 | 0
E364.00-Poles, Towers, and Fixtures | 2011-08-31 | POLE WOOD 100 FT (DIST) | POLE WOOD 100 FT (00018) | KY | 0 | 0 | 0 | 0
E364.00-Poles, Towers, and Fixtures | 2011-09-01 | POLE WOOD 75 FT (DIST) | POLE WOOD 75 FT (00013) | KY | 2 | 17722.01 | 8861.005 | 0
E364.00-Poles, Towers, and Fixtures | 2011-06-27 | Non-unitized | 130153-Ckts 3410, 3409 Earlington Sub | KY | 0 | 0 | 0 | 0
E364.00-Poles, Towers, and Fixtures | 2011-06-27 | Estimated Retirement | 130153-Ckts 3410, 3409 Earlington Sub | KY | 0 | 0 | 0 | 0
E364.00-Poles, Towers, and Fixtures | 2011-09-01 | POLE WOOD 45 FT (DIST) | POLE WOOD 45 FT (00007) | KY | 49 | 62698.28 | 1279.5567 | 0
E364.00-Poles, Towers, and Fixtures | 2011-08-01 | Non-unitized | Reloc Cust Req - Project Level Work Order | KY | 0 | 0 | 0 | 0
E364.00-Poles, Towers, and Fixtures | 2011-08-01 | Non-unitized | 551 PARKSIDE DR 40505 | KY | 0 | 0 | 0 | 0
E364.00-Poles, Towers, and Fixtures | 2011-08-01 | Non-unitized | LEXINGTON RD 40391 | KY | 0 | 0 | 0 | 0
E364.00-Poles, Towers, and Fixtures | 2011-08-01 | Non-unitized | 409 S HOPKINSVILLE ST | KY | 0 | 0 | 0 | 0
E364.00-Poles, Towers, and Fixtures | 2011-08-01 | Non-unitized | US 421 | KY | 0 | 0 | 0 | 0
E364.00-Poles, Towers, and Fixtures | 2011-08-01 | Non-unitized | 804 STACEY HL 40823 | KY | 0 | 0 | 0 | 0
E364.00-Poles, Towers, and Fixtures | 2011-08-01 | Non-unitized | Cust Req - Project Level Task | KY | 0 | 0 | 0 | 0
E364.00-Poles, Towers, and Fixtures | 2012-07-31 | POLE WOOD 45 FT (DIST) | POLE WOOD 45 FT (00007) | KY | 21 | 51103.95 | 2433.5214 | 0
E364.00-Poles, Towers, and Fixtures | 2012-02-29 | POLES, MODIFIED | POLES, MODIFIED (EACH) (07549) | KY | 16610 | 380782.26 | 22.9249 | 0
E364.00-Poles, Towers, and Fixtures | 2012-02-29 | POLE WOOD 35 FT (DIST) | POLE WOOD 35 FT (00005) | KY | 10 | 31229.96 | 3122.996 | 0
E364.00-Poles, Towers, and Fixtures | 2011-10-01 | Non-unitized | Cir Hard Reliab - OH - Project Level Work Order | KY | 0 | 0 | 0 | 0
E364.00-Poles, Towers, and Fixtures | 2011-10-31 | X BRACES | X BRACES | KY | 1 | 0 | 0 | 0
E364.00-Poles, Towers, and Fixtures | 2011-11-01 | Non-unitized | RECON CKT 334 | KY | 0 | 0 | 0 | 0
E364.00-Poles, Towers, and Fixtures | 2011-10-01 | Non-unitized | 080511-I | KY | 0 | 0 | 0 | 0
E364.00-Poles, Towers, and Fixtures | 2012-06-30 | CROSS ARMS | CROSS ARMS (07362) | KY | 723 | 203296.81 | 281.1851 | 0
E364.00-Poles, Towers, and Fixtures | 2012-06-30 | POLE WOOD 45 FT (DIST) | POLE WOOD 45 FT (00007) | KY | 349 | 1051083.08 | 3011.6994 | 0
E364.00-Poles, Towers, and Fixtures | 2011-10-01 | Non-unitized | 252 J P HANKS RD 42464 | KY | 0 | 0 | 0 | 0
E364.00-Poles, Towers, and Fixtures | 2011-10-01 | Non-unitized | New Bus Resid - UG - Project Level Work Order | KY | 0 | 0 | 0 | 0
E364.00-Poles, Towers, and Fixtures | 2011-12-01 | POLE WOOD 65 FT (DIST) | POLE WOOD 65 FT (00011) | KY | 2 | 15936.88 | 7968.44 | 0
E364.00-Poles, Towers, and Fixtures | 2011-12-31 | Non-unitized | Som Revelo Sub Ph Addition | KY | 0 | 0 | 0 | 0
E364.00-Poles, Towers, and Fixtures | 2012-01-01 | Non-unitized | SYSTEM ENHANCE | KY | 0 | 0 | 0 | 0
E364.00-Poles, Towers, and Fixtures | 2012-01-01 | Non-unitized | New Bus Comm - UG - Project Level Work Order | KY | 0 | 0 | 0 | 0
E364.00-Poles, Towers, and Fixtures | 2012-01-01 | Non-unitized | STLT246-STREET LIGHTING 246 | KY | 0 | 0 | 0 | 0
E364.00-Poles, Towers, and Fixtures | 2012-02-01 | Non-unitized | STLT216-STREET LIGHTING 216 | KY | 1 | 0 | 0 | 0
E364.00-Poles, Towers, and Fixtures | 2012-02-01 | Non-unitized | NBSV256OH-New Elect Serv-Ovhd-Shelbyvl | KY | 0 | 0 | 0 | 0
E364.00-Poles, Towers, and Fixtures | 2012-01-01 | Non-unitized | SHEOC Pole Install | KY | 0 | 0 | 0 | 0
E364.00-Poles, Towers, and Fixtures | 2012-01-01 | Non-unitized | Sys Enhanc - Exist Cust - Project Level Work Order | KY | 0 | 0 | 0 | 0
E364.00-Poles, Towers, and Fixtures | 2012-01-01 | Non-unitized | Project = WorkOrder | KY | 0 | 0 | 0 | 0
E364.00-Poles, Towers, and Fixtures | 2012-05-31 | POLE WOOD 55 FT (DIST) | POLE WOOD 55 FT (00009) | KY | 3 | 6757.51 | 2252.5033 | 0
E364.00-Poles, Towers, and Fixtures | 2012-01-01 | Non-unitized | RDDD256UG-Rep Def Equip-UG-Shelbyville | KY | 0 | 0 | 0 | 0
E364.00-Poles, Towers, and Fixtures | 2012-09-30 | POLE WOOD 30 FT (DIST) | POLE WOOD 30 FT (00004) | KY | 17 | 20548.81 | 1208.7535 | 0
E364.00-Poles, Towers, and Fixtures | 2012-04-01 | Non-unitized | 606 MAPLE AVE 40508 | KY | 0 | 0 | 0 | 0
E364.00-Poles, Towers, and Fixtures | 2012-12-30 | POLE WOOD 35 FT (DIST) | POLE WOOD 35 FT (00005) | KY | 6 | 15869.78 | 2644.9633 | 0
E364.00-Poles, Towers, and Fixtures | 2012-12-30 | POLE WOOD 50 FT (DIST) | POLE WOOD 50 FT (00008) | KY | 22 | 159922.16 | 7269.1891 | 0
E364.00-Poles, Towers, and Fixtures | 2012-05-01 | POLE WOOD 60 FT (DIST) | POLE WOOD 60 FT (00010) | KY | 2 | 25434.72 | 12717.36 | 0
E364.00-Poles, Towers, and Fixtures | 2012-07-01 | POLE WOOD 35 FT (DIST) | POLE WOOD 35 FT (00005) | KY | 7 | 13648.52 | 1949.7886 | 0
E364.00-Poles, Towers, and Fixtures | 2012-08-31 | POLE WOOD 55 FT (DIST) | POLE WOOD 55 FT (00009) | KY | 14 | 44692.04 | 3192.2886 | 0
E364.00-Poles, Towers, and Fixtures | 2012-04-01 | Non-unitized | HWY 2110 42350 | KY | 13 | 0 | 0 | 0
E364.00-Poles, Towers, and Fixtures | 2012-04-01 | Non-unitized | New Bus Ind - Ovhd - Project Level Work Order | KY | 0 | 0 | 0 | 0
E364.00-Poles, Towers, and Fixtures | 2012-01-01 | Non-unitized | US 25E 40977 | KY | 0 | 0 | 0 | 0
E364.00-Poles, Towers, and Fixtures | 2012-04-01 | Non-unitized | 349 DARBY CREEK RD 40509 | KY | 0 | 0 | 0 | 0
E364.00-Poles, Towers, and Fixtures | 2012-04-01 | Non-unitized | FOUR MILE HOLLOW RD | KY | 0 | 0 | 0 | 0
E364.00-Poles, Towers, and Fixtures | 2012-04-01 | Non-unitized | 171 WALTON AVE FL 1ST 40508 | KY | 0 | 0 | 0 | 0
E364.00-Poles, Towers, and Fixtures | 2012-04-01 | Non-unitized | 2108 CINCINNATI RD | KY | 0 | 0 | 0 | 0
E364.00-Poles, Towers, and Fixtures | 2012-12-01 | POLE WOOD 45 FT (DIST) | POLE WOOD 45 FT (00007) | KY | 77 | 216382.21 | 2810.1586 | 0
E364.00-Poles, Towers, and Fixtures | 2012-12-01 | POLE WOOD 30 FT (DIST) | POLE WOOD 30 FT (00004) | KY | 43 | 18228.77 | 423.9249 | 0
E364.00-Poles, Towers, and Fixtures | 2012-12-31 | POLE WOOD 45 FT (DIST) | POLE WOOD 45 FT (00007) | KY | 280 | 766686.19 | 2738.165 | 0
E364.00-Poles, Towers, and Fixtures | 2012-03-31 | POLE WOOD 30 FT (DIST) | POLE WOOD 30 FT (00004) | KY | 98 | 83769.84 | 854.7943 | 0
E364.00-Poles, Towers, and Fixtures | 2012-12-31 | POLE WOOD 40 FT (DIST) | POLE WOOD 40 FT (00006) | KY | 247 | 468670.37 | 1897.4509 | 0
E364.00-Poles, Towers, and Fixtures | 2012-12-01 | POLE WOOD 50 FT (DIST) | POLE WOOD 50 FT (00008) | KY | 5 | 17194.69 | 3438.938 | 0
E364.00-Poles, Towers, and Fixtures | 2008-01-01 | GUY | GUY | KY | 14 | 984.57 | 70.3264 | 0
E364.00-Poles, Towers, and Fixtures | 2012-03-01 | Non-unitized | Project Level Task | KY | 0 | 0 | 0 | 0
E364.00-Poles, Towers, and Fixtures | 2012-04-01 | Non-unitized | 1137937 | KY | 0 | 0 | 0 | 0
E364.00-Poles, Towers, and Fixtures | 2012-05-31 | Non-unitized | KU MAJOR STORM 021912 | KY | 0 | 0 | 0 | 0
E364.00-Poles, Towers, and Fixtures | 2012-04-01 | Non-unitized | WELLS CAMP RD | KY | 0 | 0 | 0 | 0
E364.00-Poles, Towers, and Fixtures | 2012-04-01 | Non-unitized | 500 W GUM 42064 | KY | 0 | 0 | 0 | 0
E364.00-Poles, Towers, and Fixtures | 2012-05-31 | Non-unitized | KU MAJOR STORM 030212 | KY | 0 | 0 | 0 | 0
E364.00-Poles, Towers, and Fixtures | 2012-04-01 | Non-unitized | NBSV426OH-New Elect Serv-Ovhd-London | KY | 0 | 0 | 0 | 0
E364.00-Poles, Towers, and Fixtures | 2012-05-01 | Non-unitized | NONE | KY | 4 | 0 | 0 | 0
E364.00-Poles, Towers, and Fixtures | 2012-04-01 | Non-unitized | RDSTLT416-REP REPL DEF ST LIGHTS 416 | KY | 0 | 0 | 0 | 0
E364.00-Poles, Towers, and Fixtures | 2012-04-01 | Non-unitized | OF HIMYAR RD R HOLL 40906 | KY | 0 | 0 | 0 | 0
E364.00-Poles, Towers, and Fixtures | 2012-04-01 | Non-unitized | 2591 BOONESBORO RD 40475 | KY | 0 | 0 | 0 | 0
E364.00-Poles, Towers, and Fixtures | 2012-04-01 | Non-unitized | WHIRL-A WAY DR | KY | 0 | 0 | 0 | 0
E364.00-Poles, Towers, and Fixtures | 2011-12-31 | Non-unitized | 300 CLEAR CREEK RES PRES 40977 | KY | 0 | 0 | 0 | 0
E364.00-Poles, Towers, and Fixtures | 2011-08-31 | Non-unitized | MCAPR246-CAP/REG/RECL - 012460 | KY | 0 | 0 | 0 | 0
E364.00-Poles, Towers, and Fixtures | 2012-03-01 | Non-unitized | RDDD366UG-Rep Def Equip-UG-Maysville | KY | 0 | 0 | 0 | 0
E364.00-Poles, Towers, and Fixtures | 2012-04-01 | Non-unitized | 2826434 | KY | 0 | 0 | 0 | 0
E364.00-Poles, Towers, and Fixtures | 2012-06-01 | POLE WOOD 40 FT (DIST) | POLE WOOD 40 FT (00006) | KY | 3 | 10573.56 | 3524.52 | 0
E364.00-Poles, Towers, and Fixtures | 2012-06-30 | POLE WOOD 30 FT (DIST) | POLE WOOD 30 FT (00004) | KY | 3 | -1149.96 | -383.32 | 0
E364.00-Poles, Towers, and Fixtures | 2012-07-01 | Non-unitized | INVESTMENT | KY | 0 | 0 | 0 | 0
E364.00-Poles, Towers, and Fixtures | 2012-07-01 | Non-unitized | 071812-I | KY | 0 | 0 | 0 | 0
E364.00-Poles, Towers, and Fixtures | 2012-10-01 | Non-unitized | 030512-I SNOW | KY | 0 | 0 | 0 | 0
E364.00-Poles, Towers, and Fixtures | 2013-02-28 | POLE WOOD 45 FT (DIST) | POLE WOOD 45 FT (00007) | KY | 144 | 529131.46 | 3674.524 | 0
E364.00-Poles, Towers, and Fixtures | 2012-10-31 | CROSS ARMS | CROSS ARMS (07362) | KY | 12 | 2314.42 | 192.8683 | 0
E364.00-Poles, Towers, and Fixtures | 2012-06-30 | Non-unitized | DANVILLE WATER INTAKE | KY | 0 | 0 | 0 | 0
E364.00-Poles, Towers, and Fixtures | 2012-07-01 | Non-unitized | 050512-I | KY | 0 | 0 | 0 | 0
E364.00-Poles, Towers, and Fixtures | 2012-07-01 | Non-unitized | S MAIN | KY | 0 | 0 | 0 | 0
E364.00-Poles, Towers, and Fixtures | 2012-09-01 | POLE WOOD 50 FT (DIST) | POLE WOOD 50 FT (00008) | KY | 1 | 3141.35 | 3141.35 | 0
E364.00-Poles, Towers, and Fixtures | 2012-09-30 | POLE WOOD 65 FT (DIST) | POLE WOOD 65 FT (00011) | KY | 4 | 30152.31 | 7538.0775 | 0
E364.00-Poles, Towers, and Fixtures | 2012-08-30 | CROSS ARMS | CROSS ARMS (07362) | KY | 12 | 2486.23 | 207.1858 | 0
E364.00-Poles, Towers, and Fixtures | 2012-08-30 | POLE WOOD 45 FT (DIST) | POLE WOOD 45 FT (00007) | KY | 10 | 20778.68 | 2077.868 | 0
E364.00-Poles, Towers, and Fixtures | 2012-08-01 | POLE WOOD 30 FT (DIST) | POLE WOOD 30 FT (00004) | KY | 7 | 2667.52 | 381.0743 | 0
E364.00-Poles, Towers, and Fixtures | 2012-08-31 | POLE WOOD 45 FT (DIST) | POLE WOOD 45 FT (00007) | KY | 7 | 10588.19 | 1512.5986 | 0
E364.00-Poles, Towers, and Fixtures | 2012-08-31 | POLE WOOD 60 FT (DIST) | POLE WOOD 60 FT (00010) | KY | 7 | 65164.46 | 9309.2086 | 0
E364.00-Poles, Towers, and Fixtures | 2012-12-31 | Non-unitized | FALCON DRIVE | KY | 0 | 0 | 0 | 0
E364.00-Poles, Towers, and Fixtures | 2012-12-31 | Non-unitized | GRATZ RD 40359 | KY | 0 | 0 | 0 | 0
E364.00-Poles, Towers, and Fixtures | 2012-12-31 | Non-unitized | DSP ASHLAND AVE 1 CKT 49 | KY | 0 | 0 | 0 | 0
E364.00-Poles, Towers, and Fixtures | 2013-02-28 | STEEL POLES | STEEL POLES | KY | 7 | 9247.22 | 1321.0314 | 0
E364.00-Poles, Towers, and Fixtures | 2012-12-31 | POLE WOOD 30 FT (DIST) | POLE WOOD 30 FT (00004) | KY | 59 | 94557.93 | 1602.6768 | 0
E364.00-Poles, Towers, and Fixtures | 2013-03-31 | POLE WOOD 55 FT (DIST) | POLE WOOD 55 FT (00009) | KY | 9 | 31754.94 | 3528.3267 | 0
E364.00-Poles, Towers, and Fixtures | 2012-12-31 | Non-unitized | System Enhancement | KY | 0 | 0 | 0 | 0
E364.00-Poles, Towers, and Fixtures | 2012-11-30 | CROSS ARMS | CROSS ARMS (07362) | KY | 31 | 23857.77 | 769.6055 | 0
E364.00-Poles, Towers, and Fixtures | 2013-01-31 | POLE WOOD 60 FT (DIST) | POLE WOOD 60 FT (00010) | KY | 1 | 10664.3 | 10664.3 | 0
E364.00-Poles, Towers, and Fixtures | 2013-02-01 | Non-unitized | CNBCD246O-NB Comm OH - 012460 | KY | 0 | 0 | 0 | 0
E364.00-Poles, Towers, and Fixtures | 2013-02-01 | Non-unitized | CNBCD246U-NB Comm UG - 012460 | KY | 0 | 0 | 0 | 0
E364.00-Poles, Towers, and Fixtures | 2013-02-01 | Non-unitized | CNBRD426O-NB Resid OH - 014260 | KY | 0 | 0 | 0 | 0
E364.00-Poles, Towers, and Fixtures | 2013-02-01 | Non-unitized | CNBRD426U-NB Resid UG - 014260 | KY | 0 | 0 | 0 | 0
E364.00-Poles, Towers, and Fixtures | 2013-02-01 | Non-unitized | CPOL366-NB Outdoor Lights - 013660 | KY | 0 | 0 | 0 | 0
E364.00-Poles, Towers, and Fixtures | 2013-01-01 | Non-unitized | CRCST426-Cust Requested - 014260 | KY | 0 | 0 | 0 | 0
E364.00-Poles, Towers, and Fixtures | 2013-04-30 | Non-unitized | CNBSV246O-NB Elect Serv OH - 012460 | KY | 0 | 0 | 0 | 0
E364.00-Poles, Towers, and Fixtures | 2013-01-31 | Non-unitized | KMS070512 KU MAJOR STORM | KY | 0 | 0 | 0 | 0
E364.00-Poles, Towers, and Fixtures | 2013-01-01 | Non-unitized | CRPOLE315-Pole Repair/Replace - 013150 | KY | 0 | 0 | 0 | 0
E364.00-Poles, Towers, and Fixtures | 2013-01-01 | Non-unitized | CNBCD416O-NB Comm OH - 014160 | KY | 0 | 0 | 0 | 0
E364.00-Poles, Towers, and Fixtures | 2013-01-01 | Non-unitized | 12-20-12 Investment | KY | 0 | 0 | 0 | 0
E364.00-Poles, Towers, and Fixtures | 2013-01-01 | Non-unitized | CNBRD366U-NB Resid UG - 013660 | KY | 0 | 0 | 0 | 0
E364.00-Poles, Towers, and Fixtures | 2013-01-01 | Non-unitized | CTPD256-Capital Thrd Party - 012560 | KY | 0 | 0 | 0 | 0
E364.00-Poles, Towers, and Fixtures | 2013-07-01 | POLE WOOD 35 FT (DIST) | POLE WOOD 35 FT (00005) | KY | 97 | 192422.57 | 1983.7378 | 0
E364.00-Poles, Towers, and Fixtures | 2013-06-01 | POLE WOOD 35 FT (DIST) | POLE WOOD 35 FT (00005) | KY | 14 | 56189.71 | 4013.5507 | 0
E364.00-Poles, Towers, and Fixtures | 2013-06-01 | POLE WOOD 45 FT (DIST) | POLE WOOD 45 FT (00007) | KY | 62 | 539966.06 | 8709.13 | 0
E364.00-Poles, Towers, and Fixtures | 2013-05-30 | POLE WOOD 55 FT (DIST) | POLE WOOD 55 FT (00009) | KY | 9 | 33963.87 | 3773.7633 | 0
E364.00-Poles, Towers, and Fixtures | 2013-07-01 | POLE WOOD 30 FT (DIST) | POLE WOOD 30 FT (00004) | KY | 41 | 50378.59 | 1228.7461 | 0
E364.00-Poles, Towers, and Fixtures | 2013-04-30 | Non-unitized | NBSV236UG-New Bus Serv-UG-Richmond | KY | 0 | 0 | 0 | 0
E364.00-Poles, Towers, and Fixtures | 2013-04-01 | Non-unitized | 021813-I | KY | 0 | 0 | 0 | 0
E364.00-Poles, Towers, and Fixtures | 2013-04-01 | Non-unitized | INVESTMENT | KY | 0 | 0 | 0 | 0
E364.00-Poles, Towers, and Fixtures | 2013-06-26 | Non-unitized | DSP LEMMONS MILL 1 CKT RECL | KY | 0 | 0 | 0 | 0
E364.00-Poles, Towers, and Fixtures | 2013-07-01 | Non-unitized | 200 GEARY ST LT 6 42754 | KY | 0 | 0 | 0 | 0
E364.00-Poles, Towers, and Fixtures | 2013-12-31 | POLE WOOD 45 FT (DIST) | POLE WOOD 45 FT (00007) | KY | 188 | 848480.85 | 4513.196 | 0
E364.00-Poles, Towers, and Fixtures | 2013-07-01 | Non-unitized | STINKING CR RD 40935 | KY | 0 | 0 | 0 | 0
E364.00-Poles, Towers, and Fixtures | 2013-07-01 | Non-unitized | TURKEY CIR 40977 | KY | 0 | 0 | 0 | 0
E364.00-Poles, Towers, and Fixtures | 2013-07-01 | Non-unitized | STONEY FORK TRLR 40988 | KY | 0 | 0 | 0 | 0
E364.00-Poles, Towers, and Fixtures | 2013-07-01 | Non-unitized | UPPER STONEY FORK 40988 | KY | 0 | 0 | 0 | 0
E364.00-Poles, Towers, and Fixtures | 2013-07-01 | Non-unitized | 103 HILL-N-DALE AVE | KY | 0 | 0 | 0 | 0
E364.00-Poles, Towers, and Fixtures | 2013-07-01 | Non-unitized | CRPOLE366-Pole Repair/Replace - 013660 | KY | 0 | 0 | 0 | 0
E364.00-Poles, Towers, and Fixtures | 2013-08-01 | Non-unitized | 062413-I | KY | 0 | 0 | 0 | 0
E364.00-Poles, Towers, and Fixtures | 2013-07-01 | Non-unitized | ts 2300 | KY | 0 | 0 | 0 | 0
E364.00-Poles, Towers, and Fixtures | 2013-08-01 | Non-unitized | Investment | KY | 0 | 0 | 0 | 0
E364.00-Poles, Towers, and Fixtures | 2013-07-01 | Non-unitized | CTBRD236O-Cap Trouble Orders OH - 012360 | KY | 0 | 0 | 0 | 0
E364.00-Poles, Towers, and Fixtures | 2013-12-01 | POLE WOOD 30 FT (DIST) | POLE WOOD 30 FT (00004) | KY | 13 | 20322.47 | 1563.2669 | 0
E364.00-Poles, Towers, and Fixtures | 2013-09-15 | Non-unitized | Laurel Co Water Feed | KY | 0 | 0 | 0 | 0
E364.00-Poles, Towers, and Fixtures | 2012-12-31 | Non-unitized | 1036174 | KY | 0 | 0 | 0 | 0
E364.00-Poles, Towers, and Fixtures | 2013-08-01 | Non-unitized | 090512-I | KY | 0 | 0 | 0 | 0
E364.00-Poles, Towers, and Fixtures | 2013-08-01 | Non-unitized | 092812-I | KY | 0 | 0 | 0 | 0
E364.00-Poles, Towers, and Fixtures | 2014-01-01 | Non-unitized | CSYSEN256-Sys Enh - 012560 | KY | 0 | 0 | 0 | 0
E364.00-Poles, Towers, and Fixtures | 2014-01-01 | Non-unitized | CSYSEN426-Sys Enh - 014260 | KY | 0 | 0 | 0 | 0
E364.00-Poles, Towers, and Fixtures | 2014-01-01 | Non-unitized | CTBRD315U-Cap Trouble Orders UG - 013150 | KY | 0 | 0 | 0 | 0
E364.00-Poles, Towers, and Fixtures | 2014-01-01 | Non-unitized | CTPD156-Capital Thrd Party - 011560 | KY | 0 | 0 | 0 | 0
E364.00-Poles, Towers, and Fixtures | 2014-02-28 | POLE WOOD 50 FT (DIST) | POLE WOOD 50 FT (00008) | KY | 4 | 24510.31 | 6127.5775 | 0
E364.00-Poles, Towers, and Fixtures | 2012-12-31 | Non-unitized | Project = WorkOrder | KY | 0 | 0 | 0 | 0
E364.00-Poles, Towers, and Fixtures | 2014-07-31 | POLE WOOD 45 FT (DIST) | POLE WOOD 45 FT (00007) | KY | 284 | 1000137.95 | 3521.6125 | 0
E364.00-Poles, Towers, and Fixtures | 2014-01-01 | Non-unitized | CNBCD216O-NB Comm OH - 012160 | KY | 0 | 0 | 0 | 0
E364.00-Poles, Towers, and Fixtures | 2013-12-31 | POLE WOOD 35 FT (DIST) | POLE WOOD 35 FT (00005) | KY | 91 | 241613.61 | 2655.0946 | 0
E364.00-Poles, Towers, and Fixtures | 2014-02-28 | Z FRAME SET | Z FRAME SET | KY | 6 | 22083.28 | 3680.5467 | 0
E364.00-Poles, Towers, and Fixtures | 2014-02-28 | BRACKET - NEUTRAL FASTENING | BRACKET - NEUTRAL FASTENING | KY | 8 | 651.59 | 81.4487 | 0
E364.00-Poles, Towers, and Fixtures | 2014-01-01 | Non-unitized | CNBCD366O-NB Comm OH - 013660 | KY | 0 | 0 | 0 | 0
E364.00-Poles, Towers, and Fixtures | 2014-01-01 | Non-unitized | CNBRD236O-NB Resid OH - 012360 | KY | 0 | 0 | 0 | 0
E364.00-Poles, Towers, and Fixtures | 2014-01-01 | Non-unitized | CPOL426-NB Outdoor Lights - 014260 | KY | 0 | 0 | 0 | 0
E364.00-Poles, Towers, and Fixtures | 2014-01-01 | Non-unitized | CRCST156-Cust Requested - 011560 | KY | 0 | 0 | 0 | 0
E364.00-Poles, Towers, and Fixtures | 2014-01-01 | Non-unitized | CRCST256-Cust Requested - 012560 | KY | 0 | 0 | 0 | 0
E364.00-Poles, Towers, and Fixtures | 2014-01-01 | Non-unitized | CRDD156O-Capital Rep Def OH - 011560 | KY | 0 | 0 | 0 | 0
E364.00-Poles, Towers, and Fixtures | 2014-01-01 | Non-unitized | CRDD246O-Capital Rep Def OH - 012460 | KY | 0 | 0 | 0 | 0
E364.00-Poles, Towers, and Fixtures | 2014-01-31 | POLE WOOD 50 FT (DIST) | POLE WOOD 50 FT (00008) | KY | 43 | 123148.65 | 2863.9221 | 0
E364.00-Poles, Towers, and Fixtures | 2014-01-01 | Non-unitized | CRELD236-Capital Reliability - 012360 | KY | 0 | 0 | 0 | 0
E364.00-Poles, Towers, and Fixtures | 2014-01-01 | Non-unitized | CRELD315-Capital Reliability - 013150 | KY | 0 | 0 | 0 | 0
E364.00-Poles, Towers, and Fixtures | 2014-01-01 | Non-unitized | CRPOLE236-Pole Repair/Replace - 012360 | KY | 1 | 0 | 0 | 0
E364.00-Poles, Towers, and Fixtures | 2014-01-01 | Non-unitized | CRPOLE256-Pole Repair/Replace - 012560 | KY | 0 | 0 | 0 | 0
E364.00-Poles, Towers, and Fixtures | 2014-01-01 | Non-unitized | NONE | KY | 0 | 0 | 0 | 0
E364.00-Poles, Towers, and Fixtures | 2014-02-01 | Non-unitized | CNBRD416U-NB Resid UG - 014160 | KY | 0 | 0 | 0 | 0
E364.00-Poles, Towers, and Fixtures | 2014-07-31 | POLE WOOD 30 FT (DIST) | POLE WOOD 30 FT (00004) | KY | 160 | 137849.56 | 861.5598 | 0
E364.00-Poles, Towers, and Fixtures | 2014-06-01 | CROSS ARMS | CROSS ARMS (07362) | KY | 260 | 104148.86 | 400.5725 | 0
E364.00-Poles, Towers, and Fixtures | 2014-06-01 | POLE WOOD 40 FT (DIST) | POLE WOOD 40 FT (00006) | KY | 113 | 310774.87 | 2750.2201 | 0
E364.00-Poles, Towers, and Fixtures | 2013-12-31 | POLES, MODIFIED | POLES, MODIFIED (EACH) (07549) | KY | 32544 | 1243694.24 | 38.2158 | 0
E364.00-Poles, Towers, and Fixtures | 2014-04-30 | Non-unitized | Construction Work in Progress | KY | 0 | 0 | 0 | 0
E364.00-Poles, Towers, and Fixtures | 2014-06-01 | POLE WOOD 55 FT (DIST) | POLE WOOD 55 FT (00009) | KY | 27 | 116321.49 | 4308.2033 | 0
E364.00-Poles, Towers, and Fixtures | 2014-05-31 | Non-unitized | Construction Work in Progress | KY | 0 | 0 | 0 | 0
E364.00-Poles, Towers, and Fixtures | 1980-05-01 | Estimated Retirement | 2013 CIFI - Hopewell, 0286 | KY | 0 | 0 | 0 | 0
E364.00-Poles, Towers, and Fixtures | 1952-05-01 | Estimated Retirement | CIFI 2013 - EARL-ST CHAR 3410 | KY | 0 | 0 | 0 | 0
E364.00-Poles, Towers, and Fixtures | 2013-12-31 | Non-unitized | London CEMI 2013 | KY | 0 | 0 | 0 | 0
E364.00-Poles, Towers, and Fixtures | 2014-05-01 | Non-unitized | CNBSV256U-NB Elect Serv UG - 012560 | KY | 0 | 0 | 0 | 0
E364.00-Poles, Towers, and Fixtures | 2014-06-30 | POLE WOOD 45 FT (DIST) | POLE WOOD 45 FT (00007) | KY | 3 | 2009.6 | 669.8667 | 0
E364.00-Poles, Towers, and Fixtures | 2014-05-01 | Non-unitized | CSTRM246-042814-I-Taxable-042814-I-Taxable-11 | KY | 0 | 0 | 0 | 0
E364.00-Poles, Towers, and Fixtures | 2014-05-01 | Non-unitized | CSTRM256-042814-I-Taxable-042814-I-Taxable-11 | KY | 0 | 0 | 0 | 0
E364.00-Poles, Towers, and Fixtures | 2014-06-01 | Non-unitized | CIFI MIDDLESBORO #2 355 | KY | 0 | 0 | 0 | 0
E364.00-Poles, Towers, and Fixtures | 2014-05-16 | Non-unitized | NERCALRT-ETWN-BDSTWN | KY | 0 | 0 | 0 | 0
E364.00-Poles, Towers, and Fixtures | 2014-07-01 | Non-unitized | CRELD246-Capital Reliability - 012460 | KY | 1 | 0 | 0 | 0
E364.00-Poles, Towers, and Fixtures | 2014-07-01 | Non-unitized | CRSTLT236-Taxable-Repair Street Lights - 01236012 | KY | 0 | 0 | 0 | 0
E364.00-Poles, Towers, and Fixtures | 2014-07-01 | Non-unitized | CSTRM366-052814-I-Taxable-052814-I-Taxable-11 | KY | 0 | 0 | 0 | 0
E364.00-Poles, Towers, and Fixtures | 2014-07-31 | Non-unitized | KU MAJOR STORM 030214 | KY | 0 | 0 | 0 | 0
E364.00-Poles, Towers, and Fixtures | 2014-10-31 | POLE WOOD 30 FT (DIST) | POLE WOOD 30 FT (00004) | KY | 52 | 47811.42 | 919.4504 | 0
E364.00-Poles, Towers, and Fixtures | 2014-10-31 | POLE WOOD 35 FT (DIST) | POLE WOOD 35 FT (00005) | KY | 48 | 65131.95 | 1356.9156 | 0
E364.00-Poles, Towers, and Fixtures | 2014-08-01 | Non-unitized | NONE | KY | 0 | 0 | 0 | 0
E364.00-Poles, Towers, and Fixtures | 2014-03-31 | POLE WOOD 40 FT (DIST) | POLE WOOD 40 FT (00006) | KY | 40 | 48187.61 | 1204.6903 | 0
E364.00-Poles, Towers, and Fixtures | 2014-03-31 | POLE WOOD 45 FT (DIST) | POLE WOOD 45 FT (00007) | KY | 42 | 55810.35 | 1328.8179 | 0
E364.00-Poles, Towers, and Fixtures | 2014-03-31 | POLE WOOD 50 FT (DIST) | POLE WOOD 50 FT (00008) | KY | 66 | 47112.89 | 713.8317 | 0
E364.00-Poles, Towers, and Fixtures | 2014-07-31 | Non-unitized | DSP Reynolds 1 Ckt 0069 | KY | 0 | 0 | 0 | 0
E364.00-Poles, Towers, and Fixtures | 2014-11-30 | POLE WOOD 35 FT (DIST) | POLE WOOD 35 FT (00005) | KY | 84 | 164480.61 | 1958.1025 | 0
E364.00-Poles, Towers, and Fixtures | 2015-02-01 | Non-unitized | CNBSV156O-NB Elect Serv OH - 011560 | KY | 0 | 0 | 0 | 0
E364.00-Poles, Towers, and Fixtures | 2015-05-31 | POLE WOOD 45 FT (DIST) | POLE WOOD 45 FT (00007) | KY | 55 | 152735.7 | 2777.0127 | 0
E364.00-Poles, Towers, and Fixtures | 2015-02-01 | Non-unitized | CNBSV315U-NB Elect Serv UG - 013150 | KY | 0 | 0 | 0 | 0
E364.00-Poles, Towers, and Fixtures | 2015-02-01 | Non-unitized | CNBCD156U-NB Comm UG - 011560 | KY | 0 | 0 | 0 | 0
E364.00-Poles, Towers, and Fixtures | 2015-01-01 | Non-unitized | CNBCD216O-NB Comm OH - 012160 | KY | 0 | 0 | 0 | 0
E364.00-Poles, Towers, and Fixtures | 2015-01-31 | Non-unitized | CRDD156O-Taxable-Capital Rep Def OH - 01156012 | KY | 0 | 0 | 0 | 0
E364.00-Poles, Towers, and Fixtures | 1941-12-01 | Estimated Retirement | DSP Hume Road DIST | KY | 0 | 0 | 0 | 0
E364.00-Poles, Towers, and Fixtures | 2015-02-01 | Non-unitized | CRDD426O-Taxable-Capital Rep Def OH - 01426012 | KY | 0 | 0 | 0 | 0
E364.00-Poles, Towers, and Fixtures | 2014-07-31 | POLE WOOD 60 FT (DIST) | POLE WOOD 60 FT (00010) | KY | 5 | 23735.04 | 4747.008 | 0
E364.00-Poles, Towers, and Fixtures | 2015-05-31 | POLE WOOD 50 FT (DIST) | POLE WOOD 50 FT (00008) | KY | 7 | 20615.38 | 2945.0543 | 0
E364.00-Poles, Towers, and Fixtures | 2015-07-31 | POLE WOOD 40 FT (DIST) | POLE WOOD 40 FT (00006) | KY | 61 | 257000.92 | 4213.1298 | 0
E364.00-Poles, Towers, and Fixtures | 2015-02-01 | Non-unitized | CRELD416-Capital Reliability - 014160 | KY | 0 | 0 | 0 | 0
E364.00-Poles, Towers, and Fixtures | 2015-02-01 | Non-unitized | CRPOL416-Taxable-Repair Outdoor Lights - 01416012 | KY | 0 | 0 | 0 | 0
E364.00-Poles, Towers, and Fixtures | 1948-12-01 | Estimated Retirement | 133250-Leestown Road Highway Project | KY | 0 | 0 | 0 | 0
E364.00-Poles, Towers, and Fixtures | 1949-12-01 | Estimated Retirement | 133250-Leestown Road Highway Project | KY | 0 | 0 | 0 | 0
E364.00-Poles, Towers, and Fixtures | 2015-04-01 | Non-unitized | CRPOLE236-Taxable-Pole Repair/Replace - 01236012 | KY | 0 | 0 | 0 | 0
E364.00-Poles, Towers, and Fixtures | 2015-02-01 | Non-unitized | CRPOLE315-Taxable-Pole Repair/Replace - 01315012 | KY | 0 | 0 | 0 | 0
E364.00-Poles, Towers, and Fixtures | 2015-01-01 | Non-unitized | CRPOLE366-Taxable-Pole Repair/Replace - 01366012 | KY | 0 | 0 | 0 | 0
E364.00-Poles, Towers, and Fixtures | 2015-02-01 | Non-unitized | CRSTLT236-Taxable-Repair Street Lights - 01236012 | KY | 0 | 0 | 0 | 0
E364.00-Poles, Towers, and Fixtures | 2014-12-31 | POLE WOOD 65 FT (DIST) | POLE WOOD 65 FT (00011) | KY | 1 | 8947.06 | 8947.06 | 0
E364.00-Poles, Towers, and Fixtures | 2015-02-01 | Non-unitized | CRSTLT246-Taxable-Repair Street Lights - 01246012 | KY | 0 | 0 | 0 | 0
E364.00-Poles, Towers, and Fixtures | 2015-01-31 | POLE WOOD 40 FT (DIST) | POLE WOOD 40 FT (00006) | KY | 214 | 694994.52 | 3247.6379 | 0
E364.00-Poles, Towers, and Fixtures | 2015-02-01 | Non-unitized | CSTLT315-NB Street Lights - 013150 | KY | 0 | 0 | 0 | 0
E364.00-Poles, Towers, and Fixtures | 2015-02-01 | Non-unitized | CSTLT416-NB Street Lights - 014160 | KY | 0 | 0 | 0 | 0
E364.00-Poles, Towers, and Fixtures | 2015-01-01 | Non-unitized | CSYSEN156-Sys Enh - 011560 | KY | 0 | 0 | 0 | 0
E364.00-Poles, Towers, and Fixtures | 2015-02-01 | Non-unitized | CTBRD216O-Taxable-Cap Trouble Orders OH - 01216012 | KY | 0 | 0 | 0 | 0
E364.00-Poles, Towers, and Fixtures | 2014-12-31 | GUY | GUY (00070) | KY | 723 | 109732.69 | 151.7741 | 0
E364.00-Poles, Towers, and Fixtures | 2015-01-01 | Non-unitized | DSP OWENTON STEP UP BANK | KY | 0 | 0 | 0 | 0
E364.00-Poles, Towers, and Fixtures | 2014-12-15 | Non-unitized | Evarts Relocation Blk Mt | KY | 0 | 0 | 0 | 0
E364.00-Poles, Towers, and Fixtures | 2015-07-31 | Non-unitized | KU MAJOR STORM 021915 | KY | 0 | 0 | 0 | 0
E364.00-Poles, Towers, and Fixtures | 2015-03-31 | Non-unitized | MAYSVILLE RD 40353 | KY | 0 | 0 | 0 | 0
E364.00-Poles, Towers, and Fixtures | 2015-01-31 | Non-unitized | 1762 SARDIS ROAD 41064 | KY | 0 | 0 | 0 | 0
E364.00-Poles, Towers, and Fixtures | 2014-04-30 | POLE WOOD 55 FT (DIST) | POLE WOOD 55 FT (00009) | KY | 7 | 19858.93 | 2836.99 | 0
E364.00-Poles, Towers, and Fixtures | 2015-01-31 | POLE WOOD 35 FT (DIST) | POLE WOOD 35 FT (00005) | KY | 96 | 289961.91 | 3020.4366 | 0
E364.00-Poles, Towers, and Fixtures | 2015-04-30 | POLE WOOD 30 FT (DIST) | POLE WOOD 30 FT (00004) | KY | 277 | 184273.87 | 665.2486 | 0
E364.00-Poles, Towers, and Fixtures | 2014-12-31 | Non-unitized | Ckt 1328 Greenville N | KY | 0 | 0 | 0 | 0
E364.00-Poles, Towers, and Fixtures | 2015-11-01 | POLE WOOD 50 FT (DIST) | POLE WOOD 50 FT (00008) | KY | 11 | 36281.31 | 3298.3009 | 0
E364.00-Poles, Towers, and Fixtures | 2014-08-31 | POLE WOOD 40 FT (DIST) | POLE WOOD 40 FT (00006) | KY | 46 | 90918.05 | 1976.4793 | 0
E364.00-Poles, Towers, and Fixtures | 2015-05-01 | Non-unitized | 2472 REGULATORS | KY | 0 | 0 | 0 | 0
E364.00-Poles, Towers, and Fixtures | 2015-03-31 | POLE WOOD 30 FT (DIST) | POLE WOOD 30 FT (00004) | KY | 12 | 7415.56 | 617.9633 | 0
E364.00-Poles, Towers, and Fixtures | 2015-05-01 | Non-unitized | NONE | KY | 0 | 0 | 0 | 0
E364.00-Poles, Towers, and Fixtures | 2015-05-31 | POLE WOOD 65 FT (DIST) | POLE WOOD 65 FT (00011) | KY | 2 | 10394.82 | 5197.41 | 0
E364.00-Poles, Towers, and Fixtures | 2014-03-31 | POLE WOOD 60 FT (DIST) | POLE WOOD 60 FT (00010) | KY | 3 | 2975.67 | 991.89 | 0
E364.00-Poles, Towers, and Fixtures | 2016-01-01 | Non-unitized | CRCST416-Cust Requested - 014160 | KY | 0 | 0 | 0 | 0
E364.00-Poles, Towers, and Fixtures | 2014-11-30 | POLE WOOD 40 FT (DIST) | POLE WOOD 40 FT (DIST) | KY | 258 | 858595.2 | 3327.8884 | 0
E364.00-Poles, Towers, and Fixtures | 2014-11-30 | POLE WOOD 50 FT (DIST) | POLE WOOD 50 FT (DIST) | KY | 70 | 337909.55 | 4827.2793 | 0
E364.00-Poles, Towers, and Fixtures | 2014-12-31 | POLE WOOD 30 FT (DIST) | POLE WOOD 30 FT (DIST) | KY | 336 | 198832.87 | 591.7645 | 0
E364.00-Poles, Towers, and Fixtures | 2016-07-01 | Non-unitized | CRSTLT246-Taxable-Repair Street Lights - 01246012 | KY | 0 | 0 | 0 | 0
E364.00-Poles, Towers, and Fixtures | 2016-01-01 | Non-unitized | CRSTLT256-Taxable-Repair Street Lights - 01256012 | KY | 0 | 0 | 0 | 0
E364.00-Poles, Towers, and Fixtures | 2016-01-01 | Non-unitized | CNBSV236U-NB Elect Serv UG - 012360 | KY | 0 | 0 | 0 | 0
E364.00-Poles, Towers, and Fixtures | 2016-01-01 | Non-unitized | CRPOL246-Taxable-Repair Outdoor Lights - 01246012 | KY | 0 | 0 | 0 | 0
E364.00-Poles, Towers, and Fixtures | 2016-01-01 | Non-unitized | CRPOLE216-Taxable-Pole Repair/Replace - 01216012 | KY | 0 | 0 | 0 | 0
E364.00-Poles, Towers, and Fixtures | 2016-01-01 | Non-unitized | CNBSV416U-NB Elect Serv UG - 014160 | KY | 0 | 0 | 0 | 0
E364.00-Poles, Towers, and Fixtures | 2016-01-01 | Non-unitized | CRCST246-Cust Requested - 012460 | KY | 0 | 0 | 0 | 0
E364.00-Poles, Towers, and Fixtures | 2015-10-01 | CROSS ARMS | CROSS ARMS (07362) | KY | 35 | 11747.01 | 335.6289 | 0
E364.00-Poles, Towers, and Fixtures | 2016-01-01 | Non-unitized | CRDD156O-Taxable-Capital Rep Def OH - 01156012 | KY | 0 | 0 | 0 | 0
E364.00-Poles, Towers, and Fixtures | 2016-01-01 | Non-unitized | CRDD426O-Taxable-Capital Rep Def OH - 01426012 | KY | 0 | 0 | 0 | 0
E364.00-Poles, Towers, and Fixtures | 2016-01-01 | Non-unitized | CRELD216-Capital Reliability - 012160 | KY | 0 | 0 | 0 | 0
E364.00-Poles, Towers, and Fixtures | 2016-01-01 | Non-unitized | CRELD246-Capital Reliability - 012460 | KY | 0 | 0 | 0 | 0
E364.00-Poles, Towers, and Fixtures | 2016-01-01 | Non-unitized | CRELD256-Capital Reliability - 012560 | KY | 0 | 0 | 0 | 0
E364.00-Poles, Towers, and Fixtures | 2016-01-01 | Non-unitized | CRELD426-Capital Reliability - 014260 | KY | 0 | 0 | 0 | 0
E364.00-Poles, Towers, and Fixtures | 2016-01-01 | Non-unitized | CSTLT426-NB Street Lights - 014260 | KY | 0 | 0 | 0 | 0
E364.00-Poles, Towers, and Fixtures | 2016-02-01 | Non-unitized | NONE | KY | 0 | 0 | 0 | 0
E364.00-Poles, Towers, and Fixtures | 2016-01-01 | Non-unitized | NONE | KY | 0 | 0 | 0 | 0
E364.00-Poles, Towers, and Fixtures | 2016-01-01 | Non-unitized | CSYSEN216-Sys Enh - 012160 | KY | 0 | 0 | 0 | 0
E364.00-Poles, Towers, and Fixtures | 2016-02-01 | Non-unitized | CSYSEN366-Sys Enh - 013660 | KY | 0 | 0 | 0 | 0
E364.00-Poles, Towers, and Fixtures | 2016-01-01 | Non-unitized | CTBRD246O-Taxable-Cap Trouble Orders OH - 01246012 | KY | 0 | 0 | 0 | 0
E364.00-Poles, Towers, and Fixtures | 2016-01-01 | Non-unitized | CTPD216-Taxable-Capital Thrd Party - 01216012 | KY | 0 | 0 | 0 | 0
E364.00-Poles, Towers, and Fixtures | 2016-01-01 | Non-unitized | CTPD236-Taxable-Capital Thrd Party - 01236012 | KY | 0 | 0 | 0 | 0
E364.00-Poles, Towers, and Fixtures | 2016-01-01 | Non-unitized | CNBCD366U-NB Comm UG - 013660 | KY | 0 | 0 | 0 | 0
E364.00-Poles, Towers, and Fixtures | 2016-01-01 | Non-unitized | CNBSV256O-NB Elect Serv OH - 012560 | KY | 0 | 0 | 0 | 0
E364.00-Poles, Towers, and Fixtures | 2015-01-01 | Non-unitized | 146427-Elizabethtown 2015 PITP project | KY | 0 | 0 | 0 | 0
E364.00-Poles, Towers, and Fixtures | 2015-01-01 | Non-unitized | 146428-Richmond Pole Inspection and Treatment Program | KY | 0 | 0 | 0 | 0
E364.00-Poles, Towers, and Fixtures | 2014-10-31 | POLE WOOD 40 FT (DIST) | POLE WOOD 40 FT (DIST) | KY | 109 | 129429.06 | 1187.4226 | 0
E364.00-Poles, Towers, and Fixtures | 2016-07-01 | Non-unitized | NONE | KY | 0 | 0 | 0 | 0
E364.00-Poles, Towers, and Fixtures | 2013-05-30 | POLE WOOD 40 FT (DIST) | POLE WOOD 40 FT (DIST) | KY | 54 | 132167.63 | 2447.5487 | 0
E364.00-Poles, Towers, and Fixtures | 2015-11-30 | POLE WOOD 45 FT (DIST) | POLE WOOD 45 FT (DIST) | KY | 1 | 3346.9 | 3346.9 | 0
E364.00-Poles, Towers, and Fixtures | 2016-02-29 | POLE WOOD 45 FT (DIST) | POLE WOOD 45 FT (DIST) | KY | 10 | 68502.85 | 6850.285 | 0
E364.00-Poles, Towers, and Fixtures | 2016-10-31 | CROSS ARMS | CROSS ARMS (07362) | KY | 3 | 3827.99 | 1275.9967 | 0
E364.00-Poles, Towers, and Fixtures | 2016-05-31 | CROSS ARMS | CROSS ARMS (07362) | KY | 97 | 50146.28 | 516.972 | 0
E364.00-Poles, Towers, and Fixtures | 2014-08-31 | POLE WOOD 30 FT (DIST) | POLE WOOD 30 FT (DIST) | KY | 26 | 13436.77 | 516.7988 | 0
E364.00-Poles, Towers, and Fixtures | 2015-01-31 | H-BEAM STEEL GUY | H-BEAM STEEL GUY (EACH) (07410) | KY | 1 | 31432.69 | 31432.69 | 0
E364.00-Poles, Towers, and Fixtures | 2016-02-29 | Non-unitized | Hardesty Tap CIFI 2015 | KY | 0 | 0 | 0 | 0
E364.00-Poles, Towers, and Fixtures | 2016-02-29 | Non-unitized | Innovation Drive Ck 0593 | KY | 0 | 0 | 0 | 0
E364.00-Poles, Towers, and Fixtures | 2016-04-30 | POLE WOOD 35 FT (DIST) | POLE WOOD 35 FT (DIST) | KY | 4 | 7761.71 | 1940.4275 | 0
E364.00-Poles, Towers, and Fixtures | 2015-01-01 | POLE WOOD 60 FT (DIST) | POLE WOOD 60 FT (DIST) | KY | 16 | 92561.46 | 5785.0913 | 0
E364.00-Poles, Towers, and Fixtures | 2016-11-30 | Non-unitized | Buena Vista Ckt 2104 Rec | KY | 0 | 0 | 0 | 0
E364.00-Poles, Towers, and Fixtures | 2016-06-30 | Non-unitized | CIFI Haefling 0060 | KY | 0 | 0 | 0 | 0
E364.00-Poles, Towers, and Fixtures | 2016-08-10 | GUY | GUY (00070) | KY | 57 | 14976.54 | 262.7463 | 0
E364.00-Poles, Towers, and Fixtures | 2016-02-29 | CROSS ARMS | CROSS ARMS (07362) | KY | 1 | 2535.68 | 2535.68 | 0
E364.00-Poles, Towers, and Fixtures | 2016-06-30 | CROSS ARMS | CROSS ARMS (07362) | KY | 309 | 144971.34 | 469.1629 | 0
E364.00-Poles, Towers, and Fixtures | 2015-09-30 | POLE WOOD 45 FT (DIST) | POLE WOOD 45 FT (DIST) | KY | 11 | 45901.56 | 4172.8691 | 0
E364.00-Poles, Towers, and Fixtures | 2016-01-31 | CROSS ARMS | CROSS ARMS (07362) | KY | 75 | 63123.22 | 841.6429 | 0
E364.00-Poles, Towers, and Fixtures | 2016-01-01 | Non-unitized | 150290-London PITP 2016 | KY | 0 | 0 | 0 | 0
E364.00-Poles, Towers, and Fixtures | 2017-01-01 | Non-unitized | CRDD315O-Taxable-Capital Rep Def OH - 01315012 | KY | 0 | 0 | 0 | 0
E364.00-Poles, Towers, and Fixtures | 2016-01-01 | Non-unitized | 150287 Elizabethtown PITP 2016 | KY | 0 | 0 | 0 | 0
E364.00-Poles, Towers, and Fixtures | 2016-01-01 | Non-unitized | 150289-Richmond PITP 2016 | KY | 0 | 0 | 0 | 0
E364.00-Poles, Towers, and Fixtures | 2016-08-10 | Non-unitized | NONE | KY | 0 | 0 | 0 | 0
E364.00-Poles, Towers, and Fixtures | 2017-01-01 | Non-unitized | CPOL216-NB Outdoor Lights - 012160 | KY | 0 | 0 | 0 | 0
E364.00-Poles, Towers, and Fixtures | 2016-12-31 | Non-unitized | N-1 DIST XFMR LAKESHORE CW | KY | 0 | 0 | 0 | 0
E364.00-Poles, Towers, and Fixtures | 2017-01-01 | Non-unitized | CCAPR315-Taxable-Capital CAP/REG/RECL - 01315012 | KY | 7 | 0 | 0 | 0
E364.00-Poles, Towers, and Fixtures | 2015-04-30 | POLE WOOD 35 FT (DIST) | POLE WOOD 35 FT (DIST) | KY | 296 | 366415.21 | 1237.8892 | 0
E364.00-Poles, Towers, and Fixtures | 2015-04-30 | GUY | GUY (00070) | KY | 2822 | 405596.76 | 143.7267 | 0
E364.00-Poles, Towers, and Fixtures | 2015-04-30 | POLE,STEEL, 45 FT | POLE,STEEL, 45 FT | KY | 0 | 0 | 0 | 0
E364.00-Poles, Towers, and Fixtures | 2014-09-30 | GUY | GUY (00070) | KY | 1409 | 46418.46 | 32.9443 | 0
E364.00-Poles, Towers, and Fixtures | 2017-06-01 | POLE WOOD 35 FT (DIST) | POLE WOOD 35 FT (DIST) | KY | 7 | 12931.76 | 1847.3943 | 0
E364.00-Poles, Towers, and Fixtures | 2017-05-01 | Non-unitized | CCAPR315-Taxable-Capital CAP/REG/RECL - 01315012 | KY | 0 | 0 | 0 | 0
E364.00-Poles, Towers, and Fixtures | 2017-08-31 | Non-unitized | 153818-Joyland 0099 KU CIFI 2017 | KY | 0 | 0 | 0 | 0
E364.00-Poles, Towers, and Fixtures | 2017-08-01 | Non-unitized | CRDD216O-Taxable-Capital Rep Def OH - 01216012 | KY | 0 | 0 | 0 | 0
E364.00-Poles, Towers, and Fixtures | 2017-04-01 | Non-unitized | CTBRD156O-Taxable-Cap Trouble Orders OH - 01156012 | KY | 7 | 0 | 0 | 0
E364.00-Poles, Towers, and Fixtures | 2017-04-01 | Non-unitized | CTPD426-Taxable-Capital Thrd Party - 01426012 | KY | 0 | 0 | 0 | 0
E364.00-Poles, Towers, and Fixtures | 2017-04-01 | Non-unitized | CXFRM315-NB Transformers - 013150 | KY | 0 | 0 | 0 | 0
E364.00-Poles, Towers, and Fixtures | 2014-11-30 | GUY | GUY (00070) | KY | 941 | 108711.65 | 115.5278 | 0
E364.00-Poles, Towers, and Fixtures | 2017-04-01 | Non-unitized | CNBCD156O-NB Comm OH - 011560 | KY | 0 | 0 | 0 | 0
E364.00-Poles, Towers, and Fixtures | 2017-04-01 | Non-unitized | CNBCD315U-NB Comm UG - 013150 | KY | 0 | 0 | 0 | 0
E364.00-Poles, Towers, and Fixtures | 2017-09-30 | Non-unitized | 150281-VERSAILLES BYPASS 0507 CIFI 2017 | KY | 0 | 0 | 0 | 0
E364.00-Poles, Towers, and Fixtures | 2017-04-01 | Non-unitized | CNBRD246O-NB Resid OH - 012460 | KY | 0 | 0 | 0 | 0
E364.00-Poles, Towers, and Fixtures | 2017-08-31 | Non-unitized | 153795-Midway 0516 CIFI 2017 | KY | 0 | 0 | 0 | 0
E364.00-Poles, Towers, and Fixtures | 2017-04-01 | Non-unitized | CNBSV416O-NB Elect Serv OH - 014160 | KY | 0 | 0 | 0 | 0
E364.00-Poles, Towers, and Fixtures | 2017-04-01 | Non-unitized | CNBSV426O-NB Elect Serv OH - 014260 | KY | 0 | 0 | 0 | 0
E364.00-Poles, Towers, and Fixtures | 2015-06-30 | Non-unitized | Investment | KY | 0 | 0 | 0 | 0
E364.00-Poles, Towers, and Fixtures | 2017-04-01 | Non-unitized | CRDD156O-Taxable-Capital Rep Def OH - 01156012 | KY | 0 | 0 | 0 | 0
E364.00-Poles, Towers, and Fixtures | 2017-04-01 | Non-unitized | CRDD366O-Taxable-Capital Rep Def OH - 01366012 | KY | 0 | 0 | 0 | 0
E364.00-Poles, Towers, and Fixtures | 2017-04-01 | Non-unitized | CRELD426-Capital Reliability - 014260 | KY | 0 | 0 | 0 | 0
E364.00-Poles, Towers, and Fixtures | 2017-04-01 | Non-unitized | CRPOL315-Taxable-Repair Outdoor Lights - 01315012 | KY | 0 | 0 | 0 | 0
E364.00-Poles, Towers, and Fixtures | 2017-09-22 | Non-unitized | NONE | KY | 0 | 0 | 0 | 0
E364.00-Poles, Towers, and Fixtures | 2017-04-01 | Non-unitized | CSYSEN246-Sys Enh - 012460 | KY | 6 | 0 | 0 | 0
E364.00-Poles, Towers, and Fixtures | 2017-04-01 | Non-unitized | CTBRD216O-Taxable-Cap Trouble Orders OH - 01216012 | KY | 9 | 0 | 0 | 0
E364.00-Poles, Towers, and Fixtures | 2017-06-01 | Non-unitized | CTBRD246O-Taxable-Cap Trouble Orders OH - 01246012 | KY | 0 | 0 | 0 | 0
E364.00-Poles, Towers, and Fixtures | 2017-04-01 | Non-unitized | CTBRD426O-Taxable-Cap Trouble Orders OH - 01426012 | KY | 0 | 0 | 0 | 0
E364.00-Poles, Towers, and Fixtures | 2017-04-01 | Non-unitized | CTPD246-Taxable-Capital Thrd Party - 01246012 | KY | 4 | 0 | 0 | 0
E364.00-Poles, Towers, and Fixtures | 2017-04-01 | Non-unitized | CTPD315-Taxable-Capital Thrd Party - 01315012 | KY | 0 | 0 | 0 | 0
E364.00-Poles, Towers, and Fixtures | 2018-02-01 | Non-unitized | CNBRD246O-NB Resid OH - 012460 | KY | 0 | 0 | 0 | 0
E364.00-Poles, Towers, and Fixtures | 2018-02-01 | Non-unitized | CNBRD315O-NB Resid OH - 013150 | KY | 0 | 0 | 0 | 0
E364.00-Poles, Towers, and Fixtures | 2018-02-01 | Non-unitized | CNBRD416U-NB Resid UG - 014160 | KY | 0 | 0 | 0 | 0
E364.00-Poles, Towers, and Fixtures | 2018-01-01 | Non-unitized | CNBSV426U-NB Elect Serv UG - 014260 | KY | 0 | 0 | 0 | 0
E364.00-Poles, Towers, and Fixtures | 2018-01-01 | Non-unitized | CRCST236-Cust Requested - 012360 | KY | 0 | 0 | 0 | 0
E364.00-Poles, Towers, and Fixtures | 2018-02-01 | Non-unitized | CRCST315-Cust Requested - 013150 | KY | 0 | 0 | 0 | 0
E364.00-Poles, Towers, and Fixtures | 2018-01-01 | Non-unitized | CRCST416-Cust Requested - 014160 | KY | 0 | 0 | 0 | 0
E364.00-Poles, Towers, and Fixtures | 2018-01-01 | Non-unitized | CRDD256O-Taxable-Capital Rep Def OH - 01256012 | KY | 7 | 0 | 0 | 0
E364.00-Poles, Towers, and Fixtures | 2018-01-01 | Non-unitized | CRPOLE216-Taxable-Pole Repair/Replace - 01216012 | KY | 10 | 0 | 0 | 0
E364.00-Poles, Towers, and Fixtures | 2018-01-01 | Non-unitized | CRPOLE236-Taxable-Pole Repair/Replace - 01236012 | KY | 0 | 0 | 0 | 0
E364.00-Poles, Towers, and Fixtures | 2018-02-01 | Non-unitized | CSTLT156-NB Street Lights - 011560 | KY | 0 | 0 | 0 | 0
E364.00-Poles, Towers, and Fixtures | 2018-02-01 | Non-unitized | CSTLT236-NB Street Lights - 012360 | KY | 0 | 0 | 0 | 0
E364.00-Poles, Towers, and Fixtures | 2018-02-01 | Non-unitized | CSTLT315-NB Street Lights - 013150 | KY | 0 | 0 | 0 | 0
E364.00-Poles, Towers, and Fixtures | 2018-02-01 | Non-unitized | CSTLT416-NB Street Lights - 014160 | KY | 4 | 0 | 0 | 0
E364.00-Poles, Towers, and Fixtures | 2018-02-01 | Non-unitized | CSYSEN315-Sys Enh - 013150 | KY | 0 | 0 | 0 | 0
E364.00-Poles, Towers, and Fixtures | 2018-02-01 | Non-unitized | CCAPR366-Taxable-Capital CAP/REG/RECL - 01366012 | KY | 0 | 0 | 0 | 0
E364.00-Poles, Towers, and Fixtures | 2018-02-01 | Non-unitized | CNBCD156O-NB Comm OH - 011560 | KY | 0 | 0 | 0 | 0
E364.00-Poles, Towers, and Fixtures | 2018-01-01 | Non-unitized | CTPD236-Taxable-Capital Thrd Party - 01236012 | KY | 0 | 0 | 0 | 0
E364.00-Poles, Towers, and Fixtures | 2017-04-01 | Non-unitized | CNBSV216O-NB Elect Serv OH - 012160 | KY | 0 | 0 | 0 | 0
E364.00-Poles, Towers, and Fixtures | 2017-04-01 | Non-unitized | CNBSV216U-NB Elect Serv UG - 012160 | KY | 0 | 0 | 0 | 0
E364.00-Poles, Towers, and Fixtures | 2017-04-01 | Non-unitized | CNBSV236O-NB Elect Serv OH - 012360 | KY | 0 | 0 | 0 | 0
E364.00-Poles, Towers, and Fixtures | 2018-02-01 | Non-unitized | CNBCD256U-NB Comm UG - 012560 | KY | 0 | 0 | 0 | 0
E364.00-Poles, Towers, and Fixtures | 2018-02-01 | Non-unitized | CNBCD315U-NB Comm UG - 013150 | KY | 0 | 0 | 0 | 0
E364.00-Poles, Towers, and Fixtures | 2018-01-01 | Non-unitized | CNBCD366O-NB Comm OH - 013660 | KY | 0 | 0 | 0 | 0
E364.00-Poles, Towers, and Fixtures | 2018-02-01 | Non-unitized | CNBCD366U-NB Comm UG - 013660 | KY | 0 | 0 | 0 | 0
E364.00-Poles, Towers, and Fixtures | 2018-02-01 | Non-unitized | CNBCD426U-NB Comm UG - 014260 | KY | 0 | 0 | 0 | 0
E364.00-Poles, Towers, and Fixtures | 2018-02-01 | Non-unitized | CNBRD216U-NB Resid UG - 012160 | KY | 0 | 0 | 0 | 0
E364.00-Poles, Towers, and Fixtures | 2017-10-31 | Non-unitized | 155748-Ebenezer Circuit Work | KY | 0 | 0 | 0 | 0
E364.00-Poles, Towers, and Fixtures | 2017-11-30 | POLE WOOD 55 FT (DIST) | POLE WOOD 55 FT (DIST) | KY | 20 | 50619.31 | 2530.9655 | 0
E364.00-Poles, Towers, and Fixtures | 2017-11-30 | Non-unitized | 155050 | KY | 0 | 0 | 0 | 0
E364.00-Poles, Towers, and Fixtures | 2018-01-01 | Non-unitized | CRELD426-Capital Reliability - 014260 | KY | 0 | 0 | 0 | 0
E364.00-Poles, Towers, and Fixtures | 2018-02-01 | Non-unitized | CTPD246-Taxable-Capital Thrd Party - 01246012 | KY | 0 | 0 | 0 | 0
E364.00-Poles, Towers, and Fixtures | 2017-04-01 | Non-unitized | CNBCD366U-NB Comm UG - 013660 | KY | 0 | 0 | 0 | 0
E364.00-Poles, Towers, and Fixtures | 2014-07-31 | GUY | GUY (00070) | KY | 282 | 35759.03 | 126.8051 | 0
E364.00-Poles, Towers, and Fixtures | 2014-12-31 | POLE,STEEL, 40 FT | POLE,STEEL, 40 FT | KY | 0 | 0 | 0 | 0
E364.00-Poles, Towers, and Fixtures | 2016-11-27 | GUY | GUY (00070) | KY | 32 | 2945.49 | 92.0466 | 0
E364.00-Poles, Towers, and Fixtures | 2017-02-28 | POLE WOOD 35 FT (DIST) | POLE WOOD 35 FT (DIST) | KY | 3 | 5123.55 | 1707.85 | 0
E364.00-Poles, Towers, and Fixtures | 2017-04-01 | POLE WOOD 50 FT (DIST) | POLE WOOD 50 FT (DIST) | KY | 4 | 27605.01 | 6901.2525 | 0
E364.00-Poles, Towers, and Fixtures | 2017-05-31 | Non-unitized | 146903-Reynold 0044 CIFI 2015 | KY | 0 | 0 | 0 | 0
E364.00-Poles, Towers, and Fixtures | 2017-12-31 | Non-unitized | 153178-Corbin Steel substation distribution | KY | 0 | 0 | 0 | 0
E364.00-Poles, Towers, and Fixtures | 2018-02-28 | Non-unitized | 153573-Danville Pole Inspection 2017 | KY | 0 | 0 | 0 | 0
E364.00-Poles, Towers, and Fixtures | 2015-02-28 | PLATFORMS NEW (05491) | PLATFORMS NEW (05491) | KY | 3 | 36723.13 | 12241.0433 | 0
E364.00-Poles, Towers, and Fixtures | 2017-06-30 | GUY | GUY (00070) | KY | 7 | 1031.35 | 147.3357 | 0
E364.00-Poles, Towers, and Fixtures | 2018-03-31 | POLE WOOD 45 FT (DIST) | POLE WOOD 45 FT (DIST) | KY | 205 | 367016.73 | 1790.3255 | 0
E364.00-Poles, Towers, and Fixtures | 2017-07-23 | Non-unitized | NONE | KY | 0 | 0 | 0 | 0
E364.00-Poles, Towers, and Fixtures | 2017-05-31 | Non-unitized | 152255 - Stinking Creek 0314 | KY | 0 | 0 | 0 | 0
E364.00-Poles, Towers, and Fixtures | 2017-11-30 | Non-unitized | CKM52717-KU MAJOR STORM CAPITAL 052717 | KY | 0 | 0 | 0 | 0
E364.00-Poles, Towers, and Fixtures | 2017-08-31 | Non-unitized | CITY OF ELIZABETHTOW | KY | 0 | 0 | 0 | 0
E364.00-Poles, Towers, and Fixtures | 2018-06-01 | POLE WOOD 35 FT (DIST) | POLE WOOD 35 FT (DIST) | KY | 54 | 59681.32 | 1105.2096 | 0
E364.00-Poles, Towers, and Fixtures | 2018-06-01 | POLE WOOD 45 FT (DIST) | POLE WOOD 45 FT (DIST) | KY | 165 | 475040.9 | 2879.0358 | 0
E364.00-Poles, Towers, and Fixtures | 2018-06-01 | POLE WOOD 50 FT (DIST) | POLE WOOD 50 FT (DIST) | KY | 45 | 137810.66 | 3062.4591 | 0
E364.00-Poles, Towers, and Fixtures | 2018-03-31 | Non-unitized | 153788-Danville East 2113 CIFI 2017 | KY | 0 | 0 | 0 | 0
E364.00-Poles, Towers, and Fixtures | 2018-04-01 | POLE WOOD 40 FT (DIST) | POLE WOOD 40 FT (DIST) | KY | 8 | 24368.85 | 3046.1062 | 0
E364.00-Poles, Towers, and Fixtures | 2018-10-01 | POLE WOOD 35 FT (DIST) | POLE WOOD 35 FT (DIST) | KY | 6 | 15470.63 | 2578.4383 | 0
E364.00-Poles, Towers, and Fixtures | 2018-05-31 | Non-unitized | 155812-Hartford URD - Direct buried cable replacement project | KY | 0 | 0 | 0 | 0
E364.00-Poles, Towers, and Fixtures | 2018-06-01 | POLE,STEEL, 50 FT | POLE,STEEL, 50 FT | KY | 0 | 0 | 0 | 0
E364.00-Poles, Towers, and Fixtures | 2018-05-01 | Non-unitized | CCAPR416-Taxable-Capital CAP/REG/RECL - 01416012 | KY | 0 | 0 | 0 | 0
E364.00-Poles, Towers, and Fixtures | 2018-05-01 | POLE WOOD 50 FT (DIST) | POLE WOOD 50 FT (DIST) | KY | 11 | 25311.18 | 2301.0164 | 0
E364.00-Poles, Towers, and Fixtures | 2018-04-24 | Non-unitized | NONE | KY | 0 | 0 | 0 | 0
E364.00-Poles, Towers, and Fixtures | 2018-04-01 | Non-unitized | CTBRD315O-Taxable-Cap Trouble Orders OH - 01315012 | KY | 0 | 0 | 0 | 0
E364.00-Poles, Towers, and Fixtures | 2016-07-31 | POLE WOOD 50 FT (DIST) | POLE WOOD 50 FT (DIST) | KY | 2 | 12510.32 | 6255.16 | 0
E364.00-Poles, Towers, and Fixtures | 2014-11-30 | PLATFORMS NEW (05491) | PLATFORMS NEW (05491) | KY | 4 | 38183.93 | 9545.9825 | 0
E364.00-Poles, Towers, and Fixtures | 2015-04-30 | Non-unitized | CRDD216U-Taxable-Capital Rep Def UG - 01216012 | KY | 0 | 0 | 0 | 0
E364.00-Poles, Towers, and Fixtures | 2018-10-31 | Non-unitized | CKM040318-KU MAJOR STORM-040318 | KY | 0 | 0 | 0 | 0
E364.00-Poles, Towers, and Fixtures | 2018-10-31 | Non-unitized | NONE | KY | 0 | 0 | 0 | 0
E364.00-Poles, Towers, and Fixtures | 2019-01-01 | Non-unitized | CTPD416-Taxable-Capital Thrd Party - 01416012 | KY | 0 | 0 | 0 | 0
E364.00-Poles, Towers, and Fixtures | 2018-12-31 | Non-unitized | 18PITP246-Elizabethtown PITP 2018 | KY | 0 | 0 | 0 | 0
E364.00-Poles, Towers, and Fixtures | 2018-12-31 | Non-unitized | 18PITP315-Lexington PITP 2018 | KY | 0 | 0 | 0 | 0
E364.00-Poles, Towers, and Fixtures | 2017-12-15 | POLE WOOD 50 FT (DIST) | POLE WOOD 50 FT (DIST) | KY | 9 | 1970.02 | 218.8911 | 0
E364.00-Poles, Towers, and Fixtures | 2019-01-01 | Non-unitized | CCAPR156-Capital CAP/REG/RECL - 011560 | KY | 0 | 0 | 0 | 0
E364.00-Poles, Towers, and Fixtures | 2019-01-01 | Non-unitized | CNBCD216U-NB Comm UG - 012160 | KY | 0 | 0 | 0 | 0
E364.00-Poles, Towers, and Fixtures | 2019-01-01 | Non-unitized | CNBCD426O-NB Comm OH - 014260 | KY | 0 | 0 | 0 | 0
E364.00-Poles, Towers, and Fixtures | 2018-08-31 | Non-unitized | NONE | KY | 0 | 0 | 0 | 0
E364.00-Poles, Towers, and Fixtures | 2019-01-01 | Non-unitized | CNBRD246U-NB Resid UG - 012460 | KY | 0 | 0 | 0 | 0
E364.00-Poles, Towers, and Fixtures | 2019-01-01 | Non-unitized | CNBRD256U-NB Resid UG - 012560 | KY | 2 | 0 | 0 | 0
E364.00-Poles, Towers, and Fixtures | 2019-01-01 | Non-unitized | CNBRD315U-NB Resid UG - 013150 | KY | 0 | 0 | 0 | 0
E364.00-Poles, Towers, and Fixtures | 2019-01-01 | Non-unitized | CNBRD416U-NB Resid UG - 014160 | KY | 0 | 0 | 0 | 0
E364.00-Poles, Towers, and Fixtures | 2019-01-01 | Non-unitized | CNBSV246O-NB Elect Serv OH - 012460 | KY | 0 | 0 | 0 | 0
E364.00-Poles, Towers, and Fixtures | 2019-01-01 | Non-unitized | CNBSV246U-NB Elect Serv UG - 012460 | KY | 0 | 0 | 0 | 0
E364.00-Poles, Towers, and Fixtures | 2019-01-01 | Non-unitized | CNBSV416O-NB Elect Serv OH - 014160 | KY | 0 | 0 | 0 | 0
E364.00-Poles, Towers, and Fixtures | 2019-01-01 | Non-unitized | CRCST156-Cust Requested - 011560 | KY | 1 | 0 | 0 | 0
E364.00-Poles, Towers, and Fixtures | 2019-01-01 | Non-unitized | CRDD156O-Taxable-Capital Rep Def OH - 01156012 | KY | 0 | 0 | 0 | 0
E364.00-Poles, Towers, and Fixtures | 2019-01-01 | Non-unitized | CSTLT216-NB Street Lights - 012160 | KY | 0 | 0 | 0 | 0
E364.00-Poles, Towers, and Fixtures | 2019-01-01 | Non-unitized | CSTLT236-NB Street Lights - 012360 | KY | 0 | 0 | 0 | 0
E364.00-Poles, Towers, and Fixtures | 2019-01-01 | Non-unitized | CSTLT426-NB Street Lights - 014260 | KY | 0 | 0 | 0 | 0
E364.00-Poles, Towers, and Fixtures | 2019-01-01 | Non-unitized | CTBRD315U-Taxable-Cap Trouble Orders UG - 01315012 | KY | 0 | 0 | 0 | 0
E364.00-Poles, Towers, and Fixtures | 2019-01-01 | Non-unitized | CTPD216-Taxable-Capital Thrd Party - 01216012 | KY | 0 | 0 | 0 | 0
E364.00-Poles, Towers, and Fixtures | 2015-12-31 | GUY | GUY (00070) | KY | 48 | 5006.17 | 104.2952 | 0
E364.00-Poles, Towers, and Fixtures | 2019-12-01 | POLE WOOD 40 FT (DIST) | POLE WOOD 40 FT (DIST) | KY | 384 | 1202442.4 | 3131.3604 | 0
E364.00-Poles, Towers, and Fixtures | 2019-03-31 | Non-unitized | 157620-Munfordville Ckt Hardening - 2442 to Rio 2451 | KY | 0 | 0 | 0 | 0
E364.00-Poles, Towers, and Fixtures | 2019-04-30 | Non-unitized | 157732-Cumberland Gap Underground Bore | KY | 0 | 0 | 0 | 0
E364.00-Poles, Towers, and Fixtures | 2018-06-30 | POLE WOOD 45 FT (DIST) | POLE WOOD 45 FT (DIST) | KY | 361 | 1048377.39 | 2904.0925 | 0
E364.00-Poles, Towers, and Fixtures | 2018-11-30 | Non-unitized | 155276-Denham St Ckt 531 Upgrade | KY | 0 | 0 | 0 | 0
E364.00-Poles, Towers, and Fixtures | 2017-11-28 | Non-unitized | EAST BRANNON ROAD EX | KY | 0 | 0 | 0 | 0
E364.00-Poles, Towers, and Fixtures | 2018-07-31 | Non-unitized | 156220 - Waitsboro 0533 2018 CIFI | KY | 0 | 0 | 0 | 0
E364.00-Poles, Towers, and Fixtures | 2018-02-28 | POLE WOOD 55 FT (DIST) | POLE WOOD 55 FT (DIST) | KY | 21 | 82410.63 | 3924.3157 | 0
E364.00-Poles, Towers, and Fixtures | 2018-02-28 | 40' FIBERGLASS POLE(COMPOSITE,RS MO | 40' FIBERGLASS POLE | KY | 3 | 75881.07 | 25293.69 | 0
E364.00-Poles, Towers, and Fixtures | 2018-12-06 | Non-unitized | NONE | KY | 0 | 0 | 0 | 0
E364.00-Poles, Towers, and Fixtures | 2018-12-26 | Non-unitized | NONE | KY | 0 | 0 | 0 | 0
E364.00-Poles, Towers, and Fixtures | 2019-01-01 | Non-unitized | CSYSEN216-Sys Enh - 012160 | KY | 1 | 0 | 0 | 0
E364.00-Poles, Towers, and Fixtures | 2019-01-01 | Non-unitized | CNBCD216O-NB Comm OH - 012160 | KY | 0 | 0 | 0 | 0
E364.00-Poles, Towers, and Fixtures | 2019-01-01 | Non-unitized | CRDD236U-Taxable-Capital Rep Def UG - 01236012 | KY | 0 | 0 | 0 | 0
E364.00-Poles, Towers, and Fixtures | 2019-01-01 | Non-unitized | CRDD246O-Taxable-Capital Rep Def OH - 01246012 | KY | 0 | 0 | 0 | 0
E364.00-Poles, Towers, and Fixtures | 2018-11-30 | POLE,STEEL, 45 FT | POLE,STEEL, 45 FT | KY | 2 | 3383.01 | 1691.505 | 0
E364.00-Poles, Towers, and Fixtures | 2019-01-01 | Non-unitized | CSYSEN366-Sys Enh - 013660 | KY | 0 | 0 | 0 | 0
E364.00-Poles, Towers, and Fixtures | 2019-07-31 | Non-unitized | 163013-SIO Rel KU UG FCI Install | KY | 0 | 0 | 0 | 0
E364.00-Poles, Towers, and Fixtures | 2019-10-01 | Non-unitized | CCAPR216-Taxable-Capital CAP/REG/RECL - 012160 12 | KY | 0 | 0 | 0 | 0
E364.00-Poles, Towers, and Fixtures | 2019-05-31 | Non-unitized | DOWN GUY REMOVAL | KY | 0 | 0 | 0 | 0
E364.00-Poles, Towers, and Fixtures | 2019-05-31 | Non-unitized | 152868-URD Cable Repl/Rejuv Program Lex | KY | 0 | 0 | 0 | 0
E364.00-Poles, Towers, and Fixtures | 2019-07-31 | Non-unitized | 156249 - Kenton 0924 Ckt Hard 2018 | KY | 0 | 0 | 0 | 0
E364.00-Poles, Towers, and Fixtures | 2019-04-30 | Non-unitized | 158530-Liberty Duo County Fiber | KY | 0 | 0 | 0 | 0
E364.00-Poles, Towers, and Fixtures | 2018-12-31 | POLE WOOD 50 FT (DIST) | POLE WOOD 50 FT (DIST) | KY | 72 | 169194.96 | 2349.93 | 0
E364.00-Poles, Towers, and Fixtures | 2019-05-31 | Non-unitized | 156423-- Pineville Reclosers CEMI 2018 | KY | 0 | 0 | 0 | 0
E364.00-Poles, Towers, and Fixtures | 2014-12-31 | POLE,STEEL, 30 FT | POLE,STEEL, 30 FT | KY | 2 | 5026.07 | 2513.035 | 0
E364.00-Poles, Towers, and Fixtures | 2019-07-31 | Non-unitized | KDOT- GUARD RAIL PRO | KY | 0 | 0 | 0 | 0
E364.00-Poles, Towers, and Fixtures | 2019-08-31 | POLE WOOD 50 FT (DIST) | POLE WOOD 50 FT (DIST) | KY | 73 | 295417.2 | 4046.811 | 0
E364.00-Poles, Towers, and Fixtures | 2019-08-31 | POLE WOOD 55 FT (DIST) | POLE WOOD 55 FT (DIST) | KY | 13 | 62548.25 | 4811.4038 | 0
E364.00-Poles, Towers, and Fixtures | 2019-10-29 | Non-unitized | NONE | KY | 0 | 0 | 0 | 0
E364.00-Poles, Towers, and Fixtures | 2019-12-31 | Non-unitized | 163044-Irvine/Dark Hollow Tie | KY | 0 | 0 | 0 | 0
E364.00-Poles, Towers, and Fixtures | 2019-09-30 | CROSS ARMS | CROSS ARMS (07362) | KY | 261 | 235025.09 | 900.4793 | 0
E364.00-Poles, Towers, and Fixtures | 2020-01-01 | POLE,STEEL, 30 FT | POLE,STEEL, 30 FT | KY | 2 | 28348.33 | 14174.165 | 0
E364.00-Poles, Towers, and Fixtures | 2020-01-01 | Non-unitized | CSYSEN256-Sys Enh - 012560 | KY | 0 | 0 | 0 | 0
E364.00-Poles, Towers, and Fixtures | 2020-06-30 | Non-unitized | 159671-Fairfield to Bloomfield ATT Pole Repl | KY | 0 | 0 | 0 | 0
E364.00-Poles, Towers, and Fixtures | 2018-10-31 | CROSS ARMS | CROSS ARMS (07362) | KY | 19 | 3240.44 | 170.5495 | 0
E364.00-Poles, Towers, and Fixtures | 2020-01-01 | Non-unitized | CTBRD236O-Taxable-Cap Trouble Orders OH - 01236012 | KY | 1 | 0 | 0 | 0
E364.00-Poles, Towers, and Fixtures | 2020-01-01 | Non-unitized | CNBCD256U-NB Comm UG - 012560 | KY | 0 | 0 | 0 | 0
E364.00-Poles, Towers, and Fixtures | 2020-01-01 | Non-unitized | CNBCD416O-NB Comm OH - 014160 | KY | 0 | 0 | 0 | 0
E364.00-Poles, Towers, and Fixtures | 2020-04-30 | Non-unitized | 160624-Duo County Fiber Liberty 2019 | KY | 0 | 0 | 0 | 0
E364.00-Poles, Towers, and Fixtures | 2020-02-01 | Non-unitized | CNBCD315O-NB Comm OH - 013150 | KY | 0 | 0 | 0 | 0
E364.00-Poles, Towers, and Fixtures | 2020-01-01 | Non-unitized | CNBRD256O-NB Resid OH - 012560 | KY | 0 | 0 | 0 | 0
E364.00-Poles, Towers, and Fixtures | 2019-12-31 | Non-unitized | I75, Exit 95 Richmond HWY | KY | 0 | 0 | 0 | 0
E364.00-Poles, Towers, and Fixtures | 2020-01-01 | Non-unitized | CNBRD416U-NB Resid UG - 014160 | KY | 0 | 0 | 0 | 0
E364.00-Poles, Towers, and Fixtures | 2020-01-01 | Non-unitized | CNBRD426O-NB Resid OH - 014260 | KY | 0 | 0 | 0 | 0
E364.00-Poles, Towers, and Fixtures | 2020-02-01 | Non-unitized | CNBSV156O-NB Elect Serv OH - 011560 | KY | 0 | 0 | 0 | 0
E364.00-Poles, Towers, and Fixtures | 2020-02-01 | Non-unitized | CNBSV216O-NB Elect Serv OH - 012160 | KY | 0 | 0 | 0 | 0
E364.00-Poles, Towers, and Fixtures | 2020-02-01 | Non-unitized | CNBSV246O-NB Elect Serv OH - 012460 | KY | 0 | 0 | 0 | 0
E364.00-Poles, Towers, and Fixtures | 2019-09-30 | POLE WOOD 55 FT (DIST) | POLE WOOD 55 FT (DIST) | KY | 27 | 149185.2 | 5525.3778 | 0
E364.00-Poles, Towers, and Fixtures | 2020-02-01 | Non-unitized | CNBSV426U-NB Elect Serv UG - 014260 | KY | 0 | 0 | 0 | 0
E364.00-Poles, Towers, and Fixtures | 2020-01-01 | Non-unitized | CRDD216O-Taxable-Capital Rep Def OH - 01216012 | KY | 1 | 0 | 0 | 0
E364.00-Poles, Towers, and Fixtures | 2020-01-01 | Non-unitized | CRCST246-Cust Requested - 012460 | KY | 0 | 0 | 0 | 0
E364.00-Poles, Towers, and Fixtures | 2020-07-01 | CROSS ARMS | CROSS ARMS (07362) | KY | 5 | 4381.28 | 876.256 | 0
E364.00-Poles, Towers, and Fixtures | 2020-01-01 | Non-unitized | CRCST416-Cust Requested - 014160 | KY | 0 | 0 | 0 | 0
E364.00-Poles, Towers, and Fixtures | 2020-04-01 | Non-unitized | CRDD216U-Taxable-Capital Rep Def UG - 01216012 | KY | 0 | 0 | 0 | 0
E364.00-Poles, Towers, and Fixtures | 2020-06-30 | Non-unitized | 112719-I | KY | 0 | 0 | 0 | 0
E364.00-Poles, Towers, and Fixtures | 2020-02-01 | Non-unitized | CRDD416O-Taxable-Capital Rep Def OH - 01416012 | KY | 0 | 0 | 0 | 0
E364.00-Poles, Towers, and Fixtures | 2020-01-01 | Non-unitized | CRPOLE216-Taxable-Pole Repair/Replace - 01216012 | KY | 0 | 0 | 0 | 0
E364.00-Poles, Towers, and Fixtures | 2020-01-01 | Non-unitized | CRSTLT315-Taxable-Repair Street Lights - 01315012 | KY | 0 | 0 | 0 | 0
E364.00-Poles, Towers, and Fixtures | 1959-03-01 | Estimated Retirement | 163044-Irvine/Dark Hollow Tie | KY | 0 | 0 | 0 | 0
E364.00-Poles, Towers, and Fixtures | 2020-02-01 | Non-unitized | CSTLT216-NB Street Lights - 012160 | KY | 0 | 0 | 0 | 0
E364.00-Poles, Towers, and Fixtures | 2019-12-31 | POLE WOOD 35 FT (DIST) | POLE WOOD 35 FT (DIST) | KY | 206 | 389818.58 | 1892.3232 | 0
E364.00-Poles, Towers, and Fixtures | 2020-07-31 | GUY | GUY (00070) | KY | 7 | 781.3 | 111.6143 | 0
E364.00-Poles, Towers, and Fixtures | 2020-07-31 | Non-unitized | LEXINGTON RD/KY 627 | KY | 0 | 0 | 0 | 0
E364.00-Poles, Towers, and Fixtures | 2019-12-31 | Non-unitized | NONE | KY | 0 | 0 | 0 | 0
E364.00-Poles, Towers, and Fixtures | 2020-04-30 | Non-unitized | 011120-I | KY | 0 | 0 | 0 | 0
E364.00-Poles, Towers, and Fixtures | 2020-05-31 | Non-unitized | 155285-REL LON Hopewell Circuit 287 Extension/Tie to Circuit 285 | KY | 0 | 0 | 0 | 0
E364.00-Poles, Towers, and Fixtures | 2020-08-31 | Non-unitized | US460 MONTGOMERY CO | KY | 0 | 0 | 0 | 0
E364.00-Poles, Towers, and Fixtures | 2020-02-01 | POLE WOOD 35 FT (DIST) | POLE WOOD 35 FT (DIST) | KY | 7 | 5008.65 | 715.5214 | 0
E364.00-Poles, Towers, and Fixtures | 2020-02-01 | POLE WOOD 55 FT (DIST) | POLE WOOD 55 FT (DIST) | KY | 1 | 661.46 | 661.46 | 0
E364.00-Poles, Towers, and Fixtures | 2020-01-01 | Non-unitized | CSYSEN246-Sys Enh - 012460 | KY | 0 | 0 | 0 | 0
E364.00-Poles, Towers, and Fixtures | 2017-08-31 | POLE,STEEL, 45 FT | POLE,STEEL, 45 FT | KY | 4 | 21623.29 | 5405.8225 | 0
E364.00-Poles, Towers, and Fixtures | 2020-04-30 | POLE WOOD 40 FT (DIST) | POLE WOOD 40 FT (DIST) | KY | 27 | 100823.7 | 3734.2111 | 0
E364.00-Poles, Towers, and Fixtures | 2020-04-30 | POLE WOOD 50 FT (DIST) | POLE WOOD 50 FT (DIST) | KY | 11 | 4284.65 | 389.5136 | 0
E364.00-Poles, Towers, and Fixtures | 2020-06-01 | POLE WOOD 45 FT (DIST) | POLE WOOD 45 FT (DIST) | KY | 17 | 10672.9 | 627.8176 | 0
E364.00-Poles, Towers, and Fixtures | 2019-10-31 | POLE WOOD 55 FT (DIST) | POLE WOOD 55 FT (DIST) | KY | 1 | 8489.89 | 8489.89 | 0
E364.00-Poles, Towers, and Fixtures | 2019-12-31 | POLE WOOD 70 FT (DIST) | POLE WOOD 70 FT (DIST) | KY | 3 | 46034.58 | 15344.86 | 0
E364.00-Poles, Towers, and Fixtures | 2020-08-31 | POLE WOOD 50 FT (DIST) | POLE WOOD 50 FT (DIST) | KY | 8 | 54811.92 | 6851.49 | 0
E364.00-Poles, Towers, and Fixtures | 2020-08-01 | GUY | GUY (00070) | KY | 13 | 1369.89 | 105.3762 | 0
E364.00-Poles, Towers, and Fixtures | 2020-08-01 | POLE WOOD 30 FT (DIST) | POLE WOOD 30 FT (DIST) | KY | 5 | 654.5 | 130.9 | 0
E364.00-Poles, Towers, and Fixtures | 2020-01-31 | Non-unitized | PO1244152839 ANCHOR | KY | 0 | 0 | 0 | 0
E364.00-Poles, Towers, and Fixtures | 2020-07-31 | Non-unitized | INVESTMENT | KY | 0 | 0 | 0 | 0
E364.00-Poles, Towers, and Fixtures | 2020-07-31 | Non-unitized | 040920-I | KY | 0 | 0 | 0 | 0
E364.00-Poles, Towers, and Fixtures | 2020-06-30 | Non-unitized | 031220-I | KY | 0 | 0 | 0 | 0
E364.00-Poles, Towers, and Fixtures | 2020-04-30 | Non-unitized | TRANSFER SPAN-GUY AN | KY | 0 | 0 | 0 | 0
E364.00-Poles, Towers, and Fixtures | 2020-08-31 | Non-unitized | 159317-City Center Switchgear Repl | KY | 0 | 0 | 0 | 0
E364.00-Poles, Towers, and Fixtures | 2020-08-31 | Non-unitized | 161439 - Somerset 4506 Reconductor 8 Spans of #6 CU | KY | 0 | 0 | 0 | 0
E364.00-Poles, Towers, and Fixtures | 2020-07-09 | Non-unitized | INVESTMENT | KY | 0 | 0 | 0 | 0
E364.00-Poles, Towers, and Fixtures | 2020-10-31 | Non-unitized | Investment | KY | 0 | 0 | 0 | 0
E364.00-Poles, Towers, and Fixtures | 2020-10-01 | Non-unitized | CKM071120-KU MAJOR STORM-071120 | KY | 0 | 0 | 0 | 0
E364.00-Poles, Towers, and Fixtures | 2020-11-01 | Non-unitized | ANBRD246O-Taxable-NB Resid OH 01246012 | KY | 0 | 0 | 0 | 0
E364.00-Poles, Towers, and Fixtures | 2020-11-01 | Non-unitized | ARCST246-Taxable-Cust Requested 01246012 | KY | 0 | 0 | 0 | 0
E364.00-Poles, Towers, and Fixtures | 2020-11-01 | Non-unitized | ARPOLE156-Taxable-Cap Pole Rep/Repl 01156012 | KY | 0 | 0 | 0 | 0
E364.00-Poles, Towers, and Fixtures | 2020-11-01 | Non-unitized | ANBCD256O-Taxable-NB Comm OH 01256012 Any work that is performed related to extending or adding primary (or secondary to a common splice or pull off point) to serve overhead a new residential customer or group of residential customers (includes all subd | KY | 0 | 0 | 0 | 0
E364.00-Poles, Towers, and Fixtures | 2021-01-01 | Non-unitized | CNBSV236O-NB Elect Serv OH - 012360 | KY | 0 | 0 | 0 | 0
E364.00-Poles, Towers, and Fixtures | 2021-04-01 | POLE WOOD 45 FT (DIST) | POLE WOOD 45 FT (DIST) | KY | 198 | 556642.77 | 2811.3271 | 0
E364.00-Poles, Towers, and Fixtures | 2021-04-01 | GUY | GUY (00070) | KY | 763 | 88009.67 | 115.3469 | 0
E364.00-Poles, Towers, and Fixtures | 2021-01-01 | Non-unitized | CNBSV416U-NB Elect Serv UG - 014160 | KY | 0 | 0 | 0 | 0
E364.00-Poles, Towers, and Fixtures | 2021-01-01 | Non-unitized | CNBSV766O-NB Elect Serv OH - 017660 | KY | 0 | 0 | 0 | 0
E364.00-Poles, Towers, and Fixtures | 2021-01-01 | Non-unitized | CRCST236-Cust Requested - 012360 | KY | 0 | 0 | 0 | 0
E364.00-Poles, Towers, and Fixtures | 2020-03-31 | POLE WOOD 60 FT (DIST) | POLE WOOD 60 FT (DIST) | KY | 1 | 3248.53 | 3248.53 | 0
E364.00-Poles, Towers, and Fixtures | 2021-01-01 | Non-unitized | CRCST366-Cust Requested - 013660 | KY | 0 | 0 | 0 | 0
E364.00-Poles, Towers, and Fixtures | 2021-01-01 | Non-unitized | CRPOLE315-Taxable-Pole Repair/Replace - 01315012 | KY | 0 | 0 | 0 | 0
E364.00-Poles, Towers, and Fixtures | 2021-01-01 | Non-unitized | ANBCD216O-Taxable-NB Comm OH 01216012 Any work that is performed to install primary (>600V) overhead equipment to serve a new commercial, industrial, or mine power customer, includes any work needed to connect new facilities to existing system. Does no | KY | 0 | 0 | 0 | 0
E364.00-Poles, Towers, and Fixtures | 2021-01-01 | Non-unitized | ANBCD416U-Taxable-NB Comm UG 01416012 | KY | 0 | 0 | 0 | 0
E364.00-Poles, Towers, and Fixtures | 2021-01-01 | Non-unitized | CSYSEN256-Sys Enh - 012560 | KY | 0 | 0 | 0 | 0
E364.00-Poles, Towers, and Fixtures | 2021-01-01 | Non-unitized | ANBRD315O-Taxable-NB Resid OH 01315012 | KY | 0 | 0 | 0 | 0
E364.00-Poles, Towers, and Fixtures | 2021-01-01 | Non-unitized | ANBSV236O-Taxable-NB Elec Serv OH 01236012 | KY | 0 | 0 | 0 | 0
E364.00-Poles, Towers, and Fixtures | 2021-01-01 | Non-unitized | CTPD216-Taxable-Capital Thrd Party - 01216012 | KY | 0 | 0 | 0 | 0
E364.00-Poles, Towers, and Fixtures | 2021-03-31 | Non-unitized | 161620-2020 XMUB Winchester | KY | 0 | 0 | 0 | 0
E364.00-Poles, Towers, and Fixtures | 2021-01-01 | Non-unitized | ARDD246U-Taxable-Cap Rep Def UG 01246012 Typically used for planned or scheduled jobs. | KY | 0 | 0 | 0 | 0
E364.00-Poles, Towers, and Fixtures | 2021-01-01 | Non-unitized | ARDD426O-Taxable-Cap Rep Def OH 01426012 | KY | 0 | 0 | 0 | 0
E364.00-Poles, Towers, and Fixtures | 2021-01-01 | Non-unitized | ARELD366-Taxable-Capital Reliability 01366012 | KY | 0 | 0 | 0 | 0
E364.00-Poles, Towers, and Fixtures | 2021-01-01 | Non-unitized | ARSTLT315-Taxable-Rep Street Lights 01315012 | KY | 0 | 0 | 0 | 0
E364.00-Poles, Towers, and Fixtures | 2020-11-19 | GUY | GUY (00070) | KY | 35 | 3232.12 | 92.3463 | 0
E364.00-Poles, Towers, and Fixtures | 2021-01-01 | Non-unitized | ATBRD315O-Taxable-Cap Trouble Orders OH 01315012 | KY | 0 | 0 | 0 | 0
E364.00-Poles, Towers, and Fixtures | 2020-10-31 | Non-unitized | DOWN GUY REMOVAL | KY | 0 | 0 | 0 | 0
E364.00-Poles, Towers, and Fixtures | 2021-01-01 | Non-unitized | CNBCD156U-NB Comm UG - 011560 | KY | 0 | 0 | 0 | 0
E364.00-Poles, Towers, and Fixtures | 2021-01-01 | Non-unitized | CNBCD216O-NB Comm OH - 012160 | KY | 0 | 0 | 0 | 0
E364.00-Poles, Towers, and Fixtures | 2021-01-01 | Non-unitized | CNBCD236U-NB Comm UG - 012360 | KY | 0 | 0 | 0 | 0
E364.00-Poles, Towers, and Fixtures | 2021-01-01 | Non-unitized | CRELD366-Capital Reliability - 013660 | KY | 0 | 0 | 0 | 0
E364.00-Poles, Towers, and Fixtures | 2021-01-01 | Non-unitized | CNBRD216U-NB Resid UG - 012160 | KY | 0 | 0 | 0 | 0
E364.00-Poles, Towers, and Fixtures | 2020-12-31 | Non-unitized | LFUCG - VERSAILLES R | KY | 0 | 0 | 0 | 0
E364.00-Poles, Towers, and Fixtures | 2020-08-31 | POLE WOOD 40 FT (DIST) | POLE WOOD 40 FT (DIST) | KY | 65 | 102205.29 | 1572.3891 | 0
E364.00-Poles, Towers, and Fixtures | 2021-02-01 | Non-unitized | CXFRM246-Taxable-NB Transformers - 01246012 | KY | 0 | 0 | 0 | 0
E364.00-Poles, Towers, and Fixtures | 2021-01-01 | Non-unitized | ATPD256-Taxable-Cap Third Party 01256012 Replacement cost of complete units of property due to damage from a third party, typically reimbursed. | KY | 0 | 0 | 0 | 0
E364.00-Poles, Towers, and Fixtures | 2020-12-31 | Non-unitized | LFUCG - BRIAGTHON RA | KY | 0 | 0 | 0 | 0
E364.00-Poles, Towers, and Fixtures | 2020-12-31 | Non-unitized | DORSEY STREET BRIDGE | KY | 0 | 0 | 0 | 0
E364.00-Poles, Towers, and Fixtures | 2021-01-01 | Non-unitized | CKM061020-KU Major Storms- 061020 | KY | 0 | 0 | 0 | 0
E364.00-Poles, Towers, and Fixtures | 2021-01-01 | Non-unitized | CNBRD246U-NB Resid UG - 012460 | KY | 0 | 0 | 0 | 0
E364.00-Poles, Towers, and Fixtures | 2021-01-01 | Non-unitized | CTPD256-Taxable-Capital Thrd Party - 01256012 | KY | 0 | 0 | 0 | 0
E364.00-Poles, Towers, and Fixtures | 2021-01-01 | Non-unitized | CTPD426-Taxable-Capital Thrd Party - 01426012 | KY | 0 | 0 | 0 | 0
E364.00-Poles, Towers, and Fixtures | 2019-06-30 | POLE WOOD 45 FT (DIST) | POLE WOOD 45 FT (DIST) | KY | 1 | 919.05 | 919.05 | 0
E364.00-Poles, Towers, and Fixtures | 2020-12-23 | POLE WOOD 50 FT (DIST) | POLE WOOD 50 FT (DIST) | KY | 6 | 26850.67 | 4475.1117 | 0
E364.00-Poles, Towers, and Fixtures | 2020-12-23 | POLE WOOD 60 FT (DIST) | POLE WOOD 60 FT (DIST) | KY | 5 | 41184.69 | 8236.938 | 0
E364.00-Poles, Towers, and Fixtures | 2021-02-16 | Non-unitized | Investment | KY | 0 | 0 | 0 | 0
E364.00-Poles, Towers, and Fixtures | 2020-11-17 | Non-unitized | LFUCG - CLAYS MILL S | KY | 0 | 0 | 0 | 0
E364.00-Poles, Towers, and Fixtures | 2020-11-30 | Non-unitized | 2501 RUSSELL CAVE RD | KY | 0 | 0 | 0 | 0
E364.00-Poles, Towers, and Fixtures | 2021-03-01 | POLE,STEEL, 45 FT | POLE,STEEL, 45 FT | KY | 1 | 16701.45 | 16701.45 | 0
E364.00-Poles, Towers, and Fixtures | 2021-12-01 | POLE WOOD 55 FT (DIST) | POLE WOOD 55 FT (DIST) | KY | 1 | 12164.12 | 12164.12 | 0
E364.00-Poles, Towers, and Fixtures | 2021-06-04 | Non-unitized | TS PM | KY | 0 | 0 | 0 | 0
E364.00-Poles, Towers, and Fixtures | 2021-12-01 | Non-unitized | CTBRD416O-Taxable-Cap Trouble Orders OH - 01416012 | KY | 0 | 0 | 0 | 0
E364.00-Poles, Towers, and Fixtures | 2021-05-01 | Non-unitized | CNBSV156U-NB Elect Serv UG - 011560 | KY | 0 | 0 | 0 | 0
E364.00-Poles, Towers, and Fixtures | 2020-10-31 | POLE WOOD 30 FT (DIST) | POLE WOOD 30 FT (DIST) | KY | 3 | 7039.7 | 2346.5667 | 0
E364.00-Poles, Towers, and Fixtures | 2021-12-01 | POLE WOOD 45 FT (DIST) | POLE WOOD 45 FT (DIST) | KY | 23 | 115653.84 | 5028.4278 | 0
E364.00-Poles, Towers, and Fixtures | 2021-07-01 | Non-unitized | L-BURG | KY | 0 | 0 | 0 | 0
E364.00-Poles, Towers, and Fixtures | 2021-10-01 | Non-unitized | ASTLT216-Taxable-NB Street Lights 01216012 | KY | 0 | 0 | 0 | 0
E364.00-Poles, Towers, and Fixtures | 2021-04-01 | Non-unitized | ANBSV256U-Taxable-NB Elec Serv UG 01256012 | KY | 0 | 0 | 0 | 0
E364.00-Poles, Towers, and Fixtures | 2021-04-01 | Non-unitized | CNBCD246U-NB Comm UG - 012460 | KY | 0 | 0 | 0 | 0
E364.00-Poles, Towers, and Fixtures | 2021-08-18 | Non-unitized | 021021-I | KY | 0 | 0 | 0 | 0
E364.00-Poles, Towers, and Fixtures | 2021-05-27 | Non-unitized | Investment | KY | 0 | 0 | 0 | 0
E364.00-Poles, Towers, and Fixtures | 2021-08-01 | Non-unitized | CLEDC366-CRCST LED Conversion MAYOC | KY | 0 | 0 | 0 | 0
E364.00-Poles, Towers, and Fixtures | 2021-06-30 | Non-unitized | 161481-2020 XMUB Lex Plant-Pisgah 69kv | KY | 0 | 0 | 0 | 0
E364.00-Poles, Towers, and Fixtures | 2021-05-01 | POLE WOOD 35 FT (DIST) | POLE WOOD 35 FT (DIST) | KY | 6 | 209.82 | 34.97 | 0
E364.00-Poles, Towers, and Fixtures | 2019-09-30 | POLE WOOD 60 FT (DIST) | POLE WOOD 60 FT (DIST) | KY | 1 | 13547.83 | 13547.83 | 0
E364.00-Poles, Towers, and Fixtures | 2021-11-01 | Non-unitized | ARSTLT246-Taxable-Rep Street Lights 01246012 | KY | 0 | 0 | 0 | 0
E364.00-Poles, Towers, and Fixtures | 2022-01-01 | POLE WOOD 55 FT (DIST) | POLE WOOD 55 FT (DIST) | KY | 6 | 42215.58 | 7035.93 | 0
E364.00-Poles, Towers, and Fixtures | 2022-01-01 | Non-unitized | ACAPR246-Taxable-Cap/Reg/Recloser 01246012 | KY | 0 | 0 | 0 | 0
E364.00-Poles, Towers, and Fixtures | 2022-01-01 | Non-unitized | ANBRD256O-Taxable-NB Resid OH 01256012 | KY | 0 | 0 | 0 | 0
E364.00-Poles, Towers, and Fixtures | 2022-01-01 | Non-unitized | ANBRD416U-Taxable-NB Resid UG 01416012 Includes all primary work or extensions to serve this customer or group of customers. Transformer installation charged to AXFRMXXX Does not include residential multi-family buildings exceeding three stories, thes | KY | 0 | 0 | 0 | 0
E364.00-Poles, Towers, and Fixtures | 2022-01-01 | Non-unitized | ARCST216-Taxable-Cust Requested 01216012 | KY | 0 | 0 | 0 | 0
E364.00-Poles, Towers, and Fixtures | 2022-01-01 | Non-unitized | 010122-I | KY | 0 | 0 | 0 | 0
E364.00-Poles, Towers, and Fixtures | 2022-01-01 | Non-unitized | Investment | KY | 0 | 0 | 0 | 0
E364.00-Poles, Towers, and Fixtures | 2022-01-01 | Non-unitized | ATPD216-Taxable-Cap Third Party 01216012Replacement cost of complete units of property due to damage from a third party, typically reimbursed. | KY | 0 | 0 | 0 | 0
E364.00-Poles, Towers, and Fixtures | 2021-12-31 | Non-unitized | 163504 - SIMPSONVILLE TO EASTWOOD TRANSMISSION RECONDUCTOR 2021 UB | KY | 0 | 0 | 0 | 0
E364.00-Poles, Towers, and Fixtures | 2021-12-31 | Non-unitized | 164152 - Mt Vernon 2146 CIFI 2021 | KY | 0 | 0 | 0 | 0
E364.00-Poles, Towers, and Fixtures | 2022-01-01 | Non-unitized | ANBSV246O-Taxable-NB Elec Serv OH 01246012 | KY | 0 | 0 | 0 | 0
E364.00-Poles, Towers, and Fixtures | 2022-01-01 | Non-unitized | ANBSV366O-Taxable-NB Elec Serv OH 01366012 | KY | 0 | 0 | 0 | 0
E364.00-Poles, Towers, and Fixtures | 2022-01-01 | Non-unitized | ARDD366O-Taxable-Cap Rep Def OH 01366012 | KY | 0 | 0 | 0 | 0
E364.00-Poles, Towers, and Fixtures | 2022-01-01 | Non-unitized | CLEDC236-CRCST LED Conversion RICOC | KY | 0 | 0 | 0 | 0
E364.00-Poles, Towers, and Fixtures | 2022-01-01 | Non-unitized | CNBCD426U-NB Comm UG - 014260 | KY | 0 | 0 | 0 | 0
E364.00-Poles, Towers, and Fixtures | 2022-01-01 | Non-unitized | CNBRD256O-NB Resid OH - 012560 | KY | 0 | 0 | 0 | 0
E364.00-Poles, Towers, and Fixtures | 2022-01-01 | Non-unitized | CTBRD156O-Taxable-Cap Trouble Orders OH - 01156012 | KY | 0 | 0 | 0 | 0
E364.00-Poles, Towers, and Fixtures | 2021-12-28 | Non-unitized | TRAFFIC LIGHT AT KY5 | KY | 0 | 0 | 0 | 0
E364.00-Poles, Towers, and Fixtures | 2022-02-01 | Non-unitized | ANBCD315U-Taxable-NB Comm UG 01315012 | KY | 0 | 0 | 0 | 0
E364.00-Poles, Towers, and Fixtures | 2022-02-01 | Non-unitized | ANBRD315O-Taxable-NB Resid OH 01315012 | KY | 0 | 0 | 0 | 0
E364.00-Poles, Towers, and Fixtures | 2022-02-01 | Non-unitized | ATBRD315O-Taxable-Cap Trouble Orders OH 01315012 | KY | 0 | 0 | 0 | 0
E364.00-Poles, Towers, and Fixtures | 2022-02-01 | Non-unitized | ATPD315-Taxable-Cap Third Party 01315012 Replacement cost of complete units of property due to damage from a third party, typically reimbursed. | KY | 0 | 0 | 0 | 0
E364.00-Poles, Towers, and Fixtures | 2022-02-01 | CROSS ARMS | CROSS ARMS (07362) | KY | 3447 | 4779330.56 | 1386.5189 | 0
E364.00-Poles, Towers, and Fixtures | 2022-04-15 | Non-unitized | LFUCG - TOWNBRANCH C | KY | 0 | 0 | 0 | 0
E364.00-Poles, Towers, and Fixtures | 2022-03-31 | POLE,STEEL, 55 FT | POLE,STEEL, 55 FT | KY | 0 | 0 | 0 | 0
E364.00-Poles, Towers, and Fixtures | 2022-02-01 | Non-unitized | CRSTLT315-Taxable-Repair Street Lights - 01315012 | KY | 0 | 0 | 0 | 0
E364.00-Poles, Towers, and Fixtures | 2022-02-01 | POLE WOOD 50 FT (DIST) | POLE WOOD 50 FT (DIST) | KY | 577 | 2236485.33 | 3876.0578 | 0
E364.00-Poles, Towers, and Fixtures | 2022-04-01 | Non-unitized | CTBRD426O-Taxable-Cap Trouble Orders OH - 01426012 | KY | 0 | 0 | 0 | 0
E364.00-Poles, Towers, and Fixtures | 2022-01-01 | Non-unitized | ARSTLT315-Taxable-Rep Street Lights 01315012 | KY | 0 | 0 | 0 | 0
E364.00-Poles, Towers, and Fixtures | 2022-04-11 | Non-unitized | LFUCG - FURLONG SEWE | KY | 1 | 1002.8 | 1002.8 | 0
E364.00-Poles, Towers, and Fixtures | 2022-04-01 | Non-unitized | CTPD426-Taxable-Capital Thrd Party - 01426012 | KY | 0 | 0 | 0 | 0
E364.00-Poles, Towers, and Fixtures | 2022-02-01 | Non-unitized | CRDD156O-Taxable-Capital Rep Def OH - 01156012 | KY | 0 | 0 | 0 | 0
E364.00-Poles, Towers, and Fixtures | 2021-11-04 | POLE WOOD 55 FT (DIST) | POLE WOOD 55 FT (DIST) | KY | 1 | 2752.44 | 2752.44 | 0
E364.00-Poles, Towers, and Fixtures | 2021-10-31 | POLE WOOD 45 FT (DIST) | POLE WOOD 45 FT (DIST) | KY | 381 | 1491639.5 | 3915.0643 | 0
E364.00-Poles, Towers, and Fixtures | 2021-10-31 | POLE WOOD 50 FT (DIST) | POLE WOOD 50 FT (DIST) | KY | 124 | 656387.64 | 5293.4487 | 0
E364.00-Poles, Towers, and Fixtures | 2022-02-28 | Non-unitized | WIND | KY | 0 | 0 | 0 | 0
E364.00-Poles, Towers, and Fixtures | 2020-12-31 | POLE WOOD 60 FT (DIST) | POLE WOOD 60 FT (DIST) | KY | 4 | 40890.22 | 10222.555 | 0
E364.00-Poles, Towers, and Fixtures | 2022-06-30 | Non-unitized | 164621 - Cawood 0419 Circuit Hardening 2021 WR# 6802492 | KY | 0 | 0 | 0 | 0
E364.00-Poles, Towers, and Fixtures | 2022-07-31 | Non-unitized | 163023-DSP Beechmont 4kV to 12kV | KY | 0 | 0 | 0 | 0
E364.00-Poles, Towers, and Fixtures | 2022-07-31 | Non-unitized | 166591 - 2021 CEMI Pineville | KY | 0 | 0 | 0 | 0
E364.00-Poles, Towers, and Fixtures | 2022-08-01 | Non-unitized | 080122-I | KY | 0 | 0 | 0 | 0
E364.00-Poles, Towers, and Fixtures | 2022-08-01 | Non-unitized | INVESTMENT | KY | 0 | 0 | 0 | 0
E364.00-Poles, Towers, and Fixtures | 2022-08-31 | Non-unitized | RAISE NEUTRALS FOR U | KY | 0 | 0 | 0 | 0
E364.00-Poles, Towers, and Fixtures | 2022-08-01 | H-BEAM STEEL GUY | H-BEAM STEEL GUY (EACH) (07410) | KY | 1 | 53803.14 | 53803.14 | 0
E364.00-Poles, Towers, and Fixtures | 2022-08-31 | Non-unitized | 165759 - 22HWIRETOOL236 | KY | 0 | 0 | 0 | 0
E364.00-Poles, Towers, and Fixtures | 2021-12-31 | POLE WOOD 65 FT (DIST) | POLE WOOD 65 FT (DIST) | KY | 1 | 15762.05 | 15762.05 | 0
E364.00-Poles, Towers, and Fixtures | 2022-06-30 | POLE WOOD 75 FT (DIST) | POLE WOOD 75 FT (DIST) | KY | 1 | 10564.79 | 10564.79 | 0
E364.00-Poles, Towers, and Fixtures | 2021-12-31 | POLE,STEEL, 70 FT | POLE,STEEL, 70 FT | KY | 1 | 20288.12 | 20288.12 | 0
E364.00-Poles, Towers, and Fixtures | 2022-11-30 | Non-unitized | 20TPPASPC-2020 TPPA - Spectrum | KY | 0 | 0 | 0 | 0
E364.00-Poles, Towers, and Fixtures | 2022-10-31 | Non-unitized | 167628 - Distribution re-route project to help fix issues from this line in the Pineville area | KY | 0 | 0 | 0 | 0
E364.00-Poles, Towers, and Fixtures | 2022-11-01 | Non-unitized | Investment | KY | 0 | 0 | 0 | 0
E364.00-Poles, Towers, and Fixtures | 2022-10-01 | Non-unitized | ARSTLT156-Taxable-Rep Street Lights 01156012 | KY | 0 | 0 | 0 | 0
E364.00-Poles, Towers, and Fixtures | 2023-02-24 | Non-unitized | 167736 - Turtle Creek Reconductor | KY | 0 | 0 | 0 | 0
E364.00-Poles, Towers, and Fixtures | 2023-01-13 | CROSS ARMS | CROSS ARMS (07362) | KY | 4047 | 5338333.58 | 1319.0842 | 0
E364.00-Poles, Towers, and Fixtures | 2023-01-01 | POLE WOOD 55 FT (DIST) | POLE WOOD 55 FT (DIST) | KY | 139 | 480245.69 | 3455.005 | 0
E364.00-Poles, Towers, and Fixtures | 2023-01-01 | Non-unitized | ANBRD426O-Taxable-NB Resid OH 01426012 | KY | 0 | 0 | 0 | 0
E364.00-Poles, Towers, and Fixtures | 2023-01-01 | Non-unitized | ANBSV216U-Taxable-NB Elec Serv UG 01216012 | KY | 0 | 0 | 0 | 0
E364.00-Poles, Towers, and Fixtures | 2023-01-01 | Non-unitized | ANBSV246O-Taxable-NB Elec Serv OH 01246012 | KY | 0 | 0 | 0 | 0
E364.00-Poles, Towers, and Fixtures | 2023-01-01 | Non-unitized | ATPD366-Taxable-Cap Third Party 01366012 Replacement cost of complete units of property due to damage from a third party, typically reimbursed. | KY | 0 | 0 | 0 | 0
E364.00-Poles, Towers, and Fixtures | 2023-01-01 | Non-unitized | ASYSEN315-Taxable-Sys Enhance 01315012 Any improvements/upgrades to the electric/gas distribution system for the benefit of existing customers, but does not include load growth or expansion of a specific customer, this would be charged to a Connect New | KY | 0 | 0 | 0 | 0
E364.00-Poles, Towers, and Fixtures | 2023-01-01 | Non-unitized | ANBSV416U-Taxable-NB Elec Serv UG 01416012 | KY | 0 | 0 | 0 | 0
E364.00-Poles, Towers, and Fixtures | 2023-01-01 | Non-unitized | ARPOLE236-Taxable-Cap Pole Rep/Repl 01236012 | KY | 0 | 0 | 0 | 0
E364.00-Poles, Towers, and Fixtures | 2023-01-01 | Non-unitized | ACAPR216-Taxable-Cap/Reg/Recloser 01216012 | KY | 0 | 0 | 0 | 0
E364.00-Poles, Towers, and Fixtures | 2023-02-28 | Non-unitized | KYTC - 1.50 - RELOCA | KY | 0 | 0 | 0 | 0
E364.00-Poles, Towers, and Fixtures | 2023-01-01 | Non-unitized | ASTLT315-Taxable-NB Street Lights 01315012 | KY | 0 | 0 | 0 | 0
E364.00-Poles, Towers, and Fixtures | 2023-02-01 | Non-unitized | ARSTLT246-Taxable-Rep Street Lights 01246012 | KY | 0 | 0 | 0 | 0
E364.00-Poles, Towers, and Fixtures | 2023-01-01 | Non-unitized | ANBCD256U-Taxable-NB Comm UG 01256012 | KY | 0 | 0 | 0 | 0
E364.00-Poles, Towers, and Fixtures | 2023-04-17 | Non-unitized | 167357-REL KU SCADA FCI | KY | 0 | 0 | 0 | 0
E364.00-Poles, Towers, and Fixtures | 2023-05-30 | Non-unitized | 169747 - 2022 Small Wire Kunkle Ave | KY | 0 | 0 | 0 | 0
E364.00-Poles, Towers, and Fixtures | 2022-12-13 | Non-unitized | RELOCATE POLE BECAUS | KY | 0 | 0 | 0 | 0
E364.00-Poles, Towers, and Fixtures | 2023-02-28 | Non-unitized | 167182 - Farley-Sweet Hollow XMUB | KY | 0 | 0 | 0 | 0
E364.00-Poles, Towers, and Fixtures | 2023-03-01 | POLE,STEEL, 60 FT | POLE,STEEL, 60 FT | KY | 4 | 61662.34 | 15415.585 | 0
E364.00-Poles, Towers, and Fixtures | 2023-04-01 | Non-unitized | ANBRD315O-Taxable-NB Resid OH 01315012 | KY | 0 | 0 | 0 | 0
E364.00-Poles, Towers, and Fixtures | 2023-01-01 | Non-unitized | ARCST366-Taxable-Cust Requested 01366012 | KY | 0 | 0 | 0 | 0
E364.00-Poles, Towers, and Fixtures | 2023-01-01 | Non-unitized | ARELD156-Taxable-Capital Reliability 01156012 | KY | 0 | 0 | 0 | 0
E364.00-Poles, Towers, and Fixtures | 2023-01-01 | Non-unitized | ARPOLE256-Taxable-Cap Pole Rep/Repl 01256012 | KY | 0 | 0 | 0 | 0
E364.00-Poles, Towers, and Fixtures | 2023-02-01 | POLE,STEEL, 40 FT | POLE,STEEL, 40 FT | KY | 12 | 81317.3 | 6776.4417 | 0
E364.00-Poles, Towers, and Fixtures | 2023-02-01 | Non-unitized | WIND STORM | KY | 0 | 0 | 0 | 0
E364.00-Poles, Towers, and Fixtures | 2023-07-01 | Non-unitized | WIND STORM | KY | 4 | 43174.38 | 10793.595 | 0
E364.00-Poles, Towers, and Fixtures | 2023-07-01 | Non-unitized | Investment | KY | 0 | 0 | 0 | 0
E364.00-Poles, Towers, and Fixtures | 2023-01-01 | Non-unitized | ASTLT246-Taxable-NB Street Lights 01246012 | KY | 0 | 0 | 0 | 0
E364.00-Poles, Towers, and Fixtures | 2023-07-01 | Non-unitized | ANBRD246O-Taxable-NB Resid OH 01246012 | KY | 0 | 0 | 0 | 0
E364.00-Poles, Towers, and Fixtures | 2023-07-01 | Non-unitized | ANBRD256O-Taxable-NB Resid OH 01256012 | KY | 0 | 0 | 0 | 0
E364.00-Poles, Towers, and Fixtures | 2023-07-01 | Non-unitized | ARSTLT366-Taxable-Rep Street Lights 01366012 | KY | 0 | 0 | 0 | 0
E364.00-Poles, Towers, and Fixtures | 2023-07-01 | Non-unitized | 062023-I | KY | 0 | 0 | 0 | 0
E364.00-Poles, Towers, and Fixtures | 2023-07-01 | Non-unitized | 063023-I | KY | 0 | 0 | 0 | 0
E364.00-Poles, Towers, and Fixtures | 2023-01-01 | Non-unitized | ASYSEN246-Taxable-Sys Enhance 01246012 Any improvements/upgrades to the electric/gas distribution system for the benefit of existing customers, but does not include load growth or expansion of a specific customer, this would be charged to a Connect New | KY | 0 | 0 | 0 | 0
E364.00-Poles, Towers, and Fixtures | 2023-02-28 | Non-unitized | 677 Invest | KY | 0 | 0 | 0 | 0
E364.00-Poles, Towers, and Fixtures | 2023-06-30 | Non-unitized | AKM0706222 - KU Major Storm 070622 | KY | 0 | 0 | 0 | 0
E364.00-Poles, Towers, and Fixtures | 2023-05-30 | POLE WOOD 65 FT (DIST) | POLE WOOD 65 FT (DIST) | KY | 9 | 147217.59 | 16357.51 | 0
E364.00-Poles, Towers, and Fixtures | 2023-06-30 | Non-unitized | 167239 - Richmond 2 -2313 CIFI 2022 | KY | 0 | 0 | 0 | 0
E364.00-Poles, Towers, and Fixtures | 2023-07-01 | PLATFORMS NEW (05491) | PLATFORMS NEW (05491) | KY | 6 | 19902.34 | 3317.0567 | 0
E364.00-Poles, Towers, and Fixtures | 2023-05-01 | POLE,STEEL, 50 FT | POLE,STEEL, 50 FT | KY | 28 | 417493.22 | 14910.4721 | 0
E364.00-Poles, Towers, and Fixtures | 2023-04-25 | POLE,STEEL, 80 FT | POLE,STEEL, 80 FT | KY | 1 | 51609.36 | 51609.36 | 0
E364.00-Poles, Towers, and Fixtures | 2022-12-31 | Non-unitized | 167233-Taxable-Temp Power Ford. 12 | KY | 0 | 0 | 0 | 0
E364.00-Poles, Towers, and Fixtures | 2022-12-31 | Non-unitized | 167970 - Hamblin 0756 CIFI 2022 | KY | 0 | 0 | 0 | 0
E364.00-Poles, Towers, and Fixtures | 2023-02-28 | Non-unitized | RELOCATE RISER POLE | KY | 0 | 0 | 0 | 0
E364.00-Poles, Towers, and Fixtures | 2023-02-08 | Non-unitized | INSTALL SPAN OF 1PH | KY | 0 | 0 | 0 | 0
E364.00-Poles, Towers, and Fixtures | 2023-03-29 | POLE,STEEL, 70 FT | POLE,STEEL, 70 FT | KY | 1 | 13523.09 | 13523.09 | 0
E364.00-Poles, Towers, and Fixtures | 2023-08-23 | Non-unitized | 168066 - 2022 CEMI Harlan 4407 | KY | 0 | 0 | 0 | 0
E364.00-Poles, Towers, and Fixtures | 2023-10-01 | Non-unitized | THUNDERSTORM | KY | 0 | 0 | 0 | 0
E364.00-Poles, Towers, and Fixtures | 2023-10-01 | Non-unitized | Investment | KY | 0 | 0 | 0 | 0
E364.00-Poles, Towers, and Fixtures | 2023-08-25 | Non-unitized | Investment | KY | 3 | 5548.13 | 1849.3767 | 0
E364.00-Poles, Towers, and Fixtures | 2023-12-01 | Non-unitized | 167319 - Sharon 0937 - 2022 CH | KY | 0 | 0 | 0 | 0
E364.00-Poles, Towers, and Fixtures | 2023-12-31 | Non-unitized | KYTC | KY | 0 | 0 | 0 | 0
E364.00-Poles, Towers, and Fixtures | 2023-11-29 | Non-unitized | KYTC FIELDS RD BR | KY | 1 | -1014.47 | -1014.47 | 0
E364.00-Poles, Towers, and Fixtures | 2023-11-29 | Non-unitized | 25E CORBIN PULL POLE | KY | 1 | -1159.14 | -1159.14 | 0
E364.00-Poles, Towers, and Fixtures | 2023-08-01 | Non-unitized | THUNDERSTORMS | KY | 0 | 0 | 0 | 0
E364.00-Poles, Towers, and Fixtures | 2024-07-09 | Non-unitized | 23PIT315-23PITP315-2023 PITP Lexington | KY | 0 | 0 | 0 | 0
E364.00-Poles, Towers, and Fixtures | 2024-01-01 | Non-unitized | ARCST315-Taxable-Cust Requested 01315012 | KY | 0 | 0 | 0 | 0
E364.00-Poles, Towers, and Fixtures | 2024-01-01 | Non-unitized | ACAPR426-Taxable-Cap/Reg/Recloser 01426012 | KY | 1 | 813.42 | 813.42 | 0
E364.00-Poles, Towers, and Fixtures | 2024-01-01 | Non-unitized | ANBCD156U-Taxable-NB Comm UG 01156012 | KY | 5 | 30862.06 | 6172.412 | 0
E364.00-Poles, Towers, and Fixtures | 2024-01-01 | Non-unitized | ANBCD216O-Taxable-NB Comm OH 01216012 Any work that is performed to install primary (>600V) overhead equipment to serve a new commercial, industrial, or mine power customer, includes any work needed to connect new facilities to existing system. Does no | KY | 6 | 283318.66 | 47219.7767 | 0
E364.00-Poles, Towers, and Fixtures | 2024-01-01 | Non-unitized | ANBCD236O-Taxable-NB Comm OH 01236012 Any work that is performed related to extending or adding primary (or secondary to a common splice or pull off point) to serve overhead a new residential customer or group of residential customers (includes all subd | KY | 6 | 66784.49 | 11130.7483 | 0
E364.00-Poles, Towers, and Fixtures | 2024-02-28 | Non-unitized | 168546 - Etown Storeroom Ext | KY | 0 | 0 | 0 | 0
E364.00-Poles, Towers, and Fixtures | 2024-01-01 | Non-unitized | ANBCD426U-Taxable-NB Comm UG 01426012 | KY | 3 | 71157.52 | 23719.1733 | 0
E364.00-Poles, Towers, and Fixtures | 2024-03-01 | Non-unitized | 170881 - 2023 CEMI - Sharon 0935 | KY | 0 | 0 | 0 | 0
E364.00-Poles, Towers, and Fixtures | 2024-02-28 | Non-unitized | AKM050723-MAJOR STORM 5/7/2023 | KY | 2 | 44410.76 | 22205.38 | 0
E364.00-Poles, Towers, and Fixtures | 2024-03-01 | POLE WOOD 35 FT (DIST) | POLE WOOD 35 FT (DIST) | KY | 502 | 690189.31 | 1374.8791 | 0
E364.00-Poles, Towers, and Fixtures | 2024-03-01 | POLE WOOD 55 FT (DIST) | POLE WOOD 55 FT (DIST) | KY | 87 | 292112.61 | 3357.6162 | 0
E364.00-Poles, Towers, and Fixtures | 2024-01-01 | Non-unitized | ANBRD315U-Taxable-NB Resid UG 01315012 Includes all primary work or extensions to serve this customer or group of customers. Transformer installation charged to CXFRMXXX Does not include residential multi-family buildings exceeding three stories, thes | KY | 0 | 0 | 0 | 0
E364.00-Poles, Towers, and Fixtures | 2024-01-01 | Non-unitized | ANBRD426U-Taxable-NB Resid UG 01426012: Includes all primary work or extensions to serve this customer or group of customers. Transformer installation charged to AXFRMXXX Does not include residential multi-family buildings exceeding three stories, the | KY | 4 | 109673.79 | 27418.4475 | 0
E364.00-Poles, Towers, and Fixtures | 2024-01-01 | Non-unitized | ANBSV256O-Taxable-NB Elec Serv OH 01256012 | KY | 8 | 95490.73 | 11936.3412 | 0
E364.00-Poles, Towers, and Fixtures | 2024-01-01 | Non-unitized | ARELD256-Taxable-Capital Reliability 01256012 | KY | 3 | 7158.81 | 2386.27 | 0
E364.00-Poles, Towers, and Fixtures | 2024-01-01 | Non-unitized | ARPOLE416-Taxable-Cap Pole Rep/Repl 01416012 | KY | 2 | 5680.89 | 2840.445 | 0
E364.00-Poles, Towers, and Fixtures | 2024-02-01 | Non-unitized | ARPSC236 - Cap PSC Inspections 012360 | KY | 1 | 19203.97 | 19203.97 | 0
E364.00-Poles, Towers, and Fixtures | 2024-01-01 | Non-unitized | 012724-I | KY | 0 | 0 | 0 | 0
E364.00-Poles, Towers, and Fixtures | 2024-01-01 | Non-unitized | WIND STORM | KY | 5 | 719.43 | 143.886 | 0
E364.00-Poles, Towers, and Fixtures | 2024-01-01 | Non-unitized | ASTLT246-Taxable-NB Street Lights 01246012 | KY | 0 | 0 | 0 | 0
E364.00-Poles, Towers, and Fixtures | 2024-07-01 | Non-unitized | 070924-I | KY | 1 | 3514.16 | 3514.16 | 0
E364.00-Poles, Towers, and Fixtures | 2024-07-01 | Non-unitized | 071224-I | KY | 1 | 9996.41 | 9996.41 | 0
E364.00-Poles, Towers, and Fixtures | 2024-01-01 | Non-unitized | ATBRD156U-Taxable-Cap Trouble Orders UG 01156012 | KY | 0 | 0 | 0 | 0
E364.00-Poles, Towers, and Fixtures | 2024-01-04 | Non-unitized | 164440- Millersburg to Murphysville XMUB | KY | 0 | 0 | 0 | 0
E364.00-Poles, Towers, and Fixtures | 2024-01-01 | Non-unitized | 168585-KU Cell Modem Replacement 2023 | KY | 0 | 0 | 0 | 0
E364.00-Poles, Towers, and Fixtures | 2024-01-04 | POLE WOOD 30 FT (DIST) | POLE WOOD 30 FT (DIST) | KY | 6 | 7909.72 | 1318.2867 | 0
E364.00-Poles, Towers, and Fixtures | 2023-12-01 | CROSS ARMS | CROSS ARMS (07362) | KY | 125 | 115907.82 | 927.2626 | 0
E364.00-Poles, Towers, and Fixtures | 2024-02-01 | Non-unitized | ARDD366U-Taxable-Cap Rep Def UG 01366012: Typically used for planned or scheduled jobs. | KY | 0 | 0 | 0 | 0
E364.00-Poles, Towers, and Fixtures | 2024-02-01 | Non-unitized | FEB2824 WIND/RAIN | KY | 0 | 0 | 0 | 0
E364.00-Poles, Towers, and Fixtures | 2024-04-30 | Non-unitized | 171243 - Kentenia 0422 - CEMI 2023 | KY | 0 | 0 | 0 | 0
E364.00-Poles, Towers, and Fixtures | 2024-04-01 | Non-unitized | ACAPR256-Taxable-Cap/Reg/Recloser 01256012 | KY | 0 | 0 | 0 | 0
E364.00-Poles, Towers, and Fixtures | 2024-04-01 | Non-unitized | 031424-I | KY | 0 | 0 | 0 | 0
E364.00-Poles, Towers, and Fixtures | 2024-04-01 | Non-unitized | ASYSEN246-Taxable-Sys Enhance 01246012 Any improvements/upgrades to the electric/gas distribution system for the benefit of existing customers, but does not include load growth or expansion of a specific customer, this would be charged to a Connect New | KY | 3 | 26828.62 | 8942.8733 | 0
E364.00-Poles, Towers, and Fixtures | 2024-05-21 | Non-unitized | 170160 - Shawnee Gas 4401 - CEMI 2023 | KY | 0 | 0 | 0 | 0
E364.00-Poles, Towers, and Fixtures | 2024-05-28 | Non-unitized | 170197-Dutch Ridge OH Line Resiliency | KY | 0 | 0 | 0 | 0
E364.00-Poles, Towers, and Fixtures | 2024-01-01 | Non-unitized | ARDD236O-Taxable-Cap Rep Def OH 01236012 | KY | 1 | 1632.39 | 1632.39 | 0
E364.00-Poles, Towers, and Fixtures | 2023-10-31 | POLE WOOD 30 FT (DIST) | POLE WOOD 30 FT (DIST) | KY | 17 | 41897.66 | 2464.5682 | 0
E364.00-Poles, Towers, and Fixtures | 2023-02-28 | POLE WOOD 40 FT (DIST) | POLE WOOD 40 FT (DIST) | KY | 41 | 220801.31 | 5385.3978 | 0
E364.00-Poles, Towers, and Fixtures | 2024-01-01 | POLE WOOD 35 FT (DIST) | POLE WOOD 35 FT (DIST) | KY | 7 | 8649.26 | 1235.6086 | 0
E364.00-Poles, Towers, and Fixtures | 2024-10-31 | Non-unitized | 172187 - Lebanon Junction 2403 - REP 2024 | KY | 2 | 2631.73 | 1315.865 | 0
E364.00-Poles, Towers, and Fixtures | 2024-10-01 | Non-unitized | WIND/RAIN STORM | KY | 1 | 23938.87 | 23938.87 | 0
E364.00-Poles, Towers, and Fixtures | 2024-12-31 | Non-unitized | 24PITP426-24PIT426-24PITP426-2024 PITP London | KY | 2 | 608904.64 | 304452.32 | 0
E364.00-Poles, Towers, and Fixtures | 2024-12-31 | Non-unitized | AKM073124-KU | KY | 1 | 52493.23 | 52493.23 | 0
E364.00-Poles, Towers, and Fixtures | 1948-01-01 | POLE WOOD 45 FT (DIST) | MP1948 Poles, Towers, and Fixtures | KY | 0 | 0 | 0 | 0
E364.00-Poles, Towers, and Fixtures | 2003-01-01 | POLE WOOD 40 FT (DIST) | POLE WOOD 40 FT (DIST) | KY | 2407 | 2932360.44 | 1218.2636 | 0
E364.00-Poles, Towers, and Fixtures | 2004-01-01 | POLE WOOD 75 FT (DIST) | POLE WOOD 75 FT (DIST) | KY | 3 | 103358.67 | 34452.89
E364.00-Poles, Towers, and Fixtures | 1961-01-01 | POLE WOOD 45 FT (DIST) | POLE WOOD 45 FT | KY | 0 | 0 | 0 | 0
E364.00-Poles, Towers, and Fixtures | 2003-01-01 | PAD / MAT | MP2003 Poles, Towers, and Fixtures | KY | 0 | 0 | 0
E364.00-Poles, Towers, and Fixtures | 2004-01-01 | INSULATORS - LINE | MP2004 Poles, Towers, and Fixtures | KY | 0 | 0 | 0
E364.00-Poles, Towers, and Fixtures | 2000-01-01 | GROUND | MP2000 Poles, Towers, and Fixtures | KY | 0 | 0 | 0
E364.00-Poles, Towers, and Fixtures | 1973-01-01 | CROSS ARMS | CROSS ARMS | KY | 24889 | 239172.65 | 9.6096 | 0
E364.00-Poles, Towers, and Fixtures | 1961-01-01 | POLE WOOD 30 FT (DIST) | POLE WOOD 30 FT | KY | 465 | 22050.4 | 47.4202 | 0
E364.00-Poles, Towers, and Fixtures | 1994-01-01 | POLE WOOD 30 FT (DIST) | POLE WOOD 30 FT (DIST) | KY | 1298 | 377209.36 | 290.6081 | 0
E364.00-Poles, Towers, and Fixtures | 1969-01-01 | POLE WOOD 60 FT (DIST) | POLE WOOD 60 FT | KY | 33 | 9254.3 | 280.4333 | 0
E364.00-Poles, Towers, and Fixtures | 1992-01-01 | TO BE SPREAD OVER ASSETS IN ACCOUNT | MP1992 Poles, Towers, and Fixtures | KY | 0 | 0 | 0
E364.00-Poles, Towers, and Fixtures | 1988-01-01 | POLE WOOD 60 FT (DIST) | POLE WOOD 60 FT (DIST) | KY | 8 | 9112.72 | 1139.09
E364.00-Poles, Towers, and Fixtures | 1978-01-01 | TO BE SPREAD OVER ASSETS IN ACCOUNT | MP1978 Poles, Towers, and Fixtures | KY | 0 | 0 | 0
E364.00-Poles, Towers, and Fixtures | 1981-01-01 | TO BE SPREAD OVER ASSETS IN ACCOUNT | MP1981 Poles, Towers, and Fixtures | KY | 0 | 0 | 0
E364.00-Poles, Towers, and Fixtures | 2001-01-01 | POLE WOOD 40 FT (DIST) | POLE WOOD 40 FT (DIST) | KY | 1463 | 964782.18 | 659.4547 | 0
E364.00-Poles, Towers, and Fixtures | 1999-01-01 | POLE WOOD 30 FT (DIST) | POLE WOOD 30 FT (DIST) | KY | 46 | 36847.66 | 801.0361 | 0
E364.00-Poles, Towers, and Fixtures | 2000-01-01 | TO BE SPREAD OVER ASSETS IN ACCOUNT | MP2000 Poles, Towers, and Fixtures | KY | 0 | 0 | 0
E364.00-Poles, Towers, and Fixtures | 2002-01-01 | GUY | GUY (00070) | KY | 29030 | 494483.08 | 17.0335 | 0
E364.00-Poles, Towers, and Fixtures | 2000-01-01 | GUY | GUY (00070) | KY | 5134 | 629215.56 | 122.5585 | 0
E364.00-Poles, Towers, and Fixtures | 2003-01-01 | GUY | GUY (00070) | KY | 3313 | 129077.52 | 38.9609 | 0
E364.00-Poles, Towers, and Fixtures | 2002-01-01 | POLE WOOD 60 FT (DIST) | POLE WOOD 60 FT (DIST) | KY | 15 | 39569.19 | 2637.946 | 0
E364.00-Poles, Towers, and Fixtures | 2004-01-01 | TO BE SPREAD OVER ASSETS IN ACCOUNT | MP2004 Poles, Towers, and Fixtures | KY | 0 | 0 | 0 | 0
E364.00-Poles, Towers, and Fixtures | 1964-01-01 | PAD / MAT | MP1964 Poles, Towers, and Fixtures | KY | 0 | 0 | 0
E364.00-Poles, Towers, and Fixtures | 2002-01-01 | POLE WOOD 55 FT (DIST) | POLE WOOD 55 FT (DIST) | KY | 57 | 202755.25 | 3557.1096 | 0
E364.00-Poles, Towers, and Fixtures | 2000-01-01 | POLE WOOD 65 FT (DIST) | POLE WOOD 65 FT (DIST) | KY | 6 | 16305.83 | 2717.6383
E364.00-Poles, Towers, and Fixtures | 1997-01-01 | PAD / MAT | MP1997 Poles, Towers, and Fixtures | KY | 0 | 0 | 0
E364.00-Poles, Towers, and Fixtures | 1941-01-01 | STEEL POLES | MP1941 Poles, Towers, and Fixtures | KY | 0 | 0 | 0 | 0
E364.00-Poles, Towers, and Fixtures | 1993-01-01 | POLE WOOD 65 FT (DIST) | POLE WOOD 65 FT (DIST) | KY | 10 | 16769.53 | 1676.953
E364.00-Poles, Towers, and Fixtures | 1984-01-01 | PLATFORM | MP1984 Poles, Towers, and Fixtures | KY | 0 | 0 | 0
E364.00-Poles, Towers, and Fixtures | 1960-01-01 | TO BE SPREAD OVER ASSETS IN ACCOUNT | MP1960 Poles, Towers, and Fixtures | KY | 0 | 0 | 0
E364.00-Poles, Towers, and Fixtures | 1965-01-01 | PAD / MAT | MP1965 Poles, Towers, and Fixtures | KY | 0 | 0 | 0
E364.00-Poles, Towers, and Fixtures | 1993-01-01 | CROSS ARMS | CROSS ARMS (07362) | KY | 25519 | 906801.8 | 35.5344 | 0
E364.00-Poles, Towers, and Fixtures | 2007-01-01 | GUY | MP2007 Poles, Towers, and Fixtures | KY | 0 | 0 | 0 | 0
E364.00-Poles, Towers, and Fixtures | 1948-01-01 | POLE WOOD 35 FT (DIST) | MP1948 Poles, Towers, and Fixtures | KY | 0 | 0 | 0 | 0
E364.00-Poles, Towers, and Fixtures | 1951-01-01 | POLE WOOD 40 FT (DIST) | MP1951 Poles, Towers, and Fixtures | KY | 0 | 0 | 0 | 0
E364.00-Poles, Towers, and Fixtures | 2004-01-01 | POLE WOOD 45 FT (DIST) | MP2004 Poles, Towers, and Fixtures | KY | 0 | 0 | 0 | 0
E364.00-Poles, Towers, and Fixtures | 2001-01-01 | STEEL POLES | MP2001 Poles, Towers, and Fixtures | KY | 0 | 0 | 0 | 0
E364.00-Poles, Towers, and Fixtures | 2001-01-01 | POLE WOOD 40 FT (DIST) | MP2001 Poles, Towers, and Fixtures | KY | 0 | 0 | 0 | 0
E364.00-Poles, Towers, and Fixtures | 2002-01-01 | POLE WOOD 65 FT (DIST) | POLE WOOD 65 FT (DIST) | KY | 4 | 13149.38 | 3287.345 | 0
E364.00-Poles, Towers, and Fixtures | 1975-01-01 | CROSS ARMS | CROSS ARMS | KY | 14735 | 170057.36 | 11.541 | 0
E364.00-Poles, Towers, and Fixtures | 1981-01-01 | CROSS ARMS | CROSS ARMS | KY | 22149 | 458310.98 | 20.6922 | 0
E364.00-Poles, Towers, and Fixtures | 1982-01-01 | GUY | GUY | KY | 5027 | 328834.75 | 65.4137 | 0
E364.00-Poles, Towers, and Fixtures | 1985-01-01 | POLE WOOD 55 FT (DIST) | POLE WOOD 55 FT | KY | 26 | 18028.27 | 693.395 | 0
E364.00-Poles, Towers, and Fixtures | 1989-01-01 | POLE WOOD 55 FT (DIST) | POLE WOOD 55 FT (DIST) | KY | 29 | 22711.09 | 783.141 | 0
E364.00-Poles, Towers, and Fixtures | 1983-01-01 | POLE WOOD 70 FT (DIST) | POLE WOOD 70 FT | KY | 1 | 1261.99 | 1261.99
E364.00-Poles, Towers, and Fixtures | 1976-01-01 | POLE WOOD 30 FT (DIST) | POLE WOOD 30 FT | KY | 2178 | 209456.19 | 96.169 | 0
E364.00-Poles, Towers, and Fixtures | 1970-01-01 | PAD / MAT | MP1970 Poles, Towers, and Fixtures | KY | 0 | 0 | 0
E364.00-Poles, Towers, and Fixtures | 1975-01-01 | PAD / MAT | MP1975 Poles, Towers, and Fixtures | KY | 0 | 0 | 0
E364.00-Poles, Towers, and Fixtures | 1985-01-01 | POLE WOOD 75 FT (DIST) | MP1985 Poles, Towers, and Fixtures | KY | 0 | 0 | 0 | 0
E364.00-Poles, Towers, and Fixtures | 1993-01-01 | PAD / MAT | MP1993 Poles, Towers, and Fixtures | KY | 0 | 0 | 0
E364.00-Poles, Towers, and Fixtures | 1949-01-01 | PAD / MAT | MP1949 Poles, Towers, and Fixtures | KY | 0 | 0 | 0
E364.00-Poles, Towers, and Fixtures | 2006-01-01 | POLE WOOD 55 FT (DIST) | POLE WOOD 55 FT (DIST) | KY | 8 | 11983.44 | 1497.93 | 0
E364.00-Poles, Towers, and Fixtures | 1941-01-01 | CROSS ARMS | MP1941 Poles, Towers, and Fixtures | KY | 0 | 0 | 0 | 0
E364.00-Poles, Towers, and Fixtures | 2005-01-01 | GUY | GUY | KY | 1737 | 14655.84 | 8.4374 | 0
E364.00-Poles, Towers, and Fixtures | 1986-01-01 | POLE WOOD 45 FT (DIST) | POLE WOOD 45 FT (DIST) | KY | 792 | 335019.38 | 423.0043 | 0
E364.00-Poles, Towers, and Fixtures | 1985-01-01 | POLE WOOD 30 FT (DIST) | POLE WOOD 30 FT | KY | 1098 | 220675.37 | 200.9794 | 0
E364.00-Poles, Towers, and Fixtures | 1999-01-01 | POLE WOOD 60 FT (DIST) | POLE WOOD 60 FT (DIST) | KY | 9 | 15460.09 | 1717.7878
E364.00-Poles, Towers, and Fixtures | 1997-01-01 | TO BE SPREAD OVER ASSETS IN ACCOUNT | MP1997 Poles, Towers, and Fixtures | KY | 0 | 0 | 0
E364.00-Poles, Towers, and Fixtures | 1941-01-01 | POLE WOOD 35 FT (DIST) | MP1941 Licensed Project Poles, Towers, and Fixt | KY | 0 | 0 | 0 | 0
E364.00-Poles, Towers, and Fixtures | 1955-01-01 | PAD / MAT | MP1955 Poles, Towers, and Fixtures | KY | 0 | 0 | 0
E364.00-Poles, Towers, and Fixtures | 1955-01-01 | POLE WOOD 25 FT (DIST) | POLE WOOD 25 FT (DIST) | KY | 43 | 1397.02 | 32.4888
E364.00-Poles, Towers, and Fixtures | 1974-01-01 | GUY | GUY | KY | 6226 | 186104.9 | 29.8916 | 0
E364.00-Poles, Towers, and Fixtures | 1998-01-01 | GUY | GUY (00070) | KY | 5660 | 698405.75 | 123.3932 | 0
E364.00-Poles, Towers, and Fixtures | 1951-01-01 | PAD / MAT | MP1951 Poles, Towers, and Fixtures | KY | 0 | 0 | 0
E364.00-Poles, Towers, and Fixtures | 1958-01-01 | POLE WOOD 65 FT (DIST) | POLE WOOD 65 FT | KY | 1 | 263.42 | 263.42 | 0
E364.00-Poles, Towers, and Fixtures | 1974-01-01 | POLE WOOD 65 FT (DIST) | POLE WOOD 65 FT | KY | 6 | 2553.6 | 425.6 | 0
E364.00-Poles, Towers, and Fixtures | 1984-01-01 | POLE WOOD 50 FT (DIST) | POLE WOOD 50 FT | KY | 62 | 32397.8 | 522.5452 | 0
E364.00-Poles, Towers, and Fixtures | 1955-01-01 | POLE WOOD 30 FT (DIST) | POLE WOOD 30 FT | KY | 50 | 2028.24 | 40.5648 | 0
E364.00-Poles, Towers, and Fixtures | 1968-01-01 | POLE WOOD 70 FT (DIST) | MP1968 Poles, Towers, and Fixtures | KY | 0 | 0 | 0 | 0
E364.00-Poles, Towers, and Fixtures | 1998-01-01 | POLE WOOD 50 FT (DIST) | POLE WOOD 50 FT (DIST) | KY | 286 | 260964.23 | 912.4623 | 0
E364.00-Poles, Towers, and Fixtures | 1984-01-01 | POLE WOOD 75 FT (DIST) | POLE WOOD 75 FT | KY | 0 | 0 | 0 | 0
E364.00-Poles, Towers, and Fixtures | 1953-01-01 | POLE WOOD 35 FT (DIST) | POLE WOOD 35 FT | KY | 1849 | 171626.61 | 92.8213 | 0
E364.00-Poles, Towers, and Fixtures | 2005-01-01 | TO BE SPREAD OVER ASSETS IN ACCOUNT | MP2005 Poles, Towers, and Fixtures | KY | 0 | 0 | 0 | 0
E364.00-Poles, Towers, and Fixtures | 1947-01-01 | POLE WOOD 25 FT (DIST) | POLE WOOD 25 FT (DIST) | KY | 411 | 9629.46 | 23.4293 | 0
E364.00-Poles, Towers, and Fixtures | 1951-01-01 | CROSS ARMS | MP1951 Poles, Towers, and Fixtures | KY | 1 | 0 | 0
E364.00-Poles, Towers, and Fixtures | 1983-01-01 | GUY | GUY | KY | 5760 | 438046.69 | 76.0498 | 0
E364.00-Poles, Towers, and Fixtures | 1981-01-01 | POLE WOOD 55 FT (DIST) | POLE WOOD 55 FT | KY | 15 | 7260.29 | 484.0193 | 0
E364.00-Poles, Towers, and Fixtures | 1973-01-01 | PAD / MAT | MP1973 Poles, Towers, and Fixtures | KY | 0 | 0 | 0
E364.00-Poles, Towers, and Fixtures | 1966-01-01 | POLE WOOD 25 FT (DIST) | POLE WOOD 25 FT (DIST) | KY | 3 | 128.22 | 42.74
E364.00-Poles, Towers, and Fixtures | 1943-01-01 | PAD / MAT | MP1943 Poles, Towers, and Fixtures | KY | 0 | 0 | 0
E364.00-Poles, Towers, and Fixtures | 1982-01-01 | POLE WOOD 70 FT (DIST) | POLE WOOD 70 FT | KY | 3 | 3754.72 | 1251.5733 | 0
E364.00-Poles, Towers, and Fixtures | 1988-01-01 | TO BE SPREAD OVER ASSETS IN ACCOUNT | MP1988 Poles, Towers, and Fixtures | KY | 0 | 0 | 0
E364.00-Poles, Towers, and Fixtures | 1977-01-01 | PAD / MAT | MP1977 Poles, Towers, and Fixtures | KY | 0 | 0 | 0
E364.00-Poles, Towers, and Fixtures | 1971-01-01 | CROSS ARMS | CROSS ARMS | KY | 27473 | 257953.38 | 9.3893 | 0
E364.00-Poles, Towers, and Fixtures | 1965-01-01 | FENCE | FENCE (FEET) (01012) | KY | 262 | 1345.19 | 5.1343
E364.00-Poles, Towers, and Fixtures | 1996-01-01 | POLE WOOD 35 FT (DIST) | POLE WOOD 35 FT (DIST) | KY | 928 | 452403.93 | 487.5042 | 0
E364.00-Poles, Towers, and Fixtures | 1961-01-01 | POLE WOOD 50 FT (DIST) | POLE WOOD 50 FT | KY | 0 | 0 | 0 | 0
E364.00-Poles, Towers, and Fixtures | 1955-01-01 | POLE WOOD 55 FT (DIST) | POLE WOOD 55 FT | KY | 0 | 0 | 0 | 0
E364.00-Poles, Towers, and Fixtures | 2003-01-01 | POLE WOOD 30 FT (DIST) | MP2003 Poles, Towers, and Fixtures | KY | 0 | 0 | 0
E364.00-Poles, Towers, and Fixtures | 2003-01-01 | POLE WOOD 40 FT (DIST) | MP2003 Poles, Towers, and Fixtures | KY | 0 | 0 | 0 | 0
E364.00-Poles, Towers, and Fixtures | 1950-01-01 | GUY | GUY | KY | 0 | 0 | 0 | 0
E364.00-Poles, Towers, and Fixtures | 2007-01-01 | POLE WOOD 65 FT (DIST) | POLE WOOD 65 FT (DIST) | KY | 3 | 11390.61 | 3796.87
E364.00-Poles, Towers, and Fixtures | 1957-01-01 | CROSS ARMS | CROSS ARMS | KY | 9022 | 94311.18 | 10.4535 | 0
E364.00-Poles, Towers, and Fixtures | 1998-01-01 | TO BE SPREAD OVER ASSETS IN ACCOUNT | MP1998 Poles, Towers, and Fixtures | KY | 0 | 0 | 0
E364.00-Poles, Towers, and Fixtures | 1951-01-01 | POLE WOOD 35 FT (DIST) | POLE WOOD 35 FT | KY | 3048 | 194607.23 | 63.8475 | 0
E364.00-Poles, Towers, and Fixtures | 2008-07-01 | Non-unitized | RDPOLE156-Pole repair/replacement 156 | KY | 0 | 0 | 0
E364.00-Poles, Towers, and Fixtures | 2008-07-01 | Non-unitized | RDDD256OH-Rep Def Equip-OH-Shelbyvl | KY | 0 | 0 | 0
E364.00-Poles, Towers, and Fixtures | 2008-07-01 | Non-unitized | RDPOLE315-Pole repair/replacement 315 | KY | 0 | 0 | 0
E364.00-Poles, Towers, and Fixtures | 2008-12-31 | POLE WOOD 45 FT (DIST) | POLE WOOD 45 FT (00007) | KY | 175 | 455170.15 | 2600.9723 | 0
E364.00-Poles, Towers, and Fixtures | 2008-07-01 | Non-unitized | STLT246-STREET LIGHTING 246 | KY | 0 | 0 | 0 | 0
E364.00-Poles, Towers, and Fixtures | 2008-07-01 | Non-unitized | RDSTLT315-REP REPL ST LIGHTS 315 | KY | 0 | 0 | 0 | 0
E364.00-Poles, Towers, and Fixtures | 2008-07-01 | Non-unitized | ECAPRR315-Inst cap/reg/recl-Lexington | KY | 0 | 0 | 0
E364.00-Poles, Towers, and Fixtures | 2008-05-01 | Non-unitized | 1083406 | KY | 0 | 0 | 0
E364.00-Poles, Towers, and Fixtures | 2008-05-01 | Non-unitized | 1222704 | KY | 0 | 0 | 0
E364.00-Poles, Towers, and Fixtures | 2008-05-01 | Non-unitized | 1455954 | KY | 0 | 0 | 0
E364.00-Poles, Towers, and Fixtures | 2008-05-01 | Non-unitized | 313 AND US 31-W 40160 | KY | 0 | 0 | 0
E364.00-Poles, Towers, and Fixtures | 2008-05-01 | Non-unitized | 2276 DIXIE HWY | KY | 0 | 0 | 0
E364.00-Poles, Towers, and Fixtures | 2008-05-01 | Non-unitized | 1111324 | KY | 0 | 0 | 0
E364.00-Poles, Towers, and Fixtures | 2008-05-01 | Non-unitized | 1331265 | KY | 0 | 0 | 0
E364.00-Poles, Towers, and Fixtures | 2008-05-01 | Non-unitized | 1024464 | KY | 0 | 0 | 0
E364.00-Poles, Towers, and Fixtures | 2008-05-01 | Non-unitized | E EVERLY BROTHERS BLV SIREN 42330 | KY | 0 | 0 | 0
E364.00-Poles, Towers, and Fixtures | 2008-05-01 | Non-unitized | 81 DIXON ST 42455 | KY | 0 | 0 | 0
E364.00-Poles, Towers, and Fixtures | 2008-05-01 | Non-unitized | 99 OTTIST ELAM TRAIL 40351 | KY | 0 | 0 | 0 | 0
E364.00-Poles, Towers, and Fixtures | 2008-05-01 | Non-unitized | STATE HWY 2014 | KY | 0 | 0 | 0 | 0
E364.00-Poles, Towers, and Fixtures | 2008-05-01 | Non-unitized | S 20TH ST | KY | 0 | 0 | 0
E364.00-Poles, Towers, and Fixtures | 2008-05-01 | Non-unitized | 1318097 | KY | 0 | 0 | 0
E364.00-Poles, Towers, and Fixtures | 2008-05-01 | Non-unitized | CHAMPION WAY 40324 | KY | 0 | 0 | 0 | 0
E364.00-Poles, Towers, and Fixtures | 2008-05-01 | Non-unitized | 1280989 | KY | 0 | 0 | 0
E364.00-Poles, Towers, and Fixtures | 2008-05-01 | Non-unitized | 301 W ARCADIA AVE 42408 | KY | 0 | 0 | 0
E364.00-Poles, Towers, and Fixtures | 2008-05-01 | Non-unitized | 1252255 | KY | 0 | 0 | 0
E364.00-Poles, Towers, and Fixtures | 2008-05-01 | Non-unitized | LANGDON ST. | KY | 0 | 0 | 0
E364.00-Poles, Towers, and Fixtures | 2008-05-01 | Non-unitized | 1252745 | KY | 0 | 0 | 0
E364.00-Poles, Towers, and Fixtures | 2008-05-01 | Non-unitized | 1076536 | KY | 0 | 0 | 0
E364.00-Poles, Towers, and Fixtures | 2008-05-01 | Non-unitized | STATE ROUTE 176 | KY | 0 | 0 | 0
E364.00-Poles, Towers, and Fixtures | 2008-05-01 | Non-unitized | 1200185 | KY | 0 | 0 | 0
E364.00-Poles, Towers, and Fixtures | 2008-05-01 | Non-unitized | 1090169 | KY | 0 | 0 | 0
E364.00-Poles, Towers, and Fixtures | 2008-05-01 | Non-unitized | 1073535 | KY | 0 | 0 | 0
E364.00-Poles, Towers, and Fixtures | 2008-05-01 | Non-unitized | 100 MAIN ST 42332 | KY | 0 | 0 | 0
E364.00-Poles, Towers, and Fixtures | 2008-05-01 | Non-unitized | 1292294 | KY | 0 | 0 | 0
E364.00-Poles, Towers, and Fixtures | 2008-05-01 | Non-unitized | 1209453 | KY | 0 | 0 | 0
E364.00-Poles, Towers, and Fixtures | 2008-05-01 | Non-unitized | 1220309 | KY | 0 | 0 | 0
E364.00-Poles, Towers, and Fixtures | 2008-05-01 | Non-unitized | 4335 FORDS MILL RD FG 106 40383 | KY | 0 | 0 | 0 | 0
E364.00-Poles, Towers, and Fixtures | 2008-05-01 | Non-unitized | 6223 BROOKS-GTOWN RD 41044 | KY | 0 | 0 | 0 | 0
E364.00-Poles, Towers, and Fixtures | 2008-05-01 | Non-unitized | 350 HOWARD DR. WALLENS | KY | 0 | 0 | 0 | 0
E364.00-Poles, Towers, and Fixtures | 2008-05-01 | Non-unitized | ST CREEK 40977 | KY | 0 | 0 | 0 | 0
E364.00-Poles, Towers, and Fixtures | 2008-05-01 | Non-unitized | 9874 S HIGHWAY 27 42558 | KY | 0 | 0 | 0 | 0
E364.00-Poles, Towers, and Fixtures | 2008-05-01 | Non-unitized | 1176975 | KY | 0 | 0 | 0 | 0
E364.00-Poles, Towers, and Fixtures | 2008-05-01 | Non-unitized | 1085 Eagle Lake Dr | KY | 0 | 0 | 0 | 0
E364.00-Poles, Towers, and Fixtures | 2008-05-01 | Non-unitized | 1650 BETHLEHEM RD 40361 | KY | 0 | 0 | 0 | 0
E364.00-Poles, Towers, and Fixtures | 2008-05-01 | Non-unitized | 2251 INNOVATION DR 40511 | KY | 0 | 0 | 0 | 0
E364.00-Poles, Towers, and Fixtures | 2008-05-01 | Non-unitized | 1141 WOODLAKE RD. | KY | 0 | 0 | 0 | 0
E364.00-Poles, Towers, and Fixtures | 2008-05-01 | Non-unitized | EVANS DR | KY | 0 | 0 | 0 | 0
E364.00-Poles, Towers, and Fixtures | 2008-05-01 | Non-unitized | 38TH ST | KY | 0 | 0 | 0 | 0
E364.00-Poles, Towers, and Fixtures | 2008-05-01 | Non-unitized | BIG SINK RD | KY | 0 | 0 | 0 | 0
E364.00-Poles, Towers, and Fixtures | 2008-05-01 | Non-unitized | 555 S UPPER ST 40508 | KY | 0 | 0 | 0 | 0
E364.00-Poles, Towers, and Fixtures | 2008-05-01 | Non-unitized | 2832 RICHMOND RD 40336 | KY | 0 | 0 | 0 | 0
E364.00-Poles, Towers, and Fixtures | 2008-05-01 | Non-unitized | SPENCER CT | KY | 0 | 0 | 0 | 0
E364.00-Poles, Towers, and Fixtures | 2008-05-01 | Non-unitized | LIBERTY RD | KY | 0 | 0 | 0 | 0
E364.00-Poles, Towers, and Fixtures | 2008-05-01 | Non-unitized | 379 SUGAR BRANCH RD 42712 | KY | 0 | 0 | 0 | 0
E364.00-Poles, Towers, and Fixtures | 2008-05-01 | Non-unitized | 240 W MAIN CROSS ST 42345 | KY | 0 | 0 | 0 | 0
E364.00-Poles, Towers, and Fixtures | 2008-05-01 | Non-unitized | 296 LENOXBURG FOSTER RD 41043 | KY | 0 | 0 | 0 | 0
E364.00-Poles, Towers, and Fixtures | 2008-05-01 | Non-unitized | STATE HWY 221 | KY | 0 | 0 | 0
E364.00-Poles, Towers, and Fixtures | 2008-05-01 | Non-unitized | 10850 N DIXIE HWY NEW HSE 42713 | KY | 0 | 0 | 0 | 0
E364.00-Poles, Towers, and Fixtures | 2008-05-01 | Non-unitized | 308 CLARK DR 40741 | KY | 0 | 0 | 0 | 0
E364.00-Poles, Towers, and Fixtures | 2008-05-01 | Non-unitized | 370 HURRICANE HOLLOW RD 40769 | KY | 0 | 0 | 0 | 0
E364.00-Poles, Towers, and Fixtures | 2008-05-01 | Non-unitized | 402 CLEMENTS AVE | KY | 0 | 0 | 0 | 0
E364.00-Poles, Towers, and Fixtures | 2008-05-01 | Non-unitized | 8315 MAIN ST 40337 | KY | 0 | 0 | 0 | 0
E364.00-Poles, Towers, and Fixtures | 2008-05-01 | Non-unitized | 16 STANDAU RD | KY | 0 | 0 | 0 | 0
E364.00-Poles, Towers, and Fixtures | 2008-05-01 | Non-unitized | 760 KY HWY 78 40484 | KY | 0 | 0 | 0 | 0
E364.00-Poles, Towers, and Fixtures | 2008-05-01 | Non-unitized | LINDENBERG DRIVE | KY | 0 | 0 | 0 | 0
E364.00-Poles, Towers, and Fixtures | 2008-05-01 | Non-unitized | 1181605 | KY | 0 | 0 | 0 | 0
E364.00-Poles, Towers, and Fixtures | 2008-05-01 | Non-unitized | 1504 PELICAN CIR | KY | 0 | 0 | 0 | 0
E364.00-Poles, Towers, and Fixtures | 2008-05-01 | Non-unitized | 1861 THATCHERS MILL ROAD | KY | 0 | 0 | 0 | 0
E364.00-Poles, Towers, and Fixtures | 2008-05-01 | Non-unitized | GLENBORO (WINCHESTER) RD | KY | 0 | 0 | 0 | 0
E364.00-Poles, Towers, and Fixtures | 2008-05-01 | Non-unitized | 3001 W HWY 146 | KY | 0 | 0 | 0 | 0
E364.00-Poles, Towers, and Fixtures | 2008-05-01 | Non-unitized | 2289 VERSAILLES RD 40504 | KY | 0 | 0 | 0
E364.00-Poles, Towers, and Fixtures | 2008-05-01 | Non-unitized | NICHOLASVILLE RD 40503 | KY | 0 | 0 | 0 | 0
E364.00-Poles, Towers, and Fixtures | 2008-05-01 | Non-unitized | 1200 ROLLING HILLS LN | KY | 0 | 0 | 0 | 0
E364.00-Poles, Towers, and Fixtures | 2008-05-01 | Non-unitized | 940 PEKIN PI 40390 | KY | 0 | 0 | 0 | 0
E364.00-Poles, Towers, and Fixtures | 2008-05-01 | Non-unitized | 149 UPTON RD 42757 | KY | 0 | 0 | 0 | 0
E364.00-Poles, Towers, and Fixtures | 2008-05-01 | Non-unitized | BROWNS CREEK RD TRL 40769 | KY | 0 | 0 | 0 | 0
E364.00-Poles, Towers, and Fixtures | 2008-05-01 | Non-unitized | 556 ROSEMONT GARDEN LN 40503 | KY | 0 | 0 | 0
E364.00-Poles, Towers, and Fixtures | 2008-05-01 | Non-unitized | MAPLE AVENUE | KY | 0 | 0 | 0 | 0
E364.00-Poles, Towers, and Fixtures | 2008-05-01 | Non-unitized | SLIPPERY ROCK DR LOT 78 42701 | KY | 0 | 0 | 0 | 0
E364.00-Poles, Towers, and Fixtures | 2008-05-01 | Non-unitized | 800 W JEFFERSON ST NEW 3PHA 40031 | KY | 0 | 0 | 0 | 0
E364.00-Poles, Towers, and Fixtures | 2008-05-01 | Non-unitized | HARVEST LN | KY | 0 | 0 | 0 | 0
E364.00-Poles, Towers, and Fixtures | 2008-05-01 | Non-unitized | CUBBAGE | KY | 0 | 0 | 0 | 0
E364.00-Poles, Towers, and Fixtures | 2008-05-01 | Non-unitized | 2765 COUNTRY CLUB | KY | 0 | 0 | 0 | 0
E364.00-Poles, Towers, and Fixtures | 2008-05-01 | Non-unitized | 360 CHATHAM RIDGE 41002 | KY | 0 | 0 | 0 | 0
E364.00-Poles, Towers, and Fixtures | 2008-05-01 | Non-unitized | 305 OAK ST 40033 | KY | 0 | 0 | 0 | 0
E364.00-Poles, Towers, and Fixtures | 2008-05-01 | Non-unitized | 2575 RUSSELL SPRINGS RD | KY | 0 | 0 | 0 | 0
E364.00-Poles, Towers, and Fixtures | 2008-05-01 | Non-unitized | 302 EDGEMONT RD 41056 | KY | 0 | 0 | 0
E364.00-Poles, Towers, and Fixtures | 2008-05-01 | Non-unitized | STATE HWY 190 | KY | 0 | 0 | 0 | 0
E364.00-Poles, Towers, and Fixtures | 2008-05-01 | Non-unitized | 910 SPEARS MILL RD 40361 | KY | 0 | 0 | 0 | 0
E364.00-Poles, Towers, and Fixtures | 2008-05-01 | Non-unitized | 2390 WEISENBERGER MILL RD | KY | 0 | 0 | 0 | 0
E364.00-Poles, Towers, and Fixtures | 2008-05-01 | Non-unitized | 1263004 | KY | 0 | 0 | 0 | 0
E364.00-Poles, Towers, and Fixtures | 2008-05-01 | Non-unitized | 1067755 | KY | 0 | 0 | 0 | 0
E364.00-Poles, Towers, and Fixtures | 2008-05-01 | Non-unitized | STATE HWY 66 | KY | 0 | 0 | 0 | 0
E364.00-Poles, Towers, and Fixtures | 2008-05-01 | Non-unitized | 1126375 | KY | 0 | 0 | 0
E364.00-Poles, Towers, and Fixtures | 2008-05-01 | Non-unitized | 1165695 | KY | 0 | 0 | 0 | 0
E364.00-Poles, Towers, and Fixtures | 2008-05-01 | Non-unitized | 2971 OLD LAIR ROAD | KY | 0 | 0 | 0 | 0
E364.00-Poles, Towers, and Fixtures | 2008-05-01 | Non-unitized | 1213546 | KY | 0 | 0 | 0 | 0
E364.00-Poles, Towers, and Fixtures | 2008-05-01 | Non-unitized | 6370 MAN-O-WAR BLVD 40509 | KY | 0 | 0 | 0 | 0
E364.00-Poles, Towers, and Fixtures | 2008-05-01 | Non-unitized | 1405 BARNES MILL RD 40475 | KY | 0 | 0 | 0 | 0
E364.00-Poles, Towers, and Fixtures | 2008-05-01 | Non-unitized | 1157 S HWY 27 | KY | 0 | 0 | 0 | 0
E364.00-Poles, Towers, and Fixtures | 2008-05-01 | Non-unitized | 1200469 | KY | 0 | 0 | 0 | 0
E364.00-Poles, Towers, and Fixtures | 2008-05-01 | Non-unitized | 1141404 | KY | 0 | 0 | 0
E364.00-Poles, Towers, and Fixtures | 2008-07-01 | Non-unitized | ECAPRR416-Inst cap/reg/recl-Pineville | KY | 0 | 0 | 0
E364.00-Poles, Towers, and Fixtures | 2008-05-01 | Non-unitized | CEDAR ST 40508 | KY | 0 | 0 | 0 | 0
E364.00-Poles, Towers, and Fixtures | 2008-05-01 | Non-unitized | EAGLE LAKE DR | KY | 0 | 0 | 0 | 0
E364.00-Poles, Towers, and Fixtures | 2008-05-01 | Non-unitized | 1380 RACETRACK RD 42408 | KY | 0 | 0 | 0 | 0
E364.00-Poles, Towers, and Fixtures | 2008-05-01 | Non-unitized | 270 W VINE ST 40160 | KY | 0 | 0 | 0 | 0
E364.00-Poles, Towers, and Fixtures | 2008-05-01 | Non-unitized | 229 WHISPERING HILLS 42754 | KY | 0 | 0 | 0 | 0
E364.00-Poles, Towers, and Fixtures | 2008-05-01 | Non-unitized | 126 TOM TOWN HOLLOW HSE 40701 | KY | 0 | 0 | 0 | 0
E364.00-Poles, Towers, and Fixtures | 2008-05-01 | Non-unitized | 51052 HIGHWAY 62 TRLR 41055 | KY | 0 | 0 | 0 | 0
E364.00-Poles, Towers, and Fixtures | 2008-05-01 | Non-unitized | 676 CANE RUN RD 40324 | KY | 0 | 0 | 0 | 0
E364.00-Poles, Towers, and Fixtures | 2008-05-01 | Non-unitized | SMITH RD. | KY | 0 | 0 | 0 | 0
E364.00-Poles, Towers, and Fixtures | 2008-05-01 | Non-unitized | 4058 WOODWARD RD 41044 | KY | 0 | 0 | 0 | 0
E364.00-Poles, Towers, and Fixtures | 2008-05-01 | Non-unitized | 312 PETERSON RD 42127 | KY | 0 | 0 | 0 | 0
E364.00-Poles, Towers, and Fixtures | 2008-05-01 | Non-unitized | 6405 SULPHUR WELLS RD TRLR 40509 | KY | 0 | 0 | 0 | 0
E364.00-Poles, Towers, and Fixtures | 2008-05-01 | Non-unitized | 25 E TEMP 40935 | KY | 0 | 0 | 0 | 0
E364.00-Poles, Towers, and Fixtures | 2008-05-01 | Non-unitized | 8120 LEBANON RD TSE 40422 | KY | 0 | 0 | 0 | 0
E364.00-Poles, Towers, and Fixtures | 2008-05-01 | Non-unitized | 1096492 | KY | 0 | 0 | 0 | 0
E364.00-Poles, Towers, and Fixtures | 2008-05-01 | Non-unitized | 1153016 | KY | 0 | 0 | 0 | 0
E364.00-Poles, Towers, and Fixtures | 2008-05-01 | Non-unitized | 1319495 | KY | 0 | 0 | 0 | 0
E364.00-Poles, Towers, and Fixtures | 2008-05-01 | Non-unitized | HWY 3041 SVC POLE 40701 | KY | 0 | 0 | 0 | 0
E364.00-Poles, Towers, and Fixtures | 2008-05-01 | Non-unitized | 1336604 | KY | 0 | 0 | 0
E364.00-Poles, Towers, and Fixtures | 2008-05-01 | Non-unitized | 1158574 | KY | 0 | 0 | 0 | 0
E364.00-Poles, Towers, and Fixtures | 2008-05-01 | Non-unitized | 1234936 | KY | 0 | 0 | 0 | 0
E364.00-Poles, Towers, and Fixtures | 2008-05-01 | Non-unitized | 687 JACKSTOWN RD 40361 | KY | 0 | 0 | 0 | 0
E364.00-Poles, Towers, and Fixtures | 2008-05-01 | Non-unitized | US HIGHWAY 27/68 | KY | 0 | 0 | 0 | 0
E364.00-Poles, Towers, and Fixtures | 2008-05-01 | Non-unitized | 555 UPPER CONCORD RD BARN 40311 | KY | 0 | 0 | 0 | 0
E364.00-Poles, Towers, and Fixtures | 2008-05-01 | Non-unitized | LEMONS MILL RD 40324 | KY | 0 | 0 | 0
E364.00-Poles, Towers, and Fixtures | 2008-05-01 | Non-unitized | 3100 CROPPER RD LOT1A TS 40065 | KY | 0 | 0 | 0 | 0
E364.00-Poles, Towers, and Fixtures | 2008-05-01 | Non-unitized | 2950 BAGDAD RD 40003 | KY | 0 | 0 | 0 | 0
E364.00-Poles, Towers, and Fixtures | 2008-05-01 | Non-unitized | 308 OLD FLEMINGSBURG ROAD 40351 | KY | 0 | 0 | 0 | 0
E364.00-Poles, Towers, and Fixtures | 2008-05-01 | Non-unitized | 501 BLUE SKY PKWY 40509 | KY | 0 | 0 | 0 | 0
E364.00-Poles, Towers, and Fixtures | 2008-05-01 | Non-unitized | 2344 FORDS MILL RD 40361 | KY | 0 | 0 | 0 | 0
E364.00-Poles, Towers, and Fixtures | 2008-05-01 | Non-unitized | 2205 RICHMOND RD 40502 | KY | 0 | 0 | 0 | 0
E364.00-Poles, Towers, and Fixtures | 2008-05-01 | Non-unitized | INDIAN MOUND DR | KY | 0 | 0 | 0 | 0
E364.00-Poles, Towers, and Fixtures | 2008-05-01 | Non-unitized | 1920 JERICHO RD 40031 | KY | 0 | 0 | 0 | 0
E364.00-Poles, Towers, and Fixtures | 2008-05-01 | Non-unitized | 499 INDIAN MOUND DR 40353 | KY | 0 | 0 | 0
E364.00-Poles, Towers, and Fixtures | 2008-05-01 | Non-unitized | 110 CARTER DR 40456 | KY | 0 | 0 | 0 | 0
E364.00-Poles, Towers, and Fixtures | 2008-05-01 | Non-unitized | 4100 BUTTERMILK RD 42453 | KY | 0 | 0 | 0 | 0
E364.00-Poles, Towers, and Fixtures | 2008-05-01 | Non-unitized | W DONNA REED BLV LOT 81 42724 | KY | 0 | 0 | 0 | 0
E364.00-Poles, Towers, and Fixtures | 2008-05-01 | Non-unitized | 197 OLD CRAB ORCHARD RD 40741 | KY | 0 | 0 | 0 | 0
E364.00-Poles, Towers, and Fixtures | 2008-05-01 | Non-unitized | SANDERSVILLE RD 40511 | KY | 0 | 0 | 0 | 0
E364.00-Poles, Towers, and Fixtures | 2008-05-01 | Non-unitized | 141 ASHURST ST | KY | 0 | 0 | 0 | 0
E364.00-Poles, Towers, and Fixtures | 2008-05-01 | Non-unitized | 320 S HWY 1064 40771 | KY | 0 | 0 | 0 | 0
E364.00-Poles, Towers, and Fixtures | 2008-05-01 | Non-unitized | 6590 S HWY 27 | KY | 0 | 0 | 0 | 0
E364.00-Poles, Towers, and Fixtures | 2008-05-01 | Non-unitized | 1766 AUGUSTA / CHATHAM RD. 41002 | KY | 0 | 0 | 0 | 0
E364.00-Poles, Towers, and Fixtures | 2008-05-01 | Non-unitized | 80 KELLY RIDGE RD TSE 41004 | KY | 0 | 0 | 0 | 0
E364.00-Poles, Towers, and Fixtures | 2008-05-01 | Non-unitized | 127 KING FISHER WAY 40347 | KY | 0 | 0 | 0 | 0
E364.00-Poles, Towers, and Fixtures | 2008-05-01 | Non-unitized | 1078716 | KY | 0 | 0 | 0 | 0
E364.00-Poles, Towers, and Fixtures | 2008-05-01 | Non-unitized | RT1 HIGHWAY 62 BOX 2 TR 41064 | KY | 0 | 0 | 0 | 0
E364.00-Poles, Towers, and Fixtures | 2008-05-01 | Non-unitized | 366 Maple Grove Rd. | KY | 0 | 0 | 0 | 0
E364.00-Poles, Towers, and Fixtures | 2008-05-01 | Non-unitized | LITTLE CLEAR CREEK | KY | 0 | 0 | 0 | 0
E364.00-Poles, Towers, and Fixtures | 2008-05-01 | Non-unitized | 1348 STATE ROUTE 147 | KY | 0 | 0 | 0 | 0
E364.00-Poles, Towers, and Fixtures | 2008-05-01 | Non-unitized | 1194694 | KY | 0 | 0 | 0 | 0
E364.00-Poles, Towers, and Fixtures | 2008-05-01 | Non-unitized | 221 MACKVILLE HL 40069 | KY | 0 | 0 | 0 | 0
E364.00-Poles, Towers, and Fixtures | 2008-05-01 | Non-unitized | OLD ROSEBUD RD 40509 | KY | 0 | 0 | 0 | 0
E364.00-Poles, Towers, and Fixtures | 2008-05-01 | Non-unitized | 1185 CENTRE PKY 40517 | KY | 0 | 0 | 0 | 0
E364.00-Poles, Towers, and Fixtures | 2008-05-01 | Non-unitized | 2591 HWY 26 40701 | KY | 0 | 0 | 0 | 0
E364.00-Poles, Towers, and Fixtures | 2008-05-01 | Non-unitized | ROSE MARY PLACE DR | KY | 0 | 0 | 0 | 0
E364.00-Poles, Towers, and Fixtures | 2008-05-01 | Non-unitized | 1080258 | KY | 0 | 0 | 0 | 0
E364.00-Poles, Towers, and Fixtures | 2008-05-01 | Non-unitized | DAIRY QUEEN HWY 192 - LONDON | KY | 0 | 0 | 0 | 0
E364.00-Poles, Towers, and Fixtures | 2008-05-01 | Non-unitized | 101 MAGNOLIA DR 40324 | KY | 0 | 0 | 0 | 0
E364.00-Poles, Towers, and Fixtures | 2008-05-01 | Non-unitized | 13177 MARY INGLES HWY 41043 | KY | 0 | 0 | 0 | 0
E364.00-Poles, Towers, and Fixtures | 2008-05-01 | Non-unitized | 731 VINEYARD RD 40356 | KY | 0 | 0 | 0 | 0
E364.00-Poles, Towers, and Fixtures | 2008-05-01 | Non-unitized | 4520 FRANKFORT RD 40324 | KY | 0 | 0 | 0 | 0
E364.00-Poles, Towers, and Fixtures | 2008-05-01 | Non-unitized | 135 Plantation Dr 40475 | KY | 0 | 0 | 0 | 0
E364.00-Poles, Towers, and Fixtures | 2008-05-01 | Non-unitized | 4565 CUMMINS FERRY RD 40383 | KY | 0 | 0 | 0 | 0
E364.00-Poles, Towers, and Fixtures | 2008-05-01 | Non-unitized | MARYMOUNT HOSPITAL | KY | 0 | 0 | 0 | 0
E364.00-Poles, Towers, and Fixtures | 2008-05-01 | Non-unitized | 2371 SULLIVAN LN 40601 | KY | 0 | 0 | 0
E364.00-Poles, Towers, and Fixtures | 2008-05-01 | Non-unitized | 525 STATE RTE 2270W 42324 | KY | 0 | 0 | 0 | 0
E364.00-Poles, Towers, and Fixtures | 2008-05-01 | Non-unitized | HWY 2091 | KY | 0 | 0 | 0 | 0
E364.00-Poles, Towers, and Fixtures | 2008-05-01 | Non-unitized | 2623 EASTVIEW RD 42732 | KY | 0 | 0 | 0 | 0
E364.00-Poles, Towers, and Fixtures | 2008-05-01 | Non-unitized | LOT 15 STEPHENS RD 42055 | KY | 0 | 0 | 0 | 0
E364.00-Poles, Towers, and Fixtures | 2008-05-01 | Non-unitized | 8459 HWY 47 S 41083 | KY | 0 | 0 | 0 | 0
E364.00-Poles, Towers, and Fixtures | 2008-05-01 | Non-unitized | 238 W SECOND ST 41056 | KY | 0 | 0 | 0 | 0
E364.00-Poles, Towers, and Fixtures | 2008-05-01 | Non-unitized | 277 DELMAS GILLIAM RD 40741 | KY | 0 | 0 | 0 | 0
E364.00-Poles, Towers, and Fixtures | 2008-05-01 | Non-unitized | 149 MARIMON AVE STORAGE 40330 | KY | 0 | 0 | 0 | 0
E364.00-Poles, Towers, and Fixtures | 2008-05-01 | Non-unitized | 495 SAWMILL RD TRL 42728 | KY | 0 | 0 | 0 | 0
E364.00-Poles, Towers, and Fixtures | 2008-05-01 | Non-unitized | RUSSELL SCHOOL DR | KY | 0 | 0 | 0 | 0
E364.00-Poles, Towers, and Fixtures | 2008-05-01 | Non-unitized | 1468255 | KY | 0 | 0 | 0
E364.00-Poles, Towers, and Fixtures | 2008-05-01 | Non-unitized | 1220085 | KY | 0 | 0 | 0
E364.00-Poles, Towers, and Fixtures | 2008-05-01 | Non-unitized | 1134286 | KY | 0 | 0 | 0 | 0
E364.00-Poles, Towers, and Fixtures | 2008-05-01 | Non-unitized | 13305 CUMBERLAND GAP PKY TSE 2 40701 | KY | 0 | 0 | 0 | 0
E364.00-Poles, Towers, and Fixtures | 2008-05-01 | Non-unitized | 98 WILDLIFE TRAIL RD 41043 | KY | 0 | 0 | 0 | 0
E364.00-Poles, Towers, and Fixtures | 2008-05-01 | Non-unitized | 1356484 | KY | 0 | 0 | 0 | 0
E364.00-Poles, Towers, and Fixtures | 2008-05-01 | Non-unitized | 1150144 | KY | 0 | 0 | 0 | 0
E364.00-Poles, Towers, and Fixtures | 2008-05-01 | Non-unitized | 1216517 | KY | 0 | 0 | 0 | 0
E364.00-Poles, Towers, and Fixtures | 2008-05-01 | Non-unitized | 1223447 | KY | 0 | 0 | 0 | 0
E364.00-Poles, Towers, and Fixtures | 2008-05-01 | Non-unitized | 3601 SPURR RD | KY | 0 | 0 | 0 | 0
E364.00-Poles, Towers, and Fixtures | 2008-05-01 | Non-unitized | 709 SIMON KENTON AVE 41056 | KY | 0 | 0 | 0 | 0
E364.00-Poles, Towers, and Fixtures | 2008-05-01 | Non-unitized | S MAIN ST | KY | 0 | 0 | 0 | 0
E364.00-Poles, Towers, and Fixtures | 2008-05-01 | Non-unitized | 3369 AUGUSTA / CHATHAM ROAD | KY | 0 | 0 | 0 | 0
E364.00-Poles, Towers, and Fixtures | 2008-05-01 | Non-unitized | 1171404 | KY | 0 | 0 | 0 | 0
E364.00-Poles, Towers, and Fixtures | 2008-05-01 | Non-unitized | 4393 CLEARWATER WAY 40515 | KY | 0 | 0 | 0 | 0
E364.00-Poles, Towers, and Fixtures | 2008-05-01 | Non-unitized | 131 DEWEY DR LOT 4 40356 | KY | 0 | 0 | 0 | 0
E364.00-Poles, Towers, and Fixtures | 2008-05-01 | Non-unitized | 3250 IRON WORKS PIKE | KY | 0 | 0 | 0 | 0
E364.00-Poles, Towers, and Fixtures | 2008-05-01 | Non-unitized | 4155 PAYNES MILL RD 40383 | KY | 0 | 0 | 0 | 0
E364.00-Poles, Towers, and Fixtures | 2008-05-01 | Non-unitized | 2008 BUCK LN 40511 | KY | 0 | 0 | 0 | 0
E364.00-Poles, Towers, and Fixtures | 2008-05-01 | Non-unitized | TEJAY SPUR | KY | 0 | 0 | 0 | 0
E364.00-Poles, Towers, and Fixtures | 2008-05-01 | Non-unitized | 8118 SULPHUR RD 40070 | KY | 0 | 0 | 0 | 0
E364.00-Poles, Towers, and Fixtures | 2008-05-01 | Non-unitized | 2411 S HWY 53 40031 | KY | 0 | 0 | 0 | 0
E364.00-Poles, Towers, and Fixtures | 2008-05-01 | Non-unitized | FAIRGROUNDS CT | KY | 0 | 0 | 0 | 0
E364.00-Poles, Towers, and Fixtures | 2008-05-01 | Non-unitized | WILSON DOWNING RD 40517 | KY | 0 | 0 | 0
E364.00-Poles, Towers, and Fixtures | 2008-05-01 | Non-unitized | 4400 DELANEY FERRY RD | KY | 0 | 0 | 0 | 0
E364.00-Poles, Towers, and Fixtures | 2008-05-01 | Non-unitized | 5138 SPRINGFIELD RD BARN 40004 | KY | 0 | 0 | 0 | 0
E364.00-Poles, Towers, and Fixtures | 2008-05-01 | Non-unitized | 1241275 | KY | 0 | 0 | 0 | 0
E364.00-Poles, Towers, and Fixtures | 2008-05-01 | Non-unitized | 1576 BROOKSVILLE / POWERSVILLE RD 41004 | KY | 0 | 0 | 0 | 0
E364.00-Poles, Towers, and Fixtures | 2008-05-01 | Non-unitized | 219 OLD HILL CITY RD 41056 | KY | 0 | 0 | 0
E364.00-Poles, Towers, and Fixtures | 2008-05-01 | Non-unitized | POPLAR FLAT RD. 40004 | KY | 0 | 0 | 0
E364.00-Poles, Towers, and Fixtures | 2008-05-01 | Non-unitized | GOLDENROD SUBDV. PHASE ADDITION | KY | 0 | 0 | 0
E364.00-Poles, Towers, and Fixtures | 2008-05-01 | Non-unitized | 216 THOMAS RD 40361 | KY | 0 | 0 | 0
E364.00-Poles, Towers, and Fixtures | 2008-05-01 | Non-unitized | 3201 LEBANON ROAD 40422 | KY | 0 | 0 | 0
E364.00-Poles, Towers, and Fixtures | 2008-05-01 | Non-unitized | KEVIN CARROLL DEVELOPMENT INST.BACK | KY | 0 | 0 | 0
E364.00-Poles, Towers, and Fixtures | 2008-05-01 | Non-unitized | BURGIN ROAD | KY | 0 | 0 | 0
E364.00-Poles, Towers, and Fixtures | 2008-05-01 | Non-unitized | 1241 BY-PASS 127 SOUTH (OVERLAND CHURCH) | KY | 0 | 0 | 0 | 0
E364.00-Poles, Towers, and Fixtures | 2008-05-01 | Non-unitized | 213 LOTHBURY AVE 40965 | KY | 0 | 0 | 0 | 0
E364.00-Poles, Towers, and Fixtures | 2008-05-01 | Non-unitized | 561388 | KY | 0 | 0 | 0
E364.00-Poles, Towers, and Fixtures | 2008-05-01 | Non-unitized | 225 E 2ND ST 40507 | KY | 0 | 0 | 0 | 0
E364.00-Poles, Towers, and Fixtures | 2008-05-01 | Non-unitized | 1105294 | KY | 0 | 0 | 0
E364.00-Poles, Towers, and Fixtures | 2008-05-01 | Non-unitized | 385 SANDY TR TSE 42629 | KY | 0 | 0 | 0 | 0
E364.00-Poles, Towers, and Fixtures | 2008-05-01 | Non-unitized | BROWN AVE 40505 | KY | 0 | 0 | 0 | 0
E364.00-Poles, Towers, and Fixtures | 2008-05-01 | Non-unitized | 1532 BULL LEA RD 40511 | KY | 0 | 0 | 0 | 0
E364.00-Poles, Towers, and Fixtures | 2008-05-01 | Non-unitized | 375 PARADISE CAMP RD TSE 40330 | KY | 0 | 0 | 0 | 0
E364.00-Poles, Towers, and Fixtures | 2008-05-01 | Non-unitized | 285 JORDAN AVE TSE 40741 | KY | 0 | 0 | 0 | 0
E364.00-Poles, Towers, and Fixtures | 2008-05-01 | Non-unitized | RR 4 40962 | KY | 0 | 0 | 0 | 0
E364.00-Poles, Towers, and Fixtures | 2008-05-01 | Non-unitized | WEST HWY 80 | KY | 0 | 0 | 0 | 0
E364.00-Poles, Towers, and Fixtures | 2008-05-01 | Non-unitized | 9501 EAGLES WAY | KY | 0 | 0 | 0 | 0
E364.00-Poles, Towers, and Fixtures | 2008-05-01 | Non-unitized | 1070969 | KY | 0 | 0 | 0
E364.00-Poles, Towers, and Fixtures | 2008-05-01 | Non-unitized | W MAIN | KY | 0 | 0 | 0
E364.00-Poles, Towers, and Fixtures | 2008-05-01 | Non-unitized | 1137036 | KY | 0 | 0 | 0
E364.00-Poles, Towers, and Fixtures | 2008-05-01 | Non-unitized | PAYNES DEPOT 40324 | KY | 0 | 0 | 0
E364.00-Poles, Towers, and Fixtures | 2008-05-01 | Non-unitized | 916854 | KY | 0 | 0 | 0
E364.00-Poles, Towers, and Fixtures | 2008-05-01 | Non-unitized | 1383655 | KY | 0 | 0 | 0
E364.00-Poles, Towers, and Fixtures | 2008-05-01 | Non-unitized | 461926 | KY | 0 | 0 | 0
E364.00-Poles, Towers, and Fixtures | 2008-05-01 | Non-unitized | NORTH DIXIE 42701 | KY | 0 | 0 | 0
E364.00-Poles, Towers, and Fixtures | 2008-05-01 | Non-unitized | 1021134 | KY | 0 | 0 | 0
E364.00-Poles, Towers, and Fixtures | 2008-05-01 | Non-unitized | 1259365 | KY | 0 | 0 | 0
E364.00-Poles, Towers, and Fixtures | 2008-05-01 | Non-unitized | CALDWELL ST 42765 | KY | 0 | 0 | 0
E364.00-Poles, Towers, and Fixtures | 2008-05-01 | Non-unitized | E CLOVER ST | KY | 0 | 0 | 0 | 0
E364.00-Poles, Towers, and Fixtures | 2008-05-01 | Non-unitized | 1188704 | KY | 0 | 0 | 0
E364.00-Poles, Towers, and Fixtures | 2008-05-01 | Non-unitized | 328 E VINE ST 40507 | KY | 0 | 0 | 0
E364.00-Poles, Towers, and Fixtures | 2008-05-01 | Non-unitized | 1787 SWITZER RD 40379 | KY | 0 | 0 | 0
E364.00-Poles, Towers, and Fixtures | 2008-05-01 | Non-unitized | 1013 OWENSBORO RD 42754 | KY | 0 | 0 | 0
E364.00-Poles, Towers, and Fixtures | 2008-05-01 | Non-unitized | HWY 425 BYPASS | KY | 0 | 0 | 0
E364.00-Poles, Towers, and Fixtures | 2008-05-01 | Non-unitized | 4891 LEXINGTON RD HOUSE 40361 | KY | 0 | 0 | 0
E364.00-Poles, Towers, and Fixtures | 2008-05-01 | Non-unitized | 1254047 | KY | 0 | 0 | 0
E364.00-Poles, Towers, and Fixtures | 2008-05-01 | Non-unitized | 2369 MCCRACKEN PIKE | KY | 0 | 0 | 0
E364.00-Poles, Towers, and Fixtures | 2008-05-01 | Non-unitized | STONEWALL PATH 40324 | KY | 0 | 0 | 0
E364.00-Poles, Towers, and Fixtures | 2008-05-01 | Non-unitized | HWY # 19 41002 | KY | 0 | 0 | 0
E364.00-Poles, Towers, and Fixtures | 2008-05-01 | Non-unitized | 20 VILLAGE PLAZE RD 40065 | KY | 0 | 0 | 0
E364.00-Poles, Towers, and Fixtures | 2008-05-01 | Non-unitized | SCENIC GARDEN DR 1-A 40342 | KY | 0 | 0 | 0
E364.00-Poles, Towers, and Fixtures | 2008-05-01 | Non-unitized | 1353765 | KY | 0 | 0 | 0
E364.00-Poles, Towers, and Fixtures | 2008-05-01 | Non-unitized | 1256694 | KY | 0 | 0 | 0
E364.00-Poles, Towers, and Fixtures | 2008-05-01 | Non-unitized | 1216944 | KY | 0 | 0 | 0
E364.00-Poles, Towers, and Fixtures | 2008-05-01 | Non-unitized | 1283409 | KY | 0 | 0 | 0
E364.00-Poles, Towers, and Fixtures | 2008-05-01 | Non-unitized | 1376595 | KY | 0 | 0 | 0
E364.00-Poles, Towers, and Fixtures | 2008-05-01 | Non-unitized | 999704 | KY | 0 | 0 | 0
E364.00-Poles, Towers, and Fixtures | 2008-05-01 | Non-unitized | 411 & 425 WOOD STREET 41056 | KY | 0 | 0 | 0
E364.00-Poles, Towers, and Fixtures | 2008-05-01 | Non-unitized | 785285 | KY | 0 | 0 | 0
E364.00-Poles, Towers, and Fixtures | 2008-05-01 | Non-unitized | 188 PADDOCK DR | KY | 0 | 0 | 0
E364.00-Poles, Towers, and Fixtures | 2008-05-01 | Non-unitized | HWY 52 | KY | 0 | 0 | 0
E364.00-Poles, Towers, and Fixtures | 2008-05-01 | Non-unitized | 28 BOURBON ST 40962 | KY | 0 | 0 | 0
E364.00-Poles, Towers, and Fixtures | 2008-05-01 | Non-unitized | 1288567 | KY | 0 | 0 | 0 | 0
E364.00-Poles, Towers, and Fixtures | 2008-05-01 | Non-unitized | 1226597 | KY | 0 | 0 | 0
E364.00-Poles, Towers, and Fixtures | 2008-05-01 | Non-unitized | 2567 LEXINGTON RD | KY | 0 | 0 | 0
E364.00-Poles, Towers, and Fixtures | 2008-05-01 | Non-unitized | 1059618 | KY | 0 | 0 | 0 | 0
E364.00-Poles, Towers, and Fixtures | 2008-05-01 | Non-unitized | 1130149 | KY | 0 | 0 | 0 | 0
E364.00-Poles, Towers, and Fixtures | 2008-05-01 | Non-unitized | 1175525 | KY | 0 | 0 | 0
E364.00-Poles, Towers, and Fixtures | 2008-05-01 | Non-unitized | 1250 HWY 555 TSE 40069 | KY | 0 | 0 | 0
E364.00-Poles, Towers, and Fixtures | 2008-05-01 | Non-unitized | 1370145 | KY | 0 | 0 | 0
E364.00-Poles, Towers, and Fixtures | 2008-05-01 | Non-unitized | 202 PRODUCTION CT. LOT 4A 42701 | KY | 0 | 0 | 0
E364.00-Poles, Towers, and Fixtures | 2008-05-01 | Non-unitized | US 431 HWY | KY | 0 | 0 | 0
E364.00-Poles, Towers, and Fixtures | 2008-05-01 | Non-unitized | 1141444 | KY | 0 | 0 | 0
E364.00-Poles, Towers, and Fixtures | 2008-05-01 | Non-unitized | N HOSKINS | KY | 0 | 0 | 0
E364.00-Poles, Towers, and Fixtures | 2008-05-01 | Non-unitized | 1255846 | KY | 0 | 0 | 0
E364.00-Poles, Towers, and Fixtures | 2008-05-01 | Non-unitized | 590 GOGGIN LN | KY | 0 | 0 | 0
E364.00-Poles, Towers, and Fixtures | 2008-05-01 | Non-unitized | LORETTO | KY | 0 | 0 | 0 | 0
E364.00-Poles, Towers, and Fixtures | 2008-05-01 | Non-unitized | OLD SEVEN MILE PIKE | KY | 0 | 0 | 0 | 0
E364.00-Poles, Towers, and Fixtures | 2008-05-01 | Non-unitized | 1084156 | KY | 0 | 0 | 0
E364.00-Poles, Towers, and Fixtures | 2008-05-01 | Non-unitized | HWY 1651 | KY | 0 | 0 | 0
E364.00-Poles, Towers, and Fixtures | 2008-05-01 | Non-unitized | US 150 | KY | 0 | 0 | 0
E364.00-Poles, Towers, and Fixtures | 2008-05-01 | Non-unitized | 1290537 | KY | 0 | 0 | 0
E364.00-Poles, Towers, and Fixtures | 2008-05-01 | Non-unitized | 3330 SUGAR CREEK RD | KY | 0 | 0 | 0
E364.00-Poles, Towers, and Fixtures | 2008-05-01 | Non-unitized | THIRD ST | KY | 0 | 0 | 0
E364.00-Poles, Towers, and Fixtures | 2008-05-01 | Non-unitized | US HIGHWAY 150 E | KY | 0 | 0 | 0 | 0
E364.00-Poles, Towers, and Fixtures | 2008-05-01 | Non-unitized | 1346637 | KY | 0 | 0 | 0
E364.00-Poles, Towers, and Fixtures | 2008-05-01 | Non-unitized | ROSARY HEIGHTS ST OFC BLDG 40069 | KY | 0 | 0 | 0
E364.00-Poles, Towers, and Fixtures | 2008-05-01 | Non-unitized | KY 399 RD | KY | 0 | 0 | 0
E364.00-Poles, Towers, and Fixtures | 2008-05-01 | Non-unitized | LOUISVILLE BEDDING ROAD 42765 | KY | 0 | 0 | 0
E364.00-Poles, Towers, and Fixtures | 2008-05-01 | Non-unitized | HWY 62 42754 | KY | 0 | 0 | 0
E364.00-Poles, Towers, and Fixtures | 2008-05-01 | Non-unitized | ROCKY TOP PATH 40370 | KY | 0 | 0 | 0
E364.00-Poles, Towers, and Fixtures | 2008-05-01 | Non-unitized | HWY 10 | KY | 0 | 0 | 0 | 0
E364.00-Poles, Towers, and Fixtures | 2008-05-01 | Non-unitized | 602 E SECOND ST TSE 42330 | KY | 0 | 0 | 0
E364.00-Poles, Towers, and Fixtures | 2008-05-01 | Non-unitized | S DIXIE BLV 40160 | KY | 0 | 0 | 0
E364.00-Poles, Towers, and Fixtures | 2008-05-01 | Non-unitized | 213 EVANS DR 40353 | KY | 0 | 0 | 0 | 0
E364.00-Poles, Towers, and Fixtures | 2008-05-01 | Non-unitized | 4210 US HWY 62 W 42345 | KY | 0 | 0 | 0
E364.00-Poles, Towers, and Fixtures | 2008-05-01 | Non-unitized | 1451680 | KY | 0 | 0 | 0
E364.00-Poles, Towers, and Fixtures | 2008-05-01 | Non-unitized | 711 MULBERRY PI FARM 40065 | KY | 0 | 0 | 0 | 0
E364.00-Poles, Towers, and Fixtures | 2008-05-01 | Non-unitized | HWY 62 | KY | 0 | 0 | 0
E364.00-Poles, Towers, and Fixtures | 2008-05-01 | Non-unitized | 101 ALTON RD 40065 | KY | 0 | 0 | 0
E364.00-Poles, Towers, and Fixtures | 2008-05-01 | Non-unitized | HWY 551 | KY | 0 | 0 | 0
E364.00-Poles, Towers, and Fixtures | 2008-05-01 | Non-unitized | 925014 | KY | 0 | 0 | 0
E364.00-Poles, Towers, and Fixtures | 2008-05-01 | Non-unitized | 1147498 | KY | 0 | 0 | 0
E364.00-Poles, Towers, and Fixtures | 2008-05-01 | Non-unitized | BISSELL BLUFF RD 42028 | KY | 0 | 0 | 0
E364.00-Poles, Towers, and Fixtures | 2008-05-01 | Non-unitized | 1160724 | KY | 0 | 0 | 0
E364.00-Poles, Towers, and Fixtures | 2008-05-01 | Non-unitized | 105 COUNTY LINE RD | KY | 0 | 0 | 0
E364.00-Poles, Towers, and Fixtures | 2008-05-01 | Non-unitized | LONDON SHOPPING CENTER TRANSFER | KY | 0 | 0 | 0
E364.00-Poles, Towers, and Fixtures | 2008-05-01 | Non-unitized | 1080256 | KY | 0 | 0 | 0
E364.00-Poles, Towers, and Fixtures | 2008-05-01 | Non-unitized | 1232668 | KY | 0 | 0 | 0
E364.00-Poles, Towers, and Fixtures | 2008-05-01 | Non-unitized | 3095 STATE ROUTE 81 | KY | 0 | 0 | 0
E364.00-Poles, Towers, and Fixtures | 2008-05-01 | Non-unitized | 830 SAWMILL RD #4 42431 | KY | 0 | 0 | 0
E364.00-Poles, Towers, and Fixtures | 2008-05-01 | Non-unitized | 70 TAYLORSVILLE RD B 40071 | KY | 0 | 0 | 0
E364.00-Poles, Towers, and Fixtures | 2008-05-01 | Non-unitized | 1229544 | KY | 0 | 0 | 0
E364.00-Poles, Towers, and Fixtures | 2008-05-01 | Non-unitized | MAGNET DRIVE 42701 | KY | 0 | 0 | 0
E364.00-Poles, Towers, and Fixtures | 2008-05-01 | Non-unitized | 1535 SHAMROCK RD | KY | 0 | 0 | 0
E364.00-Poles, Towers, and Fixtures | 2008-05-01 | Non-unitized | 111 LEBANON HILL 40069 | KY | 0 | 0 | 0 | 0
E364.00-Poles, Towers, and Fixtures | 2008-05-01 | Non-unitized | 1461524 | KY | 0 | 0 | 0
E364.00-Poles, Towers, and Fixtures | 2008-05-01 | Non-unitized | 1086559 | KY | 0 | 0 | 0 | 0
E364.00-Poles, Towers, and Fixtures | 2008-05-01 | Non-unitized | 318 SUNSET LODGE SULIER 40444 | KY | 0 | 0 | 0 | 0
E364.00-Poles, Towers, and Fixtures | 2008-05-01 | Non-unitized | 420 MCDONALD ST | KY | 0 | 0 | 0
E364.00-Poles, Towers, and Fixtures | 2008-05-01 | Non-unitized | BECK RD 42038 | KY | 0 | 0 | 0
E364.00-Poles, Towers, and Fixtures | 2008-05-01 | Non-unitized | 1135185 | KY | 0 | 0 | 0
E364.00-Poles, Towers, and Fixtures | 2008-05-01 | Non-unitized | 540 LEVY RD 40361 | KY | 0 | 0 | 0
E364.00-Poles, Towers, and Fixtures | 2008-05-01 | Non-unitized | 1021 VAN THOMPSON RD 40353 | KY | 0 | 0 | 0
E364.00-Poles, Towers, and Fixtures | 2008-05-01 | Non-unitized | COPPER CREEK 42367 | KY | 0 | 0 | 0
E364.00-Poles, Towers, and Fixtures | 2008-05-01 | Non-unitized | FRANKLINTON RD | KY | 0 | 0 | 0
E364.00-Poles, Towers, and Fixtures | 2008-05-01 | Non-unitized | 5320 CASTLE HWY | KY | 0 | 0 | 0
E364.00-Poles, Towers, and Fixtures | 2008-05-01 | Non-unitized | 101 CASTLEROCK DR 40422 | KY | 0 | 0 | 0 | 0
E364.00-Poles, Towers, and Fixtures | 2008-05-01 | Non-unitized | U.S. 27 @ BRIDGE | KY | 0 | 0 | 0 | 0
E364.00-Poles, Towers, and Fixtures | 2008-05-01 | Non-unitized | 327 WALKER ST | KY | 0 | 0 | 0
E364.00-Poles, Towers, and Fixtures | 2008-05-01 | Non-unitized | 1118798 | KY | 0 | 0 | 0
E364.00-Poles, Towers, and Fixtures | 2008-05-01 | Non-unitized | 1107164 | KY | 0 | 0 | 0
E364.00-Poles, Towers, and Fixtures | 2008-05-01 | Non-unitized | 1141095 | KY | 0 | 0 | 0
E364.00-Poles, Towers, and Fixtures | 2008-05-01 | Non-unitized | WINTHROP DR 40503 | KY | 0 | 0 | 0
E364.00-Poles, Towers, and Fixtures | 2008-05-01 | Non-unitized | CAMPBELL LN 42064 | KY | 0 | 0 | 0
E364.00-Poles, Towers, and Fixtures | 2008-05-01 | Non-unitized | E WALNUT | KY | 0 | 0 | 0
E364.00-Poles, Towers, and Fixtures | 2008-05-01 | Non-unitized | HWY 1247 & DIAMOND | KY | 0 | 0 | 0
E364.00-Poles, Towers, and Fixtures | 2008-05-01 | Non-unitized | 1239088 | KY | 0 | 0 | 0
E364.00-Poles, Towers, and Fixtures | 2008-05-01 | Non-unitized | MERLE TRAVIS HWY | KY | 0 | 0 | 0
E364.00-Poles, Towers, and Fixtures | 2008-05-01 | Non-unitized | 1934 S DIXIE HWY SHOP 42765 | KY | 0 | 0 | 0
E364.00-Poles, Towers, and Fixtures | 2008-05-01 | Non-unitized | 2069 HARPS HILL RD | KY | 0 | 0 | 0
E364.00-Poles, Towers, and Fixtures | 2008-05-01 | Non-unitized | 217 S THIRD ST 40422 | KY | 0 | 0 | 0
E364.00-Poles, Towers, and Fixtures | 2008-05-01 | Non-unitized | 729 SENTON STATION ROAD 41056 | KY | 0 | 0 | 0 | 0
E364.00-Poles, Towers, and Fixtures | 2008-05-01 | Non-unitized | GEORGE ST. | KY | 0 | 0 | 0
E364.00-Poles, Towers, and Fixtures | 2008-05-01 | Non-unitized | 215 N WEST ST 42765 | KY | 0 | 0 | 0
E364.00-Poles, Towers, and Fixtures | 2008-05-01 | Non-unitized | 1136754 | KY | 0 | 0 | 0
E364.00-Poles, Towers, and Fixtures | 2008-05-01 | Non-unitized | 1198396 | KY | 0 | 0 | 0
E364.00-Poles, Towers, and Fixtures | 2008-05-01 | Non-unitized | 872 EVERLY BRO BLV W 42330 | KY | 0 | 0 | 0
E364.00-Poles, Towers, and Fixtures | 2008-05-01 | Non-unitized | 1463989 | KY | 0 | 0 | 0
E364.00-Poles, Towers, and Fixtures | 2008-05-01 | Non-unitized | CORNER OF LAGRANGE RD. & AIKEN RD. | KY | 0 | 0 | 0 | 0
E364.00-Poles, Towers, and Fixtures | 2008-05-01 | Non-unitized | 2900 OLDHAM RD 42024 | KY | 0 | 0 | 0
E364.00-Poles, Towers, and Fixtures | 2008-05-01 | Non-unitized | 105 COLLEGE ST 40160 | KY | 0 | 0 | 0
E364.00-Poles, Towers, and Fixtures | 2008-05-01 | Non-unitized | OWENS RD | KY | 0 | 0 | 0
E364.00-Poles, Towers, and Fixtures | 2008-05-01 | Non-unitized | 1160006 | KY | 0 | 0 | 0
E364.00-Poles, Towers, and Fixtures | 2008-05-01 | Non-unitized | 1412246 | KY | 0 | 0 | 0
E364.00-Poles, Towers, and Fixtures | 2008-05-01 | Non-unitized | 7909 HWY 416 W | KY | 0 | 0 | 0
E364.00-Poles, Towers, and Fixtures | 2008-05-01 | Non-unitized | 3010 DEEP CREEK DR TEMP 42431 | KY | 0 | 0 | 0
E364.00-Poles, Towers, and Fixtures | 2008-05-01 | Non-unitized | 326 ZANDALE DR 40503 | KY | 0 | 0 | 0
E364.00-Poles, Towers, and Fixtures | 2008-05-01 | Non-unitized | SUNSET PARK | KY | 0 | 0 | 0
E364.00-Poles, Towers, and Fixtures | 2008-05-01 | Non-unitized | 265 SHAVERS DR | KY | 0 | 0 | 0
E364.00-Poles, Towers, and Fixtures | 2008-05-01 | Non-unitized | 816 N PIKE ST | KY | 0 | 0 | 0
E364.00-Poles, Towers, and Fixtures | 2008-05-01 | Non-unitized | 351 FOREMAN AVE 40508 | KY | 0 | 0 | 0 | 0
E364.00-Poles, Towers, and Fixtures | 2008-05-01 | Non-unitized | SPRING GARDEN RD | KY | 0 | 0 | 0
E364.00-Poles, Towers, and Fixtures | 2008-05-01 | Non-unitized | 932 MAIN STREET 40351 | KY | 0 | 0 | 0
E364.00-Poles, Towers, and Fixtures | 2008-05-01 | Non-unitized | 1265144 | KY | 0 | 0 | 0
E364.00-Poles, Towers, and Fixtures | 2008-05-01 | Non-unitized | LANKFORD LN | KY | 0 | 0 | 0
E364.00-Poles, Towers, and Fixtures | 2008-05-01 | Non-unitized | 1454218 | KY | 0 | 0 | 0
E364.00-Poles, Towers, and Fixtures | 2008-05-01 | Non-unitized | 1193504 | KY | 0 | 0 | 0 | 0
E364.00-Poles, Towers, and Fixtures | 2008-05-01 | Non-unitized | 779 STATE HWY 1055 42038 | KY | 0 | 0 | 0
E364.00-Poles, Towers, and Fixtures | 2008-05-01 | Non-unitized | 1951 N BROADWAY | KY | 0 | 0 | 0
E364.00-Poles, Towers, and Fixtures | 2008-05-01 | Non-unitized | 9327 S US HWY 41, A | KY | 0 | 0 | 0
E364.00-Poles, Towers, and Fixtures | 2008-05-01 | Non-unitized | 1071497 | KY | 0 | 0 | 0
E364.00-Poles, Towers, and Fixtures | 2008-05-01 | Non-unitized | 1117004 | KY | 0 | 0 | 0
E364.00-Poles, Towers, and Fixtures | 2008-05-01 | Non-unitized | W.MAIN STREET | KY | 0 | 0 | 0
E364.00-Poles, Towers, and Fixtures | 2008-05-01 | Non-unitized | 1498817 | KY | 0 | 0 | 0
E364.00-Poles, Towers, and Fixtures | 2008-05-01 | Non-unitized | 7015 SHELBYVILLE RD | KY | 0 | 0 | 0 | 0
E364.00-Poles, Towers, and Fixtures | 2008-05-01 | Non-unitized | 4675 STATE RTE 181 N COM 165 42345 | KY | 0 | 0 | 0
E364.00-Poles, Towers, and Fixtures | 2008-05-01 | Non-unitized | 1318825 | KY | 0 | 0 | 0
E364.00-Poles, Towers, and Fixtures | 2008-05-01 | Non-unitized | 1362187 | KY | 0 | 0 | 0
E364.00-Poles, Towers, and Fixtures | 2008-05-01 | Non-unitized | 75 STATE ROUTE 1379 | KY | 0 | 0 | 0
E364.00-Poles, Towers, and Fixtures | 2008-05-01 | Non-unitized | 1115254 | KY | 0 | 0 | 0
E364.00-Poles, Towers, and Fixtures | 2008-05-01 | Non-unitized | 1064475 | KY | 0 | 0 | 0
E364.00-Poles, Towers, and Fixtures | 2008-05-01 | Non-unitized | 420 W.KENTUCKY ROAD | KY | 0 | 0 | 0
E364.00-Poles, Towers, and Fixtures | 2008-05-01 | Non-unitized | KENTUCKY HOLLOW RD. | KY | 0 | 0 | 0
E364.00-Poles, Towers, and Fixtures | 2008-05-01 | Non-unitized | GORDON | KY | 0 | 0 | 0
E364.00-Poles, Towers, and Fixtures | 2008-05-01 | Non-unitized | 1068704 | KY | 0 | 0 | 0
E364.00-Poles, Towers, and Fixtures | 2008-05-01 | Non-unitized | 1278506 | KY | 0 | 0 | 0
E364.00-Poles, Towers, and Fixtures | 2008-05-01 | Non-unitized | BARLOW RD 42087 | KY | 0 | 0 | 0
E364.00-Poles, Towers, and Fixtures | 2008-05-01 | Non-unitized | HWY 70 | KY | 0 | 0 | 0 | 0
E364.00-Poles, Towers, and Fixtures | 2008-05-01 | Non-unitized | 299 BROADWAY ST 42038 | KY | 0 | 0 | 0
E364.00-Poles, Towers, and Fixtures | 2008-05-01 | Non-unitized | 1441019 | KY | 0 | 0 | 0 | 0
E364.00-Poles, Towers, and Fixtures | 2008-05-01 | Non-unitized | 217 ROGER POWELL RD | KY | 0 | 0 | 0
E364.00-Poles, Towers, and Fixtures | 2008-05-01 | Non-unitized | 813 7TH ST | KY | 0 | 0 | 0
E364.00-Poles, Towers, and Fixtures | 2008-05-01 | Non-unitized | 1210195 | KY | 0 | 0 | 0 | 0
E364.00-Poles, Towers, and Fixtures | 2008-05-01 | Non-unitized | 1139596 | KY | 0 | 0 | 0 | 0
E364.00-Poles, Towers, and Fixtures | 2008-07-01 | Non-unitized | TRBORD256-TROUBLE ORDERS 256 | KY | 0 | 0 | 0
E364.00-Poles, Towers, and Fixtures | 2008-05-01 | Non-unitized | 13933 OWENTON RD TSE 40601 | KY | 0 | 0 | 0 | 0
E364.00-Poles, Towers, and Fixtures | 2008-05-01 | Non-unitized | 2015 PEAR VALLEY RD 42701 | KY | 0 | 0 | 0 | 0
E364.00-Poles, Towers, and Fixtures | 1971-01-01 | TO BE SPREAD OVER ASSETS IN ACCOUNT | MP1971 Licensed Project Poles, Towers, and Fixt | KY | 0 | 0 | 0
E364.00-Poles, Towers, and Fixtures | 2008-05-01 | Non-unitized | 1212 HUDGINS RD 42445 | KY | 0 | 0 | 0 | 0
E364.00-Poles, Towers, and Fixtures | 2008-05-01 | Non-unitized | 7865 HANSON ROAD | KY | 0 | 0 | 0 | 0
E364.00-Poles, Towers, and Fixtures | 2008-05-01 | Non-unitized | RAILROAD AVE 42033 | KY | 0 | 0 | 0 | 0
E364.00-Poles, Towers, and Fixtures | 2008-05-01 | Non-unitized | THURMAN LANE 42748 | KY | 0 | 0 | 0 | 0
E364.00-Poles, Towers, and Fixtures | 2008-05-01 | Non-unitized | 1475 WALNUT ST 42367 | KY | 0 | 0 | 0 | 0
E364.00-Poles, Towers, and Fixtures | 2008-05-01 | Non-unitized | CHARLOTTE CIR TSLOT13 42701 | KY | 0 | 0 | 0 | 0
E364.00-Poles, Towers, and Fixtures | 2008-07-01 | Non-unitized | RDPOLE216-Pole repair/replacement 216 | KY | 0 | 0 | 0
E364.00-Poles, Towers, and Fixtures | 2008-05-01 | Non-unitized | 1508085 | KY | 0 | 0 | 0 | 0
E364.00-Poles, Towers, and Fixtures | 2008-05-01 | Non-unitized | 2383 ELK CREEK RD SAWDUST 40071 | KY | 0 | 0 | 0 | 0
E364.00-Poles, Towers, and Fixtures | 2008-05-01 | Non-unitized | LAKESIDE 40324 | KY | 0 | 0 | 0 | 0
E364.00-Poles, Towers, and Fixtures | 2008-05-01 | Non-unitized | 1085084 | KY | 0 | 0 | 0 | 0
E364.00-Poles, Towers, and Fixtures | 2008-05-01 | Non-unitized | 1073714 | KY | 0 | 0 | 0 | 0
E364.00-Poles, Towers, and Fixtures | 2008-05-01 | Non-unitized | 1177477 | KY | 0 | 0 | 0 | 0
E364.00-Poles, Towers, and Fixtures | 2008-07-01 | Non-unitized | RDPOLE236-Pole repair/replacement 236 | KY | 0 | 0 | 0
E364.00-Poles, Towers, and Fixtures | 2008-05-01 | Non-unitized | EDGEWOOD ROAD | KY | 0 | 0 | 0 | 0
E364.00-Poles, Towers, and Fixtures | 2008-05-01 | Non-unitized | TROY | KY | 0 | 0 | 0 | 0
E364.00-Poles, Towers, and Fixtures | 2008-07-01 | Non-unitized | 5648 MOUNT EDEN RD | KY | 0 | 0 | 0
E364.00-Poles, Towers, and Fixtures | 2008-05-01 | Non-unitized | FOX RIDGE RD 40160 | KY | 0 | 0 | 0 | 0
E364.00-Poles, Towers, and Fixtures | 2008-05-01 | Non-unitized | 400 SQUIRE ROAD | KY | 0 | 0 | 0 | 0
E364.00-Poles, Towers, and Fixtures | 2008-05-01 | Non-unitized | 213 MAIN ST | KY | 0 | 0 | 0 | 0
E364.00-Poles, Towers, and Fixtures | 2008-05-01 | Non-unitized | FERGUSON LN 42330 | KY | 0 | 0 | 0 | 0
E364.00-Poles, Towers, and Fixtures | 2008-07-01 | Non-unitized | ECAPRR216-Instl cap/reg/recl-Danville | KY | 0 | 0 | 0 | 0
E364.00-Poles, Towers, and Fixtures | 2008-07-01 | Non-unitized | ECAPRR236-Inst cap/reg/recl-Richmond | KY | 0 | 0 | 0
E364.00-Poles, Towers, and Fixtures | 2008-05-01 | Non-unitized | COOMER AND BOGEL STS | KY | 0 | 0 | 0 | 0
E364.00-Poles, Towers, and Fixtures | 2008-05-01 | Non-unitized | 714 HENRY CLAY ST 40065 | KY | 0 | 0 | 0 | 0
E364.00-Poles, Towers, and Fixtures | 2008-07-01 | Non-unitized | 1460762 | KY | 0 | 0 | 0 | 0
E364.00-Poles, Towers, and Fixtures | 2008-05-01 | Non-unitized | 605 N LEXINGTON AVE 2 40390 | KY | 0 | 0 | 0 | 0
E364.00-Poles, Towers, and Fixtures | 2008-05-01 | Non-unitized | MAYFIELD BLEVINSRD/MEADOW DR | KY | 0 | 0 | 0 | 0
E364.00-Poles, Towers, and Fixtures | 2008-05-01 | Non-unitized | MAIN ST. BAPTIST CHURCH WB | KY | 0 | 0 | 0
E364.00-Poles, Towers, and Fixtures | 2008-05-01 | Non-unitized | 401 W MAIN ST | KY | 0 | 0 | 0 | 0
E364.00-Poles, Towers, and Fixtures | 2008-05-01 | Non-unitized | 5111 US 68 41056 | KY | 0 | 0 | 0 | 0
E364.00-Poles, Towers, and Fixtures | 2008-05-01 | Non-unitized | 1072075 | KY | 0 | 0 | 0 | 0
E364.00-Poles, Towers, and Fixtures | 2008-05-01 | Non-unitized | 4759 TURLEY RD 40353 | KY | 0 | 0 | 0
E364.00-Poles, Towers, and Fixtures | 2008-05-01 | Non-unitized | 760 LOCUST FORK 40379 | KY | 0 | 0 | 0 | 0
E364.00-Poles, Towers, and Fixtures | 2008-05-01 | Non-unitized | 4512 US 421 40829 | KY | 0 | 0 | 0 | 0
E364.00-Poles, Towers, and Fixtures | 2008-05-01 | Non-unitized | 507 SMITH ST TSE 40422 | KY | 0 | 0 | 0 | 0
E364.00-Poles, Towers, and Fixtures | 2008-05-01 | Non-unitized | EAST JELLICO 40977 | KY | 0 | 0 | 0 | 0
E364.00-Poles, Towers, and Fixtures | 2008-07-01 | Non-unitized | 1361966 | KY | 0 | 0 | 0
E364.00-Poles, Towers, and Fixtures | 2008-05-01 | Non-unitized | 1262076 | KY | 0 | 0 | 0
E364.00-Poles, Towers, and Fixtures | 2008-05-01 | Non-unitized | MORGAN ST. CROSSARM REPLACEMENT | KY | 0 | 0 | 0
E364.00-Poles, Towers, and Fixtures | 2008-07-01 | Non-unitized | 4120 VICTORIA WAY | KY | 0 | 0 | 0
E364.00-Poles, Towers, and Fixtures | 2008-05-01 | Non-unitized | 1101517 | KY | 0 | 0 | 0
E364.00-Poles, Towers, and Fixtures | 2008-05-01 | Non-unitized | 1296655 | KY | 0 | 0 | 0
E364.00-Poles, Towers, and Fixtures | 2008-05-01 | Non-unitized | 1848 BUTTERMILK RD 42453 | KY | 0 | 0 | 0 | 0
E364.00-Poles, Towers, and Fixtures | 2008-05-01 | Non-unitized | 1453605 | KY | 0 | 0 | 0
E364.00-Poles, Towers, and Fixtures | 2008-05-01 | Non-unitized | 1180 BEREA RD 40475 | KY | 0 | 0 | 0
E364.00-Poles, Towers, and Fixtures | 2008-05-01 | Non-unitized | 1104516 | KY | 0 | 0 | 0 | 0
E364.00-Poles, Towers, and Fixtures | 2008-05-01 | Non-unitized | 159 CHENAULT RD 40502 | KY | 0 | 0 | 0
E364.00-Poles, Towers, and Fixtures | 2008-05-01 | Non-unitized | 4541 CLAYS MILL RD 40515 | KY | 0 | 0 | 0
E364.00-Poles, Towers, and Fixtures | 2008-05-01 | Non-unitized | 1222625 | KY | 0 | 0 | 0
E364.00-Poles, Towers, and Fixtures | 2008-05-01 | Non-unitized | 1126384 | KY | 0 | 0 | 0
E364.00-Poles, Towers, and Fixtures | 2008-05-01 | Non-unitized | 519 FOX RUN DR 40071 | KY | 0 | 0 | 0 | 0
E364.00-Poles, Towers, and Fixtures | 2008-05-01 | Non-unitized | 1426454 | KY | 0 | 0 | 0
E364.00-Poles, Towers, and Fixtures | 2008-05-01 | Non-unitized | 1167877 | KY | 0 | 0 | 0
E364.00-Poles, Towers, and Fixtures | 2008-05-01 | Non-unitized | HWY 55 | KY | 0 | 0 | 0
E364.00-Poles, Towers, and Fixtures | 2008-05-01 | Non-unitized | COLONIAL WAY | KY | 0 | 0 | 0
E364.00-Poles, Towers, and Fixtures | 2008-05-01 | Non-unitized | 1188135 | KY | 0 | 0 | 0
E364.00-Poles, Towers, and Fixtures | 2008-05-01 | Non-unitized | 1449384 | KY | 0 | 0 | 0
E364.00-Poles, Towers, and Fixtures | 2008-05-01 | Non-unitized | 239 HWY 2270 42324 | KY | 0 | 0 | 0
E364.00-Poles, Towers, and Fixtures | 2008-05-01 | Non-unitized | 1186955 | KY | 0 | 0 | 0
E364.00-Poles, Towers, and Fixtures | 2008-07-01 | Non-unitized | 1500726 | KY | 0 | 0 | 0
E364.00-Poles, Towers, and Fixtures | 2008-05-01 | Non-unitized | 219 S 1ST ST 42743 | KY | 0 | 0 | 0
E364.00-Poles, Towers, and Fixtures | 2008-05-01 | Non-unitized | 1485719 | KY | 0 | 0 | 0
E364.00-Poles, Towers, and Fixtures | 2008-05-01 | Non-unitized | 1509145 | KY | 0 | 0 | 0
E364.00-Poles, Towers, and Fixtures | 2008-05-01 | Non-unitized | US 150 HIGHWAY | KY | 0 | 0 | 0
E364.00-Poles, Towers, and Fixtures | 2008-05-01 | Non-unitized | 1207515 | KY | 0 | 0 | 0
E364.00-Poles, Towers, and Fixtures | 2008-05-01 | Non-unitized | 101 N WALNUT ST 42784 | KY | 0 | 0 | 0
E364.00-Poles, Towers, and Fixtures | 2008-05-01 | Non-unitized | CHESTNUT ST 42038 | KY | 0 | 0 | 0
E364.00-Poles, Towers, and Fixtures | 2008-05-01 | Non-unitized | 1465175 | KY | 0 | 0 | 0
E364.00-Poles, Towers, and Fixtures | 2008-05-01 | Non-unitized | 501 W.MAIN STREET | KY | 0 | 0 | 0
E364.00-Poles, Towers, and Fixtures | 2008-07-01 | Non-unitized | 1399305 | KY | 0 | 0 | 0
E364.00-Poles, Towers, and Fixtures | 2008-05-01 | Non-unitized | 141 RICE CIRCLE RD 42325 | KY | 0 | 0 | 0
E364.00-Poles, Towers, and Fixtures | 2008-05-01 | Non-unitized | 1152798 | KY | 0 | 0 | 0
E364.00-Poles, Towers, and Fixtures | 2008-05-01 | Non-unitized | 11954 US HWY 60 W | KY | 0 | 0 | 0
E364.00-Poles, Towers, and Fixtures | 2008-05-01 | Non-unitized | 11 ED SULLIVAN RD | KY | 0 | 0 | 0
E364.00-Poles, Towers, and Fixtures | 2008-05-01 | Non-unitized | HWY 493 | KY | 0 | 0 | 0
E364.00-Poles, Towers, and Fixtures | 2008-05-01 | Non-unitized | 1488039 | KY | 0 | 0 | 0
E364.00-Poles, Towers, and Fixtures | 2008-05-01 | Non-unitized | HWY 22 | KY | 0 | 0 | 0
E364.00-Poles, Towers, and Fixtures | 2008-05-01 | Non-unitized | US HWY 641 42411 | KY | 0 | 0 | 0
E364.00-Poles, Towers, and Fixtures | 2008-05-01 | Non-unitized | 1144544 | KY | 0 | 0 | 0
E364.00-Poles, Towers, and Fixtures | 2008-07-01 | Non-unitized | 1485580 | KY | 0 | 0 | 0
E364.00-Poles, Towers, and Fixtures | 2008-05-01 | Non-unitized | MARY ALICE DR | KY | 0 | 0 | 0
E364.00-Poles, Towers, and Fixtures | 2008-05-01 | Non-unitized | 1888 OWINGSVILLE RD 40353 | KY | 0 | 0 | 0 | 0
E364.00-Poles, Towers, and Fixtures | 2008-07-01 | Non-unitized | 1496605 | KY | 0 | 0 | 0
E364.00-Poles, Towers, and Fixtures | 2008-05-01 | Non-unitized | 1334526 | KY | 0 | 0 | 0
E364.00-Poles, Towers, and Fixtures | 2008-05-01 | Non-unitized | 1372907 | KY | 0 | 0 | 0
E364.00-Poles, Towers, and Fixtures | 2008-05-01 | Non-unitized | 1474014 | KY | 0 | 0 | 0
E364.00-Poles, Towers, and Fixtures | 2008-08-31 | CROSS ARMS | CROSS ARMS (07362) | KY | 152 | 64338.18 | 423.2775
E364.00-Poles, Towers, and Fixtures | 1952-12-31 | POLE WOOD 25 FT (DIST) | GUY | KY | 0 | 0 | 0
E364.00-Poles, Towers, and Fixtures | 1959-12-31 | POLE WOOD 25 FT (DIST) | POLE WOOD 25 FT (DIST) | KY | 8 | 1854.85 | 231.8562
E364.00-Poles, Towers, and Fixtures | 1963-01-01 | PLATFORM | MP1963 Poles, Towers, and Fixtures | KY | 0 | 0 | 0
E364.00-Poles, Towers, and Fixtures | 1954-12-31 | POLE WOOD 20 FT (DIST) | GUY | KY | 0 | 0 | 0
E364.00-Poles, Towers, and Fixtures | 1990-12-31 | POLE WOOD 20 FT (DIST) | POLE WOOD 20 FT (DIST) | KY | 5 | 6434.12 | 1286.824
E364.00-Poles, Towers, and Fixtures | 1950-12-31 | POLE WOOD 20 FT (DIST) | POLE WOOD 20 FT (DIST) | KY | 47 | 4622.5 | 98.3511 | 0
E364.00-Poles, Towers, and Fixtures | 1965-12-31 | POLE WOOD 20 FT (DIST) | POLE WOOD 20 FT (DIST) | KY | 19 | 2866.75 | 150.8816
E364.00-Poles, Towers, and Fixtures | 1991-12-31 | CROSS ARMS | CROSS ARMS (07362) | KY | 63 | 11514.68 | 182.7727 | 0
E364.00-Poles, Towers, and Fixtures | 2008-05-01 | Non-unitized | 1361286 | KY | 0 | 0 | 0
E364.00-Poles, Towers, and Fixtures | 2008-05-01 | Non-unitized | 1470747 | KY | 0 | 0 | 0
E364.00-Poles, Towers, and Fixtures | 1992-12-31 | POLE WOOD 60 FT (DIST) | POLE WOOD 45 FT | KY | 6 | 3787.07 | 631.1783
E364.00-Poles, Towers, and Fixtures | 2008-05-01 | Non-unitized | 1106914 | KY | 0 | 0 | 0
E364.00-Poles, Towers, and Fixtures | 1985-12-31 | POLE WOOD 20 FT (DIST) | POLE WOOD 20 FT (DIST) | KY | 10 | 9916.35 | 991.635
E364.00-Poles, Towers, and Fixtures | 1970-12-31 | POLE WOOD 20 FT (DIST) | POLE WOOD 20 FT (DIST) | KY | 10 | 2006 | 200.6
E364.00-Poles, Towers, and Fixtures | 1985-12-31 | CROSS ARMS | GUY | KY | 0 | 0 | 0
E364.00-Poles, Towers, and Fixtures | 1966-12-31 | CROSS ARMS | CROSS ARMS (07362) | KY | 125 | 2292.48 | 18.3398 | 0
E364.00-Poles, Towers, and Fixtures | 1986-01-01 | PLATFORMS NEW (05491) | PLATFORMS NEW (05491) | KY | 5 | 1823.58 | 364.716
E364.00-Poles, Towers, and Fixtures | 2008-05-01 | Non-unitized | 1259524 | KY | 0 | 0 | 0
E364.00-Poles, Towers, and Fixtures | 2008-05-01 | Non-unitized | U.S.HWY 60 | KY | 0 | 0 | 0
E364.00-Poles, Towers, and Fixtures | 1982-12-31 | POLE WOOD 60 FT (DIST) | POLE WOOD 45 FT | KY | 2 | 743.06 | 371.53
E364.00-Poles, Towers, and Fixtures | 1970-12-31 | POLE WOOD 60 FT (DIST) | POLE WOOD 45 FT | KY | 3 | 434.34 | 144.78
E364.00-Poles, Towers, and Fixtures | 1969-12-31 | POLE WOOD 60 FT (DIST) | POLE WOOD 45 FT | KY | 13 | 1943.45 | 149.4962
E364.00-Poles, Towers, and Fixtures | 1963-12-31 | POLE WOOD 60 FT (DIST) | POLE WOOD 45 FT | KY | 3 | 312.86 | 104.2867
E364.00-Poles, Towers, and Fixtures | 2008-05-01 | Non-unitized | 1463644 | KY | 0 | 0 | 0
E364.00-Poles, Towers, and Fixtures | 1991-12-31 | POLE WOOD 20 FT (DIST) | POLE WOOD 20 FT (DIST) | KY | 17 | 20846.03 | 1226.2371
E364.00-Poles, Towers, and Fixtures | 1973-12-31 | CROSS ARMS | GUY | KY | 0 | 0 | 0
E364.00-Poles, Towers, and Fixtures | 1972-12-31 | CROSS ARMS | GUY | KY | 0 | 0 | 0
E364.00-Poles, Towers, and Fixtures | 1964-12-31 | CROSS ARMS | GUY | KY | 0 | 0 | 0
E364.00-Poles, Towers, and Fixtures | 1957-12-31 | CROSS ARMS | GUY | KY | 0 | 0 | 0
E364.00-Poles, Towers, and Fixtures | 2008-05-01 | Non-unitized | 319 LEE DR 40484 | KY | 0 | 0 | 0 | 0
E364.00-Poles, Towers, and Fixtures | 2008-05-01 | Non-unitized | SUNSET ROAD | KY | 0 | 0 | 0
E364.00-Poles, Towers, and Fixtures | 2008-05-01 | Non-unitized | ROCHESTER RD | KY | 0 | 0 | 0
E364.00-Poles, Towers, and Fixtures | 1941-12-31 | CROSS ARMS | POLE WOOD 30 FT | KY | 0 | 0 | 0 | 0
E364.00-Poles, Towers, and Fixtures | 1963-12-31 | CROSS ARMS | CROSS ARMS (07362) | KY | 237 | 7954.94 | 33.5651 | 0
E364.00-Poles, Towers, and Fixtures | 1962-12-31 | CROSS ARMS | CROSS ARMS (07362) | KY | 191 | 5214.38 | 27.3004 | 0
E364.00-Poles, Towers, and Fixtures | 1952-12-31 | CROSS ARMS | CROSS ARMS (07362) | KY | 0 | 0 | 0 | 0
E364.00-Poles, Towers, and Fixtures | 1946-12-31 | CROSS ARMS | CROSS ARMS | KY | 0 | 0 | 0 | 0
E364.00-Poles, Towers, and Fixtures | 2008-05-01 | Non-unitized | 1028 N COLLEGE ST BLD 8 40330 | KY | 0 | 0 | 0
E364.00-Poles, Towers, and Fixtures | 1951-12-31 | POLE WOOD 60 FT (DIST) | POLE WOOD 50 FT | KY | 15 | 1761.38 | 117.4253 | 0
E364.00-Poles, Towers, and Fixtures | 1978-12-31 | POLE WOOD 60 FT (DIST) | POLE WOOD 55 FT | KY | 4 | 2516.72 | 629.18
E364.00-Poles, Towers, and Fixtures | 1985-12-31 | POLE WOOD 25 FT (DIST) | ARM WOOD 10 FT AND UNDER (TRANS) | KY | 0 | 0 | 0
E364.00-Poles, Towers, and Fixtures | 1997-04-30 | POLE WOOD 20 FT (DIST) | POLE WOOD 20 FT (DIST) | KY | 5 | 6957.32 | 1391.464
E364.00-Poles, Towers, and Fixtures | 1964-12-31 | POLE WOOD 60 FT (DIST) | POLE WOOD 55 FT | KY | 3 | 64.88 | 21.6267
E364.00-Poles, Towers, and Fixtures | 2008-05-01 | Non-unitized | 1157947 | KY | 0 | 0 | 0
E364.00-Poles, Towers, and Fixtures | 1967-12-31 | POLE WOOD 25 FT (DIST) | GUY | KY | 0 | 0 | 0
E364.00-Poles, Towers, and Fixtures | 1956-12-31 | CROSS ARMS | CROSS ARMS (07362) | KY | 151 | 10581.05 | 70.0732 | 0
E364.00-Poles, Towers, and Fixtures | 2008-05-01 | Non-unitized | 1372865 | KY | 0 | 0 | 0
E364.00-Poles, Towers, and Fixtures | 1987-12-31 | POLE WOOD 60 FT (DIST) | POLE WOOD 65 FT | KY | 6 | 7604.88 | 1267.48 | 0
E364.00-Poles, Towers, and Fixtures | 1988-12-31 | CROSS ARMS | CROSS ARMS (07362) | KY | 48 | 22053.88 | 459.4558
E364.00-Poles, Towers, and Fixtures | 1986-12-31 | POLE WOOD 60 FT (DIST) | POLE WOOD 65 FT | KY | 0 | 0 | 0 | 0
E364.00-Poles, Towers, and Fixtures | 1985-12-31 | POLE WOOD 60 FT (DIST) | POLE WOOD 65 FT | KY | 1 | 1446.92 | 1446.92
E364.00-Poles, Towers, and Fixtures | 2003-03-31 | POLE WOOD 50 FT (DIST) | ARM WOOD 10 FT AND UNDER (TRANS) | KY | 0 | 0 | 0
E364.00-Poles, Towers, and Fixtures | 1969-12-31 | POLE WOOD 60 FT (DIST) | POLE WOOD 70 FT | KY | 36 | 19690.7 | 546.9639 | 0
E364.00-Poles, Towers, and Fixtures | 1989-12-31 | POLE WOOD 25 FT (DIST) | GUY | KY | 0 | 0 | 0
E364.00-Poles, Towers, and Fixtures | 1946-01-01 | PLATFORMS NEW (05491) | PLATFORMS NEW | KY | 0 | 0 | 0 | 0
E364.00-Poles, Towers, and Fixtures | 2008-05-01 | Non-unitized | 1500934 | KY | 0 | 0 | 0
E364.00-Poles, Towers, and Fixtures | 1966-12-31 | POLE WOOD 25 FT (DIST) | POLE WOOD 25 FT (DIST) | KY | 1 | 135.75 | 135.75
E364.00-Poles, Towers, and Fixtures | 2008-05-01 | Non-unitized | 1410754 | KY | 0 | 0 | 0
E364.00-Poles, Towers, and Fixtures | 2008-05-01 | Non-unitized | 1111415 | KY | 0 | 0 | 0
E364.00-Poles, Towers, and Fixtures | 2008-10-01 | Non-unitized | MAIN ST | KY | 0 | 0 | 0
E364.00-Poles, Towers, and Fixtures | 2008-10-01 | Non-unitized | JERICHO RD 40031 | KY | 0 | 0 | 0
E364.00-Poles, Towers, and Fixtures | 2008-05-01 | Non-unitized | 1286895 | KY | 0 | 0 | 0
E364.00-Poles, Towers, and Fixtures | 2008-05-01 | Non-unitized | 1170104 | KY | 0 | 0 | 0
E364.00-Poles, Towers, and Fixtures | 2008-05-01 | Non-unitized | HALEY RD | KY | 0 | 0 | 0
E364.00-Poles, Towers, and Fixtures | 2008-05-01 | Non-unitized | 1480586 | KY | 0 | 0 | 0
E364.00-Poles, Towers, and Fixtures | 2008-10-01 | Non-unitized | BROADLEAF DR 41008 | KY | 0 | 0 | 0
E364.00-Poles, Towers, and Fixtures | 2008-10-01 | Non-unitized | 1676314 | KY | 0 | 0 | 0
E364.00-Poles, Towers, and Fixtures | 2008-10-01 | Non-unitized | 1297014 | KY | 0 | 0 | 0
E364.00-Poles, Towers, and Fixtures | 1959-12-31 | POLE WOOD 60 FT (DIST) | POLE WOOD 35 FT | KY | 21 | 1105.77 | 52.6557 | 0
E364.00-Poles, Towers, and Fixtures | 1952-12-31 | POLE WOOD 60 FT (DIST) | POLE WOOD 35 FT | KY | 17 | 651.12 | 38.3012 | 0
E364.00-Poles, Towers, and Fixtures | 1983-12-31 | POLE WOOD 60 FT (DIST) | POLE WOOD 40 FT | KY | 13 | 6335.18 | 487.3215
E364.00-Poles, Towers, and Fixtures | 2008-10-01 | Non-unitized | 1533115 | KY | 0 | 0 | 0
E364.00-Poles, Towers, and Fixtures | 2008-10-01 | Non-unitized | 1567525 | KY | 0 | 0 | 0
E364.00-Poles, Towers, and Fixtures | 2008-10-01 | Non-unitized | 103 SHADY LN GARAGE 42501 | KY | 0 | 0 | 0
E364.00-Poles, Towers, and Fixtures | 2008-10-01 | Non-unitized | 1694044 | KY | 0 | 0 | 0
E364.00-Poles, Towers, and Fixtures | 2008-10-01 | Non-unitized | 1450034 | KY | 0 | 0 | 0
E364.00-Poles, Towers, and Fixtures | 2008-10-01 | Non-unitized | 1619455 | KY | 0 | 0 | 0
E364.00-Poles, Towers, and Fixtures | 2008-10-01 | Non-unitized | 1463475 | KY | 0 | 0 | 0
E364.00-Poles, Towers, and Fixtures | 2008-10-01 | Non-unitized | 1562867 | KY | 0 | 0 | 0
E364.00-Poles, Towers, and Fixtures | 2008-10-01 | Non-unitized | 1569286 | KY | 0 | 0 | 0
E364.00-Poles, Towers, and Fixtures | 2008-10-01 | Non-unitized | 1500684 | KY | 0 | 0 | 0
E364.00-Poles, Towers, and Fixtures | 2008-10-01 | Non-unitized | 1544264 | KY | 0 | 0 | 0
E364.00-Poles, Towers, and Fixtures | 2008-10-01 | Non-unitized | 1633531 | KY | 0 | 0 | 0
E364.00-Poles, Towers, and Fixtures | 2008-10-01 | Non-unitized | 1598355 | KY | 0 | 0 | 0
E364.00-Poles, Towers, and Fixtures | 2008-10-01 | Non-unitized | 500 HAMPTON WAY TSE 40475 | KY | 0 | 0 | 0
E364.00-Poles, Towers, and Fixtures | 2008-10-01 | Non-unitized | 1543924 | KY | 0 | 0 | 0
E364.00-Poles, Towers, and Fixtures | 2008-10-01 | Non-unitized | 1563146 | KY | 0 | 0 | 0
E364.00-Poles, Towers, and Fixtures | 1972-01-01 | CROSS ARMS | CROSS ARMS | KY | 22203 | 195034.42 | 8.7841 | 0
E364.00-Poles, Towers, and Fixtures | 2008-10-01 | Non-unitized | 1640175 | KY | 0 | 0 | 0 | 0
E364.00-Poles, Towers, and Fixtures | 1961-12-31 | POLE WOOD 60 FT (DIST) | POLE WOOD UNDER 20 FT | KY | 0 | 0 | 0 | 0
E364.00-Poles, Towers, and Fixtures | 2002-07-31 | POLE WOOD 50 FT (DIST) | ARM WOOD 10 FT AND UNDER (TRANS) | KY | 0 | 0 | 0
E364.00-Poles, Towers, and Fixtures | 2008-10-01 | Non-unitized | 1627929 | KY | 0 | 0 | 0
E364.00-Poles, Towers, and Fixtures | 2008-10-01 | Non-unitized | 2900 RUSSELL CAVE RD | KY | 0 | 0 | 0
E364.00-Poles, Towers, and Fixtures | 2008-10-01 | Non-unitized | KENTUCKY AVE FSB | KY | 0 | 0 | 0
E364.00-Poles, Towers, and Fixtures | 1997-12-31 | POLE WOOD 60 FT (DIST) | POLE WOOD 60 FT (DIST) | KY | 3 | 4644.13 | 1548.0433
E364.00-Poles, Towers, and Fixtures | 1994-12-31 | POLE WOOD 60 FT (DIST) | X BRACE WOOD PR. | KY | 0 | 0 | 0
E364.00-Poles, Towers, and Fixtures | 2008-10-01 | Non-unitized | 1478196 | KY | 0 | 0 | 0
E364.00-Poles, Towers, and Fixtures | 2008-10-01 | Non-unitized | 1307300 | KY | 0 | 0 | 0
E364.00-Poles, Towers, and Fixtures | 2008-10-01 | Non-unitized | NEW MOBILE HOME LEVI JACKSON MILL | KY | 0 | 0 | 0
E364.00-Poles, Towers, and Fixtures | 2008-10-01 | Non-unitized | 1330 LEBANON ROAD | KY | 0 | 0 | 0
E364.00-Poles, Towers, and Fixtures | 1970-12-31 | POLE WOOD 60 FT (DIST) | ARM WOOD 10 FT AND UNDER (TRANS) | KY | 0 | 0 | 0
E364.00-Poles, Towers, and Fixtures | 2008-10-01 | Non-unitized | 1524454 | KY | 0 | 0 | 0
E364.00-Poles, Towers, and Fixtures | 2008-10-01 | Non-unitized | 1531510 | KY | 0 | 0 | 0
E364.00-Poles, Towers, and Fixtures | 2008-10-01 | Non-unitized | 1532948 | KY | 0 | 0 | 0
E364.00-Poles, Towers, and Fixtures | 2008-10-01 | Non-unitized | 101 MARRS | KY | 0 | 0 | 0
E364.00-Poles, Towers, and Fixtures | 2008-10-01 | Non-unitized | 1586945 | KY | 0 | 0 | 0
E364.00-Poles, Towers, and Fixtures | 2008-10-01 | Non-unitized | 1603104 | KY | 0 | 0 | 0
E364.00-Poles, Towers, and Fixtures | 2008-10-01 | Non-unitized | 1631494 | KY | 0 | 0 | 0
E364.00-Poles, Towers, and Fixtures | 2008-10-01 | Non-unitized | 161 MIDDLETON RD 40828 | KY | 0 | 0 | 0 | 0
E364.00-Poles, Towers, and Fixtures | 2008-10-01 | Non-unitized | 1423/1429 VERSAILLE | KY | 0 | 0 | 0 | 0
E364.00-Poles, Towers, and Fixtures | 1986-12-31 | POLE WOOD 60 FT (DIST) | ARM WOOD OVER 10 FT (TRANS) | KY | 0 | 0 | 0
E364.00-Poles, Towers, and Fixtures | 1979-12-31 | POLE WOOD 60 FT (DIST) | ARM WOOD OVER 10 FT (TRANS) | KY | 0 | 0 | 0
E364.00-Poles, Towers, and Fixtures | 1973-12-31 | POLE WOOD 60 FT (DIST) | ARM WOOD OVER 10 FT (TRANS) | KY | 0 | 0 | 0
E364.00-Poles, Towers, and Fixtures | 1972-12-31 | POLE WOOD 60 FT (DIST) | ARM WOOD OVER 10 FT (TRANS) | KY | 0 | 0 | 0
E364.00-Poles, Towers, and Fixtures | 2008-10-01 | Non-unitized | 1552279 | KY | 0 | 0 | 0
E364.00-Poles, Towers, and Fixtures | 2008-10-01 | Non-unitized | 1528797 | KY | 0 | 0 | 0
E364.00-Poles, Towers, and Fixtures | 2008-10-01 | Non-unitized | 1716575 | KY | 0 | 0 | 0
E364.00-Poles, Towers, and Fixtures | 1977-12-31 | POLE WOOD 60 FT (DIST) | GUY | KY | 0 | 0 | 0
E364.00-Poles, Towers, and Fixtures | 2008-10-01 | Non-unitized | 1558384 | KY | 0 | 0 | 0
E364.00-Poles, Towers, and Fixtures | 2008-10-01 | Non-unitized | 1602214 | KY | 0 | 0 | 0
E364.00-Poles, Towers, and Fixtures | 2008-10-01 | Non-unitized | 1619964 | KY | 0 | 0 | 0
E364.00-Poles, Towers, and Fixtures | 2008-10-01 | Non-unitized | 1426827 | KY | 0 | 0 | 0
E364.00-Poles, Towers, and Fixtures | 1978-12-31 | POLE WOOD 60 FT (DIST) | POLE WOOD 60 FT (DIST) | KY | 1 | 108.52 | 108.52
E364.00-Poles, Towers, and Fixtures | 1941-12-31 | POLE WOOD 20 FT (DIST) | ARM SPECIAL | KY | 0 | 0 | 0
E364.00-Poles, Towers, and Fixtures | 2008-10-01 | Non-unitized | 1622608 | KY | 0 | 0 | 0
E364.00-Poles, Towers, and Fixtures | 2008-10-01 | Non-unitized | 1026 S WILSON RD 40160 | KY | 0 | 0 | 0
E364.00-Poles, Towers, and Fixtures | 2008-10-01 | Non-unitized | 1423579 | KY | 0 | 0 | 0
E364.00-Poles, Towers, and Fixtures | 2008-10-01 | Non-unitized | 1050 ELIZABETH ST | KY | 0 | 0 | 0
E364.00-Poles, Towers, and Fixtures | 2008-10-01 | Non-unitized | 1514065 | KY | 0 | 0 | 0
E364.00-Poles, Towers, and Fixtures | 2008-10-01 | Non-unitized | 1309718 | KY | 0 | 0 | 0
E364.00-Poles, Towers, and Fixtures | 2008-10-01 | Non-unitized | 1651921 | KY | 0 | 0 | 0
E364.00-Poles, Towers, and Fixtures | 2008-10-01 | Non-unitized | 1525734 | KY | 0 | 0 | 0
E364.00-Poles, Towers, and Fixtures | 1990-12-31 | POLE WOOD 60 FT (DIST) | POLE WOOD 35 FT | KY | 1 | 493.72 | 493.72
E364.00-Poles, Towers, and Fixtures | 1976-12-31 | POLE WOOD 60 FT (DIST) | POLE WOOD 35 FT | KY | 2 | 277.83 | 138.915
E364.00-Poles, Towers, and Fixtures | 2008-10-01 | Non-unitized | 1621734 | KY | 0 | 0 | 0
E364.00-Poles, Towers, and Fixtures | 2008-10-01 | Non-unitized | 1540108 | KY | 0 | 0 | 0
E364.00-Poles, Towers, and Fixtures | 2008-10-01 | Non-unitized | 1519824 | KY | 0 | 0 | 0
E364.00-Poles, Towers, and Fixtures | 1972-12-31 | POLE WOOD 20 FT (DIST) | GUY | KY | 0 | 0 | 0
E364.00-Poles, Towers, and Fixtures | 2008-05-01 | Non-unitized | 238 N COURT ST 42437 | KY | 0 | 0 | 0
E364.00-Poles, Towers, and Fixtures | 2008-05-01 | Non-unitized | WELLINGTON CT 40475 | KY | 0 | 0 | 0 | 0
E364.00-Poles, Towers, and Fixtures | 2008-05-01 | Non-unitized | 1488875 | KY | 0 | 0 | 0
E364.00-Poles, Towers, and Fixtures | 2008-05-01 | Non-unitized | 1436897 | KY | 0 | 0 | 0
E364.00-Poles, Towers, and Fixtures | 2008-05-01 | Non-unitized | 676 CHIMNEY ROCK RD | KY | 0 | 0 | 0 | 0
E364.00-Poles, Towers, and Fixtures | 2008-05-01 | Non-unitized | PACE RAMSEY RD 40475 | KY | 0 | 0 | 0
E364.00-Poles, Towers, and Fixtures | 2008-05-01 | Non-unitized | 4845 HWY 227 | KY | 0 | 0 | 0
E364.00-Poles, Towers, and Fixtures | 2008-05-01 | Non-unitized | US HWY 41 A | KY | 0 | 0 | 0
E364.00-Poles, Towers, and Fixtures | 2008-05-01 | Non-unitized | 404 BARNES MILL 40475 | KY | 0 | 0 | 0 | 0
E364.00-Poles, Towers, and Fixtures | 2008-05-01 | Non-unitized | 6610 ALUM SPRINGS ROAD | KY | 0 | 0 | 0
E364.00-Poles, Towers, and Fixtures | 2008-05-01 | Non-unitized | FREEDOM CHURCH | KY | 0 | 0 | 0
E364.00-Poles, Towers, and Fixtures | 2008-05-01 | Non-unitized | EIGHTH ST | KY | 0 | 0 | 0
E364.00-Poles, Towers, and Fixtures | 2008-05-01 | Non-unitized | 1255775 | KY | 0 | 0 | 0
E364.00-Poles, Towers, and Fixtures | 2008-05-01 | Non-unitized | 1304344 | KY | 0 | 0 | 0
E364.00-Poles, Towers, and Fixtures | 2008-05-01 | Non-unitized | 202 N MAIN ST 41031 | KY | 0 | 0 | 0
E364.00-Poles, Towers, and Fixtures | 2008-05-01 | Non-unitized | BLAKELEY DR | KY | 0 | 0 | 0
E364.00-Poles, Towers, and Fixtures | 2008-05-01 | Non-unitized | CHARLES DR 42053 | KY | 0 | 0 | 0
E364.00-Poles, Towers, and Fixtures | 2008-05-01 | Non-unitized | LIBERTY TRL 40509 | KY | 0 | 0 | 0
E364.00-Poles, Towers, and Fixtures | 2008-05-01 | Non-unitized | 1064425 | KY | 0 | 0 | 0
E364.00-Poles, Towers, and Fixtures | 2008-05-01 | Non-unitized | STATE HWY 1115 | KY | 0 | 0 | 0
E364.00-Poles, Towers, and Fixtures | 2008-05-01 | Non-unitized | 2329 SEWELL RD 40007 | KY | 0 | 0 | 0
E364.00-Poles, Towers, and Fixtures | 2008-05-01 | Non-unitized | 1312014 | KY | 0 | 0 | 0
E364.00-Poles, Towers, and Fixtures | 2008-05-01 | Non-unitized | 1147996 | KY | 0 | 0 | 0
E364.00-Poles, Towers, and Fixtures | 2008-07-01 | Non-unitized | 1489425 | KY | 0 | 0 | 0
E364.00-Poles, Towers, and Fixtures | 2008-05-01 | Non-unitized | CUMBERLAND AVE | KY | 0 | 0 | 0 | 0
E364.00-Poles, Towers, and Fixtures | 2008-05-01 | Non-unitized | 1261 STATE HWY 818 42038 | KY | 0 | 0 | 0
E364.00-Poles, Towers, and Fixtures | 2008-05-01 | Non-unitized | 306 OAKVIEW DR | KY | 0 | 0 | 0
E364.00-Poles, Towers, and Fixtures | 2008-05-01 | Non-unitized | 4581 STATE ROUTE 175 S | KY | 0 | 0 | 0
E364.00-Poles, Towers, and Fixtures | 2008-05-01 | Non-unitized | RINEYVILLE RD 40162 | KY | 0 | 0 | 0
E364.00-Poles, Towers, and Fixtures | 2008-05-01 | Non-unitized | 1373778 | KY | 0 | 0 | 0
E364.00-Poles, Towers, and Fixtures | 2008-05-01 | Non-unitized | SMITH 40867 | KY | 0 | 0 | 0
E364.00-Poles, Towers, and Fixtures | 2008-05-01 | Non-unitized | 1171485 | KY | 0 | 0 | 0 | 0
E364.00-Poles, Towers, and Fixtures | 2008-05-01 | Non-unitized | 102 JOHN PRINE(HWY 176) | KY | 0 | 0 | 0
E364.00-Poles, Towers, and Fixtures | 2008-05-01 | Non-unitized | 1108665 | KY | 0 | 0 | 0
E364.00-Poles, Towers, and Fixtures | 2008-05-01 | Non-unitized | 5990 N DIXIE 42701 | KY | 0 | 0 | 0
E364.00-Poles, Towers, and Fixtures | 2008-05-01 | Non-unitized | 960 N STATE ROUTE 130 | KY | 0 | 0 | 0
E364.00-Poles, Towers, and Fixtures | 2008-05-01 | Non-unitized | 7150 MAYFIELD METROPOLIS RD 42086 | KY | 0 | 0 | 0
E364.00-Poles, Towers, and Fixtures | 2008-05-01 | Non-unitized | 1318174 | KY | 0 | 0 | 0
E364.00-Poles, Towers, and Fixtures | 2008-05-01 | Non-unitized | SLATE BRANCH RD | KY | 0 | 0 | 0 | 0
E364.00-Poles, Towers, and Fixtures | 2008-05-01 | Non-unitized | N LAUREL RD. 40741 | KY | 0 | 0 | 0 | 0
E364.00-Poles, Towers, and Fixtures | 2008-05-01 | Non-unitized | 1075947 | KY | 0 | 0 | 0
E364.00-Poles, Towers, and Fixtures | 2008-05-01 | Non-unitized | 1352276 | KY | 0 | 0 | 0
E364.00-Poles, Towers, and Fixtures | 2008-05-01 | Non-unitized | 489 CONWAY RD 42325 | KY | 0 | 0 | 0
E364.00-Poles, Towers, and Fixtures | 2008-05-01 | Non-unitized | 1277875 | KY | 0 | 0 | 0
E364.00-Poles, Towers, and Fixtures | 2008-05-01 | Non-unitized | 2669 STATE ROUTE 2551 | KY | 0 | 0 | 0
E364.00-Poles, Towers, and Fixtures | 2008-05-01 | Non-unitized | LUDA | KY | 0 | 0 | 0
E364.00-Poles, Towers, and Fixtures | 2008-05-01 | Non-unitized | 1260224 | KY | 0 | 0 | 0
E364.00-Poles, Towers, and Fixtures | 2008-05-01 | Non-unitized | 1195055 | KY | 0 | 0 | 0
E364.00-Poles, Towers, and Fixtures | 2008-05-01 | Non-unitized | 1263705 | KY | 0 | 0 | 0
E364.00-Poles, Towers, and Fixtures | 2008-08-01 | Non-unitized | INSIDE JOB CORP | KY | 0 | 0 | 0 | 0
E364.00-Poles, Towers, and Fixtures | 2008-05-01 | Non-unitized | FRANKIE DR. | KY | 0 | 0 | 0
E364.00-Poles, Towers, and Fixtures | 2008-05-01 | Non-unitized | MARTINDALE | KY | 0 | 0 | 0
E364.00-Poles, Towers, and Fixtures | 2008-05-01 | Non-unitized | OLD 119 | KY | 0 | 0 | 0
E364.00-Poles, Towers, and Fixtures | 2008-05-01 | Non-unitized | 400 CARDINAL AVE | KY | 0 | 0 | 0
E364.00-Poles, Towers, and Fixtures | 2008-05-01 | Non-unitized | 1130 NEW HOPE RD 41043 | KY | 0 | 0 | 0
E364.00-Poles, Towers, and Fixtures | 2008-05-01 | Non-unitized | 1158106 | KY | 0 | 0 | 0
E364.00-Poles, Towers, and Fixtures | 2008-05-01 | Non-unitized | 319 W RESERVOIR AVE | KY | 0 | 0 | 0
E364.00-Poles, Towers, and Fixtures | 2008-05-01 | Non-unitized | 1278084 | KY | 0 | 0 | 0
E364.00-Poles, Towers, and Fixtures | 2008-05-01 | Non-unitized | 1452584 | KY | 0 | 0 | 0
E364.00-Poles, Towers, and Fixtures | 2008-05-01 | Non-unitized | 19 WATER ST 40360 | KY | 0 | 0 | 0
E364.00-Poles, Towers, and Fixtures | 2008-05-01 | Non-unitized | 3805 CLIFTON RD 40383 | KY | 0 | 0 | 0
E364.00-Poles, Towers, and Fixtures | 2008-05-01 | Non-unitized | MITCHELLSBURG RD | KY | 0 | 0 | 0 | 0
E364.00-Poles, Towers, and Fixtures | 2008-05-01 | Non-unitized | 1318975 | KY | 0 | 0 | 0
E364.00-Poles, Towers, and Fixtures | 2009-01-01 | Non-unitized | RDDD246OH-Rep Def Equip-OH-Etown | KY | 0 | 0 | 0 | 0
E364.00-Poles, Towers, and Fixtures | 2009-04-01 | Non-unitized | US 119 40977 | KY | 0 | 0 | 0
E364.00-Poles, Towers, and Fixtures | 2009-01-01 | Non-unitized | MAIN ST | KY | 0 | 0 | 0
E364.00-Poles, Towers, and Fixtures | 2009-04-01 | Non-unitized | 3586 ROBINSON RENAKER RD 41003 | KY | 0 | 0 | 0
E364.00-Poles, Towers, and Fixtures | 2009-11-30 | POLE WOOD 40 FT (DIST) | POLE WOOD 40 FT (00006) | KY | 369 | 739983.17 | 2005.3744 | 0
E364.00-Poles, Towers, and Fixtures | 2009-12-09 | GUY | GUY (00070) | KY | 387 | 19116.62 | 49.397 | 0
E364.00-Poles, Towers, and Fixtures | 2008-05-01 | Non-unitized | 252 RIVERSIDE LOOP 42371 | KY | 0 | 0 | 0
E364.00-Poles, Towers, and Fixtures | 2009-01-01 | Non-unitized | STLT366-STREET LIGHTING 366 | KY | 0 | 0 | 0 | 0
E364.00-Poles, Towers, and Fixtures | 2009-07-30 | POLE WOOD 50 FT (DIST) | POLE WOOD 50 FT (00008) | KY | 3 | 4738.9 | 1579.6333
E364.00-Poles, Towers, and Fixtures | 2009-11-24 | CROSS ARMS | CROSS ARMS (07362) | KY | 58 | 11471.83 | 197.7902 | 0
E364.00-Poles, Towers, and Fixtures | 2009-07-22 | POLE WOOD 55 FT (DIST) | POLE WOOD 55 FT (00009) | KY | 5 | 66.54 | 13.308
E364.00-Poles, Towers, and Fixtures | 2009-04-01 | Non-unitized | 467 LEXINGTON RD | KY | 0 | 0 | 0
E364.00-Poles, Towers, and Fixtures | 2009-04-01 | Non-unitized | SPARTA RD | KY | 0 | 0 | 0
E364.00-Poles, Towers, and Fixtures | 2009-04-01 | Non-unitized | 5740 HWY 52 | KY | 0 | 0 | 0
E364.00-Poles, Towers, and Fixtures | 2008-05-01 | Non-unitized | 1248598 | KY | 0 | 0 | 0
E364.00-Poles, Towers, and Fixtures | 1966-01-01 | POLE WOOD 30 FT (DIST) | POLE WOOD 30 FT | KY | 1448 | 74926.76 | 51.745 | 0
E364.00-Poles, Towers, and Fixtures | 2009-04-01 | Non-unitized | 323 DANVILLE ST HOUSE 40444 | KY | 0 | 0 | 0
E364.00-Poles, Towers, and Fixtures | 2009-10-13 | GUY | GUY (00070) | KY | 22 | 4456.86 | 202.5845
E364.00-Poles, Towers, and Fixtures | 2008-05-01 | Non-unitized | 649 NEBO CEMETERY RD 42345 | KY | 0 | 0 | 0
E364.00-Poles, Towers, and Fixtures | 2009-04-01 | Non-unitized | WILSON | KY | 0 | 0 | 0
E364.00-Poles, Towers, and Fixtures | 2009-04-01 | Non-unitized | STATE ROUTE 3305 42038 | KY | 0 | 0 | 0
E364.00-Poles, Towers, and Fixtures | 2009-12-08 | POLE WOOD 50 FT (DIST) | POLE WOOD 50 FT (00008) | KY | 138 | 221676.41 | 1606.3508 | 0
E364.00-Poles, Towers, and Fixtures | 2007-09-30 | POLE WOOD 30 FT (DIST) | POLE WOOD 30 FT (00004) | KY | 1 | 11795.63 | 11795.63
E364.00-Poles, Towers, and Fixtures | 2009-04-01 | Non-unitized | 8740 BARDSTOWN RD 42748 | KY | 0 | 0 | 0
E364.00-Poles, Towers, and Fixtures | 2009-12-09 | POLE WOOD 55 FT (DIST) | POLE WOOD 55 FT (00009) | KY | 5 | 9171.37 | 1834.274
E364.00-Poles, Towers, and Fixtures | 2008-05-01 | Non-unitized | 1164324 | KY | 0 | 0 | 0
E364.00-Poles, Towers, and Fixtures | 2009-11-03 | POLE WOOD 40 FT (DIST) | POLE WOOD 40 FT (00006) | KY | 13 | 13159.95 | 1012.3038
E364.00-Poles, Towers, and Fixtures | 2009-01-01 | Non-unitized | 151 ARNETT LN TSE 42344 | KY | 0 | 0 | 0
E364.00-Poles, Towers, and Fixtures | 2009-04-01 | Non-unitized | 1811 EXETER AVE 40965 | KY | 0 | 0 | 0
E364.00-Poles, Towers, and Fixtures | 2009-02-01 | Non-unitized | US HWY 119 | KY | 0 | 0 | 0
E364.00-Poles, Towers, and Fixtures | 2009-04-01 | Non-unitized | 11055 LEITCHFIELD RD 42724 | KY | 0 | 0 | 0
E364.00-Poles, Towers, and Fixtures | 2009-11-13 | POLE WOOD 35 FT (DIST) | POLE WOOD 35 FT (00005) | KY | 11 | 4605.91 | 418.7191
E364.00-Poles, Towers, and Fixtures | 2009-04-01 | Non-unitized | 4305 POWERSV-HARRISON RD 41004 | KY | 0 | 0 | 0
E364.00-Poles, Towers, and Fixtures | 2009-01-01 | Non-unitized | POLD216-OUTDOOR LIGHTING 216 | KY | 0 | 0 | 0 | 0
E364.00-Poles, Towers, and Fixtures | 2009-01-01 | Non-unitized | 349 NEWTON PIKE | KY | 0 | 0 | 0
E364.00-Poles, Towers, and Fixtures | 2009-04-01 | Non-unitized | FOURMILE 40939 | KY | 0 | 0 | 0
E364.00-Poles, Towers, and Fixtures | 2009-04-01 | Non-unitized | 125 ROLLING HILLS DR TEMP 40353 | KY | 0 | 0 | 0
E364.00-Poles, Towers, and Fixtures | 2009-04-01 | Non-unitized | 925 KY HIGHWAY 177E | KY | 0 | 0 | 0
E364.00-Poles, Towers, and Fixtures | 2008-05-01 | Non-unitized | E. JEFFERSON ST | KY | 0 | 0 | 0
E364.00-Poles, Towers, and Fixtures | 2009-04-01 | Non-unitized | 630 BALMORAL RD 40965 | KY | 0 | 0 | 0
E364.00-Poles, Towers, and Fixtures | 2009-04-01 | Non-unitized | KY 36 40360 | KY | 0 | 0 | 0
E364.00-Poles, Towers, and Fixtures | 2009-04-01 | Non-unitized | DORTON BR 40977 | KY | 0 | 0 | 0
E364.00-Poles, Towers, and Fixtures | 2009-04-01 | Non-unitized | RT1 FLOUR CREEK RD 41006 | KY | 0 | 0 | 0
E364.00-Poles, Towers, and Fixtures | 2009-01-01 | Non-unitized | 489 FLINT RIDGE RD 42749 | KY | 0 | 0 | 0
E364.00-Poles, Towers, and Fixtures | 2009-04-01 | Non-unitized | 360 RIVERVIEW DR 42327 | KY | 0 | 0 | 0
E364.00-Poles, Towers, and Fixtures | 2009-04-01 | Non-unitized | NOLAN ST EVARTS HILL | KY | 0 | 0 | 0
E364.00-Poles, Towers, and Fixtures | 2009-01-01 | Non-unitized | TRBORD366-TROUBLE ORDERS 366 | KY | 0 | 0 | 0 | 0
E364.00-Poles, Towers, and Fixtures | 2009-12-16 | POLE WOOD 40 FT (DIST) | POLE WOOD 40 FT (00006) | KY | 269 | 432963.07 | 1609.5281 | 0
E364.00-Poles, Towers, and Fixtures | 2009-01-01 | Non-unitized | NBSV156UG-New Bus Serv-UG-Earlington | KY | 0 | 0 | 0
E364.00-Poles, Towers, and Fixtures | 2009-04-01 | Non-unitized | 179 MARKET ST | KY | 0 | 0 | 0
E364.00-Poles, Towers, and Fixtures | 2009-04-01 | Non-unitized | PAULA DR 40977 | KY | 0 | 0 | 0
E364.00-Poles, Towers, and Fixtures | 2009-06-16 | POLE WOOD 45 FT (DIST) | POLE WOOD 45 FT (00007) | KY | 18 | 26006.11 | 1444.7839 | 0
E364.00-Poles, Towers, and Fixtures | 2009-01-01 | Non-unitized | 424 EASTVIEW DR POLE BRN 42431 | KY | 0 | 0 | 0
E364.00-Poles, Towers, and Fixtures | 2009-01-01 | Non-unitized | TBRD426OH-Trouble Orders Overhead | KY | 0 | 0 | 0 | 0
E364.00-Poles, Towers, and Fixtures | 2009-01-01 | Non-unitized | 1358355 | KY | 0 | 0 | 0
E364.00-Poles, Towers, and Fixtures | 2008-05-01 | Non-unitized | 1186215 | KY | 0 | 0 | 0
E364.00-Poles, Towers, and Fixtures | 2008-10-01 | Non-unitized | 1317685 | KY | 0 | 0 | 0
E364.00-Poles, Towers, and Fixtures | 2009-04-01 | Non-unitized | 1708755 | KY | 0 | 0 | 0
E364.00-Poles, Towers, and Fixtures | 2009-01-01 | Non-unitized | 1554425 | KY | 0 | 0 | 0
E364.00-Poles, Towers, and Fixtures | 2009-01-01 | Non-unitized | 1056529 | KY | 0 | 0 | 0
E364.00-Poles, Towers, and Fixtures | 2009-02-01 | Non-unitized | 4120 VICTORY AVE 40502 | KY | 0 | 0 | 0
E364.00-Poles, Towers, and Fixtures | 2009-01-01 | Non-unitized | 1302287 | KY | 0 | 0 | 0
E364.00-Poles, Towers, and Fixtures | 2009-01-01 | Non-unitized | KY HWY 211 S 40371 | KY | 0 | 0 | 0
E364.00-Poles, Towers, and Fixtures | 2009-01-01 | Non-unitized | 110 S MULBERRY 42701 | KY | 0 | 0 | 0
E364.00-Poles, Towers, and Fixtures | 2009-01-01 | Non-unitized | SUGAR BRANCH RD LOT 12TS 42712 | KY | 0 | 0 | 0
E364.00-Poles, Towers, and Fixtures | 2009-01-01 | Non-unitized | TANYARD HILL | KY | 0 | 0 | 0
E364.00-Poles, Towers, and Fixtures | 2009-01-01 | Non-unitized | 5205 S MAIN ST | KY | 0 | 0 | 0
E364.00-Poles, Towers, and Fixtures | 2009-01-01 | Non-unitized | 310 ANN ST 41045 | KY | 0 | 0 | 0
E364.00-Poles, Towers, and Fixtures | 2009-02-01 | Non-unitized | 4140 NILES RD | KY | 0 | 0 | 0
E364.00-Poles, Towers, and Fixtures | 2009-02-01 | Non-unitized | 535 ELLISTON RD 40475 | KY | 0 | 0 | 0
E364.00-Poles, Towers, and Fixtures | 2009-01-01 | Non-unitized | 130 COXTON RD 40831 | KY | 0 | 0 | 0
E364.00-Poles, Towers, and Fixtures | 2009-02-01 | Non-unitized | MORRIS AND HISLOPE MORTUARY HWY 27 | KY | 0 | 0 | 0
E364.00-Poles, Towers, and Fixtures | 2009-01-01 | Non-unitized | 1020 INDUSTRY RD 40505 | KY | 0 | 0 | 0
E364.00-Poles, Towers, and Fixtures | 2009-01-01 | Non-unitized | 1211 US HWY 421 N | KY | 0 | 0 | 0
E364.00-Poles, Towers, and Fixtures | 2009-01-01 | Non-unitized | 1450034 | KY | 0 | 0 | 0
E364.00-Poles, Towers, and Fixtures | 1996-01-01 | GUY | GUY (00070) | KY | 6636 | 874812.07 | 131.8282 | 0
E364.00-Poles, Towers, and Fixtures | 2009-01-01 | Non-unitized | RDSTLT416-REP REPL DEF ST LIGHTS 416 | KY | 0 | 0 | 0 | 0
E364.00-Poles, Towers, and Fixtures | 2009-02-01 | Non-unitized | YOUNG | KY | 0 | 0 | 0
E364.00-Poles, Towers, and Fixtures | 2009-01-01 | Non-unitized | 1580551 | KY | 0 | 0 | 0
E364.00-Poles, Towers, and Fixtures | 2009-01-01 | Non-unitized | OLD PINEVILLE PK 40965 | KY | 0 | 0 | 0
E364.00-Poles, Towers, and Fixtures | 2009-01-01 | Non-unitized | 272 DRURY ST 42344 | KY | 0 | 0 | 0
E364.00-Poles, Towers, and Fixtures | 1970-01-01 | GUY | GUY | KY | 3839 | 93213.25 | 24.2806 | 0
E364.00-Poles, Towers, and Fixtures | 1989-01-01 | POLE WOOD 50 FT (DIST) | POLE WOOD 50 FT (DIST) | KY | 143 | 82605.49 | 577.6608 | 0
E364.00-Poles, Towers, and Fixtures | 1976-01-01 | POLE WOOD 45 FT (DIST) | POLE WOOD 45 FT | KY | 257 | 51455.45 | 200.2158 | 0
E364.00-Poles, Towers, and Fixtures | 1958-01-01 | POLE WOOD 40 FT (DIST) | POLE WOOD 40 FT | KY | 501 | 36397.74 | 72.6502 | 0
E364.00-Poles, Towers, and Fixtures | 1993-01-01 | POLE WOOD 40 FT (DIST) | POLE WOOD 40 FT (DIST) | KY | 3135 | 2312983.37 | 737.7937 | 0
E364.00-Poles, Towers, and Fixtures | 2009-01-01 | Non-unitized | 2555 NICHOLASVILLE RD 40503 | KY | 0 | 0 | 0 | 0
E364.00-Poles, Towers, and Fixtures | 2009-01-01 | Non-unitized | RDSTLT156-REP REPL DEF ST LIGHTS 156 | KY | 0 | 0 | 0 | 0
E364.00-Poles, Towers, and Fixtures | 2009-01-01 | Non-unitized | 1601246 | KY | 0 | 0 | 0
E364.00-Poles, Towers, and Fixtures | 2009-01-01 | Non-unitized | 1663075 | KY | 0 | 0 | 0
E364.00-Poles, Towers, and Fixtures | 2008-11-01 | Non-unitized | VAN METER RD 40510 | KY | 0 | 0 | 0
E364.00-Poles, Towers, and Fixtures | 2008-10-01 | Non-unitized | ELMBURG RD LOT 1B 40065 | KY | 0 | 0 | 0
E364.00-Poles, Towers, and Fixtures | 2009-04-01 | Non-unitized | SMITH RD 40867 | KY | 0 | 0 | 0
E364.00-Poles, Towers, and Fixtures | 2008-11-01 | Non-unitized | 123 WALNUT ST 42440 | KY | 0 | 0 | 0
E364.00-Poles, Towers, and Fixtures | 2008-10-01 | Non-unitized | 1613174 | KY | 0 | 0 | 0
E364.00-Poles, Towers, and Fixtures | 2008-10-01 | Non-unitized | 420 W FIFTH ST | KY | 0 | 0 | 0
E364.00-Poles, Towers, and Fixtures | 2009-05-01 | Non-unitized | 2709 TATES CREEK RD 40502 | KY | 0 | 0 | 0
E364.00-Poles, Towers, and Fixtures | 2009-05-01 | Non-unitized | 2490 LEITCHFIELD RD 42701 | KY | 0 | 0 | 0
E364.00-Poles, Towers, and Fixtures | 2009-05-01 | Non-unitized | 308 HARRISON AVE 42330 | KY | 0 | 0 | 0
E364.00-Poles, Towers, and Fixtures | 2009-01-31 | POLE WOOD 40 FT (DIST) | POLE WOOD 40 FT (00006) | KY | 13 | 120293.25 | 9253.3269
E364.00-Poles, Towers, and Fixtures | 2008-11-01 | Non-unitized | 1712806 | KY | 0 | 0 | 0
E364.00-Poles, Towers, and Fixtures | 2009-03-30 | Non-unitized | BEASLEY RD | KY | 0 | 0 | 0 | 0
E364.00-Poles, Towers, and Fixtures | 2009-01-01 | Non-unitized | MCAPR156-CAP/REG/RECL - 011560 | KY | 0 | 0 | 0 | 0
E364.00-Poles, Towers, and Fixtures | 2008-11-01 | Non-unitized | 774 BUTTERMILK RD 42453 | KY | 0 | 0 | 0
E364.00-Poles, Towers, and Fixtures | 2008-11-01 | Non-unitized | LEVI BR 40939 | KY | 0 | 0 | 0
E364.00-Poles, Towers, and Fixtures | 2009-01-01 | Non-unitized | 2580 SPURR RD 40511 | KY | 0 | 0 | 0
E364.00-Poles, Towers, and Fixtures | 2009-01-01 | Non-unitized | 329 W HIGH ST GARG 40353 | KY | 0 | 0 | 0
E364.00-Poles, Towers, and Fixtures | 2009-05-01 | Non-unitized | K.U. | KY | 0 | 0 | 0
E364.00-Poles, Towers, and Fixtures | 2009-04-01 | Non-unitized | 4764 COMBS FERRY RD 40391 | KY | 0 | 0 | 0
E364.00-Poles, Towers, and Fixtures | 2008-10-01 | Non-unitized | 1676166 | KY | 0 | 0 | 0
E364.00-Poles, Towers, and Fixtures | 2008-05-01 | Non-unitized | 1478279 | KY | 0 | 0 | 0
E364.00-Poles, Towers, and Fixtures | 2008-10-01 | Non-unitized | 1677916 | KY | 0 | 0 | 0
E364.00-Poles, Towers, and Fixtures | 2008-10-01 | Non-unitized | 1675084 | KY | 0 | 0 | 0
E364.00-Poles, Towers, and Fixtures | 2008-10-01 | Non-unitized | 1640394 | KY | 0 | 0 | 0
E364.00-Poles, Towers, and Fixtures | 2008-05-01 | Non-unitized | 702 PARK ST GARAGE 42330 | KY | 0 | 0 | 0
E364.00-Poles, Towers, and Fixtures | 2008-05-01 | Non-unitized | 25 CHURCH ST | KY | 0 | 0 | 0
E364.00-Poles, Towers, and Fixtures | 2008-11-01 | Non-unitized | 7535 US HWY 62 W 42344 | KY | 0 | 0 | 0
E364.00-Poles, Towers, and Fixtures | 2009-05-01 | Non-unitized | PAGE CUT OFF 40977 | KY | 0 | 0 | 0
E364.00-Poles, Towers, and Fixtures | 2008-11-01 | Non-unitized | 1900 WOODLAKE RD | KY | 0 | 0 | 0
E364.00-Poles, Towers, and Fixtures | 2008-10-01 | Non-unitized | 1664305 | KY | 0 | 0 | 0
E364.00-Poles, Towers, and Fixtures | 2008-10-01 | Non-unitized | 706 NICHOLAS ST 42701 | KY | 0 | 0 | 0
E364.00-Poles, Towers, and Fixtures | 2008-10-01 | Non-unitized | 1575185 | KY | 0 | 0 | 0
E364.00-Poles, Towers, and Fixtures | 2009-05-01 | Non-unitized | 229` HILL CITY VIEW 41056 | KY | 0 | 0 | 0 | 0
E364.00-Poles, Towers, and Fixtures | 2009-11-05 | POLE WOOD 35 FT (DIST) | POLE WOOD 35 FT (00005) | KY | 26 | 46878.86 | 1803.0331 | 0
E364.00-Poles, Towers, and Fixtures | 2009-01-01 | Non-unitized | 884 IRON WORKS PIKE | KY | 0 | 0 | 0
E364.00-Poles, Towers, and Fixtures | 2009-01-01 | Non-unitized | 512 SAFFEL ST 40342 | KY | 0 | 0 | 0
E364.00-Poles, Towers, and Fixtures | 2009-08-06 | POLE WOOD 40 FT (DIST) | POLE WOOD 40 FT (00006) | KY | 2 | 1259.49 | 629.745
E364.00-Poles, Towers, and Fixtures | 2009-01-01 | Non-unitized | 1078184 | KY | 0 | 0 | 0
E364.00-Poles, Towers, and Fixtures | 1970-01-01 | GROUND | MP1970 Poles, Towers, and Fixtures | KY | 0 | 0 | 0
E364.00-Poles, Towers, and Fixtures | 2009-01-01 | Non-unitized | 553 KIRKSVILLE RD 40475 | KY | 0 | 0 | 0 | 0
E364.00-Poles, Towers, and Fixtures | 2009-01-01 | Non-unitized | 6400 POLO CLUB BLVD 40509 | KY | 0 | 0 | 0
E364.00-Poles, Towers, and Fixtures | 2009-01-01 | Non-unitized | 9101 NEBO RD 42441 | KY | 0 | 0 | 0
E364.00-Poles, Towers, and Fixtures | 2009-01-01 | Non-unitized | 2300 ELKHORN RD 40505 | KY | 0 | 0 | 0
E364.00-Poles, Towers, and Fixtures | 2009-01-01 | Non-unitized | 6582 HIGHWAY 43 / CROPPER RD 40065 | KY | 0 | 0 | 0
E364.00-Poles, Towers, and Fixtures | 2009-01-01 | Non-unitized | 175 HUMMINGBIRD LN 42347 | KY | 0 | 0 | 0
E364.00-Poles, Towers, and Fixtures | 2009-01-01 | Non-unitized | 1116 LOCK RD | KY | 0 | 0 | 0
E364.00-Poles, Towers, and Fixtures | 2009-01-01 | Non-unitized | 68 OBERLIN AVE | KY | 0 | 0 | 0 | 0
E364.00-Poles, Towers, and Fixtures | 2008-05-01 | Non-unitized | 1310064 | KY | 0 | 0 | 0
E364.00-Poles, Towers, and Fixtures | 2009-01-01 | Non-unitized | LITTLE CREEK CAWOOD KY. 40815 | KY | 0 | 0 | 0 | 0
E364.00-Poles, Towers, and Fixtures | 2009-01-01 | Non-unitized | 110 LOLA DR 41031 | KY | 0 | 0 | 0 | 0
E364.00-Poles, Towers, and Fixtures | 2009-01-01 | Non-unitized | MAIN ST 40311 | KY | 0 | 0 | 0
E364.00-Poles, Towers, and Fixtures | 2009-01-01 | Non-unitized | 3830 LAWRENCEBURG RD | KY | 0 | 0 | 0
E364.00-Poles, Towers, and Fixtures | 2009-01-01 | Non-unitized | 161 PHILLIPSTOWN RD 42325 | KY | 0 | 0 | 0
E364.00-Poles, Towers, and Fixtures | 2009-01-01 | Non-unitized | NEW HOUSE ON E HWY 92 WILLIAMSBURG | KY | 0 | 0 | 0
E364.00-Poles, Towers, and Fixtures | 2009-01-01 | Non-unitized | 2900 RUSSELL CAVE RD | KY | 0 | 0 | 0
E364.00-Poles, Towers, and Fixtures | 2008-05-01 | Non-unitized | 1172824 | KY | 0 | 0 | 0
E364.00-Poles, Towers, and Fixtures | 2009-01-01 | Non-unitized | 6149 KY 419 41056 | KY | 0 | 0 | 0
E364.00-Poles, Towers, and Fixtures | 2009-01-01 | Non-unitized | RUBY CT 40160 | KY | 0 | 0 | 0
E364.00-Poles, Towers, and Fixtures | 2008-05-01 | Non-unitized | 747 ENTERPRISE DR 40510 | KY | 0 | 0 | 0
E364.00-Poles, Towers, and Fixtures | 2009-01-01 | Non-unitized | CITY OF WILLIAMSBURG | KY | 0 | 0 | 0
E364.00-Poles, Towers, and Fixtures | 2009-01-01 | Non-unitized | COOMER RD | KY | 0 | 0 | 0
E364.00-Poles, Towers, and Fixtures | 2009-07-01 | Non-unitized | 1564718 | KY | 0 | 0 | 0
E364.00-Poles, Towers, and Fixtures | 2009-07-01 | Non-unitized | 183 HWY 62 E 42320 | KY | 0 | 0 | 0
E364.00-Poles, Towers, and Fixtures | 2009-07-01 | Non-unitized | 114 NORTH THIRD | KY | 0 | 0 | 0
E364.00-Poles, Towers, and Fixtures | 2009-07-01 | Non-unitized | 323 HAWKINS LN | KY | 0 | 0 | 0
E364.00-Poles, Towers, and Fixtures | 2009-11-30 | POLE WOOD 30 FT (DIST) | POLE WOOD 30 FT (00004) | KY | 729 | 411008.84 | 563.7981 | 0
E364.00-Poles, Towers, and Fixtures | 2009-01-01 | Non-unitized | 1126384 | KY | 0 | 0 | 0
E364.00-Poles, Towers, and Fixtures | 2009-09-01 | POLE WOOD 55 FT (DIST) | POLE WOOD 55 FT (00009) | KY | 7 | 15426.1 | 2203.7286 | 0
E364.00-Poles, Towers, and Fixtures | 2009-07-01 | Non-unitized | 100 W KNOX BLVD 40160 | KY | 0 | 0 | 0
E364.00-Poles, Towers, and Fixtures | 2009-07-01 | Non-unitized | STATE HWY 2006 | KY | 0 | 0 | 0
E364.00-Poles, Towers, and Fixtures | 2009-05-01 | Non-unitized | HWY 30 | KY | 0 | 0 | 0 | 0
E364.00-Poles, Towers, and Fixtures | 2009-07-01 | Non-unitized | 2666 DRANE LN | KY | 0 | 0 | 0 | 0
E364.00-Poles, Towers, and Fixtures | 2009-05-01 | Non-unitized | 1164988 | KY | 0 | 0 | 0
E364.00-Poles, Towers, and Fixtures | 2009-08-01 | Non-unitized | BUTTERMILK RD TSE 42453 | KY | 0 | 0 | 0 | 0
E364.00-Poles, Towers, and Fixtures | 2009-08-01 | Non-unitized | 233 Park St POOL HS 42325 | KY | 0 | 0 | 0
E364.00-Poles, Towers, and Fixtures | 2009-07-01 | Non-unitized | LAKEWAY | KY | 0 | 0 | 0
E364.00-Poles, Towers, and Fixtures | 2009-07-01 | Non-unitized | OLD BELL HIGH RD | KY | 0 | 0 | 0
E364.00-Poles, Towers, and Fixtures | 2009-08-01 | Non-unitized | 381 JASON DR 40475 | KY | 0 | 0 | 0 | 0
E364.00-Poles, Towers, and Fixtures | 2009-07-01 | Non-unitized | 1655 LOYD RD 42064 | KY | 0 | 0 | 0
E364.00-Poles, Towers, and Fixtures | 2009-12-01 | POLE WOOD 35 FT (DIST) | POLE WOOD 35 FT (00005) | KY | 90 | 111136.39 | 1234.8488 | 0
E364.00-Poles, Towers, and Fixtures | 2009-07-01 | Non-unitized | 108 ALTON WAY 40324 | KY | 0 | 0 | 0
E364.00-Poles, Towers, and Fixtures | 2009-07-01 | Non-unitized | 135 KENNEDY AVE 40701 | KY | 0 | 0 | 0
E364.00-Poles, Towers, and Fixtures | 2009-07-01 | Non-unitized | 2784 FRANKFORT RD. | KY | 0 | 0 | 0
E364.00-Poles, Towers, and Fixtures | 2009-07-01 | Non-unitized | 119 HILL ST 42740 | KY | 0 | 0 | 0
E364.00-Poles, Towers, and Fixtures | 2009-08-01 | Non-unitized | 6407 ATHENS BOONESBORO RD 40509 | KY | 0 | 0 | 0 | 0
E364.00-Poles, Towers, and Fixtures | 2009-07-01 | Non-unitized | 190 VINE DR TEMP 42749 | KY | 0 | 0 | 0 | 0
E364.00-Poles, Towers, and Fixtures | 2009-07-01 | Non-unitized | 4440 US 60 E 40351 | KY | 0 | 0 | 0 | 0
E364.00-Poles, Towers, and Fixtures | 2009-07-01 | Non-unitized | 67 RAILROAD ST TRL 2 40371 | KY | 0 | 0 | 0 | 0
E364.00-Poles, Towers, and Fixtures | 2009-07-01 | Non-unitized | FROG POND ROAD 24283 | KY | 0 | 0 | 0 | 0
E364.00-Poles, Towers, and Fixtures | 1974-12-31 | CROSS ARMS | CROSS ARMS (07362) | KY | 105 | 9661.53 | 92.0146
E364.00-Poles, Towers, and Fixtures | 1963-12-31 | POLE WOOD 20 FT (DIST) | X BRACE WOOD PR. | KY | 0 | 0 | 0
E364.00-Poles, Towers, and Fixtures | 2009-08-01 | Non-unitized | 2300 JUNCTION RD 41041 | KY | 0 | 0 | 0 | 0
E364.00-Poles, Towers, and Fixtures | 2009-08-01 | Non-unitized | 215 E RAILROAD AVE | KY | 0 | 0 | 0
E364.00-Poles, Towers, and Fixtures | 2009-07-01 | Non-unitized | 2025 6TH VEIN RD | KY | 0 | 0 | 0
E364.00-Poles, Towers, and Fixtures | 2009-07-01 | Non-unitized | 11000 ST RT 175 HWY 42345 | KY | 0 | 0 | 0
E364.00-Poles, Towers, and Fixtures | 2009-07-01 | Non-unitized | 4051 TERMINAL DR 40510 | KY | 0 | 0 | 0 | 0
E364.00-Poles, Towers, and Fixtures | 2009-07-01 | Non-unitized | 2100 HIGHWAY 53 | KY | 0 | 0 | 0
E364.00-Poles, Towers, and Fixtures | 2009-07-01 | Non-unitized | 4392 KY 10 41044 | KY | 0 | 0 | 0
E364.00-Poles, Towers, and Fixtures | 2009-07-01 | Non-unitized | 12292 HWY 81 42372 | KY | 0 | 0 | 0
E364.00-Poles, Towers, and Fixtures | 2009-11-19 | POLE WOOD 30 FT (DIST) | POLE WOOD 30 FT (00004) | KY | 148 | 68247.6 | 461.1324 | 0
E364.00-Poles, Towers, and Fixtures | 2009-07-01 | Non-unitized | CORNISHVILLE AND MOBERLY | KY | 0 | 0 | 0 | 0
E364.00-Poles, Towers, and Fixtures | 2009-07-01 | Non-unitized | E.PITTSBURG ROAD SUBDIVISION | KY | 0 | 0 | 0 | 0
E364.00-Poles, Towers, and Fixtures | 2009-08-01 | Non-unitized | 180 CAIN ST | KY | 0 | 0 | 0 | 0
E364.00-Poles, Towers, and Fixtures | 2009-11-19 | POLE WOOD 35 FT (DIST) | POLE WOOD 35 FT (00005) | KY | 131 | 106133.27 | 810.1776
E364.00-Poles, Towers, and Fixtures | 2009-11-10 | STEEL POLES | STEEL POLES (07726) | KY | 3 | -88058.9 | -29352.9667
E364.00-Poles, Towers, and Fixtures | 2009-08-01 | Non-unitized | 1389 STANFORD RD | KY | 0 | 0 | 0 | 0
E364.00-Poles, Towers, and Fixtures | 2009-07-01 | Non-unitized | 1660655 | KY | 0 | 0 | 0
E364.00-Poles, Towers, and Fixtures | 2009-07-01 | Non-unitized | E THIRD ST GYM 41056 | KY | 0 | 0 | 0
E364.00-Poles, Towers, and Fixtures | 2009-08-01 | Non-unitized | PREACHERSVILLE ROAD | KY | 0 | 0 | 0 | 0
E364.00-Poles, Towers, and Fixtures | 2009-08-01 | Non-unitized | 145 ROMANY RD 40502 | KY | 0 | 0 | 0 | 0
E364.00-Poles, Towers, and Fixtures | 2009-07-01 | Non-unitized | FLEMING AVENUE | KY | 0 | 0 | 0 | 0
E364.00-Poles, Towers, and Fixtures | 2009-07-01 | Non-unitized | 928 N LIMESTONE | KY | 0 | 0 | 0
E364.00-Poles, Towers, and Fixtures | 2009-08-01 | Non-unitized | 1264 W STEVE WARINER DR 42642 | KY | 0 | 0 | 0 | 0
E364.00-Poles, Towers, and Fixtures | 2009-10-20 | POLE WOOD 50 FT (DIST) | POLE WOOD 50 FT (00008) | KY | 25 | 62322.8 | 2492.912 | 0
E364.00-Poles, Towers, and Fixtures | 2009-07-01 | Non-unitized | 319 ROCKY BRANCH RD TSE 40741 | KY | 0 | 0 | 0
E364.00-Poles, Towers, and Fixtures | 2009-05-01 | Non-unitized | 1373797 | KY | 0 | 0 | 0
E364.00-Poles, Towers, and Fixtures | 2009-07-01 | Non-unitized | 4552 MILITARY RD 40513 | KY | 0 | 0 | 0
E364.00-Poles, Towers, and Fixtures | 2009-07-01 | Non-unitized | 241 N WINTER ST | KY | 0 | 0 | 0 | 0
E364.00-Poles, Towers, and Fixtures | 2009-08-01 | BRACKET - NEUTRAL FASTENING | BRACKET - NEUTRAL FASTENING | KY | 4128 | 284250.43 | 68.8591 | 0
E364.00-Poles, Towers, and Fixtures | 2009-01-01 | Non-unitized | HIGHLAND AVE | KY | 0 | 0 | 0
E364.00-Poles, Towers, and Fixtures | 2008-05-01 | Non-unitized | 1275884 | KY | 0 | 0 | 0
E364.00-Poles, Towers, and Fixtures | 2009-08-01 | Non-unitized | 2439 CYNTHIANA RD | KY | 0 | 0 | 0
E364.00-Poles, Towers, and Fixtures | 2009-10-26 | POLE WOOD 40 FT (DIST) | POLE WOOD 40 FT (00006) | KY | 12 | 12474.57 | 1039.5475
E364.00-Poles, Towers, and Fixtures | 2008-08-01 | Non-unitized | US HIGHWAY 41A N 42409 | KY | 0 | 0 | 0
E364.00-Poles, Towers, and Fixtures | 2008-11-01 | Non-unitized | 575 ISON LN TEMP 40330 | KY | 0 | 0 | 0
E364.00-Poles, Towers, and Fixtures | 2008-10-01 | Non-unitized | 1628765 | KY | 0 | 0 | 0
E364.00-Poles, Towers, and Fixtures | 2009-08-01 | Non-unitized | 4270 GEORGETOWN RD 40511 | KY | 0 | 0 | 0 | 0
E364.00-Poles, Towers, and Fixtures | 2002-04-30 | STEEL POLES | STEEL POLES | KY | 3 | 95329.04 | 31776.3467
E364.00-Poles, Towers, and Fixtures | 1981-01-01 | POLE WOOD 30 FT (DIST) | POLE WOOD 30 FT | KY | 1810 | 259439.82 | 143.3369 | 0
E364.00-Poles, Towers, and Fixtures | 2009-11-24 | POLE WOOD 45 FT (DIST) | POLE WOOD 45 FT (00007) | KY | 16 | 41641.56 | 2602.5975 | 0
E364.00-Poles, Towers, and Fixtures | 2008-05-01 | Non-unitized | 485 EASTERN BYPASS 40475 | KY | 0 | 0 | 0
E364.00-Poles, Towers, and Fixtures | 2009-11-20 | GUY | GUY (00070) | KY | 25 | 8670.46 | 346.8184
E364.00-Poles, Towers, and Fixtures | 2008-05-01 | Non-unitized | 1317184 | KY | 0 | 0 | 0
E364.00-Poles, Towers, and Fixtures | 2008-05-01 | Non-unitized | 1304184 | KY | 0 | 0 | 0
E364.00-Poles, Towers, and Fixtures | 2009-01-01 | Non-unitized | 1621734 | KY | 0 | 0 | 0
E364.00-Poles, Towers, and Fixtures | 2009-11-11 | POLE WOOD 45 FT (DIST) | POLE WOOD 45 FT (00007) | KY | 31 | 127173.68 | 4102.3768 | 0
E364.00-Poles, Towers, and Fixtures | 2009-04-01 | Non-unitized | 281 E CARDINAL LANE 40313 | KY | 0 | 0 | 0
E364.00-Poles, Towers, and Fixtures | 2009-04-01 | Non-unitized | 2050 LEXINGTON RD | KY | 0 | 0 | 0
E364.00-Poles, Towers, and Fixtures | 2008-05-01 | Non-unitized | CANEY CREEK LN KIRKP 6 42337 | KY | 0 | 0 | 0
E364.00-Poles, Towers, and Fixtures | 2008-05-01 | Non-unitized | 2210 HOUSTON ANTIOC RD 40516 | KY | 0 | 0 | 0
E364.00-Poles, Towers, and Fixtures | 2009-11-10 | POLE WOOD 30 FT (DIST) | POLE WOOD 30 FT (00004) | KY | 10 | 14401.03 | 1440.103 | 0
E364.00-Poles, Towers, and Fixtures | 2008-10-01 | Non-unitized | 1706744 | KY | 0 | 0 | 0
E364.00-Poles, Towers, and Fixtures | 1989-12-31 | POLE WOOD 60 FT (DIST) | ARM WOOD OVER 10 FT (TRANS) | KY | 0 | 0 | 0
E364.00-Poles, Towers, and Fixtures | 2009-10-15 | POLE WOOD 45 FT (DIST) | POLE WOOD 45 FT (00007) | KY | 3 | 2591.01 | 863.67
E364.00-Poles, Towers, and Fixtures | 1980-12-31 | POLE WOOD 60 FT (DIST) | ARM WOOD OVER 10 FT (TRANS) | KY | 0 | 0 | 0
E364.00-Poles, Towers, and Fixtures | 2008-10-01 | Non-unitized | MONROE ALY 42629 | KY | 0 | 0 | 0
E364.00-Poles, Towers, and Fixtures | 1978-12-31 | POLE WOOD 20 FT (DIST) | GUY | KY | 0 | 0 | 0
E364.00-Poles, Towers, and Fixtures | 1979-12-31 | CROSS ARMS | GUY | KY | 0 | 0 | 0
E364.00-Poles, Towers, and Fixtures | 1975-12-31 | POLE WOOD 60 FT (DIST) | GUY | KY | 0 | 0 | 0
E364.00-Poles, Towers, and Fixtures | 2008-05-01 | Non-unitized | 1310244 | KY | 0 | 0 | 0
E364.00-Poles, Towers, and Fixtures | 2009-01-01 | Non-unitized | AARON'S FURNITURE | KY | 0 | 0 | 0
E364.00-Poles, Towers, and Fixtures | 1947-12-31 | GUY | GUY | KY | 0 | 0 | 0 | 0
E364.00-Poles, Towers, and Fixtures | 1964-12-31 | POLE WOOD 25 FT (DIST) | GUY | KY | 0 | 0 | 0
E364.00-Poles, Towers, and Fixtures | 1941-12-31 | POLE WOOD 60 FT (DIST) | ARM SPECIAL | KY | 0 | 0 | 0
E364.00-Poles, Towers, and Fixtures | 1957-12-31 | POLE WOOD 25 FT (DIST) | GUY | KY | 0 | 0 | 0
E364.00-Poles, Towers, and Fixtures | 2009-10-26 | POLE WOOD 30 FT (DIST) | POLE WOOD 30 FT (00004) | KY | 1 | 1138.71 | 1138.71
E364.00-Poles, Towers, and Fixtures | 2008-05-01 | Non-unitized | PINE ST | KY | 0 | 0 | 0
E364.00-Poles, Towers, and Fixtures | 2009-04-01 | Non-unitized | PAULA DR APT B 40977 | KY | 0 | 0 | 0
E364.00-Poles, Towers, and Fixtures | 2009-08-06 | POLE WOOD 50 FT (DIST) | POLE WOOD 50 FT (00008) | KY | 20 | 226884.49 | 11344.2245 | 0
E364.00-Poles, Towers, and Fixtures | 1986-12-31 | POLE WOOD 20 FT (DIST) | GUY | KY | 0 | 0 | 0
E364.00-Poles, Towers, and Fixtures | 1986-12-31 | GUY | GUY | KY | 4 | 545.42 | 136.355 | 0
E364.00-Poles, Towers, and Fixtures | 1994-12-31 | POLE WOOD 60 FT (DIST) | ARM WOOD 10 FT AND UNDER (TRANS) | KY | 0 | 0 | 0
E364.00-Poles, Towers, and Fixtures | 2009-10-01 | CROSS ARMS | CROSS ARMS (07362) | KY | 2 | 242.6 | 121.3
E364.00-Poles, Towers, and Fixtures | 2008-10-01 | Non-unitized | 1517335 | KY | 0 | 0 | 0
E364.00-Poles, Towers, and Fixtures | 1981-12-31 | GUY | GUY | KY | 33 | 4615.49 | 139.8633 | 0
E364.00-Poles, Towers, and Fixtures | 2009-01-01 | Non-unitized | 53 POPE HILL RD | KY | 0 | 0 | 0
E364.00-Poles, Towers, and Fixtures | 2002-09-30 | POLE WOOD 50 FT (DIST) | GUY | KY | 0 | 0 | 0
E364.00-Poles, Towers, and Fixtures | 1980-12-31 | POLE WOOD 25 FT (DIST) | ARM WOOD 10 FT AND UNDER (TRANS) | KY | 0 | 0 | 0
E364.00-Poles, Towers, and Fixtures | 2009-10-16 | POLE WOOD 35 FT (DIST) | POLE WOOD 35 FT (00005) | KY | 4 | 2208.39 | 552.0975
E364.00-Poles, Towers, and Fixtures | 1992-12-31 | POLE WOOD 60 FT (DIST) | ARM WOOD 10 FT AND UNDER (TRANS) | KY | 0 | 0 | 0
E364.00-Poles, Towers, and Fixtures | 1989-12-31 | POLE WOOD 25 FT (DIST) | ARM WOOD 10 FT AND UNDER (TRANS) | KY | 0 | 0 | 0
E364.00-Poles, Towers, and Fixtures | 2008-05-01 | Non-unitized | MAIN ST. & 11TH ST. | KY | 0 | 0 | 0
E364.00-Poles, Towers, and Fixtures | 2008-11-01 | Non-unitized | 501 S BROADWAY 40508 | KY | 0 | 0 | 0
E364.00-Poles, Towers, and Fixtures | 2009-01-01 | Non-unitized | 1203837 | KY | 0 | 0 | 0
E364.00-Poles, Towers, and Fixtures | 2009-12-31 | POLE WOOD 50 FT (DIST) | POLE WOOD 50 FT (00008) | KY | 15 | 19277.17 | 1285.1447 | 0
E364.00-Poles, Towers, and Fixtures | 2008-05-01 | Non-unitized | 4851 ATHENS WALNUT HL RD 40515 | KY | 0 | 0 | 0
E364.00-Poles, Towers, and Fixtures | 2008-05-01 | Non-unitized | 1284457 | KY | 0 | 0 | 0
E364.00-Poles, Towers, and Fixtures | 2009-10-14 | POLE WOOD 55 FT (DIST) | POLE WOOD 55 FT (00009) | KY | 9 | 26783.97 | 2975.9967 | 0
E364.00-Poles, Towers, and Fixtures | 1957-01-01 | POLE WOOD 45 FT (DIST) | POLE WOOD 45 FT | KY | 0 | 0 | 0 | 0
E364.00-Poles, Towers, and Fixtures | 1976-01-01 | POLE WOOD 50 FT (DIST) | POLE WOOD 50 FT | KY | 27 | 6629 | 245.5185 | 0
E364.00-Poles, Towers, and Fixtures | 1986-01-01 | POLE WOOD 50 FT (DIST) | POLE WOOD 50 FT (DIST) | KY | 117 | 65655.2 | 561.1556 | 0
E364.00-Poles, Towers, and Fixtures | 2009-01-01 | Non-unitized | ECAPRR416-Inst cap/reg/recl-Pineville | KY | 0 | 0 | 0
E364.00-Poles, Towers, and Fixtures | 2009-07-01 | Non-unitized | 0 RICHMOND RD AT S. EAGLE CREEK DRIVE RD 40502 | KY | 0 | 0 | 0
E364.00-Poles, Towers, and Fixtures | 2009-12-31 | POLE WOOD 45 FT (DIST) | POLE WOOD 45 FT (00007) | KY | 36 | 51021.65 | 1417.2681 | 0
E364.00-Poles, Towers, and Fixtures | 1989-01-01 | POLE WOOD 30 FT (DIST) | POLE WOOD 30 FT (DIST) | KY | 1162 | 270275.26 | 232.5949 | 0
E364.00-Poles, Towers, and Fixtures | 1946-01-01 | POLE WOOD 60 FT (DIST) | POLE WOOD 60 FT | KY | 0 | 0 | 0 | 0
E364.00-Poles, Towers, and Fixtures | 1992-01-01 | POLE WOOD 45 FT (DIST) | MP1992 Poles, Towers, and Fixtures | KY | 0 | 0 | 0
E364.00-Poles, Towers, and Fixtures | 1987-01-01 | POLE WOOD 35 FT (DIST) | POLE WOOD 35 FT (DIST) | KY | 1073 | 286985.26 | 267.4606 | 0
E364.00-Poles, Towers, and Fixtures | 2009-08-01 | Non-unitized | 1051 RED MILE RD 40504 | KY | 0 | 0 | 0 | 0
E364.00-Poles, Towers, and Fixtures | 2009-10-01 | Non-unitized | MAIN 42642 | KY | 0 | 0 | 0
E364.00-Poles, Towers, and Fixtures | 2009-10-01 | Non-unitized | 13066 RIVER LN 24230 | KY | 0 | 0 | 0 | 0
E364.00-Poles, Towers, and Fixtures | 2009-12-16 | POLE WOOD 45 FT (DIST) | POLE WOOD 45 FT (00007) | KY | 15 | 23159.61 | 1543.974
E364.00-Poles, Towers, and Fixtures | 2009-11-12 | POLE WOOD 50 FT (DIST) | POLE WOOD 50 FT (00008) | KY | 13 | 11316.6 | 870.5077 | 0
E364.00-Poles, Towers, and Fixtures | 2009-10-01 | Non-unitized | RT2 HUTCH BOX 60B 40965 | KY | 0 | 0 | 0 | 0
E364.00-Poles, Towers, and Fixtures | 2009-11-12 | PLATFORMS NEW (05491) | PLATFORMS NEW (05491) | KY | 1 | 1532.04 | 1532.04
E364.00-Poles, Towers, and Fixtures | 2008-10-01 | Non-unitized | 1523194 | KY | 0 | 0 | 0
E364.00-Poles, Towers, and Fixtures | 2009-10-01 | Non-unitized | BARBOURVILLE RD | KY | 0 | 0 | 0 | 0
E364.00-Poles, Towers, and Fixtures | 2009-08-01 | Non-unitized | 59 WARRIORS PATH 40935 | KY | 0 | 0 | 0 | 0
E364.00-Poles, Towers, and Fixtures | 2009-10-01 | Non-unitized | 1348 HUNTERTOWN RD 62 FG 40383 | KY | 0 | 0 | 0 | 0
E364.00-Poles, Towers, and Fixtures | 2009-10-01 | Non-unitized | 1617406 | KY | 0 | 0 | 0 | 0
E364.00-Poles, Towers, and Fixtures | 2009-08-01 | Non-unitized | 949 CARLISLE ROAD | KY | 0 | 0 | 0 | 0
E364.00-Poles, Towers, and Fixtures | 2009-07-01 | Non-unitized | RUNYON ST 41039 | KY | 0 | 0 | 0
E364.00-Poles, Towers, and Fixtures | 2009-10-01 | Non-unitized | 4430 VERSAILLES RD 40510 | KY | 0 | 0 | 0 | 0
E364.00-Poles, Towers, and Fixtures | 2009-08-01 | Non-unitized | 117 DELMAR AVE 40965 | KY | 0 | 0 | 0 | 0
E364.00-Poles, Towers, and Fixtures | 2009-10-01 | Non-unitized | 1620882 | KY | 0 | 0 | 0 | 0
E364.00-Poles, Towers, and Fixtures | 2009-07-01 | Non-unitized | SCHOOLHOUSE RD | KY | 0 | 0 | 0 | 0
E364.00-Poles, Towers, and Fixtures | 2008-10-01 | Non-unitized | 1588555 | KY | 0 | 0 | 0
E364.00-Poles, Towers, and Fixtures | 2008-05-01 | Non-unitized | 1188444 | KY | 0 | 0 | 0
E364.00-Poles, Towers, and Fixtures | 2009-10-01 | Non-unitized | 4025 SPEAKING ROCK RD 24219 | KY | 0 | 0 | 0 | 0
E364.00-Poles, Towers, and Fixtures | 2009-10-01 | Non-unitized | LEE AVE TOWER 40351 | KY | 0 | 0 | 0 | 0
E364.00-Poles, Towers, and Fixtures | 2009-11-11 | POLE WOOD 65 FT (DIST) | POLE WOOD 65 FT (00011) | KY | 1 | 1292.29 | 1292.29 | 0
E364.00-Poles, Towers, and Fixtures | 2008-10-01 | Non-unitized | 1573227 | KY | 0 | 0 | 0
E364.00-Poles, Towers, and Fixtures | 2009-10-01 | Non-unitized | 10512 Coeburn Mtn Rd BLDG 24293 | KY | 0 | 0 | 0 | 0
E364.00-Poles, Towers, and Fixtures | 2009-10-01 | Non-unitized | HWY 80 NEAR PACES CREEK SCHOL | KY | 0 | 0 | 0 | 0
E364.00-Poles, Towers, and Fixtures | 2009-07-01 | Non-unitized | 3021 ST RT 171 HWY 42345 | KY | 0 | 0 | 0
E364.00-Poles, Towers, and Fixtures | 2009-11-30 | STEEL POLES | STEEL POLES (07726) | KY | 2 | 3306.69 | 1653.345
E364.00-Poles, Towers, and Fixtures | 2009-10-01 | Non-unitized | N 1ST ST 40475 | KY | 0 | 0 | 0 | 0
E364.00-Poles, Towers, and Fixtures | 2009-10-01 | Non-unitized | BYERS LN 40057 | KY | 0 | 0 | 0
E364.00-Poles, Towers, and Fixtures | 2009-10-01 | Non-unitized | 2547 LEXINGTON RD 40475 | KY | 0 | 0 | 0 | 0
E364.00-Poles, Towers, and Fixtures | 2009-10-01 | Non-unitized | 89 WOLCUT LN 42330 | KY | 0 | 0 | 0 | 0
E364.00-Poles, Towers, and Fixtures | 2009-08-01 | Non-unitized | 2292 ST.RT. 189 SOUTH 42345 | KY | 0 | 0 | 0
E364.00-Poles, Towers, and Fixtures | 2009-10-01 | Non-unitized | 3257 LOCH NESS DR 40517 | KY | 0 | 0 | 0 | 0
E364.00-Poles, Towers, and Fixtures | 2009-11-30 | POLE WOOD 65 FT (DIST) | POLE WOOD 65 FT (00011) | KY | 1 | 6175.59 | 6175.59
E364.00-Poles, Towers, and Fixtures | 2009-11-17 | POLE WOOD 60 FT (DIST) | POLE WOOD 60 FT (00010) | KY | 1 | 4858.13 | 4858.13
E364.00-Poles, Towers, and Fixtures | 2008-10-01 | Non-unitized | 1291646 | KY | 0 | 0 | 0
E364.00-Poles, Towers, and Fixtures | 2009-11-16 | POLE WOOD 50 FT (DIST) | POLE WOOD 50 FT (00008) | KY | 8 | 8629.38 | 1078.6725
E364.00-Poles, Towers, and Fixtures | 2008-05-01 | Non-unitized | 103 INDUSTRY | KY | 0 | 0 | 0
E364.00-Poles, Towers, and Fixtures | 2008-10-01 | Non-unitized | 1520964 | KY | 0 | 0 | 0
E364.00-Poles, Towers, and Fixtures | 2009-04-01 | Non-unitized | 1266 WILLIS BRANCH RD TSE 40475 | KY | 0 | 0 | 0
E364.00-Poles, Towers, and Fixtures | 2009-07-01 | Non-unitized | UnKnown 88888 | KY | 0 | 0 | 0
E364.00-Poles, Towers, and Fixtures | 2008-05-01 | Non-unitized | CALDWELL LN | KY | 0 | 0 | 0
E364.00-Poles, Towers, and Fixtures | 2008-05-01 | Non-unitized | 7750 MAIN ST 40337 | KY | 0 | 0 | 0
E364.00-Poles, Towers, and Fixtures | 2009-07-01 | Non-unitized | 41171 HIGHWAY 62 41056 | KY | 0 | 0 | 0
E364.00-Poles, Towers, and Fixtures | 2009-11-11 | POLE WOOD 60 FT (DIST) | POLE WOOD 60 FT (00010) | KY | 1 | 892.16 | 892.16
E364.00-Poles, Towers, and Fixtures | 2008-05-01 | Non-unitized | 100 E MAIN ST | KY | 0 | 0 | 0
E364.00-Poles, Towers, and Fixtures | 2009-01-01 | Non-unitized | MAIN CROSS ST | KY | 0 | 0 | 0
E364.00-Poles, Towers, and Fixtures | 2008-05-01 | Non-unitized | ROMANS LN 42325 | KY | 0 | 0 | 0
E364.00-Poles, Towers, and Fixtures | 2009-02-01 | Non-unitized | 289 OLD HWY 25 40701 | KY | 0 | 0 | 0
E364.00-Poles, Towers, and Fixtures | 2009-07-01 | Non-unitized | S COLLEGE | KY | 0 | 0 | 0
E364.00-Poles, Towers, and Fixtures | 2008-05-01 | Non-unitized | 1321005 | KY | 0 | 0 | 0
E364.00-Poles, Towers, and Fixtures | 2008-05-01 | Non-unitized | ARTISAN PARK | KY | 0 | 0 | 0
E364.00-Poles, Towers, and Fixtures | 2008-10-01 | Non-unitized | 1323257 | KY | 0 | 0 | 0
E364.00-Poles, Towers, and Fixtures | 2008-10-01 | Non-unitized | 1596776 | KY | 0 | 0 | 0
E364.00-Poles, Towers, and Fixtures | 2009-07-01 | Non-unitized | 118 ASPEN CT 40330 | KY | 0 | 0 | 0
E364.00-Poles, Towers, and Fixtures | 2008-10-01 | Non-unitized | 1570524 | KY | 0 | 0 | 0
E364.00-Poles, Towers, and Fixtures | 2008-05-01 | Non-unitized | 1229187 | KY | 0 | 0 | 0
E364.00-Poles, Towers, and Fixtures | 2008-05-01 | Non-unitized | 610 FISHER ST 42330 | KY | 0 | 0 | 0
E364.00-Poles, Towers, and Fixtures | 2008-05-01 | Non-unitized | 1194194 | KY | 0 | 0 | 0
E364.00-Poles, Towers, and Fixtures | 2008-05-01 | Non-unitized | 1206054 | KY | 0 | 0 | 0
E364.00-Poles, Towers, and Fixtures | 2008-05-01 | Non-unitized | 201 HAWKINS LN | KY | 0 | 0 | 0
E364.00-Poles, Towers, and Fixtures | 1965-12-31 | GUY | GUY | KY | 27 | 651.18 | 24.1178 | 0
E364.00-Poles, Towers, and Fixtures | 2008-10-01 | Non-unitized | 1310445 | KY | 0 | 0 | 0
E364.00-Poles, Towers, and Fixtures | 2009-07-01 | Non-unitized | 1919 ST.RT.171 42324 | KY | 0 | 0 | 0
E364.00-Poles, Towers, and Fixtures | 2008-05-01 | Non-unitized | 4649 US HIGHWAY 62 W | KY | 0 | 0 | 0
E364.00-Poles, Towers, and Fixtures | 2009-10-01 | Non-unitized | RT3 HIGHWAY 19 BOX 102 41004 | KY | 0 | 0 | 0 | 0
E364.00-Poles, Towers, and Fixtures | 2008-05-01 | Non-unitized | TEL CLEARANCE HWY 92 WILLIAMSBURG | KY | 0 | 0 | 0
E364.00-Poles, Towers, and Fixtures | 2008-10-01 | Non-unitized | 1641205 | KY | 0 | 0 | 0
E364.00-Poles, Towers, and Fixtures | 2008-05-01 | Non-unitized | 1325266 | KY | 0 | 0 | 0
E364.00-Poles, Towers, and Fixtures | 2008-10-01 | Non-unitized | 5815 HWY 52 | KY | 0 | 0 | 0
E364.00-Poles, Towers, and Fixtures | 2009-10-01 | Non-unitized | 1ST STREET | KY | 0 | 0 | 0 | 0
E364.00-Poles, Towers, and Fixtures | 2008-10-01 | Non-unitized | 1541567 | KY | 0 | 0 | 0
E364.00-Poles, Towers, and Fixtures | 2008-10-01 | Non-unitized | BOMAR HEIGHTS | KY | 0 | 0 | 0
E364.00-Poles, Towers, and Fixtures | 2009-10-01 | Non-unitized | 807 E HIGH ST | KY | 0 | 0 | 0 | 0
E364.00-Poles, Towers, and Fixtures | 2009-11-01 | Non-unitized | 2150 GEORGETOWN RD 40361 | KY | 0 | 0 | 0 | 0
E364.00-Poles, Towers, and Fixtures | 2008-08-01 | Non-unitized | 1403997 | KY | 0 | 0 | 0
E364.00-Poles, Towers, and Fixtures | 2008-10-01 | Non-unitized | 227 JACKLIN DR 42431 | KY | 0 | 0 | 0
E364.00-Poles, Towers, and Fixtures | 2008-05-01 | Non-unitized | 1470284 | KY | 0 | 0 | 0
E364.00-Poles, Towers, and Fixtures | 2009-11-01 | Non-unitized | WASHINGTON TRACE RD 41007 | KY | 0 | 0 | 0 | 0
E364.00-Poles, Towers, and Fixtures | 2009-11-01 | Non-unitized | 6409 OLD HURRICANE RD 24293 | KY | 0 | 0 | 0 | 0
E364.00-Poles, Towers, and Fixtures | 2009-11-01 | Non-unitized | 140 E PIKE ST 41031 | KY | 0 | 0 | 0 | 0
E364.00-Poles, Towers, and Fixtures | 2009-11-01 | Non-unitized | 4339 NEW VINE LN 40510 | KY | 0 | 0 | 0 | 0
E364.00-Poles, Towers, and Fixtures | 2009-11-01 | Non-unitized | RT1 BOX 529 (LEFT POOR VALLEY) 24277 | KY | 0 | 0 | 0 | 0
E364.00-Poles, Towers, and Fixtures | 2009-11-01 | Non-unitized | 162 40th st 40965 | KY | 0 | 0 | 0 | 0
E364.00-Poles, Towers, and Fixtures | 2009-07-01 | Non-unitized | CALVARY BAPTIST CHURCH | KY | 0 | 0 | 0 | 0
E364.00-Poles, Towers, and Fixtures | 2008-05-01 | Non-unitized | 1820 SUNNYSIDE RD | KY | 0 | 0 | 0
E364.00-Poles, Towers, and Fixtures | 2009-11-01 | Non-unitized | 730 ENTERPRISE DR 40510 | KY | 0 | 0 | 0 | 0
E364.00-Poles, Towers, and Fixtures | 2009-10-01 | Non-unitized | 115 LINDEN AVE GAR 40391 | KY | 0 | 0 | 0 | 0
E364.00-Poles, Towers, and Fixtures | 2009-10-01 | Non-unitized | 417 DOGWOOD TRL 42367 | KY | 0 | 0 | 0 | 0
E364.00-Poles, Towers, and Fixtures | 2009-04-01 | Non-unitized | 1516238 | KY | 0 | 0 | 0
E364.00-Poles, Towers, and Fixtures | 2008-05-01 | Non-unitized | 496 MASONIC DR 42323 | KY | 0 | 0 | 0
E364.00-Poles, Towers, and Fixtures | 2009-10-01 | Non-unitized | 2201 W PARK RD. 42701 | KY | 0 | 0 | 0 | 0
E364.00-Poles, Towers, and Fixtures | 2009-10-01 | Non-unitized | CITIZENS BLVD | KY | 0 | 0 | 0
E364.00-Poles, Towers, and Fixtures | 2009-01-01 | Non-unitized | EPPERSON HOLLOW RD | KY | 0 | 0 | 0
E364.00-Poles, Towers, and Fixtures | 2009-10-01 | Non-unitized | 1579 BOND PK 40379 | KY | 0 | 0 | 0 | 0
E364.00-Poles, Towers, and Fixtures | 2009-10-01 | Non-unitized | E BROADWAY ST | KY | 0 | 0 | 0 | 0
E364.00-Poles, Towers, and Fixtures | 2009-07-01 | Non-unitized | 830 OLD MT EDEN RD 40065 | KY | 0 | 0 | 0
E364.00-Poles, Towers, and Fixtures | 2008-05-01 | Non-unitized | 1178255 | KY | 0 | 0 | 0
E364.00-Poles, Towers, and Fixtures | 2010-01-01 | Non-unitized | MAIN ST | KY | 0 | 0 | 0
E364.00-Poles, Towers, and Fixtures | 2010-01-01 | Non-unitized | 1063 MAIN ST 42765 | KY | 0 | 0 | 0 | 0
E364.00-Poles, Towers, and Fixtures | 2010-01-01 | Non-unitized | 1264 E NEW CIRCLE RD 40505 | KY | 0 | 0 | 0 | 0
E364.00-Poles, Towers, and Fixtures | 2010-01-01 | Non-unitized | 3622 FRANKFORT RD | KY | 0 | 0 | 0 | 0
E364.00-Poles, Towers, and Fixtures | 2010-02-01 | Non-unitized | 1101 ALEXANDRIA DR FG 2 40510 | KY | 0 | 0 | 0 | 0
E364.00-Poles, Towers, and Fixtures | 2010-02-01 | Non-unitized | 314 QUARRY RD 42754 | KY | 0 | 0 | 0 | 0
E364.00-Poles, Towers, and Fixtures | 2010-01-01 | Non-unitized | 3840 CLIFTON RD FG-46 | KY | 0 | 0 | 0
E364.00-Poles, Towers, and Fixtures | 2010-01-01 | Non-unitized | SMITH RD 41007 | KY | 0 | 0 | 0 | 0
E364.00-Poles, Towers, and Fixtures | 2010-01-01 | Non-unitized | 816 N MORGAN ST 42437 | KY | 0 | 0 | 0 | 0
E364.00-Poles, Towers, and Fixtures | 2010-01-01 | Non-unitized | 247 STATIC RD 40361 | KY | 0 | 0 | 0 | 0
E364.00-Poles, Towers, and Fixtures | 2010-01-01 | Non-unitized | 2150 GEORGETOWN RD 40361 | KY | 0 | 0 | 0 | 0
E364.00-Poles, Towers, and Fixtures | 2010-01-01 | Non-unitized | 573 ANNISTON DR | KY | 0 | 0 | 0 | 0
E364.00-Poles, Towers, and Fixtures | 2010-01-01 | Non-unitized | STATE HWY 91 42064 | KY | 0 | 0 | 0
E364.00-Poles, Towers, and Fixtures | 2010-01-01 | Non-unitized | CREEKVALE LOT 90 | KY | 0 | 0 | 0 | 0
E364.00-Poles, Towers, and Fixtures | 2010-01-01 | Non-unitized | 12750 US HWY 431 42357 | KY | 0 | 0 | 0 | 0
E364.00-Poles, Towers, and Fixtures | 2010-02-01 | Non-unitized | BOONE STATION RD | KY | 0 | 0 | 0 | 0
E364.00-Poles, Towers, and Fixtures | 2010-01-01 | Non-unitized | MEANS DR 40356 | KY | 0 | 0 | 0 | 0
E364.00-Poles, Towers, and Fixtures | 2010-01-01 | Non-unitized | RDDD256UG-Rep Def Equip-UG-Shelbyville | KY | 0 | 0 | 0 | 0
E364.00-Poles, Towers, and Fixtures | 2009-07-01 | POLE WOOD 45 FT (DIST) | POLE WOOD 45 FT (00007) | KY | 4 | 3505.68 | 876.42
E364.00-Poles, Towers, and Fixtures | 2010-02-01 | Non-unitized | RUSSELL CREEK ROAD 24283 | KY | 0 | 0 | 0 | 0
E364.00-Poles, Towers, and Fixtures | 2010-01-01 | Non-unitized | HIGHWAY 300 AND HIGHWAY 34//IN TH 88888 | KY | 0 | 0 | 0 | 0
E364.00-Poles, Towers, and Fixtures | 2010-01-01 | Non-unitized | 12408 STAFFORD RD 24230 | KY | 0 | 0 | 0 | 0
E364.00-Poles, Towers, and Fixtures | 2010-01-13 | Non-unitized | Fourmile Reconductor 140 | KY | 0 | 0 | 0 | 0
E364.00-Poles, Towers, and Fixtures | 2010-01-01 | Non-unitized | U. S. HWY. 62 42721 | KY | 0 | 0 | 0 | 0
E364.00-Poles, Towers, and Fixtures | 2010-01-01 | Non-unitized | 1984 IVAN BROWN RD 42350 | KY | 0 | 0 | 0
E364.00-Poles, Towers, and Fixtures | 2010-01-01 | Non-unitized | 59 William Marsee Rd 40965 | KY | 0 | 0 | 0 | 0
E364.00-Poles, Towers, and Fixtures | 2010-01-01 | Non-unitized | 1672 E HIGHWAY 70 40439 | KY | 0 | 0 | 0 | 0
E364.00-Poles, Towers, and Fixtures | 2010-02-28 | POLE WOOD 45 FT (DIST) | POLE WOOD 45 FT (00007) | KY | 2 | 3425.74 | 1712.87
E364.00-Poles, Towers, and Fixtures | 2010-01-01 | Non-unitized | W SHORT ST | KY | 0 | 0 | 0 | 0
E364.00-Poles, Towers, and Fixtures | 2010-01-01 | Non-unitized | E BROADWAY ST | KY | 0 | 0 | 0 | 0
E364.00-Poles, Towers, and Fixtures | 2010-03-18 | POLE WOOD 30 FT (DIST) | POLE WOOD 30 FT (00004) | KY | 11 | 9473.52 | 861.2291
E364.00-Poles, Towers, and Fixtures | 2010-01-01 | Non-unitized | 200 HAMPTON CT OFFICE 41031 | KY | 0 | 0 | 0 | 0
E364.00-Poles, Towers, and Fixtures | 2010-01-01 | Non-unitized | 1438655 | KY | 0 | 0 | 0 | 0
E364.00-Poles, Towers, and Fixtures | 2010-03-03 | GUY | GUY (00070) | KY | 9 | -26490.61 | -2943.4011
E364.00-Poles, Towers, and Fixtures | 2010-01-01 | Non-unitized | RDPOLE366-Pole repair/replacement 366 | KY | 0 | 0 | 0 | 0
E364.00-Poles, Towers, and Fixtures | 2010-01-01 | Non-unitized | W DEPOT ST 42031 | KY | 0 | 0 | 0
E364.00-Poles, Towers, and Fixtures | 2010-01-01 | Non-unitized | 5282 CHARLESTON RD | KY | 0 | 0 | 0
E364.00-Poles, Towers, and Fixtures | 2009-08-01 | Non-unitized | AIRPORT RD | KY | 0 | 0 | 0
E364.00-Poles, Towers, and Fixtures | 2010-01-01 | Non-unitized | STLT246-STREET LIGHTING 246 | KY | 0 | 0 | 0 | 0
E364.00-Poles, Towers, and Fixtures | 2010-01-01 | Non-unitized | 22 HAMMONDS RD 42055 | KY | 0 | 0 | 0 | 0
E364.00-Poles, Towers, and Fixtures | 2010-01-01 | Non-unitized | BARBOURVILLE RD | KY | 0 | 0 | 0 | 0
E364.00-Poles, Towers, and Fixtures | 2010-01-01 | Non-unitized | US HWY 641 42038 | KY | 0 | 0 | 0 | 0
E364.00-Poles, Towers, and Fixtures | 2010-01-01 | Non-unitized | CITY 40873 | KY | 0 | 0 | 0 | 0
E364.00-Poles, Towers, and Fixtures | 2010-01-01 | Non-unitized | STLT416-STREET LIGHTING 416 | KY | 7 | 0 | 0 | 0
E364.00-Poles, Towers, and Fixtures | 2010-01-01 | Non-unitized | 2264 LIBERTY RD | KY | 0 | 0 | 0 | 0
E364.00-Poles, Towers, and Fixtures | 2010-01-01 | Non-unitized | 4230 ROCKY BRANCH 40601 | KY | 0 | 0 | 0 | 0
E364.00-Poles, Towers, and Fixtures | 2010-01-01 | Non-unitized | 371 HILL N DALE RD 40503 | KY | 0 | 0 | 0 | 0
E364.00-Poles, Towers, and Fixtures | 2010-01-01 | Non-unitized | 1619935 | KY | 0 | 0 | 0 | 0
E364.00-Poles, Towers, and Fixtures | 2010-02-01 | Non-unitized | 1685 LEXINGTON RD | KY | 0 | 0 | 0 | 0
E364.00-Poles, Towers, and Fixtures | 2010-01-01 | Non-unitized | 222 DOE RUN LN 40391 | KY | 0 | 0 | 0 | 0
E364.00-Poles, Towers, and Fixtures | 2010-02-26 | POLE WOOD 50 FT (DIST) | POLE WOOD 50 FT (00008) | KY | 46 | 66981.09 | 1456.1107 | 0
E364.00-Poles, Towers, and Fixtures | 2008-05-01 | Non-unitized | 3684 POLO CLUB BLV 40509 | KY | 0 | 0 | 0
E364.00-Poles, Towers, and Fixtures | 2010-01-01 | Non-unitized | HWY 638 COMMUNITY BUILDING | KY | 0 | 0 | 0 | 0
E364.00-Poles, Towers, and Fixtures | 2010-02-01 | Non-unitized | 1819 EWING RD 41039 | KY | 0 | 0 | 0 | 0
E364.00-Poles, Towers, and Fixtures | 2010-02-01 | Non-unitized | 483 FROSTY RD 24230 | KY | 0 | 0 | 0 | 0
E364.00-Poles, Towers, and Fixtures | 2009-12-02 | POLE WOOD 45 FT (DIST) | POLE WOOD 45 FT (00007) | KY | 2 | 3500.56 | 1750.28 | 0
E364.00-Poles, Towers, and Fixtures | 1994-12-31 | POLE WOOD 60 FT (DIST) | POLE WOOD 40 FT | KY | 25 | 19675.53 | 787.0212
E364.00-Poles, Towers, and Fixtures | 1981-01-01 | POLE WOOD 35 FT (DIST) | POLE WOOD 35 FT | KY | 958 | 188728.44 | 197.0025 | 0
E364.00-Poles, Towers, and Fixtures | 1995-01-01 | POLE WOOD 35 FT (DIST) | POLE WOOD 35 FT (DIST) | KY | 1127 | 420765.33 | 373.3499 | 0
E364.00-Poles, Towers, and Fixtures | 1998-01-01 | POLE WOOD 35 FT (DIST) | POLE WOOD 35 FT (DIST) | KY | 887 | 397151.94 | 447.7474 | 0
E364.00-Poles, Towers, and Fixtures | 2008-05-01 | Non-unitized | 2843 US HIGHWAY 27 N | KY | 0 | 0 | 0
E364.00-Poles, Towers, and Fixtures | 2008-09-24 | Non-unitized | OCEDA 600 Amp U.G. | KY | 0 | 0 | 0 | 0
E364.00-Poles, Towers, and Fixtures | 2010-02-01 | Non-unitized | CARLISLE | KY | 0 | 0 | 0 | 0
E364.00-Poles, Towers, and Fixtures | 2010-02-01 | Non-unitized | 863 GRAYS BRANCH RD 40829 | KY | 0 | 0 | 0 | 0
E364.00-Poles, Towers, and Fixtures | 2010-02-01 | Non-unitized | 6700 POWERSVILLE HARRISON ROAD 41004 | KY | 0 | 0 | 0 | 0
E364.00-Poles, Towers, and Fixtures | 2010-04-01 | Non-unitized | 401 E ARCADIA AVE 42408 | KY | 0 | 0 | 0 | 0
E364.00-Poles, Towers, and Fixtures | 2010-04-01 | Non-unitized | 2776 STATE ROUTE 270 W 42404 | KY | 0 | 0 | 0 | 0
E364.00-Poles, Towers, and Fixtures | 2010-04-01 | Non-unitized | 220 FOURTH ST 41002 | KY | 0 | 0 | 0 | 0
E364.00-Poles, Towers, and Fixtures | 2010-01-01 | Non-unitized | 4339 NEW VINE LN 40510 | KY | 0 | 0 | 0 | 0
E364.00-Poles, Towers, and Fixtures | 2010-04-01 | Non-unitized | 14397 HWY 25E | KY | 0 | 0 | 0 | 0
E364.00-Poles, Towers, and Fixtures | 2010-04-01 | Non-unitized | 3281 DOVER-MINERVA RD 41034 | KY | 0 | 0 | 0 | 0
E364.00-Poles, Towers, and Fixtures | 2010-04-01 | Non-unitized | RIVERPORT RD 42420 | KY | 0 | 0 | 0 | 0
E364.00-Poles, Towers, and Fixtures | 2010-04-01 | Non-unitized | 132 MODOC AVE 24293 | KY | 0 | 0 | 0 | 0
E364.00-Poles, Towers, and Fixtures | 2010-02-01 | Non-unitized | 2130 TRADE CENTER DR 40509 | KY | 0 | 0 | 0 | 0
E364.00-Poles, Towers, and Fixtures | 2010-04-01 | Non-unitized | 3427 GEORGETOWN RD | KY | 0 | 0 | 0 | 0
E364.00-Poles, Towers, and Fixtures | 1967-01-01 | POLE WOOD 80 FT (DIST) | MP1967 Poles, Towers, and Fixtures | KY | 0 | 0 | 0
E364.00-Poles, Towers, and Fixtures | 1986-01-01 | POLE WOOD 80 FT (DIST) | MP1986 Poles, Towers, and Fixtures | KY | 0 | 0 | 0
E364.00-Poles, Towers, and Fixtures | 2010-02-01 | Non-unitized | 775 E Wood Avenue 24219 | KY | 0 | 0 | 0 | 0
E364.00-Poles, Towers, and Fixtures | 2010-04-01 | Non-unitized | 5295 HWY 42 W 40006 | KY | 0 | 0 | 0 | 0
E364.00-Poles, Towers, and Fixtures | 2010-04-01 | Non-unitized | 724 WESTLAND DR 40504 | KY | 0 | 0 | 0 | 0
E364.00-Poles, Towers, and Fixtures | 1995-01-01 | POLE WOOD 55 FT (DIST) | POLE WOOD 55 FT (DIST) | KY | 91 | 72115.31 | 792.4759 | 0
E364.00-Poles, Towers, and Fixtures | 2010-04-01 | Non-unitized | 4990 GEORGETOWN RD 40601 | KY | 0 | 0 | 0 | 0
E364.00-Poles, Towers, and Fixtures | 2010-04-01 | Non-unitized | MC CLELLAN MEADE RD 24230 | KY | 0 | 0 | 0 | 0
E364.00-Poles, Towers, and Fixtures | 2010-04-01 | Non-unitized | 563 HUNTER HOLLOW RD 40977 | KY | 0 | 0 | 0 | 0
E364.00-Poles, Towers, and Fixtures | 2010-04-01 | Non-unitized | BEVE COTTON RD | KY | 0 | 0 | 0 | 0
E364.00-Poles, Towers, and Fixtures | 2009-07-29 | POLE WOOD 50 FT (DIST) | POLE WOOD 50 FT (00008) | KY | 1 | 1288.68 | 1288.68 | 0
E364.00-Poles, Towers, and Fixtures | 2010-04-30 | POLE WOOD 50 FT (DIST) | POLE WOOD 50 FT (00008) | KY | 37 | 103043.87 | 2784.9695 | 0
E364.00-Poles, Towers, and Fixtures | 2010-01-01 | Non-unitized | NBSV366OH-New Elect Serv-Ovhd-Maysville | KY | 1 | 0 | 0 | 0
E364.00-Poles, Towers, and Fixtures | 2010-07-01 | POLE WOOD 40 FT (DIST) | POLE WOOD 40 FT (00006) | KY | 17 | 61896.78 | 3640.9871 | 0
E364.00-Poles, Towers, and Fixtures | 2010-04-01 | POLE WOOD 40 FT (DIST) | POLE WOOD 40 FT (00006) | KY | 23 | 43864.28 | 1907.1426 | 0
E364.00-Poles, Towers, and Fixtures | 2009-11-01 | Non-unitized | 50 CHURCH ST | KY | 0 | 0 | 0
E364.00-Poles, Towers, and Fixtures | 2009-01-01 | Non-unitized | 425 MILLION LN. | KY | 0 | 0 | 0
E364.00-Poles, Towers, and Fixtures | 2010-01-01 | Non-unitized | 358 PLEASUREVILLE RD 40057 | KY | 0 | 0 | 0
E364.00-Poles, Towers, and Fixtures | 1971-01-01 | POLE WOOD 20 FT (DIST) | POLE WOOD 20 FT (DIST) | KY | 2 | 101.6 | 50.8
E364.00-Poles, Towers, and Fixtures | 1964-01-01 | POLE WOOD 70 FT (DIST) | MP1964 Poles, Towers, and Fixtures | KY | 0 | 0 | 0 | 0
E364.00-Poles, Towers, and Fixtures | 1962-01-01 | CROSS ARMS | MP1962 Poles, Towers, and Fixtures | KY | 14 | 0 | 0
E364.00-Poles, Towers, and Fixtures | 1969-01-01 | PLATFORM | MP1969 Poles, Towers, and Fixtures | KY | 0 | 0 | 0
E364.00-Poles, Towers, and Fixtures | 1963-01-01 | POLE WOOD 65 FT (DIST) | POLE WOOD 65 FT | KY | 2 | 1258.45 | 629.225 | 0
E364.00-Poles, Towers, and Fixtures | 1996-01-01 | POLE WOOD 75 FT (DIST) | POLE WOOD 75 FT (DIST) | KY | 1 | 2888.7 | 2888.7
E364.00-Poles, Towers, and Fixtures | 1991-01-01 | POLE WOOD 90 FT (DIST) | POLE WOOD 90 FT (DIST) | KY | 1 | 1200.65 | 1200.65
E364.00-Poles, Towers, and Fixtures | 1950-01-01 | PLATFORM | MP1950 Poles, Towers, and Fixtures | KY | 0 | 0 | 0
E364.00-Poles, Towers, and Fixtures | 1971-01-01 | POLE WOOD 65 FT (DIST) | POLE WOOD 65 FT | KY | 6 | 1741.95 | 290.325 | 0
E364.00-Poles, Towers, and Fixtures | 1980-01-01 | POLE WOOD 65 FT (DIST) | POLE WOOD 65 FT | KY | 3 | 2392.87 | 797.6233
E364.00-Poles, Towers, and Fixtures | 1993-01-01 | CROSS ARMS | MP1993 Poles, Towers, and Fixtures | KY | 10 | 0 | 0
E364.00-Poles, Towers, and Fixtures | 1987-01-01 | POLE WOOD 50 FT (DIST) | POLE WOOD 50 FT (DIST) | KY | 137 | 79137.83 | 577.6484 | 0
E364.00-Poles, Towers, and Fixtures | 1970-01-01 | POLE WOOD 25 FT (DIST) | POLE WOOD 25 FT (DIST) | KY | 8 | 284.42 | 35.5525
E364.00-Poles, Towers, and Fixtures | 1984-01-01 | POLE WOOD 25 FT (DIST) | POLE WOOD 25 FT (DIST) | KY | 3 | 387.47 | 129.1567
E364.00-Poles, Towers, and Fixtures | 1986-01-01 | POLE WOOD 60 FT (DIST) | POLE WOOD 60 FT (DIST) | KY | 19 | 17476.1 | 919.7947
E364.00-Poles, Towers, and Fixtures | 1970-01-01 | POLE WOOD 65 FT (DIST) | POLE WOOD 65 FT | KY | 2 | 726.58 | 363.29 | 0
E364.00-Poles, Towers, and Fixtures | 1991-01-01 | POLE WOOD 55 FT (DIST) | POLE WOOD 55 FT (DIST) | KY | 28 | 23412.06 | 836.145 | 0
E364.00-Poles, Towers, and Fixtures | 1974-01-01 | PLATFORM | MP1974 Poles, Towers, and Fixtures | KY | 0 | 0 | 0
E364.00-Poles, Towers, and Fixtures | 1986-01-01 | POLE WOOD 65 FT (DIST) | POLE WOOD 65 FT | KY | 4 | 5254.19 | 1313.5475 | 0
E364.00-Poles, Towers, and Fixtures | 2008-05-01 | Non-unitized | 1157814 | KY | 0 | 0 | 0 | 0
E364.00-Poles, Towers, and Fixtures | 2008-05-01 | Non-unitized | 1353685 | KY | 0 | 0 | 0
E364.00-Poles, Towers, and Fixtures | 2008-05-01 | Non-unitized | 1144728 | KY | 0 | 0 | 0
E364.00-Poles, Towers, and Fixtures | 2008-05-01 | Non-unitized | LACLEDE AVE | KY | 0 | 0 | 0
E364.00-Poles, Towers, and Fixtures | 2008-05-01 | Non-unitized | 2178 RIVER RD 40036 | KY | 0 | 0 | 0 | 0
E364.00-Poles, Towers, and Fixtures | 2008-05-01 | Non-unitized | MEDICAL PARK DRIVE 3 41056 | KY | 0 | 0 | 0 | 0
E364.00-Poles, Towers, and Fixtures | 2008-05-01 | Non-unitized | 305 N MAPLE 40031 | KY | 0 | 0 | 0 | 0
E364.00-Poles, Towers, and Fixtures | 2008-05-01 | Non-unitized | 1247727 | KY | 0 | 0 | 0
E364.00-Poles, Towers, and Fixtures | 2008-05-01 | Non-unitized | COUNTRY HILL DR | KY | 0 | 0 | 0 | 0
E364.00-Poles, Towers, and Fixtures | 2008-05-01 | Non-unitized | US HWY 62 42445 | KY | 0 | 0 | 0
E364.00-Poles, Towers, and Fixtures | 2008-05-01 | Non-unitized | BRENNTAG ROAD | KY | 0 | 0 | 0
E364.00-Poles, Towers, and Fixtures | 2008-05-01 | Non-unitized | 1157966 | KY | 0 | 0 | 0
E364.00-Poles, Towers, and Fixtures | 2008-05-01 | Non-unitized | 1065416 | KY | 0 | 0 | 0
E364.00-Poles, Towers, and Fixtures | 2008-05-01 | Non-unitized | 1291006 | KY | 0 | 0 | 0 | 0
E364.00-Poles, Towers, and Fixtures | 2008-05-01 | Non-unitized | 4242 POINDEXTER RD 41031 | KY | 0 | 0 | 0 | 0
E364.00-Poles, Towers, and Fixtures | 2008-05-01 | Non-unitized | GLENEAGLES WAY | KY | 0 | 0 | 0 | 0
E364.00-Poles, Towers, and Fixtures | 2008-05-01 | Non-unitized | 130 MCFARLAND LN 40337 | KY | 0 | 0 | 0 | 0
E364.00-Poles, Towers, and Fixtures | 2008-05-01 | Non-unitized | 1074684 | KY | 0 | 0 | 0 | 0
E364.00-Poles, Towers, and Fixtures | 2008-05-01 | Non-unitized | 1176284 | KY | 0 | 0 | 0
E364.00-Poles, Towers, and Fixtures | 2008-05-01 | Non-unitized | KIRKWOOD ROAD | KY | 0 | 0 | 0
E364.00-Poles, Towers, and Fixtures | 2008-05-01 | Non-unitized | 101 COLLINS PATH 40324 | KY | 0 | 0 | 0 | 0
E364.00-Poles, Towers, and Fixtures | 2008-05-01 | Non-unitized | 1196425 | KY | 0 | 0 | 0 | 0
E364.00-Poles, Towers, and Fixtures | 2008-05-01 | Non-unitized | 616 S WALACE WILKINSON BLV 42539 | KY | 0 | 0 | 0
E364.00-Poles, Towers, and Fixtures | 2008-05-01 | Non-unitized | 748 W MAIN | KY | 0 | 0 | 0
E364.00-Poles, Towers, and Fixtures | 2008-05-01 | Non-unitized | 40 DR PARKER LN TRL 40734 | KY | 0 | 0 | 0 | 0
E364.00-Poles, Towers, and Fixtures | 2008-05-01 | Non-unitized | 3705 S HWY 53 | KY | 0 | 0 | 0 | 0
E364.00-Poles, Towers, and Fixtures | 2008-05-01 | Non-unitized | 1156605 | KY | 0 | 0 | 0
E364.00-Poles, Towers, and Fixtures | 2008-05-01 | Non-unitized | 4585 CANE RUN ROAD 40069 | KY | 0 | 0 | 0 | 0
E364.00-Poles, Towers, and Fixtures | 2008-05-01 | Non-unitized | 169 JONES LANE | KY | 0 | 0 | 0 | 0
E364.00-Poles, Towers, and Fixtures | 2008-05-01 | Non-unitized | TAYLORSVILLE RD | KY | 0 | 0 | 0 | 0
E364.00-Poles, Towers, and Fixtures | 2008-05-01 | Non-unitized | BEREA RD | KY | 0 | 0 | 0
E364.00-Poles, Towers, and Fixtures | 2008-05-01 | Non-unitized | ST MARY RD | KY | 0 | 0 | 0 | 0
E364.00-Poles, Towers, and Fixtures | 2008-05-01 | Non-unitized | WEIR RD | KY | 0 | 0 | 0
E364.00-Poles, Towers, and Fixtures | 2008-05-01 | Non-unitized | 108 BAY VIEW DR 40475 | KY | 0 | 0 | 0 | 0
E364.00-Poles, Towers, and Fixtures | 2008-05-01 | Non-unitized | 101 E LYNN ST TSE 40324 | KY | 0 | 0 | 0 | 0
E364.00-Poles, Towers, and Fixtures | 2008-05-01 | Non-unitized | INDUSTRY | KY | 0 | 0 | 0
E364.00-Poles, Towers, and Fixtures | 2008-05-01 | Non-unitized | MARY HELEN RD | KY | 0 | 0 | 0
E364.00-Poles, Towers, and Fixtures | 2008-05-01 | Non-unitized | KY. 335 42749 | KY | 0 | 0 | 0
E364.00-Poles, Towers, and Fixtures | 2008-05-01 | Non-unitized | 1925 SWEET OWEN RD 40359 | KY | 0 | 0 | 0
E364.00-Poles, Towers, and Fixtures | 2008-05-01 | Non-unitized | 3594 S. LAUREL RD. | KY | 0 | 0 | 0
E364.00-Poles, Towers, and Fixtures | 2008-05-01 | Non-unitized | 607 MAPLE LN TEMP 42330 | KY | 0 | 0 | 0
E364.00-Poles, Towers, and Fixtures | 2008-05-01 | Non-unitized | 1237288 | KY | 0 | 0 | 0
E364.00-Poles, Towers, and Fixtures | 2008-05-01 | Non-unitized | 856936 | KY | 0 | 0 | 0
E364.00-Poles, Towers, and Fixtures | 2008-05-01 | Non-unitized | 67 PIPER LN 42345 | KY | 0 | 0 | 0
E364.00-Poles, Towers, and Fixtures | 2008-05-01 | Non-unitized | 970 MITCHELLSBURG RD 40468 | KY | 0 | 0 | 0 | 0
E364.00-Poles, Towers, and Fixtures | 2008-05-01 | Non-unitized | 10800 HIGHWAY 52 W 40461 | KY | 0 | 0 | 0 | 0
E364.00-Poles, Towers, and Fixtures | 2008-05-01 | Non-unitized | 3550 LEXINGTON RD | KY | 0 | 0 | 0 | 0
E364.00-Poles, Towers, and Fixtures | 2008-05-01 | Non-unitized | 422 ANGLIANA AVE 40508 | KY | 0 | 0 | 0 | 0
E364.00-Poles, Towers, and Fixtures | 2008-05-01 | Non-unitized | 3120 US 60 W 40351 | KY | 0 | 0 | 0
E364.00-Poles, Towers, and Fixtures | 2008-05-01 | Non-unitized | 1353035 | KY | 0 | 0 | 0 | 0
E364.00-Poles, Towers, and Fixtures | 2008-05-01 | Non-unitized | 611 N MAIN ST | KY | 0 | 0 | 0
E364.00-Poles, Towers, and Fixtures | 2008-05-01 | Non-unitized | 1073546 | KY | 0 | 0 | 0 | 0
E364.00-Poles, Towers, and Fixtures | 2008-05-01 | Non-unitized | 212 MCILVAIN BLV 41031 | KY | 0 | 0 | 0 | 0
E364.00-Poles, Towers, and Fixtures | 2008-05-01 | Non-unitized | SIX MILE CREEK 40036 | KY | 0 | 0 | 0
E364.00-Poles, Towers, and Fixtures | 2008-05-01 | Non-unitized | 1452607 | KY | 0 | 0 | 0
E364.00-Poles, Towers, and Fixtures | 2008-05-01 | Non-unitized | 310 RING RD 42701 | KY | 0 | 0 | 0
E364.00-Poles, Towers, and Fixtures | 2008-05-01 | Non-unitized | BAXTER | KY | 0 | 0 | 0
E364.00-Poles, Towers, and Fixtures | 2008-05-01 | Non-unitized | LOVALL LN LT 72 40065 | KY | 0 | 0 | 0 | 0
E364.00-Poles, Towers, and Fixtures | 2008-05-01 | Non-unitized | 1118 WISEMANTOWN RD | KY | 0 | 0 | 0 | 0
E364.00-Poles, Towers, and Fixtures | 2008-05-01 | Non-unitized | 104 CENTRAL CT 40475 | KY | 0 | 0 | 0 | 0
E364.00-Poles, Towers, and Fixtures | 2008-05-01 | Non-unitized | 1226214 | KY | 0 | 0 | 0
E364.00-Poles, Towers, and Fixtures | 2008-05-01 | Non-unitized | JACKBORO ST | KY | 0 | 0 | 0
E364.00-Poles, Towers, and Fixtures | 2008-05-01 | Non-unitized | 1169535 | KY | 0 | 0 | 0
E364.00-Poles, Towers, and Fixtures | 2008-05-01 | Non-unitized | 1158779 | KY | 0 | 0 | 0
E364.00-Poles, Towers, and Fixtures | 2008-05-01 | Non-unitized | 1405 S IRVINE RD 40336 | KY | 0 | 0 | 0 | 0
E364.00-Poles, Towers, and Fixtures | 2008-05-01 | Non-unitized | 127 JESSE SMALL LN 42320 | KY | 0 | 0 | 0
E364.00-Poles, Towers, and Fixtures | 2008-05-01 | Non-unitized | 1138580 | KY | 0 | 0 | 0
E364.00-Poles, Towers, and Fixtures | 2008-05-01 | Non-unitized | 1242185 | KY | 0 | 0 | 0
E364.00-Poles, Towers, and Fixtures | 2008-05-01 | Non-unitized | 138 HOLLY ST 40475 | KY | 0 | 0 | 0
E364.00-Poles, Towers, and Fixtures | 2008-05-01 | Non-unitized | 500 E UNION ST 42765 | KY | 0 | 0 | 0
E364.00-Poles, Towers, and Fixtures | 2008-05-01 | Non-unitized | 1075474 | KY | 0 | 0 | 0 | 0
E364.00-Poles, Towers, and Fixtures | 2008-05-01 | Non-unitized | 1094264 | KY | 0 | 0 | 0
E364.00-Poles, Towers, and Fixtures | 2008-05-01 | Non-unitized | VALLEY VIEW DR 40175 | KY | 0 | 0 | 0 | 0
E364.00-Poles, Towers, and Fixtures | 2008-05-01 | Non-unitized | 1333 STATE RTE 1380 42345 | KY | 0 | 0 | 0 | 0
E364.00-Poles, Towers, and Fixtures | 2008-05-01 | Non-unitized | 212 DANVILLE ST 40444 | KY | 0 | 0 | 0 | 0
E364.00-Poles, Towers, and Fixtures | 2008-05-01 | Non-unitized | KEITH RD LT 24TSE 42748 | KY | 0 | 0 | 0 | 0
E364.00-Poles, Towers, and Fixtures | 2008-05-01 | Non-unitized | 114 BROOK ST 42701 | KY | 0 | 0 | 0 | 0
E364.00-Poles, Towers, and Fixtures | 2008-05-01 | Non-unitized | 1102384 | KY | 0 | 0 | 0 | 0
E364.00-Poles, Towers, and Fixtures | 2008-05-01 | Non-unitized | 314-A WYATT STREET | KY | 0 | 0 | 0 | 0
E364.00-Poles, Towers, and Fixtures | 2008-05-01 | Non-unitized | 555 CEDAR GROVE RD | KY | 0 | 0 | 0
E364.00-Poles, Towers, and Fixtures | 2008-05-01 | Non-unitized | MAIN ST 41064 | KY | 0 | 0 | 0 | 0
E364.00-Poles, Towers, and Fixtures | 2008-05-01 | Non-unitized | 138 E MAIN ST 40324 | KY | 0 | 0 | 0 | 0
E364.00-Poles, Towers, and Fixtures | 2008-05-01 | Non-unitized | 5210 US 62 41056 | KY | 0 | 0 | 0 | 0
E364.00-Poles, Towers, and Fixtures | 2008-05-01 | Non-unitized | 5170 SLATE LICK RD 40741 | KY | 0 | 0 | 0 | 0
E364.00-Poles, Towers, and Fixtures | 2008-05-01 | Non-unitized | 718 N MAIN ST OFC TRL 40741 | KY | 0 | 0 | 0 | 0
E364.00-Poles, Towers, and Fixtures | 2008-05-01 | Non-unitized | WISEMANTOWN RD LIFT ST1 40336 | KY | 0 | 0 | 0 | 0
E364.00-Poles, Towers, and Fixtures | 2008-05-01 | Non-unitized | 3386 CAMP PLEASANT RD 40601 | KY | 0 | 0 | 0 | 0
E364.00-Poles, Towers, and Fixtures | 2008-05-01 | Non-unitized | CUBAGE 40822 | KY | 0 | 0 | 0 | 0
E364.00-Poles, Towers, and Fixtures | 2008-05-01 | Non-unitized | PINEVILLE RD 40965 | KY | 0 | 0 | 0 | 0
E364.00-Poles, Towers, and Fixtures | 2008-05-01 | Non-unitized | WRIGHT RD TSE 42743 | KY | 0 | 0 | 0 | 0
E364.00-Poles, Towers, and Fixtures | 2008-05-01 | Non-unitized | 733 DUNCAN HILL 40422 | KY | 0 | 0 | 0 | 0
E364.00-Poles, Towers, and Fixtures | 2008-05-01 | Non-unitized | 356 RUFF RD 41043 | KY | 0 | 0 | 0 | 0
E364.00-Poles, Towers, and Fixtures | 2008-05-01 | Non-unitized | 1425 S TOLLIVER ROAD 40351 | KY | 0 | 0 | 0 | 0
E364.00-Poles, Towers, and Fixtures | 2008-05-01 | Non-unitized | 208 LEXINGTON STREET | KY | 0 | 0 | 0 | 0
E364.00-Poles, Towers, and Fixtures | 2008-05-01 | Non-unitized | AMBURGEY RD TEMP SRV 40337 | KY | 0 | 0 | 0 | 0
E364.00-Poles, Towers, and Fixtures | 2008-05-01 | Non-unitized | 1063 BETHEL RIDGE RD 40374 | KY | 0 | 0 | 0 | 0
E364.00-Poles, Towers, and Fixtures | 2008-05-01 | Non-unitized | 535 MAPLE ST 40324 | KY | 0 | 0 | 0 | 0
E364.00-Poles, Towers, and Fixtures | 2008-05-01 | Non-unitized | 275 S LAUREL RD | KY | 0 | 0 | 0 | 0
E364.00-Poles, Towers, and Fixtures | 2008-05-01 | Non-unitized | STATE HWY 38 40801 | KY | 0 | 0 | 0 | 0
E364.00-Poles, Towers, and Fixtures | 2008-05-01 | Non-unitized | 1137527 | KY | 0 | 0 | 0
E364.00-Poles, Towers, and Fixtures | 2008-05-01 | Non-unitized | 178 SHAVERS DR 42325 | KY | 0 | 0 | 0 | 0
E364.00-Poles, Towers, and Fixtures | 2008-05-01 | Non-unitized | TALLNER RD 41002 | KY | 0 | 0 | 0 | 0
E364.00-Poles, Towers, and Fixtures | 2008-05-01 | Non-unitized | STATE HWY 987 | KY | 0 | 0 | 0 | 0
E364.00-Poles, Towers, and Fixtures | 2008-05-01 | Non-unitized | 423 OVERLOOK RD 40371 | KY | 0 | 0 | 0 | 0
E364.00-Poles, Towers, and Fixtures | 2008-05-01 | Non-unitized | 9095 MAIN ST 40337 | KY | 0 | 0 | 0 | 0
E364.00-Poles, Towers, and Fixtures | 2008-05-01 | Non-unitized | 506 MILLERSTOWN RD 42726 | KY | 0 | 0 | 0 | 0
E364.00-Poles, Towers, and Fixtures | 2008-05-01 | Non-unitized | CHARLIE NORRIS RD 40475 | KY | 0 | 0 | 0 | 0
E364.00-Poles, Towers, and Fixtures | 2008-05-01 | Non-unitized | 2024 BUCK LN 40511 | KY | 0 | 0 | 0 | 0
E364.00-Poles, Towers, and Fixtures | 2008-05-01 | Non-unitized | LITTLE CLEAR 40977 | KY | 0 | 0 | 0 | 0
E364.00-Poles, Towers, and Fixtures | 2008-05-01 | Non-unitized | 410 HIGBEE MILL RD 40514 | KY | 0 | 0 | 0 | 0
E364.00-Poles, Towers, and Fixtures | 2008-05-01 | Non-unitized | 616 BOURBON ST. | KY | 0 | 0 | 0 | 0
E364.00-Poles, Towers, and Fixtures | 2008-05-01 | Non-unitized | 1536 KY HWY 519 40313 | KY | 0 | 0 | 0 | 0
E364.00-Poles, Towers, and Fixtures | 2008-05-01 | Non-unitized | 3972 KY # 435 41034 | KY | 0 | 0 | 0 | 0
E364.00-Poles, Towers, and Fixtures | 2008-05-01 | Non-unitized | 558 STATE RT 2584 42330 | KY | 0 | 0 | 0 | 0
E364.00-Poles, Towers, and Fixtures | 2008-05-01 | Non-unitized | 434 N KY 233 DBL WIDE 40734 | KY | 0 | 0 | 0 | 0
E364.00-Poles, Towers, and Fixtures | 2008-05-01 | Non-unitized | 5421 LANCASTER RD 40422 | KY | 0 | 0 | 0 | 0
E364.00-Poles, Towers, and Fixtures | 2008-05-01 | Non-unitized | 3985 COLBY RD 40391 | KY | 0 | 0 | 0 | 0
E364.00-Poles, Towers, and Fixtures | 2008-05-01 | Non-unitized | 400 GREENBRIAR RD | KY | 0 | 0 | 0 | 0
E364.00-Poles, Towers, and Fixtures | 2008-05-01 | Non-unitized | 127 JOYCE ST 40310 | KY | 0 | 0 | 0 | 0
E364.00-Poles, Towers, and Fixtures | 2008-05-01 | Non-unitized | 90 EARL NEELY RD | KY | 0 | 0 | 0 | 0
E364.00-Poles, Towers, and Fixtures | 2008-05-01 | Non-unitized | 143 RIVIERA RD | KY | 0 | 0 | 0 | 0
E364.00-Poles, Towers, and Fixtures | 2008-05-01 | Non-unitized | 1409 CHESTER AVE 40965 | KY | 0 | 0 | 0 | 0
E364.00-Poles, Towers, and Fixtures | 2008-05-01 | Non-unitized | EL DORADO DR 42701 | KY | 0 | 0 | 0 | 0
E364.00-Poles, Towers, and Fixtures | 2008-05-01 | Non-unitized | 325 ROOSEVELT BLVD 40508 | KY | 0 | 0 | 0 | 0
E364.00-Poles, Towers, and Fixtures | 2008-05-01 | Non-unitized | 4094 POWERSVILLE / HARRISON RD 41004 | KY | 0 | 0 | 0 | 0
E364.00-Poles, Towers, and Fixtures | 2008-05-01 | Non-unitized | 1189134 | KY | 0 | 0 | 0
E364.00-Poles, Towers, and Fixtures | 2008-05-01 | Non-unitized | 292 BALDEN LN 40330 | KY | 0 | 0 | 0 | 0
E364.00-Poles, Towers, and Fixtures | 2008-05-01 | Non-unitized | TULLY PAYNE HOLLOW 40456 | KY | 0 | 0 | 0 | 0
E364.00-Poles, Towers, and Fixtures | 2008-05-01 | Non-unitized | SHEPERD 40006 | KY | 0 | 0 | 0 | 0
E364.00-Poles, Towers, and Fixtures | 2008-05-01 | Non-unitized | 3907 LUCAS LN TS 40601 | KY | 0 | 0 | 0 | 0
E364.00-Poles, Towers, and Fixtures | 2008-05-01 | Non-unitized | SYCAMORE STREET 40311 | KY | 0 | 0 | 0
E364.00-Poles, Towers, and Fixtures | 2008-05-01 | Non-unitized | 1058 MOOREFIELD RD TRLR 40311 | KY | 0 | 0 | 0 | 0
E364.00-Poles, Towers, and Fixtures | 2008-05-01 | Non-unitized | HILLTOP | KY | 0 | 0 | 0 | 0
E364.00-Poles, Towers, and Fixtures | 2008-05-01 | Non-unitized | JOSH COX | KY | 0 | 0 | 0 | 0
E364.00-Poles, Towers, and Fixtures | 2008-05-01 | Non-unitized | 2060 BRYANT RD 40509 | KY | 0 | 0 | 0 | 0
E364.00-Poles, Towers, and Fixtures | 2008-05-01 | Non-unitized | SILVER EAGLE DR | KY | 0 | 0 | 0 | 0
E364.00-Poles, Towers, and Fixtures | 2008-05-01 | Non-unitized | 700 BRASHER DR 40390 | KY | 0 | 0 | 0 | 0
E364.00-Poles, Towers, and Fixtures | 2008-05-01 | Non-unitized | 401 4TH ST | KY | 0 | 0 | 0 | 0
E364.00-Poles, Towers, and Fixtures | 2008-05-01 | Non-unitized | 4441 HAYS FORK LN 40475 | KY | 0 | 0 | 0
E364.00-Poles, Towers, and Fixtures | 2008-05-01 | Non-unitized | 1317064 | KY | 0 | 0 | 0 | 0
E364.00-Poles, Towers, and Fixtures | 2008-05-01 | Non-unitized | 220 CLAY VALLEY RD 42037 | KY | 0 | 0 | 0 | 0
E364.00-Poles, Towers, and Fixtures | 2008-05-01 | Non-unitized | OLNEY RD | KY | 0 | 0 | 0 | 0
E364.00-Poles, Towers, and Fixtures | 2008-05-01 | Non-unitized | 8865 SONORA RD POLE BN 42776 | KY | 0 | 0 | 0 | 0
E364.00-Poles, Towers, and Fixtures | 2008-05-01 | Non-unitized | HIGH BRIDGE RD 40390 | KY | 0 | 0 | 0 | 0
E364.00-Poles, Towers, and Fixtures | 2008-05-01 | Non-unitized | 1219884 | KY | 0 | 0 | 0 | 0
E364.00-Poles, Towers, and Fixtures | 2008-05-01 | Non-unitized | 1214275 | KY | 0 | 0 | 0 | 0
E364.00-Poles, Towers, and Fixtures | 2008-05-01 | Non-unitized | 3899 GEORGETOWN RD | KY | 0 | 0 | 0 | 0
E364.00-Poles, Towers, and Fixtures | 2008-05-01 | Non-unitized | 1097384 | KY | 0 | 0 | 0 | 0
E364.00-Poles, Towers, and Fixtures | 2008-05-01 | Non-unitized | 1217374 | KY | 0 | 0 | 0 | 0
E364.00-Poles, Towers, and Fixtures | 2008-05-01 | Non-unitized | GRAYS KNOB CAMP LIFT STA 40829 | KY | 0 | 0 | 0 | 0
E364.00-Poles, Towers, and Fixtures | 2008-05-01 | Non-unitized | 6954 N DIXIE HWY ART SCH 42701 | KY | 0 | 0 | 0 | 0
E364.00-Poles, Towers, and Fixtures | 2008-05-01 | Non-unitized | 1091 GISH RD 42325 | KY | 0 | 0 | 0 | 0
E364.00-Poles, Towers, and Fixtures | 2008-05-01 | Non-unitized | 4010 BUTTERMILK RD TEMP 42453 | KY | 0 | 0 | 0 | 0
E364.00-Poles, Towers, and Fixtures | 2008-05-01 | Non-unitized | HWY 215 40847 | KY | 0 | 0 | 0 | 0
E364.00-Poles, Towers, and Fixtures | 2008-05-01 | Non-unitized | LITTLE TURKEY CK 40977 | KY | 0 | 0 | 0 | 0
E364.00-Poles, Towers, and Fixtures | 2008-05-01 | Non-unitized | 35 BRIAR CREEK RD FARM 40769 | KY | 0 | 0 | 0 | 0
E364.00-Poles, Towers, and Fixtures | 2008-05-01 | Non-unitized | 1637 JAGGIE FOX WAY 40511 | KY | 0 | 0 | 0 | 0
E364.00-Poles, Towers, and Fixtures | 2008-05-01 | Non-unitized | 313 KENNEDY RD 40051 | KY | 0 | 0 | 0 | 0
E364.00-Poles, Towers, and Fixtures | 2008-05-01 | Non-unitized | 2688 Leitchfield Rd | KY | 0 | 0 | 0 | 0
E364.00-Poles, Towers, and Fixtures | 2008-05-01 | Non-unitized | 2398 NICHOLASVILLE RD 40503 | KY | 0 | 0 | 0 | 0
E364.00-Poles, Towers, and Fixtures | 2008-05-01 | Non-unitized | 868 LEXINGTON PIKE 41056 | KY | 0 | 0 | 0 | 0
E364.00-Poles, Towers, and Fixtures | 2008-05-01 | Non-unitized | ODDVILLE AVENUE | KY | 0 | 0 | 0 | 0
E364.00-Poles, Towers, and Fixtures | 2008-05-01 | Non-unitized | 1173316 | KY | 0 | 0 | 0 | 0
E364.00-Poles, Towers, and Fixtures | 2008-05-01 | Non-unitized | 10265 HWY # 159 SOUTH 41006 | KY | 0 | 0 | 0 | 0
E364.00-Poles, Towers, and Fixtures | 2008-05-01 | Non-unitized | 1093974 | KY | 0 | 0 | 0 | 0
E364.00-Poles, Towers, and Fixtures | 2008-05-01 | Non-unitized | WILLIAMS BR 40977 | KY | 0 | 0 | 0 | 0
E364.00-Poles, Towers, and Fixtures | 2008-05-01 | Non-unitized | THIRD AND DUKE ST | KY | 0 | 0 | 0 | 0
E364.00-Poles, Towers, and Fixtures | 2008-05-01 | Non-unitized | 1084304 | KY | 0 | 0 | 0 | 0
E364.00-Poles, Towers, and Fixtures | 2008-05-01 | Non-unitized | 179/189 WALL MART WAY 41056 | KY | 0 | 0 | 0 | 0
E364.00-Poles, Towers, and Fixtures | 2008-05-01 | Non-unitized | 1183484 | KY | 0 | 0 | 0 | 0
E364.00-Poles, Towers, and Fixtures | 2008-05-01 | Non-unitized | 200 WOODLAKE RD 40347 | KY | 0 | 0 | 0 | 0
E364.00-Poles, Towers, and Fixtures | 2008-05-01 | Non-unitized | 120 DEERFIELD LN-LOT 7 | KY | 0 | 0 | 0 | 0
E364.00-Poles, Towers, and Fixtures | 2008-05-01 | Non-unitized | JARVIS AVE | KY | 0 | 0 | 0 | 0
E364.00-Poles, Towers, and Fixtures | 2008-05-01 | Non-unitized | 1192987 | KY | 0 | 0 | 0 | 0
E364.00-Poles, Towers, and Fixtures | 2008-05-01 | Non-unitized | 1254074 | KY | 0 | 0 | 0 | 0
E364.00-Poles, Towers, and Fixtures | 2008-05-01 | Non-unitized | CHERRYWOOD DR | KY | 0 | 0 | 0 | 0
E364.00-Poles, Towers, and Fixtures | 2008-05-01 | Non-unitized | 709 E MAIN ST Y BLDG 40390 | KY | 0 | 0 | 0 | 0
E364.00-Poles, Towers, and Fixtures | 2008-05-01 | Non-unitized | 635 N LAUREL RD SUITE 1 40744 | KY | 0 | 0 | 0 | 0
E364.00-Poles, Towers, and Fixtures | 2008-05-01 | Non-unitized | KENTUCKY HOLLOW RD TRL 1 | KY | 0 | 0 | 0 | 0
E364.00-Poles, Towers, and Fixtures | 2008-05-01 | Non-unitized | 1188434 | KY | 0 | 0 | 0 | 0
E364.00-Poles, Towers, and Fixtures | 2008-05-01 | Non-unitized | willams st | KY | 0 | 0 | 0 | 0
E364.00-Poles, Towers, and Fixtures | 2008-05-01 | Non-unitized | 153 MONK SPRINGS RD TSE 42629 | KY | 0 | 0 | 0 | 0
E364.00-Poles, Towers, and Fixtures | 2008-05-01 | Non-unitized | CLARK STATION RD. 40022 | KY | 0 | 0 | 0 | 0
E364.00-Poles, Towers, and Fixtures | 2008-05-01 | Non-unitized | MELVIN HILL - HWY 2392 | KY | 0 | 0 | 0 | 0
E364.00-Poles, Towers, and Fixtures | 2008-05-01 | Non-unitized | SHIRLEY BLVD 40175 | KY | 0 | 0 | 0 | 0
E364.00-Poles, Towers, and Fixtures | 2008-05-01 | Non-unitized | 1090906 | KY | 0 | 0 | 0 | 0
E364.00-Poles, Towers, and Fixtures | 2008-05-01 | Non-unitized | 1176276 | KY | 0 | 0 | 0 | 0
E364.00-Poles, Towers, and Fixtures | 2008-05-01 | Non-unitized | 1267 PARIS 40324 | KY | 0 | 0 | 0 | 0
E364.00-Poles, Towers, and Fixtures | 2008-05-01 | Non-unitized | McDonalds | KY | 0 | 0 | 0 | 0
E364.00-Poles, Towers, and Fixtures | 2008-05-01 | Non-unitized | 1365836 | KY | 0 | 0 | 0 | 0
E364.00-Poles, Towers, and Fixtures | 2008-05-01 | Non-unitized | 762 WEBB LN 40006 | KY | 0 | 0 | 0 | 0
E364.00-Poles, Towers, and Fixtures | 2008-05-01 | Non-unitized | 412 CORINTH HINTON RD | KY | 0 | 0 | 0 | 0
E364.00-Poles, Towers, and Fixtures | 2008-05-01 | Non-unitized | 1054 ECHO VALLEY RD | KY | 0 | 0 | 0 | 0
E364.00-Poles, Towers, and Fixtures | 2008-05-01 | Non-unitized | 1699 WOODLAKE RD 40601 | KY | 0 | 0 | 0 | 0
E364.00-Poles, Towers, and Fixtures | 2008-05-01 | Non-unitized | 767 WINCHESTER RD 40505 | KY | 0 | 0 | 0 | 0
E364.00-Poles, Towers, and Fixtures | 2008-05-01 | Non-unitized | 5665 PARIS PIKE | KY | 0 | 0 | 0
E364.00-Poles, Towers, and Fixtures | 2008-05-01 | Non-unitized | 1244955 | KY | 0 | 0 | 0
E364.00-Poles, Towers, and Fixtures | 2008-05-01 | Non-unitized | 209 TODDS RD 40509 | KY | 0 | 0 | 0 | 0
E364.00-Poles, Towers, and Fixtures | 2008-05-01 | Non-unitized | OLD VEECHDALE RD TSE 40067 | KY | 0 | 0 | 0 | 0
E364.00-Poles, Towers, and Fixtures | 2008-05-01 | Non-unitized | 1141406 | KY | 0 | 0 | 0 | 0
E364.00-Poles, Towers, and Fixtures | 2008-05-01 | Non-unitized | 1097786 | KY | 0 | 0 | 0 | 0
E364.00-Poles, Towers, and Fixtures | 2008-05-01 | Non-unitized | 135 OAK MEADOWS ROAD | KY | 0 | 0 | 0 | 0
E364.00-Poles, Towers, and Fixtures | 2008-05-01 | Non-unitized | 675 BREMEN MILL RD GARAGE 42325 | KY | 0 | 0 | 0 | 0
E364.00-Poles, Towers, and Fixtures | 2008-05-01 | Non-unitized | 985 MASON GAP RD | KY | 0 | 0 | 0 | 0
E364.00-Poles, Towers, and Fixtures | 2008-05-01 | Non-unitized | MIDLAND TR 40065 | KY | 0 | 0 | 0 | 0
E364.00-Poles, Towers, and Fixtures | 2008-05-01 | Non-unitized | 1145584 | KY | 0 | 0 | 0 | 0
E364.00-Poles, Towers, and Fixtures | 2008-05-01 | Non-unitized | 1123014 | KY | 0 | 0 | 0
E364.00-Poles, Towers, and Fixtures | 2008-05-01 | Non-unitized | 3570 BEREA RD | KY | 0 | 0 | 0 | 0
E364.00-Poles, Towers, and Fixtures | 2008-05-01 | Non-unitized | MCBRAYER RD PICNIC 40313 | KY | 0 | 0 | 0 | 0
E364.00-Poles, Towers, and Fixtures | 2008-05-01 | Non-unitized | 3556 GERMANTOWN RD 41056 | KY | 0 | 0 | 0 | 0
E364.00-Poles, Towers, and Fixtures | 2008-05-01 | Non-unitized | 11586 HWY # 10,NORTH 41043 | KY | 0 | 0 | 0 | 0
E364.00-Poles, Towers, and Fixtures | 2008-05-01 | Non-unitized | 3980 W TIVERTON CT 40503 | KY | 0 | 0 | 0 | 0
E364.00-Poles, Towers, and Fixtures | 2008-05-01 | Non-unitized | KENTUCKY EYE INSTITUTE | KY | 0 | 0 | 0 | 0
E364.00-Poles, Towers, and Fixtures | 2008-05-01 | Non-unitized | 3243 STATE RTE 601 42345 | KY | 0 | 0 | 0 | 0
E364.00-Poles, Towers, and Fixtures | 2008-05-01 | Non-unitized | 1056804 | KY | 0 | 0 | 0 | 0
E364.00-Poles, Towers, and Fixtures | 2008-05-01 | Non-unitized | 297 RUCCIO WAY 40503 | KY | 0 | 0 | 0 | 0
E364.00-Poles, Towers, and Fixtures | 2008-05-01 | Non-unitized | 580 SNAVELY RD | KY | 0 | 0 | 0 | 0
E364.00-Poles, Towers, and Fixtures | 2008-05-01 | Non-unitized | 1831 PAYNES DEPOT RD 40324 | KY | 0 | 0 | 0
E364.00-Poles, Towers, and Fixtures | 2008-05-01 | Non-unitized | 600 DELAPLAIN RD 40324 | KY | 0 | 0 | 0 | 0
E364.00-Poles, Towers, and Fixtures | 2008-05-01 | Non-unitized | PLEASANT HILL DR TSE 40310 | KY | 0 | 0 | 0 | 0
E364.00-Poles, Towers, and Fixtures | 2008-05-01 | Non-unitized | 747 MT PISGAH RD 42325 | KY | 0 | 0 | 0 | 0
E364.00-Poles, Towers, and Fixtures | 2008-05-01 | Non-unitized | 125 CUMMINS FERRY RD 40372 | KY | 0 | 0 | 0 | 0
E364.00-Poles, Towers, and Fixtures | 2008-05-01 | Non-unitized | TODD WALKER APARTMENTS | KY | 0 | 0 | 0 | 0
E364.00-Poles, Towers, and Fixtures | 2008-05-01 | Non-unitized | 1750 OLD FRANKFORT PK 40504 | KY | 0 | 0 | 0 | 0
E364.00-Poles, Towers, and Fixtures | 2008-05-01 | Non-unitized | 1222838 | KY | 0 | 0 | 0 | 0
E364.00-Poles, Towers, and Fixtures | 2008-05-01 | Non-unitized | 1296654 | KY | 0 | 0 | 0 | 0
E364.00-Poles, Towers, and Fixtures | 2008-05-01 | Non-unitized | 1280 MANCHESTER ST 40504 | KY | 0 | 0 | 0 | 0
E364.00-Poles, Towers, and Fixtures | 2008-05-01 | Non-unitized | 3900 HUFFMAN MILL PIKE 40511 | KY | 0 | 0 | 0 | 0
E364.00-Poles, Towers, and Fixtures | 2008-05-01 | Non-unitized | PLEASANT | KY | 0 | 0 | 0 | 0
E364.00-Poles, Towers, and Fixtures | 2008-05-01 | Non-unitized | 215 MITCHELL ST HOUSE 40353 | KY | 0 | 0 | 0 | 0
E364.00-Poles, Towers, and Fixtures | 2008-05-01 | Non-unitized | 341 CAVE RUN LAKE RD MIDLAND 40371 | KY | 0 | 0 | 0 | 0
E364.00-Poles, Towers, and Fixtures | 2008-05-01 | Non-unitized | RT4 MT CARMEL RD 41031 | KY | 0 | 0 | 0 | 0
E364.00-Poles, Towers, and Fixtures | 2008-05-01 | Non-unitized | 1460 WATERWORKS RD 40422 | KY | 0 | 0 | 0 | 0
E364.00-Poles, Towers, and Fixtures | 2008-05-01 | Non-unitized | 1402 MCLEOD LANE | KY | 0 | 0 | 0 | 0
E364.00-Poles, Towers, and Fixtures | 2008-05-01 | Non-unitized | 1153 PAWPAW RD TRL 40962 | KY | 0 | 0 | 0 | 0
E364.00-Poles, Towers, and Fixtures | 2008-05-01 | Non-unitized | 3773 PARIS RD 40324 | KY | 0 | 0 | 0 | 0
E364.00-Poles, Towers, and Fixtures | 2008-05-01 | Non-unitized | S SPALDING | KY | 0 | 0 | 0 | 0
E364.00-Poles, Towers, and Fixtures | 2008-05-01 | Non-unitized | GEN DEL TRL 40856 | KY | 0 | 0 | 0 | 0
E364.00-Poles, Towers, and Fixtures | 2008-05-01 | Non-unitized | WEZJ RADIO STATION LINE | KY | 0 | 0 | 0 | 0
E364.00-Poles, Towers, and Fixtures | 2008-05-01 | Non-unitized | 505 FLORENCE STREET 41056 | KY | 0 | 0 | 0 | 0
E364.00-Poles, Towers, and Fixtures | 2008-05-01 | Non-unitized | 709 OLD FLEMINGSBURG ROAD | KY | 0 | 0 | 0 | 0
E364.00-Poles, Towers, and Fixtures | 2008-05-01 | Non-unitized | GENROSE DR 40162 | KY | 0 | 0 | 0 | 0
E364.00-Poles, Towers, and Fixtures | 2008-05-01 | Non-unitized | 1055 PAYNES MILL RD 40383 | KY | 0 | 0 | 0 | 0
E364.00-Poles, Towers, and Fixtures | 2008-05-01 | Non-unitized | 1155444 | KY | 0 | 0 | 0
E364.00-Poles, Towers, and Fixtures | 2008-05-01 | Non-unitized | HOFFMAN LN | KY | 0 | 0 | 0
E364.00-Poles, Towers, and Fixtures | 2008-05-01 | Non-unitized | 80 HARVEST DR | KY | 0 | 0 | 0 | 0
E364.00-Poles, Towers, and Fixtures | 2008-05-01 | Non-unitized | HIGHWAY 42 E | KY | 0 | 0 | 0 | 0
E364.00-Poles, Towers, and Fixtures | 2008-05-01 | Non-unitized | SMITH MILL RD 42740 | KY | 0 | 0 | 0 | 0
E364.00-Poles, Towers, and Fixtures | 2008-05-01 | Non-unitized | 1598 PRICETOWN LN 40509 | KY | 0 | 0 | 0 | 0
E364.00-Poles, Towers, and Fixtures | 2008-05-01 | Non-unitized | 100 FAMILY FUN DR | KY | 0 | 0 | 0 | 0
E364.00-Poles, Towers, and Fixtures | 2008-05-01 | Non-unitized | 2360 MT ZION RD ONAG PARS 41004 | KY | 0 | 0 | 0 | 0
E364.00-Poles, Towers, and Fixtures | 2008-05-01 | Non-unitized | 1140 DEER HAVEN LN | KY | 0 | 0 | 0 | 0
E364.00-Poles, Towers, and Fixtures | 2008-05-01 | Non-unitized | MILLER DR 40475 | KY | 0 | 0 | 0 | 0
E364.00-Poles, Towers, and Fixtures | 2008-05-01 | Non-unitized | N MAIN ST N/A | KY | 0 | 0 | 0 | 0
E364.00-Poles, Towers, and Fixtures | 2008-05-01 | Non-unitized | 1133987 | KY | 0 | 0 | 0 | 0
E364.00-Poles, Towers, and Fixtures | 2008-05-01 | Non-unitized | 516 DARE DR 40353 | KY | 0 | 0 | 0 | 0
E364.00-Poles, Towers, and Fixtures | 2008-05-01 | Non-unitized | 1239514 | KY | 0 | 0 | 0 | 0
E364.00-Poles, Towers, and Fixtures | 2008-05-01 | Non-unitized | 3730 BARDS HILL RD 42345 | KY | 0 | 0 | 0
E364.00-Poles, Towers, and Fixtures | 2008-05-01 | Non-unitized | 330 SHELTON RD 40336 | KY | 0 | 0 | 0 | 0
E364.00-Poles, Towers, and Fixtures | 2008-05-01 | Non-unitized | 410 DANVILLE ST 40484 | KY | 0 | 0 | 0 | 0
E364.00-Poles, Towers, and Fixtures | 2008-05-01 | Non-unitized | 3437 KEITHSHIRE WAY | KY | 0 | 0 | 0 | 0
E364.00-Poles, Towers, and Fixtures | 2008-05-01 | Non-unitized | 5080 KY 2514 41056 | KY | 0 | 0 | 0 | 0
E364.00-Poles, Towers, and Fixtures | 2008-05-01 | Non-unitized | 215 N SYCAMORE ST 40353 | KY | 0 | 0 | 0 | 0
E364.00-Poles, Towers, and Fixtures | 2008-05-01 | Non-unitized | 4090 LEXINGTON RD 40361 | KY | 0 | 0 | 0 | 0
E364.00-Poles, Towers, and Fixtures | 2008-05-01 | Non-unitized | 265 PINCKARD PIKE | KY | 0 | 0 | 0 | 0
E364.00-Poles, Towers, and Fixtures | 2008-05-01 | Non-unitized | 1030 ARGYLL WOODS DR TSE 40422 | KY | 0 | 0 | 0 | 0
E364.00-Poles, Towers, and Fixtures | 2008-05-01 | Non-unitized | OLIVER LANE 42638 | KY | 0 | 0 | 0 | 0
E364.00-Poles, Towers, and Fixtures | 2008-05-01 | Non-unitized | 1157222 | KY | 0 | 0 | 0 | 0
E364.00-Poles, Towers, and Fixtures | 2008-05-01 | Non-unitized | 70 FRANKLIN AVE | KY | 0 | 0 | 0 | 0
E364.00-Poles, Towers, and Fixtures | 2008-05-01 | Non-unitized | 15492 US HWY 41 A, MBH | KY | 0 | 0 | 0 | 0
E364.00-Poles, Towers, and Fixtures | 2008-05-01 | Non-unitized | 152 ROGERS GAP RD 40324 | KY | 0 | 0 | 0 | 0
E364.00-Poles, Towers, and Fixtures | 2008-05-01 | Non-unitized | 1240084 | KY | 0 | 0 | 0 | 0
E364.00-Poles, Towers, and Fixtures | 2008-05-01 | Non-unitized | 1221794 | KY | 0 | 0 | 0 | 0
E364.00-Poles, Towers, and Fixtures | 2008-05-01 | Non-unitized | 1179395 | KY | 0 | 0 | 0 | 0
E364.00-Poles, Towers, and Fixtures | 2008-05-01 | Non-unitized | 85 TOLLE CT 40019 | KY | 0 | 0 | 0 | 0
E364.00-Poles, Towers, and Fixtures | 2008-05-01 | Non-unitized | GARRETT AVE | KY | 0 | 0 | 0 | 0
E364.00-Poles, Towers, and Fixtures | 2008-05-01 | Non-unitized | 168 TRIANGLE TOWER RD GE GARA 40313 | KY | 0 | 0 | 0 | 0
E364.00-Poles, Towers, and Fixtures | 2008-05-01 | Non-unitized | 539 DARK HOLLOW RD 40336 | KY | 0 | 0 | 0 | 0
E364.00-Poles, Towers, and Fixtures | 2008-05-01 | Non-unitized | 1400 LA GRANGE RD TRACT 4 40065 | KY | 0 | 0 | 0 | 0
E364.00-Poles, Towers, and Fixtures | 2008-05-01 | Non-unitized | 5269 ASBURY ROAD 41002 | KY | 0 | 0 | 0 | 0
E364.00-Poles, Towers, and Fixtures | 2008-05-01 | Non-unitized | 668 PEA RIDGE RD 40379 | KY | 0 | 0 | 0 | 0
E364.00-Poles, Towers, and Fixtures | 2008-05-01 | Non-unitized | 344 HWY 42 W 41095 | KY | 0 | 0 | 0 | 0
E364.00-Poles, Towers, and Fixtures | 2008-05-01 | Non-unitized | CHESTNUT ST 40475 | KY | 0 | 0 | 0 | 0
E364.00-Poles, Towers, and Fixtures | 2008-05-01 | Non-unitized | 630 DELMAS GILLIAM RD 40741 | KY | 0 | 0 | 0 | 0
E364.00-Poles, Towers, and Fixtures | 2008-05-01 | Non-unitized | 410 W. MAIN ST 40484 | KY | 0 | 0 | 0 | 0
E364.00-Poles, Towers, and Fixtures | 2008-05-01 | Non-unitized | 1285764 | KY | 2 | 0 | 0
E364.00-Poles, Towers, and Fixtures | 2008-05-01 | Non-unitized | 150 LYNCH LN 42330 | KY | 0 | 0 | 0 | 0
E364.00-Poles, Towers, and Fixtures | 2008-05-01 | Non-unitized | DUTCH RIDGE ROAD 41002 | KY | 0 | 0 | 0 | 0
E364.00-Poles, Towers, and Fixtures | 2008-05-01 | Non-unitized | 314 PEA RIDGE 40379 | KY | 0 | 0 | 0 | 0
E364.00-Poles, Towers, and Fixtures | 2008-05-01 | Non-unitized | FUSON BRANCH RD | KY | 0 | 0 | 0 | 0
E364.00-Poles, Towers, and Fixtures | 2008-05-01 | Non-unitized | 107 RUARK DR | KY | 0 | 0 | 0 | 0
E364.00-Poles, Towers, and Fixtures | 2008-05-01 | Non-unitized | 608 MC CULLUM AVE 42701 | KY | 0 | 0 | 0 | 0
E364.00-Poles, Towers, and Fixtures | 2008-05-01 | Non-unitized | 391 GARRETT AVE | KY | 0 | 0 | 0
E364.00-Poles, Towers, and Fixtures | 2008-05-01 | Non-unitized | 6659 HWY 154 41006 | KY | 0 | 0 | 0 | 0
E364.00-Poles, Towers, and Fixtures | 2008-05-01 | Non-unitized | 1780 SWITZER RD | KY | 0 | 0 | 0 | 0
E364.00-Poles, Towers, and Fixtures | 2008-05-01 | Non-unitized | 2099 NEWTOWN PIKE 40511 | KY | 0 | 0 | 0 | 0
E364.00-Poles, Towers, and Fixtures | 2008-05-01 | Non-unitized | ACCS - DR MORRIS | KY | 0 | 0 | 0 | 0
E364.00-Poles, Towers, and Fixtures | 2008-05-01 | Non-unitized | DOUNTRY INN AND SUITES | KY | 0 | 0 | 0 | 0
E364.00-Poles, Towers, and Fixtures | 2008-05-01 | Non-unitized | 140 NEWCOMB AVE 40456 | KY | 0 | 0 | 0
E364.00-Poles, Towers, and Fixtures | 2008-05-01 | Non-unitized | 11509 AA HWY # 9 41043 | KY | 0 | 0 | 0 | 0
E364.00-Poles, Towers, and Fixtures | 2008-05-01 | Non-unitized | 31043 KY 435 41056 | KY | 0 | 0 | 0 | 0
E364.00-Poles, Towers, and Fixtures | 2008-05-01 | Non-unitized | BYPASS S | KY | 0 | 0 | 0 | 0
E364.00-Poles, Towers, and Fixtures | 2008-05-01 | Non-unitized | CORTNEY | KY | 0 | 0 | 0 | 0
E364.00-Poles, Towers, and Fixtures | 2008-05-01 | Non-unitized | 1155498 | KY | 0 | 0 | 0 | 0
E364.00-Poles, Towers, and Fixtures | 2008-05-01 | Non-unitized | 1769 BETHLEHEM ACD RD TRL 2 42724 | KY | 0 | 0 | 0 | 0
E364.00-Poles, Towers, and Fixtures | 2008-05-01 | Non-unitized | MAJESTIC WAY LT15TSE 42724 | KY | 0 | 0 | 0 | 0
E364.00-Poles, Towers, and Fixtures | 2008-05-01 | Non-unitized | COLLINS LN | KY | 0 | 0 | 0 | 0
E364.00-Poles, Towers, and Fixtures | 2008-05-01 | Non-unitized | 1525 MILLERSBURG ROAD | KY | 0 | 0 | 0 | 0
E364.00-Poles, Towers, and Fixtures | 2008-05-01 | Non-unitized | 228 LEXINGTON AVE 40508 | KY | 0 | 0 | 0 | 0
E364.00-Poles, Towers, and Fixtures | 2008-05-01 | Non-unitized | S HWY 141 | KY | 0 | 0 | 0 | 0
E364.00-Poles, Towers, and Fixtures | 1960-12-31 | TOWERS | TOWERS | KY | 150 | 44.64 | 0.2976
E364.00-Poles, Towers, and Fixtures | 1963-12-31 | POLE WOOD 60 FT (DIST) | POLE WOOD 60 FT | KY | 4 | 624.72 | 156.18
E364.00-Poles, Towers, and Fixtures | 1956-12-31 | POLE WOOD 60 FT (DIST) | POLE WOOD 60 FT | KY | 1 | 106.84 | 106.84
E364.00-Poles, Towers, and Fixtures | 1968-12-31 | POLE WOOD 60 FT (DIST) | POLE WOOD 55 FT | KY | 1 | 190.07 | 190.07
E364.00-Poles, Towers, and Fixtures | 1980-12-31 | POLE WOOD 60 FT (DIST) | POLE WOOD 65 FT | KY | 3 | 2427.85 | 809.2833
E364.00-Poles, Towers, and Fixtures | 1956-01-01 | PLATFORMS NEW (05491) | PLATFORMS NEW (05491) | KY | 1 | 141.36 | 141.36
E364.00-Poles, Towers, and Fixtures | 1956-12-31 | POLE WOOD 25 FT (DIST) | POLE WOOD 25 FT (DIST) | KY | 7 | 618.27 | 88.3243
E364.00-Poles, Towers, and Fixtures | 1987-12-31 | POLE WOOD 60 FT (DIST) | POLE WOOD 60 FT | KY | 0 | 0 | 0 | 0
E364.00-Poles, Towers, and Fixtures | 2008-10-01 | Non-unitized | 1626485 | KY | 0 | 0 | 0
E364.00-Poles, Towers, and Fixtures | 1982-12-31 | POLE WOOD 20 FT (DIST) | POLE WOOD 20 FT (DIST) | KY | 8 | 3751.14 | 468.8925
E364.00-Poles, Towers, and Fixtures | 1962-12-31 | CROSS ARMS | GUY | KY | 0 | 0 | 0
E364.00-Poles, Towers, and Fixtures | 1941-12-31 | POLE WOOD 25 FT (DIST) | POLE WOOD 25 FT | KY | 0 | 0 | 0 | 0
E364.00-Poles, Towers, and Fixtures | 1980-12-31 | POLE WOOD 60 FT (DIST) | POLE WOOD 40 FT | KY | 19 | 5913.21 | 311.2216
E364.00-Poles, Towers, and Fixtures | 1960-12-31 | POLE WOOD 60 FT (DIST) | POLE WOOD 40 FT | KY | 11 | 886.36 | 80.5782 | 0
E364.00-Poles, Towers, and Fixtures | 1995-12-31 | POLE WOOD 60 FT (DIST) | POLE WOOD 45 FT | KY | 9 | 5960.13 | 662.2367
E364.00-Poles, Towers, and Fixtures | 1990-12-31 | POLE WOOD 60 FT (DIST) | POLE WOOD 50 FT | KY | 2 | 2007.68 | 1003.84
E364.00-Poles, Towers, and Fixtures | 1983-12-31 | POLE WOOD 60 FT (DIST) | POLE WOOD 50 FT | KY | 1 | 623.04 | 623.04
E364.00-Poles, Towers, and Fixtures | 2002-05-31 | POLE WOOD 20 FT (DIST) | POLE WOOD 40 FT | KY | 0 | 0 | 0 | 0
E364.00-Poles, Towers, and Fixtures | 1965-12-31 | POLE WOOD 60 FT (DIST) | ARM WOOD 10 FT AND UNDER (TRANS) | KY | 0 | 0 | 0
E364.00-Poles, Towers, and Fixtures | 1962-12-31 | POLE WOOD 60 FT (DIST) | ARM WOOD 10 FT AND UNDER (TRANS) | KY | 0 | 0 | 0
E364.00-Poles, Towers, and Fixtures | 2008-10-01 | Non-unitized | 1624258 | KY | 0 | 0 | 0
E364.00-Poles, Towers, and Fixtures | 2008-10-01 | Non-unitized | 1309735 | KY | 0 | 0 | 0
E364.00-Poles, Towers, and Fixtures | 1967-12-31 | POLE WOOD 60 FT (DIST) | POLE WOOD 80 FT | KY | 1 | 346.24 | 346.24
E364.00-Poles, Towers, and Fixtures | 1987-12-31 | POLE WOOD 60 FT (DIST) | POLE WOOD 85 FT | KY | 0 | 0 | 0 | 0
E364.00-Poles, Towers, and Fixtures | 2008-10-01 | Non-unitized | 1620024 | KY | 0 | 0 | 0
E364.00-Poles, Towers, and Fixtures | 1993-12-31 | POLE WOOD 60 FT (DIST) | ARM WOOD 10 FT AND UNDER (TRANS) | KY | 0 | 0 | 0
E364.00-Poles, Towers, and Fixtures | 1973-12-31 | POLE WOOD 60 FT (DIST) | GUY | KY | 0 | 0 | 0
E364.00-Poles, Towers, and Fixtures | 2008-10-01 | Non-unitized | 100 S MAIN | KY | 0 | 0 | 0
E364.00-Poles, Towers, and Fixtures | 2008-10-01 | Non-unitized | 1630465 | KY | 0 | 0 | 0
E364.00-Poles, Towers, and Fixtures | 1988-12-31 | POLE WOOD 60 FT (DIST) | ARM WOOD 10 FT AND UNDER (TRANS) | KY | 0 | 0 | 0
E364.00-Poles, Towers, and Fixtures | 1962-12-31 | POLE WOOD 60 FT (DIST) | GUY | KY | 0 | 0 | 0
E364.00-Poles, Towers, and Fixtures | 1948-12-31 | POLE WOOD 60 FT (DIST) | GUY | KY | 0 | 0 | 0
E364.00-Poles, Towers, and Fixtures | 2008-10-01 | Non-unitized | 2355 CAVANAUGH RD | KY | 0 | 0 | 0 | 0
E364.00-Poles, Towers, and Fixtures | 1997-10-31 | POLE WOOD 60 FT (DIST) | ARM WOOD 10 FT AND UNDER (TRAN | KY | 0 | 0 | 0
E364.00-Poles, Towers, and Fixtures | 2008-10-01 | Non-unitized | 1574448 | KY | 0 | 0 | 0
E364.00-Poles, Towers, and Fixtures | 1953-12-31 | POLE WOOD 60 FT (DIST) | POLE WOOD 35 FT | KY | 30 | 1266.15 | 42.205 | 0
E364.00-Poles, Towers, and Fixtures | 1947-12-31 | POLE WOOD 60 FT (DIST) | POLE WOOD 35 FT | KY | 4 | 92.94 | 23.235 | 0
E364.00-Poles, Towers, and Fixtures | 1982-12-31 | POLE WOOD 60 FT (DIST) | POLE WOOD 40 FT | KY | 8 | 2503.95 | 312.9937
E364.00-Poles, Towers, and Fixtures | 2008-10-01 | Non-unitized | 1636220 | KY | 0 | 0 | 0
E364.00-Poles, Towers, and Fixtures | 2008-10-01 | Non-unitized | UPPER MILLER PK. DRIVE 42718 | KY | 0 | 0 | 0
E364.00-Poles, Towers, and Fixtures | 2009-04-01 | Non-unitized | 50 JERRY ST 24224 | KY | 0 | 0 | 0 | 0
E364.00-Poles, Towers, and Fixtures | 2009-04-01 | Non-unitized | FRENCH VALLEY | KY | 0 | 0 | 0
E364.00-Poles, Towers, and Fixtures | 2009-07-27 | POLE WOOD 35 FT (DIST) | POLE WOOD 35 FT (00005) | KY | 1 | 1108.38 | 1108.38
E364.00-Poles, Towers, and Fixtures | 2009-07-27 | POLE WOOD 45 FT (DIST) | POLE WOOD 45 FT (00007) | KY | 1 | 2200.58 | 2200.58
E364.00-Poles, Towers, and Fixtures | 2008-10-01 | Non-unitized | 1597376 | KY | 0 | 0 | 0
E364.00-Poles, Towers, and Fixtures | 2009-04-20 | GUY | GUY (00070) | KY | 61 | 50957.29 | 835.3654 | 0
E364.00-Poles, Towers, and Fixtures | 2009-04-01 | Non-unitized | 921 HWY # 62 41056 | KY | 0 | 0 | 0
E364.00-Poles, Towers, and Fixtures | 1977-12-31 | POLE WOOD 20 FT (DIST) | GUY | KY | 0 | 0 | 0
E364.00-Poles, Towers, and Fixtures | 1963-12-31 | POLE WOOD 20 FT (DIST) | GUY | KY | 0 | 0 | 0
E364.00-Poles, Towers, and Fixtures | 2008-10-01 | Non-unitized | 1589549 | KY | 0 | 0 | 0
E364.00-Poles, Towers, and Fixtures | 2008-10-01 | Non-unitized | 1663075 | KY | 0 | 0 | 0
E364.00-Poles, Towers, and Fixtures | 1983-12-31 | POLE WOOD 20 FT (DIST) | ARM WOOD 10 FT AND UNDER (TRANS) | KY | 0 | 0 | 0
E364.00-Poles, Towers, and Fixtures | 1979-12-31 | POLE WOOD 20 FT (DIST) | ARM WOOD 10 FT AND UNDER (TRANS) | KY | 0 | 0 | 0
E364.00-Poles, Towers, and Fixtures | 2008-10-01 | Non-unitized | 1376255 | KY | 0 | 0 | 0
E364.00-Poles, Towers, and Fixtures | 2008-10-01 | Non-unitized | 1063 DAY RD 40 | KY | 0 | 0 | 0
E364.00-Poles, Towers, and Fixtures | 2008-10-01 | Non-unitized | 1165995 | KY | 0 | 0 | 0
E364.00-Poles, Towers, and Fixtures | 2008-10-01 | Non-unitized | 752 DRYFORK ROAD | KY | 0 | 0 | 0
E364.00-Poles, Towers, and Fixtures | 2008-10-01 | Non-unitized | 1560355 | KY | 0 | 0 | 0
E364.00-Poles, Towers, and Fixtures | 1979-12-31 | POLE WOOD 60 FT (DIST) | POLE WOOD 35 FT | KY | 1 | 156.87 | 156.87
E364.00-Poles, Towers, and Fixtures | 1974-12-31 | POLE WOOD 60 FT (DIST) | POLE WOOD 35 FT | KY | 4 | 488.6 | 122.15
E364.00-Poles, Towers, and Fixtures | 1972-12-31 | POLE WOOD 60 FT (DIST) | POLE WOOD 35 FT | KY | 5 | 492.57 | 98.514
E364.00-Poles, Towers, and Fixtures | 1967-12-31 | POLE WOOD 60 FT (DIST) | POLE WOOD 35 FT | KY | 6 | 421.61 | 70.2683
E364.00-Poles, Towers, and Fixtures | 2008-10-01 | Non-unitized | 1630006 | KY | 0 | 0 | 0
E364.00-Poles, Towers, and Fixtures | 2008-10-01 | Non-unitized | 1416915 | KY | 0 | 0 | 0
E364.00-Poles, Towers, and Fixtures | 1942-12-31 | POLE WOOD 60 FT (DIST) | PLATFORM STEEL 2 POLE | KY | 0 | 0 | 0 | 0
E364.00-Poles, Towers, and Fixtures | 2009-01-01 | Non-unitized | 501 BIG HILL AVE | KY | 0 | 0 | 0
E364.00-Poles, Towers, and Fixtures | 2009-01-01 | Non-unitized | STEWARTS LANE | KY | 0 | 0 | 0
E364.00-Poles, Towers, and Fixtures | 2009-01-01 | Non-unitized | 120 HAZEL CREEK RD 42321 | KY | 0 | 0 | 0
E364.00-Poles, Towers, and Fixtures | 2009-01-01 | Non-unitized | NEW MOODY LN | KY | 0 | 0 | 0
E364.00-Poles, Towers, and Fixtures | 2009-01-01 | Non-unitized | 65 FARM DR. HARLAN KY. 40831 | KY | 0 | 0 | 0
E364.00-Poles, Towers, and Fixtures | 2009-01-01 | Non-unitized | 1946 ST RT 1380 HWY | KY | 0 | 0 | 0
E364.00-Poles, Towers, and Fixtures | 2009-05-01 | Non-unitized | STATE HWY 286 42087 | KY | 0 | 0 | 0
E364.00-Poles, Towers, and Fixtures | 2009-05-01 | Non-unitized | BLACK LAKE RD | KY | 0 | 0 | 0
E364.00-Poles, Towers, and Fixtures | 2008-11-01 | Non-unitized | VERNON BRIDWELL RD 42064 | KY | 0 | 0 | 0
E364.00-Poles, Towers, and Fixtures | 2009-01-01 | Non-unitized | THOMPSON RD 40162 | KY | 0 | 0 | 0
E364.00-Poles, Towers, and Fixtures | 2008-11-01 | Non-unitized | HIGHWAY 52 40475 | KY | 0 | 0 | 0
E364.00-Poles, Towers, and Fixtures | 2009-01-01 | Non-unitized | 1524364 | KY | 0 | 0 | 0
E364.00-Poles, Towers, and Fixtures | 2009-01-01 | Non-unitized | 520 SHEPHERD LN | KY | 0 | 0 | 0
E364.00-Poles, Towers, and Fixtures | 2001-01-01 | GUY | MP2001 Poles, Towers, and Fixtures | KY | 0 | 0 | 0 | 0
E364.00-Poles, Towers, and Fixtures | 2009-01-01 | Non-unitized | 1662524 | KY | 0 | 0 | 0
E364.00-Poles, Towers, and Fixtures | 2009-01-01 | Non-unitized | ALLEY OFF 5TH STREET NEAR MAIN ST | KY | 0 | 0 | 0
E364.00-Poles, Towers, and Fixtures | 2009-01-01 | Non-unitized | US HIGHWAY 41A 42406 | KY | 0 | 0 | 0
E364.00-Poles, Towers, and Fixtures | 2009-01-01 | Non-unitized | 1701624 | KY | 0 | 0 | 0
E364.00-Poles, Towers, and Fixtures | 2009-01-01 | Non-unitized | 1675238 | KY | 0 | 0 | 0
E364.00-Poles, Towers, and Fixtures | 2009-01-01 | Non-unitized | MONROE ALY 42629 | KY | 0 | 0 | 0
E364.00-Poles, Towers, and Fixtures | 2008-11-01 | Non-unitized | 1541605 | KY | 0 | 0 | 0
E364.00-Poles, Towers, and Fixtures | 2009-01-31 | POLE WOOD 35 FT (DIST) | POLE WOOD 35 FT (00005) | KY | 3 | 25824.79 | 8608.2633
E364.00-Poles, Towers, and Fixtures | 2009-05-01 | Non-unitized | 1145 LEXINGTON AVE 40391 | KY | 0 | 0 | 0
E364.00-Poles, Towers, and Fixtures | 2009-01-01 | Non-unitized | 341 MOSGROVE LN 42320 | KY | 0 | 0 | 0
E364.00-Poles, Towers, and Fixtures | 2009-07-01 | Non-unitized | 1018 DRENNON RD HSE 40050 | KY | 0 | 0 | 0
E364.00-Poles, Towers, and Fixtures | 2009-07-01 | Non-unitized | 570 MACKVILLE RD | KY | 0 | 0 | 0 | 0
E364.00-Poles, Towers, and Fixtures | 2009-08-01 | Non-unitized | 1869 MAGRUDER LN 40057 | KY | 0 | 0 | 0
E364.00-Poles, Towers, and Fixtures | 2009-07-01 | Non-unitized | ABE RD | KY | 0 | 0 | 0 | 0
E364.00-Poles, Towers, and Fixtures | 2009-08-01 | Non-unitized | 540 GREENHILLS | KY | 0 | 0 | 0
E364.00-Poles, Towers, and Fixtures | 2009-07-01 | Non-unitized | 4041 TATE SPRINGS RD 24219 | KY | 0 | 0 | 0 | 0
E364.00-Poles, Towers, and Fixtures | 2009-07-01 | Non-unitized | 166B COLLEGE ST 42217 | KY | 0 | 0 | 0
E364.00-Poles, Towers, and Fixtures | 2009-08-01 | Non-unitized | 129 SUGAR GROVE RD 40360 | KY | 0 | 0 | 0 | 0
E364.00-Poles, Towers, and Fixtures | 2009-07-01 | Non-unitized | ANGULAR ST 42031 | KY | 0 | 0 | 0
E364.00-Poles, Towers, and Fixtures | 2009-07-01 | Non-unitized | 556 S KEENELAND DR 40475 | KY | 0 | 0 | 0
E364.00-Poles, Towers, and Fixtures | 2009-07-01 | Non-unitized | 1602674 | KY | 0 | 0 | 0
E364.00-Poles, Towers, and Fixtures | 2009-07-01 | Non-unitized | 508 ORANGE ST | KY | 0 | 0 | 0 | 0
E364.00-Poles, Towers, and Fixtures | 2009-08-01 | Non-unitized | 1100 LAKE GROVE LOOP 42442 | KY | 0 | 0 | 0 | 0
E364.00-Poles, Towers, and Fixtures | 2009-07-01 | Non-unitized | GLENBORO RD | KY | 0 | 0 | 0
E364.00-Poles, Towers, and Fixtures | 2009-07-01 | Non-unitized | RUSSELL CAVE RD | KY | 0 | 0 | 0 | 0
E364.00-Poles, Towers, and Fixtures | 2009-07-01 | Non-unitized | JULIE BOWLIN NEW DW | KY | 0 | 0 | 0
E364.00-Poles, Towers, and Fixtures | 2009-08-01 | Non-unitized | 301 ELMARCH AVE 41031 | KY | 1 | 0 | 0
E364.00-Poles, Towers, and Fixtures | 2009-07-01 | Non-unitized | CITY OF GREENVILLE NEWMAN DR | KY | 0 | 0 | 0
E364.00-Poles, Towers, and Fixtures | 2009-07-01 | Non-unitized | 89 MINE RD HOWARD, DOUGLAS W 40828 | KY | 0 | 0 | 0 | 0
E364.00-Poles, Towers, and Fixtures | 2009-10-22 | GUY | GUY (00070) | KY | 2 | 0 | 0
E364.00-Poles, Towers, and Fixtures | 2009-10-08 | POLE WOOD 45 FT (DIST) | POLE WOOD 45 FT (00007) | KY | 1 | -1808.84 | -1808.84
E364.00-Poles, Towers, and Fixtures | 1993-12-31 | GUY | GUY | KY | 32 | 6409.33 | 200.2916 | 0
E364.00-Poles, Towers, and Fixtures | 1948-12-31 | CROSS ARMS | ARM WOOD 10 FT AND UNDER (TRANS) | KY | 0 | 0 | 0 | 0
E364.00-Poles, Towers, and Fixtures | 1988-12-31 | GUY | GUY | KY | 7 | 1137.54 | 162.5057 | 0
E364.00-Poles, Towers, and Fixtures | 2009-08-01 | Non-unitized | Third Ave 24283 | KY | 0 | 0 | 0 | 0
E364.00-Poles, Towers, and Fixtures | 2007-11-14 | CROSS ARMS | CROSS ARMS (07362) | KY | 18 | 5598.36 | 311.02
E364.00-Poles, Towers, and Fixtures | 2005-12-01 | POLE WOOD 45 FT (DIST) | POLE WOOD 45 FT (00007) | KY | 2 | 3186.83 | 1593.415
E364.00-Poles, Towers, and Fixtures | 2009-10-07 | GUY | GUY (00070) | KY | 8 | -3719.21 | -464.9013
E364.00-Poles, Towers, and Fixtures | 2009-10-01 | Non-unitized | BOONESBORO RD 40475 | KY | 0 | 0 | 0 | 0
E364.00-Poles, Towers, and Fixtures | 2009-10-01 | Non-unitized | HWY 85 | KY | 0 | 0 | 0 | 0
E364.00-Poles, Towers, and Fixtures | 2009-10-01 | Non-unitized | 1002 N 19TH ST PERRY HS 40965 | KY | 0 | 0 | 0 | 0
E364.00-Poles, Towers, and Fixtures | 2009-10-01 | Non-unitized | 1836 East Stone Gap Road 24219 | KY | 0 | 0 | 0 | 0
E364.00-Poles, Towers, and Fixtures | 2009-10-01 | Non-unitized | 362 BOTLAND LN BARN/APT 40004 | KY | 0 | 0 | 0
E364.00-Poles, Towers, and Fixtures | 2009-11-24 | POLE WOOD 55 FT (DIST) | POLE WOOD 55 FT (00009) | KY | 1 | 5276.56 | 5276.56
E364.00-Poles, Towers, and Fixtures | 2009-10-01 | Non-unitized | BYPASS RD SAFECITY 40361 | KY | 0 | 0 | 0 | 0
E364.00-Poles, Towers, and Fixtures | 2009-10-01 | Non-unitized | WATERWORKS RD | KY | 0 | 0 | 0 | 0
E364.00-Poles, Towers, and Fixtures | 2009-11-20 | POLE WOOD 40 FT (DIST) | POLE WOOD 40 FT (00006) | KY | 1 | 8124.95 | 8124.95
E364.00-Poles, Towers, and Fixtures | 2009-10-01 | Non-unitized | 4002B RUSSELL CREEK RD 24283 | KY | 0 | 0 | 0 | 0
E364.00-Poles, Towers, and Fixtures | 2009-11-19 | STEEL POLES | STEEL POLES (07726) | KY | 1 | 830.14 | 830.14
E364.00-Poles, Towers, and Fixtures | 2009-12-09 | POLE WOOD 60 FT (DIST) | POLE WOOD 60 FT (00010) | KY | 1 | -1142.71 | -1142.71
E364.00-Poles, Towers, and Fixtures | 2009-11-01 | Non-unitized | 2645 OLD FRANKFORT PIKE FG-85 | KY | 0 | 0 | 0 | 0
E364.00-Poles, Towers, and Fixtures | 2009-11-01 | Non-unitized | 8933 CROPPER RD 40057 | KY | 0 | 0 | 0 | 0
E364.00-Poles, Towers, and Fixtures | 2009-11-01 | Non-unitized | 30 14TH AVE NEW HSE 42337 | KY | 0 | 0 | 0 | 0
E364.00-Poles, Towers, and Fixtures | 2009-11-01 | Non-unitized | 1105 MCLEOD LN 42431 | KY | 0 | 0 | 0 | 0
E364.00-Poles, Towers, and Fixtures | 2009-11-01 | Non-unitized | N UPPER ST | KY | 0 | 0 | 0 | 0
E364.00-Poles, Towers, and Fixtures | 2009-11-01 | Non-unitized | 1672 E HIGHWAY 70 40439 | KY | 0 | 0 | 0 | 0
E364.00-Poles, Towers, and Fixtures | 2009-11-01 | Non-unitized | 8700 High Grove Rd TEMP 40020 | KY | 0 | 0 | 0 | 0
E364.00-Poles, Towers, and Fixtures | 2009-11-01 | Non-unitized | 22 HAMMONDS RD 42055 | KY | 0 | 0 | 0 | 0
E364.00-Poles, Towers, and Fixtures | 2009-11-01 | Non-unitized | 401 BOWDEN STREET | KY | 0 | 0 | 0 | 0
E364.00-Poles, Towers, and Fixtures | 2010-01-01 | Non-unitized | 1036174 | KY | 0 | 0 | 0 | 0
E364.00-Poles, Towers, and Fixtures | 2009-04-30 | POLE WOOD 45 FT (DIST) | POLE WOOD 45 FT (00007) | KY | 4 | 4091.95 | 1022.9875
E364.00-Poles, Towers, and Fixtures | 2010-01-01 | Non-unitized | RDDD156OH-Rep Def Equip-OH-Earlington | KY | 0 | 0 | 0 | 0
E364.00-Poles, Towers, and Fixtures | 2010-01-01 | Non-unitized | EAST FORTH ST FLOWERS BAKERY | KY | 0 | 0 | 0 | 0
E364.00-Poles, Towers, and Fixtures | 2010-01-01 | Non-unitized | 17411 S US 421 | KY | 0 | 0 | 0 | 0
E364.00-Poles, Towers, and Fixtures | 2010-02-01 | Non-unitized | COUNTY COMMUNITY CENTER | KY | 0 | 0 | 0 | 0
E364.00-Poles, Towers, and Fixtures | 2010-02-01 | Non-unitized | 4675 STATE RTE 181 N 42345 | KY | 0 | 0 | 0 | 0
E364.00-Poles, Towers, and Fixtures | 2010-02-01 | Non-unitized | 110 CLIFTON ROAD | KY | 0 | 0 | 0 | 0
E364.00-Poles, Towers, and Fixtures | 2010-01-01 | Non-unitized | 8893 HWY 416 | KY | 0 | 0 | 0 | 0
E364.00-Poles, Towers, and Fixtures | 2010-01-01 | Non-unitized | 609 Broad St TEMP 40741 | KY | 0 | 0 | 0 | 0
E364.00-Poles, Towers, and Fixtures | 2010-01-01 | Non-unitized | 1714 HARDIN SPRINGS RD 42712 | KY | 0 | 0 | 0 | 0
E364.00-Poles, Towers, and Fixtures | 2010-01-01 | Non-unitized | N 1ST ST 40475 | KY | 0 | 0 | 0 | 0
E364.00-Poles, Towers, and Fixtures | 2010-01-01 | Non-unitized | 2575 US 60 W. 40351 | KY | 0 | 0 | 0 | 0
E364.00-Poles, Towers, and Fixtures | 2010-01-01 | Non-unitized | WALNUT ST. | KY | 0 | 0 | 0 | 0
E364.00-Poles, Towers, and Fixtures | 2010-01-01 | Non-unitized | S STATE ST 42455 | KY | 0 | 0 | 0 | 0
E364.00-Poles, Towers, and Fixtures | 2010-02-01 | Non-unitized | 685 ED LACEY RD CELL TOWER 42431 | KY | 0 | 0 | 0 | 0
E364.00-Poles, Towers, and Fixtures | 2010-01-01 | Non-unitized | NBSV366UG-New Bus Serv-UG-Maysville | KY | 0 | 0 | 0 | 0
E364.00-Poles, Towers, and Fixtures | 2010-01-01 | Non-unitized | MOUNT PLEASANT CHURCH RD 42053 | KY | 0 | 0 | 0 | 0
E364.00-Poles, Towers, and Fixtures | 2006-01-01 | POLE WOOD 45 FT (DIST) | POLE WOOD 45 FT (00007) | KY | 1 | 0 | 0
E364.00-Poles, Towers, and Fixtures | 2010-01-01 | Non-unitized | 809 S 28TH ST TEMP 40965 | KY | 0 | 0 | 0 | 0
E364.00-Poles, Towers, and Fixtures | 2010-01-01 | Non-unitized | 126 CHURCH ST 41031 | KY | 0 | 0 | 0 | 0
E364.00-Poles, Towers, and Fixtures | 2010-02-01 | Non-unitized | 154 OLD KY 84 42788 | KY | 0 | 0 | 0 | 0
E364.00-Poles, Towers, and Fixtures | 2010-02-01 | Non-unitized | 740 CAUDILL GAP RD | KY | 0 | 0 | 0 | 0
E364.00-Poles, Towers, and Fixtures | 2010-01-01 | Non-unitized | 401 BOWDEN STREET | KY | 0 | 0 | 0 | 0
E364.00-Poles, Towers, and Fixtures | 2010-02-01 | Non-unitized | 1120995 | KY | 0 | 0 | 0 | 0
E364.00-Poles, Towers, and Fixtures | 2010-01-01 | Non-unitized | MCCULLOUGH BARN 40371 | KY | 0 | 0 | 0 | 0
E364.00-Poles, Towers, and Fixtures | 2010-04-01 | Non-unitized | ORMSBY'S | KY | 0 | 0 | 0 | 0
E364.00-Poles, Towers, and Fixtures | 2010-04-01 | Non-unitized | 704 BARNES MILL 40475 | KY | 0 | 0 | 0 | 0
E364.00-Poles, Towers, and Fixtures | 2010-04-01 | Non-unitized | 125 DARBY 40324 | KY | 0 | 0 | 0 | 0
E364.00-Poles, Towers, and Fixtures | 2010-03-01 | Non-unitized | TRBORD366-TROUBLE ORDERS 366 | KY | 0 | 0 | 0 | 0
E364.00-Poles, Towers, and Fixtures | 2010-04-01 | Non-unitized | NA/ RED HILL 24277 | KY | 0 | 0 | 0 | 0
E364.00-Poles, Towers, and Fixtures | 2010-04-01 | Non-unitized | 114 MYERS ST 40823 | KY | 0 | 0 | 0 | 0
E364.00-Poles, Towers, and Fixtures | 2010-04-01 | Non-unitized | 302 STEEL DR SIGN 42701 | KY | 0 | 0 | 0 | 0
E364.00-Poles, Towers, and Fixtures | 2010-04-01 | Non-unitized | 1565 AUGUSTA CHATHAM RD 41002 | KY | 0 | 0 | 0 | 0
E364.00-Poles, Towers, and Fixtures | 2010-04-01 | Non-unitized | 113 KIMBERLY DR TEMP 42345 | KY | 0 | 0 | 0 | 0
E364.00-Poles, Towers, and Fixtures | 2010-04-01 | Non-unitized | MAIN STREET 24277 | KY | 0 | 0 | 0 | 0
E364.00-Poles, Towers, and Fixtures | 2010-04-01 | Non-unitized | SABIN 40324 | KY | 0 | 0 | 0 | 0
E364.00-Poles, Towers, and Fixtures | 2010-04-01 | Non-unitized | OLD MAIN ST 42347 | KY | 0 | 0 | 0 | 0
E364.00-Poles, Towers, and Fixtures | 2010-04-30 | Non-unitized | RDPOLE156-Pole repair/replacement 156 | KY | 0 | 0 | 0 | 0
E364.00-Poles, Towers, and Fixtures | 2010-04-01 | Non-unitized | 129 BOSTON TERRIER LN 40935 | KY | 0 | 0 | 0 | 0
E364.00-Poles, Towers, and Fixtures | 2010-04-01 | Non-unitized | 145 MILLER LN 40390 | KY | 0 | 0 | 0 | 0
E364.00-Poles, Towers, and Fixtures | 2010-04-01 | Non-unitized | EAST RD 42437 | KY | 0 | 0 | 0 | 0
E364.00-Poles, Towers, and Fixtures | 2010-04-01 | POLE WOOD 30 FT (DIST) | POLE WOOD 30 FT (00004) | KY | 2 | 3450.14 | 1725.07
E364.00-Poles, Towers, and Fixtures | 2010-05-01 | POLE WOOD 35 FT (DIST) | POLE WOOD 35 FT (00005) | KY | 3 | 1081.89 | 360.63 | 0
E364.00-Poles, Towers, and Fixtures | 2010-05-01 | POLE WOOD 40 FT (DIST) | POLE WOOD 40 FT (00006) | KY | 6 | -1016.06 | -169.3433 | 0
E364.00-Poles, Towers, and Fixtures | 2010-05-01 | Non-unitized | 425 SAFENEST DR GARAGE 24293 | KY | 0 | 0 | 0 | 0
E364.00-Poles, Towers, and Fixtures | 2010-05-01 | Non-unitized | 215 GREENHILL ST TRL 40175 | KY | 0 | 0 | 0 | 0
E364.00-Poles, Towers, and Fixtures | 2010-05-01 | Non-unitized | 342 ODDVILLE AVE | KY | 0 | 0 | 0 | 0
E364.00-Poles, Towers, and Fixtures | 2010-05-01 | Non-unitized | N LAUREL AVE. | KY | 0 | 0 | 0 | 0
E364.00-Poles, Towers, and Fixtures | 2010-05-01 | Non-unitized | 155 RIVERVIEW RD 40336 | KY | 0 | 0 | 0 | 0
E364.00-Poles, Towers, and Fixtures | 2010-05-01 | Non-unitized | 80 LARKINS CRUNK RD 42464 | KY | 0 | 0 | 0 | 0
E364.00-Poles, Towers, and Fixtures | 2010-05-01 | Non-unitized | 15 S QUEEN ST 40353 | KY | 0 | 0 | 0 | 0
E364.00-Poles, Towers, and Fixtures | 2010-05-01 | Non-unitized | BALLARD | KY | 0 | 0 | 0 | 0
E364.00-Poles, Towers, and Fixtures | 2010-05-01 | Non-unitized | 969 ROBINSON RD SHOP 42437 | KY | 0 | 0 | 0 | 0
E364.00-Poles, Towers, and Fixtures | 2010-05-01 | Non-unitized | 2528 PALUMBO DR 40509 | KY | 0 | 0 | 0 | 0
E364.00-Poles, Towers, and Fixtures | 2010-05-01 | Non-unitized | 608 HENTON ST 42352 | KY | 0 | 0 | 0 | 0
E364.00-Poles, Towers, and Fixtures | 2010-05-01 | Non-unitized | RT 2 HWY58 24248 | KY | 0 | 0 | 0 | 0
E364.00-Poles, Towers, and Fixtures | 2010-05-01 | Non-unitized | 511 N RUSSELL ST | KY | 0 | 0 | 0 | 0
E364.00-Poles, Towers, and Fixtures | 2010-05-01 | Non-unitized | 151 HOME RUN DRIVE 42765 | KY | 0 | 0 | 0 | 0
E364.00-Poles, Towers, and Fixtures | 2010-05-01 | Non-unitized | 3798 OLD FREDONIA RD | KY | 0 | 0 | 0 | 0
E364.00-Poles, Towers, and Fixtures | 2010-06-01 | STEEL POLES | STEEL POLES (07726) | KY | 37 | 5218.24 | 141.0335 | 0
E364.00-Poles, Towers, and Fixtures | 2024-09-09 | GUY | GUY (00070) | KY | 0 | 0 | 0 | 0
E364.00-Poles, Towers, and Fixtures | 2010-08-31 | POLE WOOD 40 FT (DIST) | POLE WOOD 40 FT (00006) | KY | 11 | 32043.15 | 2913.0136 | 0
E364.00-Poles, Towers, and Fixtures | 2023-06-30 | GUY | GUY (00070) | KY | 0 | 0 | 0 | 0
E364.00-Poles, Towers, and Fixtures | 2010-09-01 | POLE WOOD 45 FT (DIST) | POLE WOOD 45 FT (00007) | KY | 30 | 133022.13 | 4434.071 | 0
E364.00-Poles, Towers, and Fixtures | 2010-07-01 | Non-unitized | 1693 E HIGHWAY 92 | KY | 0 | 0 | 0 | 0
E364.00-Poles, Towers, and Fixtures | 2010-08-31 | GUY | GUY (00070) | KY | 43 | 4664.44 | 108.4753 | 0
E364.00-Poles, Towers, and Fixtures | 2010-08-31 | POLE WOOD 80 FT (DIST) | POLE WOOD 80 FT (00014) | KY | 0 | 0 | 0 | 0
E364.00-Poles, Towers, and Fixtures | 2010-07-01 | Non-unitized | 33 ALLEN ST 42354 | KY | 0 | 0 | 0 | 0
E364.00-Poles, Towers, and Fixtures | 2010-07-01 | Non-unitized | 124 WALNUT ST 42328 | KY | 0 | 0 | 0 | 0
E364.00-Poles, Towers, and Fixtures | 2010-07-01 | Non-unitized | 200 MERLE TRAVIS HWY TEMP 42337 | KY | 0 | 0 | 0 | 0
E364.00-Poles, Towers, and Fixtures | 2010-07-01 | Non-unitized | 291 DUNCAN HILL 40422 | KY | 0 | 0 | 0 | 0
E364.00-Poles, Towers, and Fixtures | 2010-07-01 | Non-unitized | ROSSON | KY | 0 | 0 | 0 | 0
E364.00-Poles, Towers, and Fixtures | 2010-07-01 | Non-unitized | ANTIOCH RD | KY | 0 | 0 | 0 | 0
E364.00-Poles, Towers, and Fixtures | 2010-07-01 | Non-unitized | SECOND | KY | 0 | 0 | 0 | 0
E364.00-Poles, Towers, and Fixtures | 2010-07-01 | Non-unitized | 4616 FRANKFORT RD. | KY | 0 | 0 | 0 | 0
E364.00-Poles, Towers, and Fixtures | 2010-07-01 | Non-unitized | 1050 GISHTON RD 42330 | KY | 0 | 0 | 0 | 0
E364.00-Poles, Towers, and Fixtures | 2010-07-01 | Non-unitized | WEST END AVENUE 41064 | KY | 0 | 0 | 0 | 0
E364.00-Poles, Towers, and Fixtures | 2010-07-01 | Non-unitized | 121 BOONE AVE 40391 | KY | 0 | 0 | 0 | 0
E364.00-Poles, Towers, and Fixtures | 2010-07-01 | Non-unitized | US HWY 25 E | KY | 0 | 0 | 0 | 0
E364.00-Poles, Towers, and Fixtures | 2010-07-01 | Non-unitized | 958 N HIGHWAY 11 40374 | KY | 0 | 0 | 0 | 0
E364.00-Poles, Towers, and Fixtures | 2010-07-01 | Non-unitized | 3850 MCCOWANS FERRY RD | KY | 0 | 0 | 0 | 0
E364.00-Poles, Towers, and Fixtures | 2010-07-01 | Non-unitized | 605 PENNSYLVANIA AVE 42701 | KY | 0 | 0 | 0 | 0
E364.00-Poles, Towers, and Fixtures | 2010-07-01 | Non-unitized | 971 GUY BELL RD 42445 | KY | 0 | 0 | 0 | 0
E364.00-Poles, Towers, and Fixtures | 2010-07-01 | Non-unitized | 132 STATE ST 40503 | KY | 0 | 0 | 0 | 0
E364.00-Poles, Towers, and Fixtures | 2010-07-01 | Non-unitized | 621 MARK AVE | KY | 0 | 0 | 0 | 0
E364.00-Poles, Towers, and Fixtures | 2010-07-01 | Non-unitized | HWY 395 WADDY RD | KY | 0 | 0 | 0 | 0
E364.00-Poles, Towers, and Fixtures | 2010-07-01 | Non-unitized | US HWY 127 | KY | 0 | 0 | 0 | 0
E364.00-Poles, Towers, and Fixtures | 2010-07-01 | Non-unitized | 233 POPE ST. 40150 | KY | 0 | 0 | 0 | 0
E364.00-Poles, Towers, and Fixtures | 2010-07-01 | Non-unitized | 1241 CALDWELL SPRING RD 42064 | KY | 0 | 0 | 0 | 0
E364.00-Poles, Towers, and Fixtures | 2010-07-01 | Non-unitized | 346 HAMILTON JOHNSON RD 42350 | KY | 0 | 0 | 0 | 0
E364.00-Poles, Towers, and Fixtures | 2010-07-01 | Non-unitized | 702 BALMORAL RD 40965 | KY | 0 | 0 | 0 | 0
E364.00-Poles, Towers, and Fixtures | 2010-08-01 | Non-unitized | GOODWILL | KY | 0 | 0 | 0 | 0
E364.00-Poles, Towers, and Fixtures | 2010-08-01 | Non-unitized | 9275 S US HIGHWAY 25E 40935 | KY | 0 | 0 | 0 | 0
E364.00-Poles, Towers, and Fixtures | 2010-08-01 | Non-unitized | 225 STONE STREETY 40351 | KY | 0 | 0 | 0 | 0
E364.00-Poles, Towers, and Fixtures | 2010-08-01 | Non-unitized | DR BROWN RD 42350 | KY | 0 | 0 | 0 | 0
E364.00-Poles, Towers, and Fixtures | 2010-07-01 | Non-unitized | 865 GREENDALE RD 40511 | KY | 0 | 0 | 0 | 0
E364.00-Poles, Towers, and Fixtures | 2010-08-01 | Non-unitized | 252 JUNCTION ROAD 41039 | KY | 0 | 0 | 0 | 0
E364.00-Poles, Towers, and Fixtures | 2010-08-01 | Non-unitized | 475 LIBERTY RD 40009 | KY | 0 | 0 | 0 | 0
E364.00-Poles, Towers, and Fixtures | 2010-08-01 | Non-unitized | 11841 ELIZABETHTOWN RD TEMP 42712 | KY | 0 | 0 | 0 | 0
E364.00-Poles, Towers, and Fixtures | 2010-08-01 | Non-unitized | JOAN ST WILLIAMSBURG | KY | 0 | 0 | 0 | 0
E364.00-Poles, Towers, and Fixtures | 2010-08-01 | Non-unitized | 2009 CLEARVIEW DR TEMP LT45 42701 | KY | 0 | 0 | 0 | 0
E364.00-Poles, Towers, and Fixtures | 2010-08-01 | Non-unitized | 183 RUST RD 40051 | KY | 0 | 0 | 0 | 0
E364.00-Poles, Towers, and Fixtures | 2010-08-01 | Non-unitized | 391 BOOKER | KY | 0 | 0 | 0 | 0
E364.00-Poles, Towers, and Fixtures | 2010-08-01 | Non-unitized | 1691683 | KY | 0 | 0 | 0 | 0
E364.00-Poles, Towers, and Fixtures | 2010-07-01 | Non-unitized | NEW HOUSE COUNTY FARM RD. | KY | 0 | 0 | 0 | 0
E364.00-Poles, Towers, and Fixtures | 2010-08-01 | Non-unitized | 50 SCHOOL LOOP RD. 42716 | KY | 0 | 0 | 0 | 0
E364.00-Poles, Towers, and Fixtures | 2010-08-01 | Non-unitized | 326 BROOKSIDE DR 40422 | KY | 0 | 0 | 0 | 0
E364.00-Poles, Towers, and Fixtures | 2010-08-01 | Non-unitized | 145 ROMANY RD 40502 | KY | 0 | 0 | 0 | 0
E364.00-Poles, Towers, and Fixtures | 2010-08-01 | Non-unitized | COOMER RD | KY | 0 | 0 | 0 | 0
E364.00-Poles, Towers, and Fixtures | 2010-07-01 | Non-unitized | 2421 N JACKSON HWY 42722 | KY | 0 | 0 | 0 | 0
E364.00-Poles, Towers, and Fixtures | 2010-07-01 | Non-unitized | 339 IRON WORKS RD 40361 | KY | 0 | 0 | 0 | 0
E364.00-Poles, Towers, and Fixtures | 2010-07-01 | Non-unitized | US HWY 60 42420 | KY | 0 | 0 | 0 | 0
E364.00-Poles, Towers, and Fixtures | 2010-07-01 | Non-unitized | 4201 VERSAILLES RD 40510 | KY | 0 | 0 | 0 | 0
E364.00-Poles, Towers, and Fixtures | 2010-07-01 | Non-unitized | 431 S QUEEN STREET | KY | 0 | 0 | 0 | 0
E364.00-Poles, Towers, and Fixtures | 2010-10-01 | Non-unitized | 3972 STATE HWY 70 42064 | KY | 0 | 0 | 0 | 0
E364.00-Poles, Towers, and Fixtures | 2010-10-01 | Non-unitized | 330 STATE ROUTE 423 TEMP 42372 | KY | 0 | 0 | 0 | 0
E364.00-Poles, Towers, and Fixtures | 2010-10-01 | Non-unitized | 4130 MT STERLING RD 40391 | KY | 0 | 0 | 0 | 0
E364.00-Poles, Towers, and Fixtures | 2010-10-01 | Non-unitized | 265 INDUSTRIAL PARK | KY | 0 | 0 | 0 | 0
E364.00-Poles, Towers, and Fixtures | 2010-08-23 | Non-unitized | 126601-REMOVE YELLOWROCK 34.5 | KY | 0 | 0 | 0 | 0
E364.00-Poles, Towers, and Fixtures | 2010-10-01 | Non-unitized | N MAIN ST 42754 | KY | 0 | 0 | 0 | 0
E364.00-Poles, Towers, and Fixtures | 2010-10-01 | Non-unitized | 493 DRY CREEK RD 41095 | KY | 0 | 0 | 0 | 0
E364.00-Poles, Towers, and Fixtures | 2010-10-01 | Non-unitized | 102 FISHING | KY | 0 | 0 | 0 | 0
E364.00-Poles, Towers, and Fixtures | 2010-10-01 | Non-unitized | 1100 N DIXIE AVE 42701 | KY | 0 | 0 | 0 | 0
E364.00-Poles, Towers, and Fixtures | 2010-10-01 | Non-unitized | NEW TO YOU | KY | 0 | 0 | 0 | 0
E364.00-Poles, Towers, and Fixtures | 2010-10-01 | Non-unitized | 8036 STONELICK RD 41056 | KY | 0 | 0 | 0 | 0
E364.00-Poles, Towers, and Fixtures | 2010-10-01 | Non-unitized | HWY 27 42501 | KY | 0 | 0 | 0 | 0
E364.00-Poles, Towers, and Fixtures | 2010-10-01 | Non-unitized | 665 SAINT CHARLES RD | KY | 0 | 0 | 0 | 0
E364.00-Poles, Towers, and Fixtures | 2010-10-01 | Non-unitized | 513 HONEYCOMB RD 40456 | KY | 0 | 0 | 0 | 0
E364.00-Poles, Towers, and Fixtures | 2010-10-01 | Non-unitized | 976 BLACKSNAKE BRANCH RD 40856 | KY | 0 | 0 | 0 | 0
E364.00-Poles, Towers, and Fixtures | 2010-10-01 | Non-unitized | 11 W EADES AVE SHED 40422 | KY | 0 | 0 | 0 | 0
E364.00-Poles, Towers, and Fixtures | 2010-10-01 | Non-unitized | SAINT ROSE | KY | 0 | 0 | 0 | 0
E364.00-Poles, Towers, and Fixtures | 2010-10-01 | Non-unitized | 4316 STONE TAVERN LN 40510 | KY | 0 | 0 | 0 | 0
E364.00-Poles, Towers, and Fixtures | 2010-10-01 | Non-unitized | 220 RAINS STREET | KY | 0 | 0 | 0 | 0
E364.00-Poles, Towers, and Fixtures | 2010-10-01 | Non-unitized | 420 SOUTHLAND DR 40503 | KY | 0 | 0 | 0 | 0
E364.00-Poles, Towers, and Fixtures | 2010-10-01 | Non-unitized | 75 OLD CLIFTON RD FG-20 | KY | 0 | 0 | 0 | 0
E364.00-Poles, Towers, and Fixtures | 2010-10-01 | Non-unitized | 206 RUST RD TEMP 40051 | KY | 0 | 0 | 0 | 0
E364.00-Poles, Towers, and Fixtures | 2010-10-01 | Non-unitized | 5656 FIKE RD | KY | 0 | 0 | 0 | 0
E364.00-Poles, Towers, and Fixtures | 2010-10-01 | Non-unitized | 13506 N OLD MADISONVILLE ST | KY | 0 | 0 | 0 | 0
E364.00-Poles, Towers, and Fixtures | 2010-10-01 | Non-unitized | STEVENS BR 40965 | KY | 0 | 0 | 0 | 0
E364.00-Poles, Towers, and Fixtures | 2010-10-01 | Non-unitized | 484 HARDWICK RD 42464 | KY | 0 | 0 | 0 | 0
E364.00-Poles, Towers, and Fixtures | 2010-10-01 | Non-unitized | WAREHOUSE | KY | 0 | 0 | 0 | 0
E364.00-Poles, Towers, and Fixtures | 2010-10-01 | Non-unitized | 112 CHESTNUT ST 40336 | KY | 0 | 0 | 0 | 0
E364.00-Poles, Towers, and Fixtures | 2010-10-01 | Non-unitized | NEWTOWN PIKE | KY | 0 | 0 | 0 | 0
E364.00-Poles, Towers, and Fixtures | 2010-11-30 | POLE WOOD 45 FT (DIST) | POLE WOOD 45 FT (00007) | KY | 96 | 236375.54 | 2462.2452 | 0
E364.00-Poles, Towers, and Fixtures | 2010-10-31 | POLE WOOD 55 FT (DIST) | POLE WOOD 55 FT (00009) | KY | 7 | 24215.12 | 3459.3029 | 0
E364.00-Poles, Towers, and Fixtures | 2010-09-01 | Non-unitized | 242585 | KY | 0 | 0 | 0 | 0
E364.00-Poles, Towers, and Fixtures | 2010-10-01 | Non-unitized | RECONDUCTOR CKT. 0200, LONDON #1 | KY | 0 | 0 | 0 | 0
E364.00-Poles, Towers, and Fixtures | 2010-10-01 | Non-unitized | 330 MCCRACKEN RD FG-3 | KY | 0 | 0 | 0 | 0
E364.00-Poles, Towers, and Fixtures | 2010-10-01 | Non-unitized | 454 OLD HWY 25 40701 | KY | 0 | 0 | 0 | 0
E364.00-Poles, Towers, and Fixtures | 2010-11-01 | Non-unitized | 784 OLD FRANKFORT PIKE FG-16 | KY | 0 | 0 | 0 | 0
E364.00-Poles, Towers, and Fixtures | 2010-11-01 | Non-unitized | 1223 VALLEYVIEW DR 40353 | KY | 0 | 0 | 0 | 0
E364.00-Poles, Towers, and Fixtures | 2010-11-01 | Non-unitized | 124 W MULBERRY ST 40033 | KY | 0 | 0 | 0 | 0
E364.00-Poles, Towers, and Fixtures | 2010-11-01 | Non-unitized | 131 POOLE MILL RD D 42217 | KY | 0 | 0 | 0 | 0
E364.00-Poles, Towers, and Fixtures | 2010-11-01 | Non-unitized | EQUITY DR 40006 | KY | 1 | 0 | 0 | 0
E364.00-Poles, Towers, and Fixtures | 2010-11-01 | Non-unitized | 703 DRY RIDGE RD FG-33 | KY | 0 | 0 | 0 | 0
E364.00-Poles, Towers, and Fixtures | 2010-11-01 | Non-unitized | HIGHWAY 522 40806 | KY | 0 | 0 | 0 | 0
E364.00-Poles, Towers, and Fixtures | 2010-11-01 | Non-unitized | 281 GOOD NEIGHBOR 40854 | KY | 0 | 0 | 0 | 0
E364.00-Poles, Towers, and Fixtures | 2010-11-01 | Non-unitized | 6179 OLD PROVIDENCE RD 42459 | KY | 0 | 0 | 0 | 0
E364.00-Poles, Towers, and Fixtures | 2010-11-01 | Non-unitized | 1399 E NEW CIRCLE RD 40505 | KY | 0 | 0 | 0 | 0
E364.00-Poles, Towers, and Fixtures | 2010-11-01 | Non-unitized | 12404 U S HIGHWAY 119 40845 | KY | 0 | 0 | 0 | 0
E364.00-Poles, Towers, and Fixtures | 2010-11-01 | Non-unitized | EAST DIXIE ST AND US 25 | KY | 0 | 0 | 0 | 0
E364.00-Poles, Towers, and Fixtures | 2010-11-01 | Non-unitized | 120 PARK CENTRAL CT 40356 | KY | 0 | 0 | 0 | 0
E364.00-Poles, Towers, and Fixtures | 2010-11-01 | Non-unitized | 151 E MAIN ST 42462 | KY | 0 | 0 | 0 | 0
E364.00-Poles, Towers, and Fixtures | 2010-11-01 | Non-unitized | STATE HWY 2006 | KY | 0 | 0 | 0 | 0
E364.00-Poles, Towers, and Fixtures | 2010-11-01 | Non-unitized | 60 SCHOOL ST 40409 | KY | 0 | 0 | 0 | 0
E364.00-Poles, Towers, and Fixtures | 2010-11-01 | Non-unitized | 4812 STEPSTONE RD 40360 | KY | 0 | 0 | 0 | 0
E364.00-Poles, Towers, and Fixtures | 2010-11-01 | Non-unitized | 886 W ELM ST 42404 | KY | 0 | 0 | 0 | 0
E364.00-Poles, Towers, and Fixtures | 2010-11-01 | Non-unitized | CORPORATE DR 40391 | KY | 0 | 0 | 0 | 0
E364.00-Poles, Towers, and Fixtures | 2010-11-01 | Non-unitized | MEANS DR 40356 | KY | 0 | 0 | 0 | 0
E364.00-Poles, Towers, and Fixtures | 2010-11-01 | Non-unitized | LEXINGTON AVE & WESTSIDE 40391 | KY | 0 | 0 | 0 | 0
E364.00-Poles, Towers, and Fixtures | 2010-12-31 | POLE WOOD 30 FT (DIST) | POLE WOOD 30 FT (00004) | KY | 7 | 8995.12 | 1285.0171 | 0
E364.00-Poles, Towers, and Fixtures | 2011-01-01 | Non-unitized | STATE HWY 66 | KY | 0 | 0 | 0 | 0
E364.00-Poles, Towers, and Fixtures | 2011-01-01 | Non-unitized | STATE HWY 133 42078 | KY | 0 | 0 | 0 | 0
E364.00-Poles, Towers, and Fixtures | 2011-01-01 | Non-unitized | 5430 BRADFORD RD 42086 | KY | 0 | 0 | 0 | 0
E364.00-Poles, Towers, and Fixtures | 2011-01-01 | Non-unitized | 3511 MAIN ST 40379 | KY | 0 | 0 | 0 | 0
E364.00-Poles, Towers, and Fixtures | 2011-01-01 | Non-unitized | 1010 CARBONDALE RD 42431 | KY | 0 | 0 | 0 | 0
E364.00-Poles, Towers, and Fixtures | 2011-01-01 | Non-unitized | BARR ST 40507 | KY | 0 | 0 | 0 | 0
E364.00-Poles, Towers, and Fixtures | 2011-01-01 | Non-unitized | 627 W FOURTH STREEET | KY | 0 | 0 | 0 | 0
E364.00-Poles, Towers, and Fixtures | 2011-01-01 | Non-unitized | 80 SILER HILL RD #2 40701 | KY | 0 | 0 | 0 | 0
E364.00-Poles, Towers, and Fixtures | 2011-01-01 | Non-unitized | 3625 COLONEL RD TRL 40475 | KY | 0 | 0 | 0 | 0
E364.00-Poles, Towers, and Fixtures | 2011-01-01 | Non-unitized | CLEATON RD | KY | 0 | 0 | 0 | 0
E364.00-Poles, Towers, and Fixtures | 2011-01-01 | Non-unitized | ROAD A 41008 | KY | 0 | 0 | 0 | 0
E364.00-Poles, Towers, and Fixtures | 2011-01-01 | Non-unitized | 20525 HIGHWAY 38 40927 | KY | 0 | 0 | 0 | 0
E364.00-Poles, Towers, and Fixtures | 2011-01-01 | Non-unitized | 151 E MAIN ST 42462 | KY | 0 | 0 | 0 | 0
E364.00-Poles, Towers, and Fixtures | 2011-01-01 | Non-unitized | RDDD416OH-Rep Def Equip-OH-Pineville | KY | 0 | 0 | 0 | 0
E364.00-Poles, Towers, and Fixtures | 2011-01-01 | Non-unitized | 409 BRADSHAW AVE 40065 | KY | 0 | 0 | 0 | 0
E364.00-Poles, Towers, and Fixtures | 2011-01-01 | Non-unitized | 120 PARK CENTRAL CT 40356 | KY | 0 | 0 | 0 | 0
E364.00-Poles, Towers, and Fixtures | 2011-01-01 | Non-unitized | FUSE216-Fuse Coord-Danville | KY | 0 | 0 | 0 | 0
E364.00-Poles, Towers, and Fixtures | 2011-01-01 | Non-unitized | CUMBERLAND GAP PARKWAY | KY | 0 | 0 | 0 | 0
E364.00-Poles, Towers, and Fixtures | 2011-01-01 | Non-unitized | 80 CURTIS MINE RD 42431 | KY | 0 | 0 | 0 | 0
E364.00-Poles, Towers, and Fixtures | 2011-01-01 | Non-unitized | 255 ANNA LEE DR BARN 40071 | KY | 0 | 0 | 0 | 0
E364.00-Poles, Towers, and Fixtures | 2011-01-01 | Non-unitized | 2054 MOOREFIELD RD 40311 | KY | 0 | 0 | 0 | 0
E364.00-Poles, Towers, and Fixtures | 2011-01-01 | Non-unitized | 224 LEXINGTON ST 40444 | KY | 0 | 0 | 0 | 0
E364.00-Poles, Towers, and Fixtures | 2011-01-01 | Non-unitized | N MAIN ST 42754 | KY | 0 | 0 | 0 | 0
E364.00-Poles, Towers, and Fixtures | 2011-01-01 | Non-unitized | GENERAL BAPTIST CHURCH | KY | 0 | 0 | 0 | 0
E364.00-Poles, Towers, and Fixtures | 2011-01-01 | Non-unitized | EAST DIXIE ST AND US 25 | KY | 0 | 0 | 0 | 0
E364.00-Poles, Towers, and Fixtures | 2011-01-01 | Non-unitized | 111 S CAMPBELL | KY | 0 | 0 | 0 | 0
E364.00-Poles, Towers, and Fixtures | 2011-01-01 | Non-unitized | 1107 HOLLY LN 40419 | KY | 0 | 0 | 0 | 0
E364.00-Poles, Towers, and Fixtures | 2011-01-01 | Non-unitized | 89 CUSTER ST 40162 | KY | 0 | 0 | 0 | 0
E364.00-Poles, Towers, and Fixtures | 2011-01-01 | Non-unitized | POLD246-OUTDOOR LIGHTING 246 | KY | 0 | 0 | 0 | 0
E364.00-Poles, Towers, and Fixtures | 2011-01-01 | Non-unitized | 368 PAYNES DEPOT 40324 | KY | 0 | 0 | 0 | 0
E364.00-Poles, Towers, and Fixtures | 2011-01-01 | Non-unitized | 1193 STATE ROUTE 2590 42330 | KY | 0 | 0 | 0 | 0
E364.00-Poles, Towers, and Fixtures | 2011-01-01 | Non-unitized | N HWY 1651 | KY | 0 | 0 | 0 | 0
E364.00-Poles, Towers, and Fixtures | 2011-01-01 | Non-unitized | 2280 HUME RD | KY | 0 | 0 | 0 | 0
E364.00-Poles, Towers, and Fixtures | 2011-01-01 | Non-unitized | FASTENAL, BEHIND BACK YARD BURGERS | KY | 0 | 0 | 0 | 0
E364.00-Poles, Towers, and Fixtures | 2011-01-01 | Non-unitized | BEDFORD RD AND U.S.460 40337 | KY | 0 | 0 | 0 | 0
E364.00-Poles, Towers, and Fixtures | 2011-01-01 | Non-unitized | 1606 FORESTERS CK | KY | 0 | 0 | 0 | 0
E364.00-Poles, Towers, and Fixtures | 2011-01-01 | Non-unitized | 855 MANCHESTER ST 40508 | KY | 0 | 0 | 0 | 0
E364.00-Poles, Towers, and Fixtures | 2011-01-01 | Non-unitized | RDPOLE426-Repair defective poles 426 | KY | 0 | 0 | 0 | 0
E364.00-Poles, Towers, and Fixtures | 2011-01-01 | Non-unitized | 511 W MAIN ST TEMP 42367 | KY | 0 | 0 | 0 | 0
E364.00-Poles, Towers, and Fixtures | 2011-01-01 | Non-unitized | RDPOLD236-REP/REP DEF POL'S | KY | 0 | 0 | 0 | 0
E364.00-Poles, Towers, and Fixtures | 2011-01-01 | Non-unitized | 2201 CATNIP HILL RD 40356 | KY | 0 | 0 | 0 | 0
E364.00-Poles, Towers, and Fixtures | 2011-01-01 | Non-unitized | 555 OLD SEVEN MILE PK 40065 | KY | 0 | 0 | 0 | 0
E364.00-Poles, Towers, and Fixtures | 2011-01-01 | Non-unitized | STATE HWY 2006 | KY | 0 | 0 | 0 | 0
E364.00-Poles, Towers, and Fixtures | 2011-01-01 | Non-unitized | DARLING HORSE FARMS | KY | 0 | 0 | 0 | 0
E364.00-Poles, Towers, and Fixtures | 2011-01-01 | Non-unitized | RECONDUCTOR CKT. 0200, LONDON #1 | KY | 0 | 0 | 0 | 0
E364.00-Poles, Towers, and Fixtures | 2011-01-31 | GUY | GUY (00070) | KY | 73 | 311249.49 | 4263.6916 | 0
E364.00-Poles, Towers, and Fixtures | 2011-01-01 | Non-unitized | 3000 BLAKEMORE LN 40031 | KY | 0 | 0 | 0 | 0
E364.00-Poles, Towers, and Fixtures | 2011-01-01 | Non-unitized | 1950 CURTIS PIKE 40475 | KY | 0 | 0 | 0 | 0
E364.00-Poles, Towers, and Fixtures | 2011-01-31 | POLE WOOD 45 FT (DIST) | POLE WOOD 45 FT (00007) | KY | 34 | 131943.34 | 3880.6865 | 0
E364.00-Poles, Towers, and Fixtures | 2011-01-01 | Non-unitized | 475 OLD RAILROAD BED RD 42445 | KY | 0 | 0 | 0 | 0
E364.00-Poles, Towers, and Fixtures | 2011-01-01 | Non-unitized | NBSV216UG-New Bus Serv-UG-Danville | KY | 0 | 0 | 0 | 0
E364.00-Poles, Towers, and Fixtures | 2010-12-31 | Non-unitized | Boonesboro Sub Dist Line Work | KY | 0 | 0 | 0 | 0
E364.00-Poles, Towers, and Fixtures | 2011-01-01 | Non-unitized | 2020 SLACK PI 41056 | KY | 0 | 0 | 0 | 0
E364.00-Poles, Towers, and Fixtures | 2011-01-01 | Non-unitized | 1060 CROSS KEYS RD 40504 | KY | 0 | 0 | 0 | 0
E364.00-Poles, Towers, and Fixtures | 2011-01-01 | Non-unitized | 4595 BRYAN STATION RD | KY | 0 | 0 | 0 | 0
E364.00-Poles, Towers, and Fixtures | 2011-01-01 | Non-unitized | 60 SCHOOL ST 40409 | KY | 0 | 0 | 0 | 0
E364.00-Poles, Towers, and Fixtures | 2011-01-01 | Non-unitized | BOONE TRACE 40160 | KY | 1 | 0 | 0 | 0
E364.00-Poles, Towers, and Fixtures | 2011-01-01 | Non-unitized | 4322 MULBERRY PIKE | KY | 0 | 0 | 0 | 0
E364.00-Poles, Towers, and Fixtures | 2011-01-01 | Non-unitized | 4608 COLBY RD 40391 | KY | 0 | 0 | 0 | 0
E364.00-Poles, Towers, and Fixtures | 2011-01-01 | Non-unitized | STLT216-STREET LIGHTING 216 | KY | 0 | 0 | 0 | 0
E364.00-Poles, Towers, and Fixtures | 2011-01-01 | Non-unitized | NBSV236OH-New Electric Serv-Overhead | KY | 0 | 0 | 0 | 0
E364.00-Poles, Towers, and Fixtures | 2011-01-01 | Non-unitized | 3839 COMBS FERRY 40391 | KY | 0 | 0 | 0 | 0
E364.00-Poles, Towers, and Fixtures | 2011-01-01 | Non-unitized | OFFICE STREET | KY | 0 | 0 | 0 | 0
E364.00-Poles, Towers, and Fixtures | 2011-01-01 | Non-unitized | 446 DELAPLAIN RD | KY | 0 | 0 | 0 | 0
E364.00-Poles, Towers, and Fixtures | 2011-01-01 | Non-unitized | NBSV366UG-New Bus Serv-UG-Maysville | KY | 0 | 0 | 0 | 0
E364.00-Poles, Towers, and Fixtures | 2011-01-01 | Non-unitized | 568 MARTIN LUTHER KING JR BLVD 40324 | KY | 0 | 0 | 0 | 0
E364.00-Poles, Towers, and Fixtures | 2011-01-01 | Non-unitized | 369 MCHARGUE BRANCH RD 40456 | KY | 0 | 0 | 0 | 0
E364.00-Poles, Towers, and Fixtures | 2011-01-01 | Non-unitized | RDDD315OH-Rep Def Equip-OH-Lexington | KY | 0 | 0 | 0 | 0
E364.00-Poles, Towers, and Fixtures | 2011-08-31 | POLE WOOD 40 FT (DIST) | POLE WOOD 40 FT (00006) | KY | 136 | 599526.6 | 4408.2838 | 0
E364.00-Poles, Towers, and Fixtures | 2011-05-31 | POLE WOOD 30 FT (DIST) | POLE WOOD 30 FT (00004) | KY | 28 | 43067.63 | 1538.1296 | 0
E364.00-Poles, Towers, and Fixtures | 2011-03-31 | POLE WOOD 40 FT (DIST) | POLE WOOD 40 FT (00006) | KY | 20 | 97498.22 | 4874.911 | 0
E364.00-Poles, Towers, and Fixtures | 2011-02-28 | POLE WOOD 75 FT (DIST) | POLE WOOD 75 FT (00013) | KY | 3 | 21686.06 | 7228.6867 | 0
E364.00-Poles, Towers, and Fixtures | 2011-04-30 | POLE WOOD 50 FT (DIST) | POLE WOOD 50 FT (00008) | KY | 9 | 23320.95 | 2591.2167 | 0
E364.00-Poles, Towers, and Fixtures | 2011-02-01 | Non-unitized | 634 N MULBERRY ST. 42701 | KY | 0 | 0 | 0 | 0
E364.00-Poles, Towers, and Fixtures | 2011-02-01 | Non-unitized | TRAFTON ST 40504 | KY | 0 | 0 | 0 | 0
E364.00-Poles, Towers, and Fixtures | 2011-02-01 | Non-unitized | 532 W MAIN ST 40475 | KY | 0 | 0 | 0 | 0
E364.00-Poles, Towers, and Fixtures | 2011-02-01 | Non-unitized | FANNING LANE 40371 | KY | 0 | 0 | 0 | 0
E364.00-Poles, Towers, and Fixtures | 2011-02-01 | Non-unitized | STATE HWY 983 42409 | KY | 0 | 0 | 0 | 0
E364.00-Poles, Towers, and Fixtures | 2011-02-01 | Non-unitized | 911 PAYNES MILL RD FG-5 | KY | 0 | 0 | 0 | 0
E364.00-Poles, Towers, and Fixtures | 2011-11-30 | POLE WOOD 45 FT (DIST) | POLE WOOD 45 FT (00007) | KY | 37 | 90802.04 | 2454.1092 | 0
E364.00-Poles, Towers, and Fixtures | 2011-03-31 | GUY | GUY (00070) | KY | 7 | 3085.52 | 440.7886 | 0
E364.00-Poles, Towers, and Fixtures | 2011-03-31 | CROSS ARMS | CROSS ARMS (07362) | KY | 1 | 369.39 | 369.39 | 0
E364.00-Poles, Towers, and Fixtures | 2011-03-31 | POLE WOOD 45 FT (DIST) | POLE WOOD 45 FT (00007) | KY | 1 | 3129.2 | 3129.2 | 0
E364.00-Poles, Towers, and Fixtures | 2011-02-01 | Non-unitized | WILSON RD | KY | 0 | 0 | 0 | 0
E364.00-Poles, Towers, and Fixtures | 2011-02-01 | Non-unitized | ECAPRR156-Inst cap/reg/recl-Earlington | KY | 0 | 0 | 0 | 0
E364.00-Poles, Towers, and Fixtures | 2011-02-01 | Non-unitized | 102 HI LANE DR 40475 | KY | 0 | 0 | 0 | 0
E364.00-Poles, Towers, and Fixtures | 2011-04-01 | Non-unitized | 261 COCHRAN RD 40502 | KY | 0 | 0 | 0 | 0
E364.00-Poles, Towers, and Fixtures | 2011-04-01 | Non-unitized | 370 LITTLE CREEK RD 40815 | KY | 0 | 0 | 0 | 0
E364.00-Poles, Towers, and Fixtures | 2011-04-01 | Non-unitized | CORPORATE WAY 40475 | KY | 0 | 0 | 0 | 0
E364.00-Poles, Towers, and Fixtures | 2011-04-01 | Non-unitized | 3110 LOUISVILLE ROAD | KY | 0 | 0 | 0 | 0
E364.00-Poles, Towers, and Fixtures | 2011-04-01 | Non-unitized | RAINS STREET | KY | 0 | 0 | 0 | 0
E364.00-Poles, Towers, and Fixtures | 2011-04-01 | Non-unitized | 904 N BROADWAY 40505 | KY | 0 | 0 | 0 | 0
E364.00-Poles, Towers, and Fixtures | 2011-04-01 | Non-unitized | 600 DELAPLAIN RD | KY | 0 | 0 | 0 | 0
E364.00-Poles, Towers, and Fixtures | 2011-04-01 | Non-unitized | 318 COLLEGE VIEW AVE 40508 | KY | 0 | 0 | 0 | 0
E364.00-Poles, Towers, and Fixtures | 2011-04-01 | Non-unitized | 1225 EASTLAND DR | KY | 0 | 0 | 0 | 0
E364.00-Poles, Towers, and Fixtures | 2011-04-01 | Non-unitized | 3550 RIVER RD TRLR 40036 | KY | 0 | 0 | 0 | 0
E364.00-Poles, Towers, and Fixtures | 2011-04-01 | Non-unitized | 204 N MAIN ST 42064 | KY | 0 | 0 | 0 | 0
E364.00-Poles, Towers, and Fixtures | 2011-09-01 | POLE WOOD 60 FT (DIST) | POLE WOOD 60 FT (00010) | KY | 5 | 20163.79 | 4032.758 | 0
E364.00-Poles, Towers, and Fixtures | 2011-04-01 | Non-unitized | 2885 MCBRAYER ROAD 40313 | KY | 0 | 0 | 0 | 0
E364.00-Poles, Towers, and Fixtures | 2011-04-01 | Non-unitized | 823 CINDY BLAIR WAY | KY | 0 | 0 | 0 | 0
E364.00-Poles, Towers, and Fixtures | 2011-04-01 | Non-unitized | 4123 VICTORIA WAY 40515 | KY | 0 | 0 | 0 | 0
E364.00-Poles, Towers, and Fixtures | 2011-04-01 | Non-unitized | 106 KIDDS MILL RD FG-2 | KY | 0 | 0 | 0 | 0
E364.00-Poles, Towers, and Fixtures | 2011-04-01 | Non-unitized | 4248 KY HIGHWAY 10 41034 | KY | 0 | 0 | 0 | 0
E364.00-Poles, Towers, and Fixtures | 2011-04-01 | Non-unitized | 1ST ST 42038 | KY | 0 | 0 | 0 | 0
E364.00-Poles, Towers, and Fixtures | 2011-04-01 | Non-unitized | PLEASANT | KY | 0 | 0 | 0 | 0
E364.00-Poles, Towers, and Fixtures | 2011-05-01 | Non-unitized | 515 GRAYSON ST 42784 | KY | 0 | 0 | 0 | 0
E364.00-Poles, Towers, and Fixtures | 2011-05-01 | Non-unitized | E HIGHWAY 92 | KY | 0 | 0 | 0 | 0
E364.00-Poles, Towers, and Fixtures | 2011-05-01 | Non-unitized | 832 6TH VEIN RD | KY | 0 | 0 | 0 | 0
E364.00-Poles, Towers, and Fixtures | 2011-05-01 | Non-unitized | 811 N GRANT ST 42459 | KY | 0 | 0 | 0 | 0
E364.00-Poles, Towers, and Fixtures | 2011-05-01 | Non-unitized | 236 HIGHWAY 38 40831 | KY | 0 | 0 | 0 | 0
E364.00-Poles, Towers, and Fixtures | 2011-06-01 | POLE WOOD 50 FT (DIST) | POLE WOOD 50 FT (00008) | KY | 2 | 14715.32 | 7357.66 | 0
E364.00-Poles, Towers, and Fixtures | 2011-05-01 | Non-unitized | HOPPER | KY | 0 | 0 | 0 | 0
E364.00-Poles, Towers, and Fixtures | 2011-05-01 | Non-unitized | 041211-I | KY | 0 | 0 | 0 | 0
E364.00-Poles, Towers, and Fixtures | 2011-04-01 | Non-unitized | DELTA GAS RD | KY | 0 | 0 | 0 | 0
E364.00-Poles, Towers, and Fixtures | 2011-03-01 | Non-unitized | FUSE256-Fuse Coord-Shelbyville | KY | 0 | 0 | 0 | 0
E364.00-Poles, Towers, and Fixtures | 2011-04-01 | Non-unitized | HWY 52 | KY | 0 | 0 | 0 | 0
E364.00-Poles, Towers, and Fixtures | 2011-04-30 | POLE WOOD 60 FT (DIST) | POLE WOOD 60 FT (00010) | KY | 1 | 14254.27 | 14254.27 | 0
E364.00-Poles, Towers, and Fixtures | 2011-12-31 | POLE WOOD 45 FT (DIST) | POLE WOOD 45 FT (00007) | KY | 50 | 148392.54 | 2967.8508 | 0
E364.00-Poles, Towers, and Fixtures | 2011-10-31 | CROSS ARMS | CROSS ARMS (07362) | KY | 325 | 182413.81 | 561.2733 | 0
E364.00-Poles, Towers, and Fixtures | 2011-08-31 | POLE WOOD 45 FT (DIST) | POLE WOOD 45 FT (00007) | KY | 91 | 588793.46 | 6470.2578 | 0
E364.00-Poles, Towers, and Fixtures | 2011-12-01 | POLE WOOD 45 FT (DIST) | POLE WOOD 45 FT (00007) | KY | 44 | 93024.58 | 2114.195 | 0
E364.00-Poles, Towers, and Fixtures | 2011-06-30 | PLATFORMS NEW (05491) | PLATFORMS NEW (05491) | KY | 2 | 20246.77 | 10123.385 | 0
E364.00-Poles, Towers, and Fixtures | 2011-09-30 | GUY | GUY (00070) | KY | 27 | 23091.75 | 855.25 | 0
E364.00-Poles, Towers, and Fixtures | 2011-07-01 | Non-unitized | 1050 WHITE OAK RD 40324 | KY | 0 | 0 | 0 | 0
E364.00-Poles, Towers, and Fixtures | 2011-07-01 | Non-unitized | 2992 ST RT 175 HWY | KY | 0 | 0 | 0 | 0
E364.00-Poles, Towers, and Fixtures | 2011-07-01 | Non-unitized | 1238 AUGUSTA - BERLIN RD 41004 | KY | 0 | 0 | 0 | 0
E364.00-Poles, Towers, and Fixtures | 2011-07-01 | Non-unitized | 515 ISLAND PARK DR | KY | 0 | 0 | 0 | 0
E364.00-Poles, Towers, and Fixtures | 2011-07-01 | Non-unitized | 3200 GEORGETOWN RD 40601 | KY | 0 | 0 | 0 | 0
E364.00-Poles, Towers, and Fixtures | 2011-07-01 | Non-unitized | 6329 HELENA ROAD 41055 | KY | 0 | 0 | 0 | 0
E364.00-Poles, Towers, and Fixtures | 2011-07-01 | Non-unitized | 2355 NEW LIBERTY SPARTA RD 41086 | KY | 0 | 0 | 0 | 0
E364.00-Poles, Towers, and Fixtures | 2011-11-01 | POLE WOOD 45 FT (DIST) | POLE WOOD 45 FT (00007) | KY | 65 | 207166.19 | 3187.1722 | 0
E364.00-Poles, Towers, and Fixtures | 2011-07-31 | POLE WOOD 35 FT (DIST) | POLE WOOD 35 FT (00005) | KY | 16 | 20245.77 | 1265.3606 | 0
E364.00-Poles, Towers, and Fixtures | 2011-07-01 | Non-unitized | 4601 LA GRANGE RD 40065 | KY | 0 | 0 | 0 | 0
E364.00-Poles, Towers, and Fixtures | 2011-10-31 | POLE WOOD 40 FT (DIST) | POLE WOOD 40 FT (00006) | KY | 28 | 100008.68 | 3571.7386 | 0
E364.00-Poles, Towers, and Fixtures | 2011-10-31 | POLE WOOD 45 FT (DIST) | POLE WOOD 45 FT (00007) | KY | 95 | 197335.84 | 2077.2194 | 0
E364.00-Poles, Towers, and Fixtures | 2011-07-01 | STEEL POLES | STEEL POLES (07726) | KY | 1 | 0 | 0 | 0
E364.00-Poles, Towers, and Fixtures | 2011-07-01 | Non-unitized | BEANS FORK RD | KY | 0 | 0 | 0 | 0
E364.00-Poles, Towers, and Fixtures | 2011-07-01 | Non-unitized | Project Level WorkOrder | KY | 0 | 0 | 0 | 0
E364.00-Poles, Towers, and Fixtures | 2011-07-01 | Non-unitized | WM BR MID FK 40977 | KY | 0 | 0 | 0 | 0
E364.00-Poles, Towers, and Fixtures | 2011-11-01 | POLE WOOD 30 FT (DIST) | POLE WOOD 30 FT (00004) | KY | 7 | 6827.8 | 975.4 | 0
E364.00-Poles, Towers, and Fixtures | 2011-07-01 | Non-unitized | 210 GINTER RD TEMP 40472 | KY | 0 | 0 | 0 | 0
E364.00-Poles, Towers, and Fixtures | 2011-07-01 | Non-unitized | WEST LAKE | KY | 0 | 0 | 0 | 0
E364.00-Poles, Towers, and Fixtures | 2011-07-01 | Non-unitized | 1089 BUNKER HILL RD 40353 | KY | 0 | 0 | 0 | 0
E364.00-Poles, Towers, and Fixtures | 2011-07-01 | Non-unitized | 1195 STATE ROUTE 2107 42337 | KY | 0 | 0 | 0 | 0
E364.00-Poles, Towers, and Fixtures | 2011-07-01 | Non-unitized | 511 W COLUMBIA ST | KY | 0 | 0 | 0 | 0
E364.00-Poles, Towers, and Fixtures | 2011-07-01 | Non-unitized | 3850 STATE HWY 923 42459 | KY | 0 | 0 | 0 | 0
E364.00-Poles, Towers, and Fixtures | 2011-07-01 | Non-unitized | 345 MYNHIER RD 40351 | KY | 0 | 0 | 0 | 0
E364.00-Poles, Towers, and Fixtures | 2011-07-01 | Non-unitized | 2012 US HIGHWAY 27 | KY | 0 | 0 | 0 | 0
E364.00-Poles, Towers, and Fixtures | 2011-07-01 | Non-unitized | E HWY 60 | KY | 0 | 0 | 0 | 0
E364.00-Poles, Towers, and Fixtures | 2011-07-01 | Non-unitized | 385 MARKET SQUARE DR 41056 | KY | 0 | 0 | 0 | 0
E364.00-Poles, Towers, and Fixtures | 2011-07-01 | Non-unitized | 119 COPPER CREEK RD 42408 | KY | 0 | 0 | 0 | 0
E364.00-Poles, Towers, and Fixtures | 2011-07-01 | Non-unitized | 200 MINERS HALL RD 42321 | KY | 0 | 0 | 0 | 0
E364.00-Poles, Towers, and Fixtures | 2011-07-01 | Non-unitized | 72 TIMBERCREST | KY | 0 | 0 | 0 | 0
E364.00-Poles, Towers, and Fixtures | 2011-07-01 | Non-unitized | MONUMENT ROAD | KY | 0 | 0 | 0 | 0
E364.00-Poles, Towers, and Fixtures | 2011-07-01 | Non-unitized | 2184 MARTWICK RD | KY | 0 | 0 | 0 | 0
E364.00-Poles, Towers, and Fixtures | 2011-07-01 | Non-unitized | 204 STATE HWY 983 42409 | KY | 0 | 0 | 0 | 0
E364.00-Poles, Towers, and Fixtures | 2011-07-01 | Non-unitized | HURRICANE ROAD 24293 | KY | 0 | 0 | 0 | 0
E364.00-Poles, Towers, and Fixtures | 2011-07-01 | Non-unitized | LOGOS ENGINEERING RELOCATION | KY | 0 | 0 | 0 | 0
E364.00-Poles, Towers, and Fixtures | 2011-07-01 | Non-unitized | 1020 GENERAL CABLE DR TEMP 40342 | KY | 0 | 0 | 0 | 0
E364.00-Poles, Towers, and Fixtures | 2011-07-01 | Non-unitized | 979 WHITE OAK | KY | 0 | 0 | 0 | 0
E364.00-Poles, Towers, and Fixtures | 2011-06-01 | Non-unitized | RDSTLT246-REP REPL DEF ST LIGHTS 246 | KY | 0 | 0 | 0 | 0
E364.00-Poles, Towers, and Fixtures | 2011-09-01 | POLE WOOD 70 FT (DIST) | POLE WOOD 70 FT (00012) | KY | 2 | 15578.08 | 7789.04 | 0
E364.00-Poles, Towers, and Fixtures | 2011-09-30 | POLE WOOD 60 FT (DIST) | POLE WOOD 60 FT (00010) | KY | 3 | 508.77 | 169.59 | 0
E364.00-Poles, Towers, and Fixtures | 2011-08-01 | Non-unitized | 409 HOPKINSVILLE RD 42442 | KY | 0 | 0 | 0 | 0
E364.00-Poles, Towers, and Fixtures | 2011-08-01 | Non-unitized | New Business Comm - Project Level Work Order | KY | 0 | 0 | 0 | 0
E364.00-Poles, Towers, and Fixtures | 2011-08-01 | Non-unitized | RDDD216-DAMAGE DEFECTIVE DIST 216 | KY | 0 | 0 | 0 | 0
E364.00-Poles, Towers, and Fixtures | 2011-08-01 | Non-unitized | New Bus Resid - OH - Project Level Work Order | KY | 0 | 0 | 0 | 0
E364.00-Poles, Towers, and Fixtures | 2011-08-01 | Non-unitized | EXETER AVE | KY | 0 | 0 | 0 | 0
E364.00-Poles, Towers, and Fixtures | 2011-08-31 | Non-unitized | RDDD246OH-Rep Def Equip-OH-Etown | KY | 0 | 0 | 0 | 0
E364.00-Poles, Towers, and Fixtures | 2011-08-01 | Non-unitized | ECAPRR416-Inst cap/reg/recl-Pineville | KY | 0 | 0 | 0 | 0
E364.00-Poles, Towers, and Fixtures | 2011-08-01 | Non-unitized | New Bus Ind - UG - Project Level Work Order | KY | 0 | 0 | 0 | 0
E364.00-Poles, Towers, and Fixtures | 2011-08-01 | Non-unitized | 1543 HUBERT REID RD 42431 | KY | 0 | 0 | 0 | 0
E364.00-Poles, Towers, and Fixtures | 2011-08-01 | Non-unitized | WILLIAMSBURG WATER PUMPING STA. | KY | 0 | 0 | 0 | 0
E364.00-Poles, Towers, and Fixtures | 2011-08-01 | Non-unitized | 140 PARKER LN 40965 | KY | 0 | 0 | 0 | 0
E364.00-Poles, Towers, and Fixtures | 2011-08-01 | Non-unitized | 606 MAPLE AVE | KY | 0 | 0 | 0 | 0
E364.00-Poles, Towers, and Fixtures | 2011-08-01 | Non-unitized | 5802 DOLITTLE ROAD 24219 | KY | 0 | 0 | 0 | 0
E364.00-Poles, Towers, and Fixtures | 2011-08-01 | Non-unitized | Sys Enhan - Exist Cust - Project Level Work Order | KY | 0 | 0 | 0 | 0
E364.00-Poles, Towers, and Fixtures | 2011-08-01 | Non-unitized | 3903 US HIGHWAY 431 TEMP 42323 | KY | 0 | 0 | 0 | 0
E364.00-Poles, Towers, and Fixtures | 2011-08-01 | Non-unitized | WHETSTONE 24293 | KY | 0 | 0 | 0 | 0
E364.00-Poles, Towers, and Fixtures | 2011-08-01 | Non-unitized | 080311-I | KY | 0 | 0 | 0 | 0
E364.00-Poles, Towers, and Fixtures | 2012-04-30 | POLE WOOD 30 FT (DIST) | POLE WOOD 30 FT (00004) | KY | 4 | 6248.81 | 1562.2025 | 0
E364.00-Poles, Towers, and Fixtures | 2012-10-31 | POLE WOOD 30 FT (DIST) | POLE WOOD 30 FT (00004) | KY | 63 | 65765.96 | 1043.9041 | 0
E364.00-Poles, Towers, and Fixtures | 2011-11-01 | Non-unitized | RDPOLD426-REP/REPL DEF POL'S 426 | KY | 0 | 0 | 0 | 0
E364.00-Poles, Towers, and Fixtures | 2012-02-29 | CROSS ARMS | CROSS ARMS (07362) | KY | 96 | 32261.71 | 336.0595 | 0
E364.00-Poles, Towers, and Fixtures | 2011-09-30 | Non-unitized | NBSV366OH-New Elect Serv-Ovhd-Maysville | KY | 0 | 0 | 0 | 0
E364.00-Poles, Towers, and Fixtures | 2012-02-29 | GUY | GUY (00070) | KY | 2 | 35.04 | 17.52 | 0
E364.00-Poles, Towers, and Fixtures | 2011-10-01 | Non-unitized | New Bus Comm - UG - Project Level Work Order | KY | 0 | 0 | 0 | 0
E364.00-Poles, Towers, and Fixtures | 2011-10-01 | Non-unitized | Cir Hard Reliab - OH | KY | 0 | 0 | 0 | 0
E364.00-Poles, Towers, and Fixtures | 2011-11-01 | Non-unitized | HIGH BRIDGE RD 40444 | KY | 0 | 0 | 0 | 0
E364.00-Poles, Towers, and Fixtures | 2011-10-01 | Non-unitized | DUNBAR 24216 | KY | 0 | 0 | 0 | 0
E364.00-Poles, Towers, and Fixtures | 2011-10-01 | Non-unitized | New Bus Resid - Project Level Work Order | KY | 0 | 0 | 0 | 0
E364.00-Poles, Towers, and Fixtures | 2011-10-01 | Non-unitized | 8958 BIRCHFIELD HGTS RD 24293 | KY | 0 | 0 | 0 | 0
E364.00-Poles, Towers, and Fixtures | 2012-01-01 | Non-unitized | New Bus Com - Project Level Work Order | KY | 0 | 0 | 0 | 0
E364.00-Poles, Towers, and Fixtures | 2012-01-01 | Non-unitized | POLD426-OUTDOOR LIGHTING 426 | KY | 0 | 0 | 0 | 0
E364.00-Poles, Towers, and Fixtures | 2012-01-01 | Non-unitized | TBRD256OH-Trouble Orders OH - 012560 | KY | 0 | 0 | 0 | 0
E364.00-Poles, Towers, and Fixtures | 2012-01-01 | Non-unitized | Retirement | KY | 0 | 0 | 0 | 0
E364.00-Poles, Towers, and Fixtures | 2012-02-01 | Non-unitized | Reloc Cust Req - Project Level Work Order | KY | 0 | 0 | 0 | 0
E364.00-Poles, Towers, and Fixtures | 2012-02-01 | Non-unitized | 650 E BROADWAY ST | KY | 0 | 0 | 0 | 0
E364.00-Poles, Towers, and Fixtures | 2012-02-01 | Non-unitized | DOUG HILL RD 42350 | KY | 0 | 0 | 0 | 0
E364.00-Poles, Towers, and Fixtures | 2012-01-01 | Non-unitized | POLD315-OUTDOOR LIGHTING 315 | KY | 0 | 0 | 0 | 0
E364.00-Poles, Towers, and Fixtures | 2012-01-01 | Non-unitized | RDDD156OH-Rep Def Equip-OH-Earlington | KY | 0 | 0 | 0 | 0
E364.00-Poles, Towers, and Fixtures | 2012-12-01 | POLE WOOD 35 FT (DIST) | POLE WOOD 35 FT (00005) | KY | 73 | 125158.2 | 1714.4959 | 0
E364.00-Poles, Towers, and Fixtures | 2012-01-01 | Non-unitized | QUARRY RD 42078 | KY | 0 | 0 | 0 | 0
E364.00-Poles, Towers, and Fixtures | 2012-05-31 | GUY | GUY (00070) | KY | 1 | 0 | 0 | 0
E364.00-Poles, Towers, and Fixtures | 2012-01-01 | Non-unitized | 393 WALLER AVE 40504 | KY | 0 | 0 | 0 | 0
E364.00-Poles, Towers, and Fixtures | 2012-12-30 | CROSS ARMS | CROSS ARMS (07362) | KY | 117 | 114766.52 | 980.9104 | 0
E364.00-Poles, Towers, and Fixtures | 2012-01-01 | Non-unitized | 120 BLAKE LN 40390 | KY | 0 | 0 | 0 | 0
E364.00-Poles, Towers, and Fixtures | 2012-11-01 | POLE WOOD 55 FT (DIST) | POLE WOOD 55 FT (00009) | KY | 19 | 72267.62 | 3803.5589 | 0
E364.00-Poles, Towers, and Fixtures | 2012-05-01 | POLE WOOD 70 FT (DIST) | POLE WOOD 70 FT (00012) | KY | 5 | 22277.62 | 4455.524 | 0
E364.00-Poles, Towers, and Fixtures | 2012-04-01 | Non-unitized | Project Level Work Order | KY | 0 | 0 | 0 | 0
E364.00-Poles, Towers, and Fixtures | 2012-04-01 | Non-unitized | HWY 138 42371 | KY | 0 | 0 | 0 | 0
E364.00-Poles, Towers, and Fixtures | 2012-04-01 | Non-unitized | Sys Enhan - Exist Cust - Project Level Work Order | KY | 0 | 0 | 0 | 0
E364.00-Poles, Towers, and Fixtures | 2012-06-01 | POLE WOOD 50 FT (DIST) | POLE WOOD 50 FT (00008) | KY | 6 | 21837.53 | 3639.5883 | 0
E364.00-Poles, Towers, and Fixtures | 2012-06-01 | POLE WOOD 35 FT (DIST) | POLE WOOD 35 FT (00005) | KY | 2 | 2929.36 | 1464.68 | 0
E364.00-Poles, Towers, and Fixtures | 2012-05-31 | POLE WOOD 35 FT (DIST) | POLE WOOD 35 FT (00005) | KY | 5 | 11989.65 | 2397.93 | 0
E364.00-Poles, Towers, and Fixtures | 2012-01-01 | Non-unitized | ECAPRR256-Inst cap/reg/recl-Shelbyville | KY | 0 | 0 | 0 | 0
E364.00-Poles, Towers, and Fixtures | 2012-09-01 | POLE WOOD 35 FT (DIST) | POLE WOOD 35 FT (00005) | KY | 61 | 96064.25 | 1574.8238 | 0
E364.00-Poles, Towers, and Fixtures | 2012-12-31 | POLE WOOD 35 FT (DIST) | POLE WOOD 35 FT (00005) | KY | 97 | 164896.93 | 1699.9684 | 0
E364.00-Poles, Towers, and Fixtures | 2012-03-01 | STEEL POLES | STEEL POLES (07726) | KY | 0 | 6998.3 | 0 | 0
E364.00-Poles, Towers, and Fixtures | 2008-01-01 | GUY | GUY (00070) | KY | 5 | 643.38 | 128.676 | 0
E364.00-Poles, Towers, and Fixtures | 2012-04-01 | Non-unitized | RDSTLT315-REP REPL ST LIGHTS 315 | KY | 0 | 0 | 0 | 0
E364.00-Poles, Towers, and Fixtures | 2012-04-01 | Non-unitized | NBSV366UG-New Bus Serv-UG-Maysville | KY | 1 | 0 | 0 | 0
E364.00-Poles, Towers, and Fixtures | 2012-04-01 | Non-unitized | 022912-I | KY | 0 | 0 | 0 | 0
E364.00-Poles, Towers, and Fixtures | 2012-05-01 | Non-unitized | NEWLANDS LN | KY | 0 | 0 | 0 | 0
E364.00-Poles, Towers, and Fixtures | 2012-04-01 | Non-unitized | 119 S MAIN ST 41046 | KY | 0 | 0 | 0 | 0
E364.00-Poles, Towers, and Fixtures | 2012-04-01 | Non-unitized | UPPER STONEY FORK 40988 | KY | 0 | 0 | 0 | 0
E364.00-Poles, Towers, and Fixtures | 2012-04-01 | Non-unitized | 2164 LITTLE CLEAR CREEK RD 40977 | KY | 0 | 0 | 0 | 0
E364.00-Poles, Towers, and Fixtures | 2012-04-01 | Non-unitized | New Bus Subd - Ovhd - Project Level Work Order | KY | 0 | 0 | 0 | 0
E364.00-Poles, Towers, and Fixtures | 2012-04-01 | Non-unitized | 751 ELYS STATION RD 40935 | KY | 0 | 0 | 0 | 0
E364.00-Poles, Towers, and Fixtures | 2012-04-01 | Non-unitized | SIMMS FORK TRLR 40902 | KY | 0 | 0 | 0 | 0
E364.00-Poles, Towers, and Fixtures | 2011-12-31 | Non-unitized | SAYLORTOWN OW HOLL 40977 | KY | 0 | 0 | 0 | 0
E364.00-Poles, Towers, and Fixtures | 2012-04-01 | Non-unitized | REP THRD PARTY DAM | KY | 0 | 0 | 0 | 0
E364.00-Poles, Towers, and Fixtures | 2012-04-01 | Non-unitized | BROAD STREET POLE ATTACH | KY | 0 | 0 | 0 | 0
E364.00-Poles, Towers, and Fixtures | 2012-07-31 | POLE WOOD 55 FT (DIST) | POLE WOOD 55 FT (00009) | KY | 3 | 16110.42 | 5370.14 | 0
E364.00-Poles, Towers, and Fixtures | 2012-10-01 | Non-unitized | 090612-I | KY | 0 | 0 | 0 | 0
E364.00-Poles, Towers, and Fixtures | 2012-10-01 | Non-unitized | 150 TOP QUALITY DR BLDG #9 42749 | KY | 0 | 0 | 0 | 0
E364.00-Poles, Towers, and Fixtures | 2012-10-01 | Non-unitized | Investment | KY | 0 | 0 | 0 | 0
E364.00-Poles, Towers, and Fixtures | 2012-09-01 | Non-unitized | New Bus Subd - Project Level Work Order | KY | 0 | 0 | 0 | 0
E364.00-Poles, Towers, and Fixtures | 2012-10-01 | Non-unitized | 108 OLD VEECHDALE RD 40067 | KY | 0 | 0 | 0 | 0
E364.00-Poles, Towers, and Fixtures | 2013-02-28 | POLE WOOD 40 FT (DIST) | POLE WOOD 40 FT (00006) | KY | 202 | 485366.11 | 2402.8025 | 0
E364.00-Poles, Towers, and Fixtures | 2012-07-01 | Non-unitized | 7860 NORTONVILLE RD | KY | 0 | 0 | 0 | 0
E364.00-Poles, Towers, and Fixtures | 2013-01-01 | Non-unitized | DSP CLAYS MILL CKT 0146 | KY | 0 | 0 | 0 | 0
E364.00-Poles, Towers, and Fixtures | 2012-08-31 | POLE WOOD 70 FT (DIST) | POLE WOOD 70 FT (00012) | KY | 6 | 92877.88 | 15479.6467 | 0
E364.00-Poles, Towers, and Fixtures | 2012-12-31 | Non-unitized | 182 S PROPERTY RD 40050 | KY | 0 | 0 | 0 | 0
E364.00-Poles, Towers, and Fixtures | 2012-12-31 | Non-unitized | HARLAN GAS RD | KY | 0 | 0 | 0 | 0
E364.00-Poles, Towers, and Fixtures | 2012-11-01 | Non-unitized | 2711 HIGHWAY 55 S 42728 | KY | 0 | 0 | 0 | 0
E364.00-Poles, Towers, and Fixtures | 2012-02-29 | Non-unitized | 121 BOONE AVE 40391 | KY | 0 | 0 | 0 | 0
E364.00-Poles, Towers, and Fixtures | 2012-08-31 | PLATFORMS NEW (05491) | PLATFORMS NEW (05491) | KY | 1 | 12402.66 | 12402.66 | 0
E364.00-Poles, Towers, and Fixtures | 2012-12-31 | Non-unitized | i task | KY | 0 | 0 | 0 | 0
E364.00-Poles, Towers, and Fixtures | 2012-10-31 | POLE WOOD 35 FT (DIST) | POLE WOOD 35 FT (00005) | KY | 3 | 8781.59 | 2927.1967 | 0
E364.00-Poles, Towers, and Fixtures | 2012-11-30 | Non-unitized | KU MAJOR STORM 070112 | KY | 0 | 0 | 0 | 0
E364.00-Poles, Towers, and Fixtures | 2012-11-01 | POLE WOOD 65 FT (DIST) | POLE WOOD 65 FT (00011) | KY | 1 | 12345.76 | 12345.76 | 0
E364.00-Poles, Towers, and Fixtures | 2013-01-31 | POLE WOOD 45 FT (DIST) | POLE WOOD 45 FT (00007) | KY | 27 | 78569.54 | 2909.983 | 0
E364.00-Poles, Towers, and Fixtures | 2013-01-31 | STEEL POLES | STEEL POLES | KY | 1 | 1203.5 | 1203.5 | 0
E364.00-Poles, Towers, and Fixtures | 2012-12-31 | Non-unitized | RDPOLD416-REP/REPL DEF POL'S 416 | KY | 3 | 0 | 0 | 0
E364.00-Poles, Towers, and Fixtures | 2013-02-01 | Non-unitized | CNBCD256O-NB Comm OH - 012560 | KY | 0 | 0 | 0 | 0
E364.00-Poles, Towers, and Fixtures | 2013-01-01 | Non-unitized | CNBRD216O-NB Resid OH - 012160 | KY | 0 | 0 | 0 | 0
E364.00-Poles, Towers, and Fixtures | 2012-12-31 | Non-unitized | DSP KU REYNOLDS 1 CKT 69 | KY | 0 | 0 | 0 | 0
E364.00-Poles, Towers, and Fixtures | 2013-01-01 | Non-unitized | CNBRD416O-NB Resid OH - 014160 | KY | 0 | 0 | 0 | 0
E364.00-Poles, Towers, and Fixtures | 2013-01-01 | Non-unitized | CNBSV426O-NB Elect Serv OH - 014260 | KY | 0 | 0 | 0 | 0
E364.00-Poles, Towers, and Fixtures | 2012-12-31 | Non-unitized | Reconductor 4428 | KY | 0 | 0 | 0 | 0
E364.00-Poles, Towers, and Fixtures | 2013-01-01 | Non-unitized | CRCST416-Cust Requested - 014160 | KY | 0 | 0 | 0 | 0
E364.00-Poles, Towers, and Fixtures | 2013-02-01 | Non-unitized | CRDD216U-Capital Rep Def UG - 012160 | KY | 0 | 0 | 0 | 0
E364.00-Poles, Towers, and Fixtures | 2013-02-01 | Non-unitized | CRDD416O-Capital Rep Def OH - 014160 | KY | 0 | 0 | 0 | 0
E364.00-Poles, Towers, and Fixtures | 2013-01-01 | Non-unitized | CRPOLE156-Pole Repair/Replace - 011560 | KY | 0 | 0 | 0 | 0
E364.00-Poles, Towers, and Fixtures | 2013-01-01 | Non-unitized | CTBRD256O-Cap Trouble Orders OH - 012560 | KY | 0 | 0 | 0 | 0
E364.00-Poles, Towers, and Fixtures | 2013-01-01 | Non-unitized | CTPD246-Capital Thrd Party - 012460 | KY | 0 | 0 | 0 | 0
E364.00-Poles, Towers, and Fixtures | 2013-02-01 | Non-unitized | CTPD426-Capital Thrd Party - 014260 | KY | 0 | 0 | 0 | 0
E364.00-Poles, Towers, and Fixtures | 2013-01-01 | Non-unitized | STEARMAN LN 42442 | KY | 0 | 0 | 0 | 0
E364.00-Poles, Towers, and Fixtures | 2013-01-01 | Non-unitized | ts 1800 | KY | 0 | 0 | 0 | 0
E364.00-Poles, Towers, and Fixtures | 2013-01-01 | Non-unitized | Investment | KY | 0 | 0 | 0 | 0
E364.00-Poles, Towers, and Fixtures | 2013-01-01 | Non-unitized | CSTLT216-NB Street Lights - 012160 | KY | 0 | 0 | 0 | 0
E364.00-Poles, Towers, and Fixtures | 2013-01-01 | Non-unitized | CTPD315-Capital Thrd Party - 013150 | KY | 0 | 0 | 0 | 0
E364.00-Poles, Towers, and Fixtures | 2013-04-30 | POLE WOOD 35 FT (DIST) | POLE WOOD 35 FT (00005) | KY | 40 | 505495.17 | 12637.3792 | 0
E364.00-Poles, Towers, and Fixtures | 2013-04-30 | POLE WOOD 50 FT (DIST) | POLE WOOD 50 FT (00008) | KY | 13 | 49689.82 | 3822.2938 | 0
E364.00-Poles, Towers, and Fixtures | 2013-04-30 | POLE WOOD 65 FT (DIST) | POLE WOOD 65 FT (00011) | KY | 2 | 0 | 0 | 0
E364.00-Poles, Towers, and Fixtures | 2013-05-30 | CROSS ARMS | CROSS ARMS (07362) | KY | 332 | 445563.32 | 1342.0582 | 0
E364.00-Poles, Towers, and Fixtures | 2013-05-30 | POLE WOOD 50 FT (DIST) | POLE WOOD 50 FT (00008) | KY | 33 | 77205.48 | 2339.56 | 0
E364.00-Poles, Towers, and Fixtures | 2013-05-30 | POLE WOOD 45 FT (DIST) | POLE WOOD 45 FT (00007) | KY | 88 | 294081.38 | 3341.8339 | 0
E364.00-Poles, Towers, and Fixtures | 2013-04-01 | POLE WOOD 40 FT (DIST) | POLE WOOD 40 FT (00006) | KY | 1 | 10850.86 | 10850.86 | 0
E364.00-Poles, Towers, and Fixtures | 2012-08-14 | POLE WOOD 30 FT (DIST) | POLE WOOD 30 FT (00004) | KY | 6 | 1828.48 | 304.7467 | 0
E364.00-Poles, Towers, and Fixtures | 2013-04-01 | Non-unitized | CPOL315-NB Outdoor Lights - 013150 | KY | 0 | 0 | 0 | 0
E364.00-Poles, Towers, and Fixtures | 2013-04-01 | Non-unitized | CRCST246-Cust Requested - 012460 | KY | 0 | 0 | 0 | 0
E364.00-Poles, Towers, and Fixtures | 2013-05-30 | Non-unitized | NBSV216UG-New Bus Serv-UG-Danville | KY | 0 | 0 | 0 | 0
E364.00-Poles, Towers, and Fixtures | 2013-04-30 | Non-unitized | NBSV246UG-New Bus Serv-UG-Etown | KY | 1 | 0 | 0 | 0
E364.00-Poles, Towers, and Fixtures | 2013-05-31 | Non-unitized | Shelby City 0153 CIFI | KY | 0 | 0 | 0 | 0
E364.00-Poles, Towers, and Fixtures | 2013-07-31 | POLE WOOD 65 FT (DIST) | POLE WOOD 65 FT (00011) | KY | 1 | 5420.84 | 5420.84 | 0
E364.00-Poles, Towers, and Fixtures | 2013-07-01 | Non-unitized | 10524 US HIGHWAY 25 40977 | KY | 0 | 0 | 0 | 0
E364.00-Poles, Towers, and Fixtures | 2013-07-01 | Non-unitized | 804 STACEY HL 40823 | KY | 0 | 0 | 0 | 0
E364.00-Poles, Towers, and Fixtures | 2013-07-01 | Non-unitized | 3728 HWY 840 40846 | KY | 0 | 0 | 0 | 0
E364.00-Poles, Towers, and Fixtures | 2013-07-01 | Non-unitized | 751 ELYS STATION RD 40935 | KY | 0 | 0 | 0 | 0
E364.00-Poles, Towers, and Fixtures | 2013-07-01 | Non-unitized | SHOOTING MATCH HILL 40977 | KY | 0 | 0 | 0 | 0
E364.00-Poles, Towers, and Fixtures | 2013-07-01 | Non-unitized | 213 BELT LINE DR 40965 | KY | 0 | 0 | 0 | 0
E364.00-Poles, Towers, and Fixtures | 2013-07-01 | Non-unitized | 20525 HIGHWAY 38 40927 | KY | 0 | 0 | 0 | 0
E364.00-Poles, Towers, and Fixtures | 2013-07-01 | Non-unitized | GOOD NEIGHBOR RD | KY | 0 | 0 | 0 | 0
E364.00-Poles, Towers, and Fixtures | 2013-05-31 | STEEL POLES | STEEL POLES | KY | 3 | 1381.83 | 460.61 | 0
E364.00-Poles, Towers, and Fixtures | 2013-08-01 | Non-unitized | CNBSV766O-NB Elect Serv OH - 017660 | KY | 0 | 0 | 0 | 0
E364.00-Poles, Towers, and Fixtures | 2013-07-01 | Non-unitized | CRELD426-Capital Reliability - 014260 | KY | 0 | 0 | 0 | 0
E364.00-Poles, Towers, and Fixtures | 2013-08-01 | Non-unitized | ts 1700 | KY | 0 | 0 | 0 | 0
E364.00-Poles, Towers, and Fixtures | 2013-08-01 | Non-unitized | ts | KY | 0 | 0 | 0 | 0
E364.00-Poles, Towers, and Fixtures | 2013-09-24 | Non-unitized | DIST-NA-OH CO-GRP | KY | 0 | 0 | 0 | 0
E364.00-Poles, Towers, and Fixtures | 2013-06-26 | POLE WOOD 55 FT (DIST) | POLE WOOD 55 FT (00009) | KY | 1 | 818.21 | 818.21 | 0
E364.00-Poles, Towers, and Fixtures | 2013-10-01 | POLE WOOD 45 FT (DIST) | POLE WOOD 45 FT (00007) | KY | 1 | 16058.82 | 16058.82 | 0
E364.00-Poles, Towers, and Fixtures | 2013-12-31 | Non-unitized | 138953-Lexington Pole Inspection 2013, This project is for inspecting and treating poles and reinforcing and/or replacing defective poles as identified on the PITP. | KY | 2 | 0 | 0 | 0
E364.00-Poles, Towers, and Fixtures | 2013-12-31 | Non-unitized | PINEVILLE CEMI 2013 | KY | 0 | 0 | 0 | 0
E364.00-Poles, Towers, and Fixtures | 2014-01-01 | Non-unitized | CTBRD156O-Cap Trouble Orders OH - 011560 | KY | 0 | 0 | 0 | 0
E364.00-Poles, Towers, and Fixtures | 2014-01-01 | Non-unitized | CTPD315-Capital Thrd Party - 013150 | KY | 0 | 0 | 0 | 0
E364.00-Poles, Towers, and Fixtures | 2014-02-28 | POLE WOOD 45 FT (DIST) | POLE WOOD 45 FT (00007) | KY | 5 | 17791.72 | 3558.344 | 0
E364.00-Poles, Towers, and Fixtures | 2014-07-31 | POLE WOOD 35 FT (DIST) | POLE WOOD 35 FT (00005) | KY | 199 | 344882.24 | 1733.0766 | 0
E364.00-Poles, Towers, and Fixtures | 2013-12-31 | POLE WOOD 40 FT (DIST) | POLE WOOD 40 FT (00006) | KY | 219 | 822160.54 | 3754.1577 | 0
E364.00-Poles, Towers, and Fixtures | 2012-12-31 | Non-unitized | New Bus Resident - Project Level Work Order | KY | 0 | 0 | 0 | 0
E364.00-Poles, Towers, and Fixtures | 2014-07-31 | POLE WOOD 40 FT (DIST) | POLE WOOD 40 FT (00006) | KY | 265 | 825803.76 | 3116.2406 | 0
E364.00-Poles, Towers, and Fixtures | 2014-01-01 | Non-unitized | CNBCD256U-NB Comm UG - 012560 | KY | 0 | 0 | 0 | 0
E364.00-Poles, Towers, and Fixtures | 2014-01-01 | Non-unitized | CNBCD426U-NB Comm UG - 014260 | KY | 0 | 0 | 0 | 0
E364.00-Poles, Towers, and Fixtures | 2014-01-01 | Non-unitized | CNBRD156U-NB Resid UG - 011560 | KY | 0 | 0 | 0 | 0
E364.00-Poles, Towers, and Fixtures | 2014-01-01 | Non-unitized | CNBRD236U-NB Resid UG - 012360 | KY | 0 | 0 | 0 | 0
E364.00-Poles, Towers, and Fixtures | 2013-12-31 | POLE WOOD 55 FT (DIST) | POLE WOOD 55 FT (00009) | KY | 18 | 80039.34 | 4446.63 | 0
E364.00-Poles, Towers, and Fixtures | 2014-01-01 | Non-unitized | CPOL366-NB Outdoor Lights - 013660 | KY | 0 | 0 | 0 | 0
E364.00-Poles, Towers, and Fixtures | 2014-01-01 | Non-unitized | CRCST426-Cust Requested - 014260 | KY | 0 | 0 | 0 | 0
E364.00-Poles, Towers, and Fixtures | 2014-01-01 | Non-unitized | CRDD315U-Capital Rep Def UG - 013150 | KY | 0 | 0 | 0 | 0
E364.00-Poles, Towers, and Fixtures | 2014-01-01 | Non-unitized | CRDD416O-Capital Rep Def OH - 014160 | KY | 0 | 0 | 0 | 0
E364.00-Poles, Towers, and Fixtures | 2014-01-01 | Non-unitized | CRELD426-Capital Reliability - 014260 | KY | 0 | 0 | 0 | 0
E364.00-Poles, Towers, and Fixtures | 2014-01-01 | Non-unitized | CRPOLE216-Pole Repair/Replace - 012160 | KY | 0 | 0 | 0 | 0
E364.00-Poles, Towers, and Fixtures | 2014-01-01 | Non-unitized | THUNDERSTORM 10:00PM | KY | 0 | 0 | 0 | 0
E364.00-Poles, Towers, and Fixtures | 2014-02-01 | Non-unitized | CNBCD156O-NB Comm OH - 011560 | KY | 0 | 0 | 0 | 0
E364.00-Poles, Towers, and Fixtures | 2014-02-01 | Non-unitized | CNBCD156U-NB Comm UG - 011560 | KY | 0 | 0 | 0 | 0
E364.00-Poles, Towers, and Fixtures | 2014-02-01 | Non-unitized | CRCST366-Cust Requested - 013660 | KY | 0 | 0 | 0 | 0
E364.00-Poles, Towers, and Fixtures | 2014-02-01 | Non-unitized | CRSTLT315-Taxable-Repair Street Lights - 01315012 | KY | 0 | 0 | 0 | 0
E364.00-Poles, Towers, and Fixtures | 2014-02-01 | Non-unitized | CTBRD236O-Taxable-Cap Trouble Orders OH - 01236012 | KY | 0 | 0 | 0 | 0
E364.00-Poles, Towers, and Fixtures | 2014-03-25 | Non-unitized | DIST-NA-GHNT-W LEX | KY | 0 | 0 | 0 | 0
E364.00-Poles, Towers, and Fixtures | 2014-04-30 | POLE WOOD 35 FT (DIST) | POLE WOOD 35 FT (00005) | KY | 20 | 36722.48 | 1836.124 | 0
E364.00-Poles, Towers, and Fixtures | 2013-12-31 | Non-unitized | 139397-138424-CIFI Level 2 KU 2013 and 2014 | KY | 0 | 0 | 0 | 0
E364.00-Poles, Towers, and Fixtures | 2014-03-31 | Non-unitized | CIFI 2013 PARIS 0805 | KY | 0 | 0 | 0 | 0
E364.00-Poles, Towers, and Fixtures | 2014-03-31 | Non-unitized | CIFI 2013 RICHMOND 3 2109 | KY | 0 | 0 | 0 | 0
E364.00-Poles, Towers, and Fixtures | 2013-03-31 | Non-unitized | Construction Work in Progress | KY | 0 | 0 | 0 | 0
E364.00-Poles, Towers, and Fixtures | 2014-06-01 | POLE WOOD 50 FT (DIST) | POLE WOOD 50 FT (00008) | KY | 49 | 218679.82 | 4462.8535 | 0
E364.00-Poles, Towers, and Fixtures | 2014-06-01 | POLE WOOD 35 FT (DIST) | POLE WOOD 35 FT (00005) | KY | 25 | 45832.58 | 1833.3032 | 0
E364.00-Poles, Towers, and Fixtures | 2014-06-01 | POLE WOOD 30 FT (DIST) | POLE WOOD 30 FT (00004) | KY | 22 | 36752.64 | 1670.5745 | 0
E364.00-Poles, Towers, and Fixtures | 1958-05-01 | Estimated Retirement | CIFI 2013 - EARL-ST CHAR 3410 | KY | 0 | 0 | 0 | 0
E364.00-Poles, Towers, and Fixtures | 2014-06-01 | Non-unitized | 2013 CIFI - STRAIGHT CRK 0317 | KY | 0 | 0 | 0 | 0
E364.00-Poles, Towers, and Fixtures | 2014-07-01 | CROSS ARMS | CROSS ARMS (07362) | KY | 2 | 1305.88 | 652.94 | 0
E364.00-Poles, Towers, and Fixtures | 2014-07-31 | POLE WOOD 50 FT (DIST) | POLE WOOD 50 FT (00008) | KY | 22 | 67932.29 | 3087.8314 | 0
E364.00-Poles, Towers, and Fixtures | 2014-07-31 | Non-unitized | KU MAJOR STORM 042814 | KY | 0 | 0 | 0 | 0
E364.00-Poles, Towers, and Fixtures | 2014-10-31 | POLE WOOD 50 FT (DIST) | POLE WOOD 50 FT (00008) | KY | 67 | 239300.1 | 3571.6433 | 0
E364.00-Poles, Towers, and Fixtures | 2014-08-01 | POLE WOOD 60 FT (DIST) | POLE WOOD 60 FT (00010) | KY | 7 | 61162.58 | 8737.5114 | 0
E364.00-Poles, Towers, and Fixtures | 2014-08-31 | Non-unitized | KU MAJOR STORM 030214 | KY | 0 | 0 | 0 | 0
E364.00-Poles, Towers, and Fixtures | 2013-12-31 | Non-unitized | 2013 CIFI STONEWALL 0096 | KY | 0 | 0 | 0 | 0
E364.00-Poles, Towers, and Fixtures | 2014-04-30 | Non-unitized | CRDD236U-Taxable-Capital Rep Def UG - 01236012 | KY | 0 | 0 | 0 | 0
E364.00-Poles, Towers, and Fixtures | 2014-11-30 | POLE WOOD 30 FT (DIST) | POLE WOOD 30 FT (00004) | KY | 115 | 145038.46 | 1261.204 | 0
E364.00-Poles, Towers, and Fixtures | 2014-11-30 | POLE WOOD 55 FT (DIST) | POLE WOOD 55 FT (00009) | KY | 6 | 42143.21 | 7023.8683 | 0
E364.00-Poles, Towers, and Fixtures | 2015-06-30 | CROSS ARMS | CROSS ARMS (07362) | KY | 1009 | 820850.12 | 813.5284 | 0
E364.00-Poles, Towers, and Fixtures | 2015-01-01 | Non-unitized | CCAPR315-Taxable-Capital CAP/REG/RECL - 01315012 | KY | 1 | 0 | 0 | 0
E364.00-Poles, Towers, and Fixtures | 2015-02-01 | Non-unitized | CNBSV766O-NB Elect Serv OH - 017660 | KY | 0 | 0 | 0 | 0
E364.00-Poles, Towers, and Fixtures | 2015-01-31 | Non-unitized | CNBCD256U-NB Comm UG - 012560 | KY | 0 | 0 | 0 | 0
E364.00-Poles, Towers, and Fixtures | 2015-01-01 | Non-unitized | CNBCD366U-NB Comm UG - 013660 | KY | 0 | 0 | 0 | 0
E364.00-Poles, Towers, and Fixtures | 2015-07-31 | POLE WOOD 45 FT (DIST) | POLE WOOD 45 FT (00007) | KY | 133 | 511945.88 | 3849.2171 | 0
E364.00-Poles, Towers, and Fixtures | 2014-07-31 | POLE WOOD 65 FT (DIST) | POLE WOOD 65 FT (00011) | KY | 1 | 7040.75 | 7040.75 | 0
E364.00-Poles, Towers, and Fixtures | 2014-12-31 | Non-unitized | 142897 - Pineville Pole Inspection 2014 | KY | 0 | 0 | 0 | 0
E364.00-Poles, Towers, and Fixtures | 2015-02-01 | Non-unitized | CSTLT156-NB Street Lights - 011560 | KY | 0 | 0 | 0 | 0
E364.00-Poles, Towers, and Fixtures | 2015-02-01 | Non-unitized | CSTLT256-NB Street Lights - 012560 | KY | 0 | 0 | 0 | 0
E364.00-Poles, Towers, and Fixtures | 2015-02-01 | Non-unitized | CSTLT426-NB Street Lights - 014260 | KY | 0 | 0 | 0 | 0
E364.00-Poles, Towers, and Fixtures | 2015-07-01 | Non-unitized | NONE | KY | 0 | 0 | 0 | 0
E364.00-Poles, Towers, and Fixtures | 2014-12-31 | Non-unitized | EARLINGTON CEMI | KY | 0 | 0 | 0 | 0
E364.00-Poles, Towers, and Fixtures | 2015-02-01 | Non-unitized | CSYSEN416-Sys Enh - 014160 | KY | 0 | 0 | 0 | 0
E364.00-Poles, Towers, and Fixtures | 2015-01-31 | Non-unitized | CSYSEN426-Sys Enh - 014260 | KY | 0 | 0 | 0 | 0
E364.00-Poles, Towers, and Fixtures | 2015-05-31 | Non-unitized | Bryant Road PV | KY | 0 | 0 | 0 | 0
E364.00-Poles, Towers, and Fixtures | 2015-08-01 | Non-unitized | CCAPR426-5039836I01-Taxable-5039836I01-Taxable-UPGRADE CAP BANK11 | KY | 0 | 0 | 0 | 0
E364.00-Poles, Towers, and Fixtures | 2015-01-01 | Non-unitized | CCAPR236-Taxable-Capital CAP/REG/RECL - 01236012 | KY | 0 | 0 | 0 | 0
E364.00-Poles, Towers, and Fixtures | 2015-02-28 | POLE WOOD 35 FT (DIST) | POLE WOOD 35 FT (00005) | KY | 10 | 17852.21 | 1785.221 | 0
E364.00-Poles, Towers, and Fixtures | 2015-02-28 | POLE WOOD 50 FT (DIST) | POLE WOOD 50 FT (00008) | KY | 42 | 55979.46 | 1332.8443 | 0
E364.00-Poles, Towers, and Fixtures | 2015-01-31 | POLE WOOD 30 FT (DIST) | POLE WOOD 30 FT (00004) | KY | 81 | 123689.47 | 1527.0305 | 0
E364.00-Poles, Towers, and Fixtures | 2014-09-30 | Non-unitized | KU MAJOR STORM 060414 | KY | 0 | 0 | 0 | 0
E364.00-Poles, Towers, and Fixtures | 2015-02-28 | POLE WOOD 65 FT (DIST) | POLE WOOD 65 FT (00011) | KY | 2 | 5446.87 | 2723.435 | 0
E364.00-Poles, Towers, and Fixtures | 2015-01-01 | Non-unitized | CSTRM246-I-Taxable-I-Taxable-Investment11 | KY | 0 | 0 | 0 | 0
E364.00-Poles, Towers, and Fixtures | 2014-12-15 | Non-unitized | CIFI 2014 BAILEY CREEK 0495 | KY | 0 | 0 | 0 | 0
E364.00-Poles, Towers, and Fixtures | 2015-04-30 | CROSS ARMS | CROSS ARMS (07362) | KY | 1870 | 1159076.5 | 619.827 | 0
E364.00-Poles, Towers, and Fixtures | 2015-04-30 | POLE WOOD 75 FT (DIST) | POLE WOOD 75 FT (00013) | KY | 2 | 19839.45 | 9919.725 | 0
E364.00-Poles, Towers, and Fixtures | 2014-12-31 | Non-unitized | 142902 London Pole Inspection | KY | 0 | 0 | 0 | 0
E364.00-Poles, Towers, and Fixtures | 2014-12-15 | POLE WOOD 45 FT (DIST) | POLE WOOD 45 FT (00007) | KY | 5 | 26132.99 | 5226.598 | 0
E364.00-Poles, Towers, and Fixtures | 2015-12-31 | Non-unitized | DIST-NA-FWKS-LREBA | KY | 0 | 0 | 0 | 0
E364.00-Poles, Towers, and Fixtures | 2014-11-30 | POLE WOOD 35 FT (DIST) | POLE WOOD 35 FT (DIST) | KY | 85 | 143386.47 | 1686.8996 | 0
E364.00-Poles, Towers, and Fixtures | 2014-11-30 | POLE WOOD 55 FT (DIST) | POLE WOOD 55 FT (DIST) | KY | 18 | 66031.97 | 3668.4428 | 0
E364.00-Poles, Towers, and Fixtures | 2015-08-31 | POLE WOOD 40 FT (DIST) | POLE WOOD 40 FT (00006) | KY | 1 | 6952.97 | 6952.97 | 0
E364.00-Poles, Towers, and Fixtures | 2013-04-30 | POLE WOOD 55 FT (DIST) | POLE WOOD 55 FT (DIST) | KY | 11 | 51714.79 | 4701.3445 | 0
E364.00-Poles, Towers, and Fixtures | 2016-01-01 | Non-unitized | CRPOLE236-Taxable-Pole Repair/Replace - 01236012 | KY | 0 | 0 | 0 | 0
E364.00-Poles, Towers, and Fixtures | 2016-01-01 | Non-unitized | CNBSV426U-NB Elect Serv UG - 014260 | KY | 0 | 0 | 0 | 0
E364.00-Poles, Towers, and Fixtures | 2016-01-01 | Non-unitized | CNBSV766O-NB Elect Serv OH - 017660 | KY | 0 | 0 | 0 | 0
E364.00-Poles, Towers, and Fixtures | 2016-02-01 | Non-unitized | CRCST236-Cust Requested - 012360 | KY | 0 | 0 | 0 | 0
E364.00-Poles, Towers, and Fixtures | 2016-01-01 | Non-unitized | CRDD416O-Taxable-Capital Rep Def OH - 01416012 | KY | 0 | 0 | 0 | 0
E364.00-Poles, Towers, and Fixtures | 2016-02-01 | Non-unitized | CRPOL315-Taxable-Repair Outdoor Lights - 01315012 | KY | 0 | 0 | 0 | 0
E364.00-Poles, Towers, and Fixtures | 2015-10-31 | POLE WOOD 45 FT (DIST) | POLE WOOD 45 FT (00007) | KY | 44 | 180330.19 | 4098.4134 | 0
E364.00-Poles, Towers, and Fixtures | 2016-01-01 | Non-unitized | CTBRD366O-Taxable-Cap Trouble Orders OH - 01366012 | KY | 0 | 0 | 0 | 0
E364.00-Poles, Towers, and Fixtures | 2016-01-01 | Non-unitized | CTPD256-Taxable-Capital Thrd Party - 01256012 | KY | 0 | 0 | 0 | 0
E364.00-Poles, Towers, and Fixtures | 2015-01-01 | Non-unitized | 146424-Danville 2015 Pole Inspection and Treatment Program | KY | 0 | 0 | 0 | 0
E364.00-Poles, Towers, and Fixtures | 2016-01-01 | Non-unitized | CNBCD156O-NB Comm OH - 011560 | KY | 0 | 0 | 0 | 0
E364.00-Poles, Towers, and Fixtures | 2016-01-01 | Non-unitized | CNBCD236U-NB Comm UG - 012360 | KY | 0 | 0 | 0 | 0
E364.00-Poles, Towers, and Fixtures | 2016-01-01 | Non-unitized | CNBRD236O-NB Resid OH - 012360 | KY | 0 | 0 | 0 | 0
E364.00-Poles, Towers, and Fixtures | 2016-01-01 | Non-unitized | CNBRD366O-NB Resid OH - 013660 | KY | 0 | 0 | 0 | 0
E364.00-Poles, Towers, and Fixtures | 2016-01-01 | Non-unitized | CNBRD426U-NB Resid UG - 014260 | KY | 0 | 0 | 0 | 0
E364.00-Poles, Towers, and Fixtures | 2016-01-01 | Non-unitized | CNBSV236O-NB Elect Serv OH - 012360 | KY | 0 | 0 | 0 | 0
E364.00-Poles, Towers, and Fixtures | 2015-08-31 | POLE WOOD 45 FT (DIST) | POLE WOOD 45 FT (00007) | KY | 2 | 8966.01 | 4483.005 | 0
E364.00-Poles, Towers, and Fixtures | 2016-01-01 | Non-unitized | CSTRM426-111815-I-Taxable-111815-I-Taxable-.11 | KY | 0 | 0 | 0 | 0
E364.00-Poles, Towers, and Fixtures | 2015-09-01 | CROSS ARMS | CROSS ARMS (07362) | KY | 29 | 7961.63 | 274.539 | 0
E364.00-Poles, Towers, and Fixtures | 2016-01-01 | Non-unitized | CRPOL236-Taxable-Repair Outdoor Lights - 01236012 | KY | 0 | 0 | 0 | 0
E364.00-Poles, Towers, and Fixtures | 2016-01-01 | Non-unitized | CSTRM416-111715-I-Taxable-111715-I-Taxable-.11 | KY | 0 | 0 | 0 | 0
E364.00-Poles, Towers, and Fixtures | 2016-01-01 | Non-unitized | CPOL256-NB Outdoor Lights - 012560 | KY | 0 | 0 | 0 | 0
E364.00-Poles, Towers, and Fixtures | 2015-09-30 | Non-unitized | Airport/Keeneland Reliability | KY | 0 | 0 | 0 | 0
E364.00-Poles, Towers, and Fixtures | 2015-12-31 | Non-unitized | KU MAJOR STORM - LONDON ONLY | KY | 0 | 0 | 0 | 0
E364.00-Poles, Towers, and Fixtures | 2015-12-31 | Non-unitized | N-1 DIST XMFR INNOVATION DR CW | KY | 0 | 0 | 0 | 0
E364.00-Poles, Towers, and Fixtures | 2014-08-31 | POLE WOOD 40 FT (DIST) | POLE WOOD 40 FT (DIST) | KY | 118 | 241906.92 | 2050.0586 | 0
E364.00-Poles, Towers, and Fixtures | 2015-04-30 | POLE WOOD 85 FT (DIST) | POLE WOOD 85 FT (DIST) | KY | 1 | 25904.75 | 25904.75 | 0
E364.00-Poles, Towers, and Fixtures | 2013-05-30 | POLE WOOD 30 FT (DIST) | POLE WOOD 30 FT (DIST) | KY | 4 | 3428.66 | 857.165 | 0
E364.00-Poles, Towers, and Fixtures | 2016-01-31 | POLE WOOD 45 FT (DIST) | POLE WOOD 45 FT (DIST) | KY | 10 | 68469.51 | 6846.951 | 0
E364.00-Poles, Towers, and Fixtures | 2016-04-30 | CROSS ARMS | CROSS ARMS (07362) | KY | 178 | 84212.25 | 473.1025 | 0
E364.00-Poles, Towers, and Fixtures | 2016-01-31 | POLE WOOD 50 FT (DIST) | POLE WOOD 50 FT (DIST) | KY | 1 | 8095.39 | 8095.39 | 0
E364.00-Poles, Towers, and Fixtures | 2016-10-31 | POLE WOOD 45 FT (DIST) | POLE WOOD 45 FT (DIST) | KY | 43 | 109205.02 | 2539.6516 | 0
E364.00-Poles, Towers, and Fixtures | 2016-02-29 | Non-unitized | PINEVILLE 2015 CEMI | KY | 0 | 0 | 0 | 0
E364.00-Poles, Towers, and Fixtures | 2016-08-01 | POLE WOOD 40 FT (DIST) | POLE WOOD 40 FT (DIST) | KY | 1 | 3025.88 | 3025.88 | 0
E364.00-Poles, Towers, and Fixtures | 2016-06-30 | Non-unitized | Milford Recond | KY | 0 | 0 | 0 | 0
E364.00-Poles, Towers, and Fixtures | 2015-03-31 | POLE WOOD 40 FT (DIST) | POLE WOOD 40 FT (DIST) | KY | 1095 | 2203735.53 | 2012.5439 | 0
E364.00-Poles, Towers, and Fixtures | 2016-09-01 | Non-unitized | CRSTLT256-Taxable-Repair Street Lights - 01256012 | KY | 0 | 0 | 0 | 0
E364.00-Poles, Towers, and Fixtures | 2015-01-01 | POLE WOOD 65 FT (DIST) | POLE WOOD 65 FT (DIST) | KY | 5 | 39749.76 | 7949.952 | 0
E364.00-Poles, Towers, and Fixtures | 2016-08-10 | POLE WOOD 50 FT (DIST) | POLE WOOD 50 FT (DIST) | KY | 35 | 161390.74 | 4611.164 | 0
E364.00-Poles, Towers, and Fixtures | 2015-12-31 | Non-unitized | Lex Arc Flash-Clays Mill 0148 | KY | 0 | 0 | 0 | 0
E364.00-Poles, Towers, and Fixtures | 2016-11-30 | Non-unitized | KU Distribution Capacitors | KY | 0 | 0 | 0 | 0
E364.00-Poles, Towers, and Fixtures | 2016-11-30 | Non-unitized | 2015 CEMI Earlington | KY | 0 | 0 | 0 | 0
E364.00-Poles, Towers, and Fixtures | 2016-06-30 | POLE WOOD 50 FT (DIST) | POLE WOOD 50 FT (DIST) | KY | 46 | 111711.05 | 2428.5011 | 0
E364.00-Poles, Towers, and Fixtures | 2016-08-10 | POLE WOOD 40 FT (DIST) | POLE WOOD 40 FT (DIST) | KY | 47 | 143113.14 | 3044.9604 | 0
E364.00-Poles, Towers, and Fixtures | 2016-05-31 | POLE WOOD 45 FT (DIST) | POLE WOOD 45 FT (DIST) | KY | 1 | 2969.49 | 2969.49 | 0
E364.00-Poles, Towers, and Fixtures | 2015-09-30 | POLE WOOD 55 FT (DIST) | POLE WOOD 55 FT (DIST) | KY | 1 | 1921.98 | 1921.98 | 0
E364.00-Poles, Towers, and Fixtures | 2016-07-01 | POLE WOOD 35 FT (DIST) | POLE WOOD 35 FT (DIST) | KY | 4 | 7859.69 | 1964.9225 | 0
E364.00-Poles, Towers, and Fixtures | 2016-08-01 | CROSS ARMS | CROSS ARMS (07362) | KY | 1 | 179.56 | 179.56 | 0
E364.00-Poles, Towers, and Fixtures | 2015-04-30 | POLE WOOD 45 FT (DIST) | POLE WOOD 45 FT (DIST) | KY | 891 | 2335876.62 | 2621.6348 | 0
E364.00-Poles, Towers, and Fixtures | 1951-03-01 | Estimated Retirement | 144737-Lexington Area Major Project - Revised Circuit improvements identified in the Lexington area that are required to serve new load surrounding the University of Kentucky campus and near downtown Lexington, KY. including Central Baptist expansion, | KY | 0 | 0 | 0 | 0
E364.00-Poles, Towers, and Fixtures | 2016-12-31 | Non-unitized | 151313-Midway 12kV 0516. Install Mid-Line electronic recloser and complete necessary fuse coordiantion | KY | 0 | 0 | 0 | 0
E364.00-Poles, Towers, and Fixtures | 2013-12-31 | POLE WOOD 60 FT (DIST) | POLE WOOD 60 FT (DIST) | KY | 37 | 48318.28 | 1305.8995 | 0
E364.00-Poles, Towers, and Fixtures | 2016-05-31 | POLE WOOD 30 FT (DIST) | POLE WOOD 30 FT (DIST) | KY | 9 | 8237.27 | 915.2522 | 0
E364.00-Poles, Towers, and Fixtures | 2017-01-01 | Non-unitized | CNBCD366O-NB Comm OH - 013660 | KY | 0 | 0 | 0 | 0
E364.00-Poles, Towers, and Fixtures | 2017-01-01 | Non-unitized | CRPOLE236-Taxable-Pole Repair/Replace - 01236012 | KY | 0 | 0 | 0 | 0
E364.00-Poles, Towers, and Fixtures | 2017-01-01 | Non-unitized | CRPOLE256-Taxable-Pole Repair/Replace - 01256012 | KY | 0 | 0 | 0 | 0
E364.00-Poles, Towers, and Fixtures | 2017-01-01 | Non-unitized | CRSTLT426-Taxable-Repair Street Lights - 01426012 | KY | 7 | 0 | 0 | 0
E364.00-Poles, Towers, and Fixtures | 2016-12-31 | Non-unitized | CIFI 2016 London 0205 | KY | 0 | 0 | 0 | 0
E364.00-Poles, Towers, and Fixtures | 2015-04-30 | POLE WOOD 50 FT (DIST) | POLE WOOD 50 FT (DIST) | KY | 95 | 369225.22 | 3886.5813 | 0
E364.00-Poles, Towers, and Fixtures | 2016-11-30 | POLE,STEEL, 50 FT | POLE,STEEL, 50 FT | KY | 0 | 0 | 0 | 0
E364.00-Poles, Towers, and Fixtures | 2014-09-30 | Non-unitized | CRPOLE246-Taxable-Pole Repair/Replace - 01246012 | KY | 1 | 0 | 0 | 0
E364.00-Poles, Towers, and Fixtures | 2017-09-01 | Non-unitized | CRSTLT416-Taxable-Repair Street Lights - 01416012 | KY | 0 | 0 | 0 | 0
E364.00-Poles, Towers, and Fixtures | 2013-04-30 | GUY | GUY (00070) | KY | 27 | 2585.44 | 95.757 | 0
E364.00-Poles, Towers, and Fixtures | 2017-10-01 | Non-unitized | CCAPR416-Taxable-Capital CAP/REG/RECL - 01416012 | KY | 0 | 0 | 0 | 0
E364.00-Poles, Towers, and Fixtures | 2014-04-30 | POLE WOOD 30 FT (DIST) | POLE WOOD 30 FT (DIST) | KY | 14 | 11177.86 | 798.4186 | 0
E364.00-Poles, Towers, and Fixtures | 2017-06-01 | POLE WOOD 40 FT (DIST) | POLE WOOD 40 FT (DIST) | KY | 8 | 24820.03 | 3102.5037 | 0
E364.00-Poles, Towers, and Fixtures | 2014-08-31 | GUY | GUY (00070) | KY | 869 | 74770.39 | 86.0419 | 0
E364.00-Poles, Towers, and Fixtures | 2017-08-31 | POLE WOOD 30 FT (DIST) | POLE WOOD 30 FT (DIST) | KY | 15 | 10334.59 | 688.9727 | 0
E364.00-Poles, Towers, and Fixtures | 2017-04-01 | Non-unitized | CNBRD156O-NB Resid OH - 011560 | KY | 0 | 0 | 0 | 0
E364.00-Poles, Towers, and Fixtures | 2017-04-01 | Non-unitized | CNBRD156U-NB Resid UG - 011560 | KY | 0 | 0 | 0 | 0
E364.00-Poles, Towers, and Fixtures | 2017-04-01 | Non-unitized | CNBRD315U-NB Resid UG - 013150 | KY | 0 | 0 | 0 | 0
E364.00-Poles, Towers, and Fixtures | 2017-04-01 | Non-unitized | CRCST216-Cust Requested - 012160 | KY | 0 | 0 | 0 | 0
E364.00-Poles, Towers, and Fixtures | 2017-04-01 | Non-unitized | CRSTLT315-Taxable-Repair Street Lights - 01315012 | KY | 0 | 0 | 0 | 0
E364.00-Poles, Towers, and Fixtures | 2017-07-31 | Non-unitized | NONE | KY | 0 | 0 | 0 | 0
E364.00-Poles, Towers, and Fixtures | 2017-04-01 | Non-unitized | CSYSEN156-Sys Enh - 011560 | KY | 0 | 0 | 0 | 0
E364.00-Poles, Towers, and Fixtures | 2017-08-31 | Non-unitized | NONE | KY | 0 | 0 | 0 | 0
E364.00-Poles, Towers, and Fixtures | 2017-06-01 | Non-unitized | CTBRD156O-Taxable-Cap Trouble Orders OH - 01156012 | KY | 0 | 0 | 0 | 0
E364.00-Poles, Towers, and Fixtures | 2017-04-01 | Non-unitized | CTPD216-Taxable-Capital Thrd Party - 01216012 | KY | 0 | 0 | 0 | 0
E364.00-Poles, Towers, and Fixtures | 2017-04-01 | Non-unitized | CTPD366-Taxable-Capital Thrd Party - 01366012 | KY | 0 | 0 | 0 | 0
E364.00-Poles, Towers, and Fixtures | 2017-04-01 | Non-unitized | CNBSV766O-NB Elect Serv OH - 017660 | KY | 0 | 0 | 0 | 0
E364.00-Poles, Towers, and Fixtures | 2018-02-01 | Non-unitized | CNBRD366U-NB Resid UG - 013660 | KY | 0 | 0 | 0 | 0
E364.00-Poles, Towers, and Fixtures | 2018-01-01 | Non-unitized | CNBSV216U-NB Elect Serv UG - 012160 | KY | 0 | 0 | 0 | 0
E364.00-Poles, Towers, and Fixtures | 2018-01-01 | Non-unitized | CNBSV246U-NB Elect Serv UG - 012460 | KY | 0 | 0 | 0 | 0
E364.00-Poles, Towers, and Fixtures | 2018-01-01 | Non-unitized | CNBSV315O-NB Elect Serv OH - 013150 | KY | 0 | 0 | 0 | 0
E364.00-Poles, Towers, and Fixtures | 2018-01-01 | Non-unitized | CNBSV416U-NB Elect Serv UG - 014160 | KY | 0 | 0 | 0 | 0
E364.00-Poles, Towers, and Fixtures | 2018-01-01 | Non-unitized | CRCST216-Cust Requested - 012160 | KY | 0 | 0 | 0 | 0
E364.00-Poles, Towers, and Fixtures | 2018-01-01 | Non-unitized | CRDD416O-Taxable-Capital Rep Def OH - 01416012 | KY | 0 | 0 | 0 | 0
E364.00-Poles, Towers, and Fixtures | 2017-07-01 | Non-unitized | NONE | KY | 0 | 0 | 0 | 0
E364.00-Poles, Towers, and Fixtures | 2018-01-01 | Non-unitized | CRSTLT236-Taxable-Repair Street Lights - 01236012 | KY | 0 | 0 | 0 | 0
E364.00-Poles, Towers, and Fixtures | 2018-01-01 | Non-unitized | CRSTLT426-Taxable-Repair Street Lights - 01426012 | KY | 2 | 0 | 0 | 0
E364.00-Poles, Towers, and Fixtures | 2017-04-01 | Non-unitized | CTBRD366O-Taxable-Cap Trouble Orders OH - 01366012 | KY | 0 | 0 | 0 | 0
E364.00-Poles, Towers, and Fixtures | 2018-02-01 | Non-unitized | CSTLT216-NB Street Lights - 012160 | KY | 0 | 0 | 0 | 0
E364.00-Poles, Towers, and Fixtures | 2018-02-01 | Non-unitized | CSTLT366-NB Street Lights - 013660 | KY | 0 | 0 | 0 | 0
E364.00-Poles, Towers, and Fixtures | 2017-05-01 | Non-unitized | CNBCD156U-NB Comm UG - 011560 | KY | 0 | 0 | 0 | 0
E364.00-Poles, Towers, and Fixtures | 2018-01-01 | Non-unitized | CSYSEN236-Sys Enh - 012360 | KY | 0 | 0 | 0 | 0
E364.00-Poles, Towers, and Fixtures | 2018-01-01 | Non-unitized | CSYSEN246-Sys Enh - 012460 | KY | 0 | 0 | 0 | 0
E364.00-Poles, Towers, and Fixtures | 2018-01-01 | Non-unitized | CSYSEN426-Sys Enh - 014260 | KY | 0 | 0 | 0 | 0
E364.00-Poles, Towers, and Fixtures | 2018-01-01 | Non-unitized | CTBRD156O-Taxable-Cap Trouble Orders OH - 01156012 | KY | 10 | 0 | 0 | 0
E364.00-Poles, Towers, and Fixtures | 2018-01-01 | Non-unitized | CTBRD256O-Taxable-Cap Trouble Orders OH - 01256012 | KY | 11 | 0 | 0 | 0
E364.00-Poles, Towers, and Fixtures | 2018-01-01 | Non-unitized | CTPD216-Taxable-Capital Thrd Party - 01216012 | KY | 0 | 0 | 0 | 0
E364.00-Poles, Towers, and Fixtures | 2018-02-01 | Non-unitized | CNBCD216U-NB Comm UG - 012160 | KY | 0 | 0 | 0 | 0
E364.00-Poles, Towers, and Fixtures | 2018-02-01 | Non-unitized | CNBRD156U-NB Resid UG - 011560 | KY | 0 | 0 | 0 | 0
E364.00-Poles, Towers, and Fixtures | 2016-01-01 | POLES, MODIFIED | POLES, MODIFIED (EACH) (07549) | KY | 12971 | 1139248.91 | 87.8305 | 0
E364.00-Poles, Towers, and Fixtures | 2017-04-30 | Non-unitized | Lex Arc Flash-Clays Mill 0148 | KY | 0 | 0 | 0 | 0
E364.00-Poles, Towers, and Fixtures | 2017-11-30 | PLATFORMS NEW (05491) | PLATFORMS NEW (05491) | KY | 2 | 10013.57 | 5006.785 | 0
E364.00-Poles, Towers, and Fixtures | 2017-10-31 | Non-unitized | STREET LIGHT REMOVAL | KY | 0 | 0 | 0 | 0
E364.00-Poles, Towers, and Fixtures | 2017-04-01 | Non-unitized | CNBRD246U-NB Resid UG - 012460 | KY | 0 | 0 | 0 | 0
E364.00-Poles, Towers, and Fixtures | 2017-10-31 | Non-unitized | KY 89 Hwy Project Richmond | KY | 0 | 0 | 0 | 0
E364.00-Poles, Towers, and Fixtures | 2017-10-31 | Non-unitized | 153798-Wedonia 0966 KU CIFI 2017 | KY | 0 | 0 | 0 | 0
E364.00-Poles, Towers, and Fixtures | 2017-03-31 | Non-unitized | 151309-Airline Rd 12kV CIFI. Install Mid-Line electronic recloser and complete necessary fuse coordiantion | KY | 0 | 0 | 0 | 0
E364.00-Poles, Towers, and Fixtures | 2017-06-30 | Non-unitized | 154000-Taxable-Replace direct buired primary at Elk Creek Trailer park in Madisonville, KY.22 | KY | 0 | 0 | 0 | 0
E364.00-Poles, Towers, and Fixtures | 2017-05-31 | Non-unitized | 150276-WILMORE 12KV 0585 CIFI 2016 | KY | 0 | 0 | 0 | 0
E364.00-Poles, Towers, and Fixtures | 2017-04-01 | GUY | GUY (00070) | KY | 213 | 19782.87 | 92.8773 | 0
E364.00-Poles, Towers, and Fixtures | 2017-11-30 | Non-unitized | 152826-Distribution Transfer for lex Plant -Pisgah Trans Reloc | KY | 0 | 0 | 0 | 0
E364.00-Poles, Towers, and Fixtures | 2017-08-31 | POLE WOOD 55 FT (DIST) | POLE WOOD 55 FT (DIST) | KY | 34 | 47571.1 | 1399.15 | 0
E364.00-Poles, Towers, and Fixtures | 2017-02-28 | GUY | GUY (00070) | KY | 14 | 2680.46 | 191.4614 | 0
E364.00-Poles, Towers, and Fixtures | 2017-02-28 | H-BEAM STEEL GUY | H-BEAM STEEL GUY (EACH) (07410) | KY | 1 | 17947.15 | 17947.15 | 0
E364.00-Poles, Towers, and Fixtures | 2018-06-30 | CROSS ARMS | CROSS ARMS (07362) | KY | 520 | 320005.09 | 615.3944 | 0
E364.00-Poles, Towers, and Fixtures | 2018-03-31 | POLE WOOD 55 FT (DIST) | POLE WOOD 55 FT (DIST) | KY | 9 | -21190.4 | -2354.4889 | 0
E364.00-Poles, Towers, and Fixtures | 2018-03-31 | POLE WOOD 40 FT (DIST) | POLE WOOD 40 FT (DIST) | KY | 113 | 113760.41 | 1006.7293 | 0
E364.00-Poles, Towers, and Fixtures | 2017-05-31 | Non-unitized | 151308-Hanson 0811 CIFI. Install Mid-Line electronic recloser and complete necessary fuse coordiantion | KY | 0 | 0 | 0 | 0
E364.00-Poles, Towers, and Fixtures | 2018-03-31 | Non-unitized | US 68 PHASE III - IT | KY | 0 | 0 | 0 | 0
E364.00-Poles, Towers, and Fixtures | 2015-03-31 | POLE WOOD 45 FT (DIST) | POLE WOOD 45 FT (DIST) | KY | 658 | 1292544.35 | 1964.3531 | 0
E364.00-Poles, Towers, and Fixtures | 2015-06-30 | POLE WOOD 65 FT (DIST) | POLE WOOD 65 FT (DIST) | KY | 1 | 13229.63 | 13229.63 | 0
E364.00-Poles, Towers, and Fixtures | 2015-10-31 | PLATFORMS NEW (05491) | PLATFORMS NEW (05491) | KY | 1 | 22649.2 | 22649.2 | 0
E364.00-Poles, Towers, and Fixtures | 2018-03-31 | Non-unitized | 153790-Etown 2 2411 CIFI 2017 | KY | 0 | 0 | 0 | 0
E364.00-Poles, Towers, and Fixtures | 2014-04-30 | POLE WOOD 35 FT (DIST) | POLE WOOD 35 FT (DIST) | KY | 14 | 29239.91 | 2088.565 | 0
E364.00-Poles, Towers, and Fixtures | 2018-05-01 | Non-unitized | NONE | KY | 0 | 0 | 0 | 0
E364.00-Poles, Towers, and Fixtures | 2018-05-10 | Non-unitized | CSTRM416-021018I | KY | 0 | 0 | 0 | 0
E364.00-Poles, Towers, and Fixtures | 2018-05-01 | Non-unitized | CRDD256O-Taxable-Capital Rep Def OH - 01256012 | KY | 0 | 0 | 0 | 0
E364.00-Poles, Towers, and Fixtures | 2018-05-01 | POLE WOOD 55 FT (DIST) | POLE WOOD 55 FT (DIST) | KY | 5 | 14293.98 | 2858.796 | 0
E364.00-Poles, Towers, and Fixtures | 2017-03-31 | Non-unitized | HWY 305 BRIDGE REPLA | KY | 0 | 0 | 0 | 0
E364.00-Poles, Towers, and Fixtures | 2018-04-30 | CROSS ARMS | CROSS ARMS (07362) | KY | 70 | 86347.15 | 1233.5307 | 0
E364.00-Poles, Towers, and Fixtures | 2018-04-01 | Non-unitized | CRDD216U-Taxable-Capital Rep Def UG - 01216012 | KY | 0 | 0 | 0 | 0
E364.00-Poles, Towers, and Fixtures | 2018-03-31 | Non-unitized | 150427 - WEST HICKMAN 864 KU CIFI 2017 | KY | 0 | 0 | 0 | 0
E364.00-Poles, Towers, and Fixtures | 2018-09-30 | Non-unitized | 154181-TRANS UNDERBUILT PARKWAY | KY | 0 | 0 | 0 | 0
E364.00-Poles, Towers, and Fixtures | 2018-07-31 | Non-unitized | 156685 -- Winchester Water 0642 CEMI 2018 | KY | 0 | 0 | 0 | 0
E364.00-Poles, Towers, and Fixtures | 2018-07-31 | Non-unitized | NONE | KY | 0 | 0 | 0 | 0
E364.00-Poles, Towers, and Fixtures | 2018-12-31 | Non-unitized | 157754 - Newtown 0431 CEMI 2018 | KY | 0 | 0 | 0 | 0
E364.00-Poles, Towers, and Fixtures | 2018-12-31 | Non-unitized | 18XMUB366-2018 XM Underbuild MAYOC | KY | 0 | 0 | 0 | 0
E364.00-Poles, Towers, and Fixtures | 2018-12-31 | Non-unitized | CKM062618-KU MAJOR STORM-053118 | KY | 0 | 0 | 0 | 0
E364.00-Poles, Towers, and Fixtures | 2019-01-31 | Non-unitized | CKM072018-KU MAJOR STORM-072018 | KY | 0 | 0 | 0 | 0
E364.00-Poles, Towers, and Fixtures | 2018-11-01 | Non-unitized | NONE | KY | 0 | 0 | 0 | 0
E364.00-Poles, Towers, and Fixtures | 2019-01-01 | Non-unitized | CNBCD366O-NB Comm OH - 013660 | KY | 0 | 0 | 0 | 0
E364.00-Poles, Towers, and Fixtures | 2019-01-01 | Non-unitized | CNBCD416U-NB Comm UG - 014160 | KY | 0 | 0 | 0 | 0
E364.00-Poles, Towers, and Fixtures | 2019-01-01 | Non-unitized | CNBSV216U-NB Elect Serv UG - 012160 | KY | 0 | 0 | 0 | 0
E364.00-Poles, Towers, and Fixtures | 2018-08-01 | Non-unitized | CTBRD236O-Taxable-Cap Trouble Orders OH - 01236012 | KY | 0 | 0 | 0 | 0
E364.00-Poles, Towers, and Fixtures | 2019-02-28 | Non-unitized | 1-187.23 HWY 641 NOR | KY | 0 | 0 | 0 | 0
E364.00-Poles, Towers, and Fixtures | 2019-01-01 | Non-unitized | CRCST216-Cust Requested - 012160 | KY | 0 | 0 | 0 | 0
E364.00-Poles, Towers, and Fixtures | 2019-01-01 | Non-unitized | CRDD426O-Taxable-Capital Rep Def OH - 01426012 | KY | 0 | 0 | 0 | 0
E364.00-Poles, Towers, and Fixtures | 2019-01-01 | Non-unitized | CSTLT366-NB Street Lights - 013660 | KY | 0 | 0 | 0 | 0
E364.00-Poles, Towers, and Fixtures | 2019-01-01 | Non-unitized | CSYSEN156-Sys Enh - 011560 | KY | 0 | 0 | 0 | 0
E364.00-Poles, Towers, and Fixtures | 2019-01-01 | Non-unitized | CTBRD246O-Taxable-Cap Trouble Orders OH - 01246012 | KY | 0 | 0 | 0 | 0
E364.00-Poles, Towers, and Fixtures | 2019-01-01 | Non-unitized | CTPD236-Taxable-Capital Thrd Party - 01236012 | KY | 0 | 0 | 0 | 0
E364.00-Poles, Towers, and Fixtures | 2018-06-30 | Non-unitized | 155274-Recon Ckt 2136 Gwen Island | KY | 0 | 0 | 0 | 0
E364.00-Poles, Towers, and Fixtures | 2018-09-30 | POLE,STEEL, 75 FT | POLE,STEEL, 75 FT | KY | 1 | 5463.27 | 5463.27 | 0
E364.00-Poles, Towers, and Fixtures | 2018-11-01 | POLE WOOD 30 FT (DIST) | POLE WOOD 30 FT (DIST) | KY | 1 | 90.1 | 90.1 | 0
E364.00-Poles, Towers, and Fixtures | 2018-11-30 | Non-unitized | LFUCG M.N.& A. 5 E & | KY | 0 | 0 | 0 | 0
E364.00-Poles, Towers, and Fixtures | 2018-11-30 | Non-unitized | NONE | KY | 0 | 0 | 0 | 0
E364.00-Poles, Towers, and Fixtures | 2018-07-31 | Non-unitized | MOVE GUYING BACK A F | KY | 0 | 0 | 0 | 0
E364.00-Poles, Towers, and Fixtures | 2018-09-30 | Non-unitized | NONE | KY | 0 | 0 | 0 | 0
E364.00-Poles, Towers, and Fixtures | 2019-01-01 | Non-unitized | CRSTLT256-Taxable-Repair Street Lights - 01256012 | KY | 16 | 0 | 0 | 0
E364.00-Poles, Towers, and Fixtures | 2019-01-31 | CROSS ARMS | CROSS ARMS (07362) | KY | 1 | 753.04 | 753.04 | 0
E364.00-Poles, Towers, and Fixtures | 2019-01-01 | Non-unitized | CTBRD416O-Taxable-Cap Trouble Orders OH - 01416012 | KY | 0 | 0 | 0 | 0
E364.00-Poles, Towers, and Fixtures | 2019-01-01 | Non-unitized | CCAPR246-Taxable-Capital CAP/REG/RECL - 01246012 | KY | 0 | 0 | 0 | 0
E364.00-Poles, Towers, and Fixtures | 2019-01-01 | Non-unitized | CNBRD236U-NB Resid UG - 012360 | KY | 0 | 0 | 0 | 0
E364.00-Poles, Towers, and Fixtures | 2019-01-01 | Non-unitized | CRDD216O-Taxable-Capital Rep Def OH - 01216012 | KY | 0 | 0 | 0 | 0
E364.00-Poles, Towers, and Fixtures | 2014-08-31 | POLE,STEEL, 45 FT | POLE,STEEL, 45 FT | KY | 0 | 0 | 0 | 0
E364.00-Poles, Towers, and Fixtures | 2018-09-01 | GUY | GUY (00070) | KY | 10 | 3918.56 | 391.856 | 0
E364.00-Poles, Towers, and Fixtures | 2019-11-30 | Non-unitized | NONE | KY | 0 | 0 | 0 | 0
E364.00-Poles, Towers, and Fixtures | 2019-07-01 | Non-unitized | CCAPR426-Taxable-Capital CAP/REG/RECL - 01426012 | KY | 0 | 0 | 0 | 0
E364.00-Poles, Towers, and Fixtures | 2019-11-30 | Non-unitized | 25E PROJECT | KY | 0 | 0 | 0 | 0
E364.00-Poles, Towers, and Fixtures | 2019-05-01 | Non-unitized | CRELD426-Capital Reliability - 014260 | KY | 0 | 0 | 0 | 0
E364.00-Poles, Towers, and Fixtures | 2019-01-31 | Non-unitized | CITY OF E-TOWN | KY | 0 | 0 | 0 | 0
E364.00-Poles, Towers, and Fixtures | 2019-07-31 | Non-unitized | 156250 - Rogers Gap 0451 Ckt Hard 2018 | KY | 0 | 0 | 0 | 0
E364.00-Poles, Towers, and Fixtures | 2019-07-31 | Non-unitized | 155886-Maysville Trans Line Clear | KY | 0 | 0 | 0 | 0
E364.00-Poles, Towers, and Fixtures | 2019-12-01 | GUY | GUY (00070) | KY | 1415 | 225453.17 | 159.3309 | 0
E364.00-Poles, Towers, and Fixtures | 2019-08-31 | Non-unitized | 163021-Ckt 2215 Lebanon S City Conn | KY | 0 | 0 | 0 | 0
E364.00-Poles, Towers, and Fixtures | 2019-09-30 | Non-unitized | NONE | KY | 0 | 0 | 0 | 0
E364.00-Poles, Towers, and Fixtures | 2019-09-08 | Non-unitized | NONE | KY | 0 | 0 | 0 | 0
E364.00-Poles, Towers, and Fixtures | 2019-05-31 | Non-unitized | NONE | KY | 0 | 0 | 0 | 0
E364.00-Poles, Towers, and Fixtures | 2019-07-31 | Non-unitized | 152633-DSP Kenton to Wedonia Tie Circuit | KY | 0 | 0 | 0 | 0
E364.00-Poles, Towers, and Fixtures | 2019-05-31 | Non-unitized | 152838--Distribution Capacitors KU 2018 | KY | 0 | 0 | 0 | 0
E364.00-Poles, Towers, and Fixtures | 2015-01-31 | POLE,STEEL, 35 FT | POLE,STEEL, 35 FT | KY | 0 | 0 | 0 | 0
E364.00-Poles, Towers, and Fixtures | 2014-11-30 | POLE WOOD 65 FT (DIST) | POLE WOOD 65 FT (DIST) | KY | 2 | 67035.91 | 33517.955 | 0
E364.00-Poles, Towers, and Fixtures | 2019-12-01 | POLE,STEEL, 40 FT | POLE,STEEL, 40 FT | KY | 0 | 0 | 0 | 0
E364.00-Poles, Towers, and Fixtures | 2014-06-24 | POLE WOOD 45 FT (DIST) | POLE WOOD 45 FT (DIST) | KY | 0 | 0 | 0 | 0
E364.00-Poles, Towers, and Fixtures | 2018-09-30 | Non-unitized | RAISE NEUTRALS FOR U | KY | 0 | 0 | 0 | 0
E364.00-Poles, Towers, and Fixtures | 2019-02-28 | Non-unitized | NONE | KY | 0 | 0 | 0 | 0
E364.00-Poles, Towers, and Fixtures | 2019-10-31 | Non-unitized | LFUCG - CLAYS MILL S | KY | 0 | 0 | 0 | 0
E364.00-Poles, Towers, and Fixtures | 2019-08-31 | POLE WOOD 45 FT (DIST) | POLE WOOD 45 FT (DIST) | KY | 5 | 19971.76 | 3994.352 | 0
E364.00-Poles, Towers, and Fixtures | 2019-12-31 | Non-unitized | 19PITP236-RICHMOND PITP 2019 | KY | 0 | 0 | 0 | 0
E364.00-Poles, Towers, and Fixtures | 2019-12-31 | Non-unitized | 19PITP315-LEXINGTON PITP 2019 | KY | 0 | 0 | 0 | 0
E364.00-Poles, Towers, and Fixtures | 2019-12-31 | Non-unitized | 19PITP366-MAYSVILLE PITP 2019 | KY | 0 | 0 | 0 | 0
E364.00-Poles, Towers, and Fixtures | 2015-01-31 | Non-unitized | CCAPR256-Taxable-Capital CAP/REG/RECL - 01256012 | KY | 0 | 0 | 0 | 0
E364.00-Poles, Towers, and Fixtures | 2020-01-01 | Non-unitized | CTBRD416O-Taxable-Cap Trouble Orders OH - 01416012 | KY | 1 | 0 | 0 | 0
E364.00-Poles, Towers, and Fixtures | 2020-08-31 | Non-unitized | 6-8706.00 PENDLETON/ | KY | 0 | 0 | 0 | 0
E364.00-Poles, Towers, and Fixtures | 2020-01-01 | Non-unitized | CTBRD246O-Taxable-Cap Trouble Orders OH - 01246012 | KY | 2 | 0 | 0 | 0
E364.00-Poles, Towers, and Fixtures | 2020-02-01 | Non-unitized | CTBRD315O-Taxable-Cap Trouble Orders OH - 01315012 | KY | 0 | 0 | 0 | 0
E364.00-Poles, Towers, and Fixtures | 2020-05-31 | Non-unitized | 160919 - Replace direct bury underground cable in Elk Creek subdivision | KY | 0 | 0 | 0 | 0
E364.00-Poles, Towers, and Fixtures | 2019-11-30 | POLE,STEEL, 45 FT | POLE,STEEL, 45 FT | KY | 2 | 8919.3 | 4459.65 | 0
E364.00-Poles, Towers, and Fixtures | 2020-01-01 | POLE WOOD 40 FT (DIST) | POLE WOOD 40 FT (DIST) | KY | 38 | 102646.02 | 2701.2111 | 0
E364.00-Poles, Towers, and Fixtures | 2020-01-01 | Non-unitized | CNBCD416U-NB Comm UG - 014160 | KY | 0 | 0 | 0 | 0
E364.00-Poles, Towers, and Fixtures | 2020-02-01 | Non-unitized | CNBCD236U-NB Comm UG - 012360 | KY | 0 | 0 | 0 | 0
E364.00-Poles, Towers, and Fixtures | 2020-02-01 | Non-unitized | CNBCD366O-NB Comm OH - 013660 | KY | 0 | 0 | 0 | 0
E364.00-Poles, Towers, and Fixtures | 2020-01-01 | Non-unitized | CNBRD156O-NB Resid OH - 011560 | KY | 0 | 0 | 0 | 0
E364.00-Poles, Towers, and Fixtures | 2020-01-01 | Non-unitized | CNBRD256U-NB Resid UG - 012560 | KY | 0 | 0 | 0 | 0
E364.00-Poles, Towers, and Fixtures | 2020-02-01 | Non-unitized | CNBRD366U-NB Resid UG - 013660 | KY | 0 | 0 | 0 | 0
E364.00-Poles, Towers, and Fixtures | 2020-02-01 | Non-unitized | CNBSV216U-NB Elect Serv UG - 012160 | KY | 0 | 0 | 0 | 0
E364.00-Poles, Towers, and Fixtures | 2020-02-01 | Non-unitized | CNBSV256U-NB Elect Serv UG - 012560 | KY | 0 | 0 | 0 | 0
E364.00-Poles, Towers, and Fixtures | 2020-02-01 | Non-unitized | CRDD426U-Taxable-Capital Rep Def UG - 01426012 | KY | 0 | 0 | 0 | 0
E364.00-Poles, Towers, and Fixtures | 2019-12-31 | POLE WOOD 50 FT (DIST) | POLE WOOD 50 FT (DIST) | KY | 86 | 408953.54 | 4755.2737 | 0
E364.00-Poles, Towers, and Fixtures | 2020-06-30 | Non-unitized | 060919-I | KY | 0 | 0 | 0 | 0
E364.00-Poles, Towers, and Fixtures | 2020-01-01 | Non-unitized | CRELD216-Capital Reliability - 012160 | KY | 0 | 0 | 0 | 0
E364.00-Poles, Towers, and Fixtures | 2020-01-01 | Non-unitized | CRELD315-Capital Reliability - 013150 | KY | 0 | 0 | 0 | 0
E364.00-Poles, Towers, and Fixtures | 2020-01-01 | Non-unitized | CRELD416-Capital Reliability - 014160 | KY | 0 | 0 | 0 | 0
E364.00-Poles, Towers, and Fixtures | 2020-06-01 | Non-unitized | Investment | KY | 0 | 0 | 0 | 0
E364.00-Poles, Towers, and Fixtures | 2020-01-01 | Non-unitized | CRPOLE156-Taxable-Pole Repair/Replace - 01156012 | KY | 0 | 0 | 0 | 0
E364.00-Poles, Towers, and Fixtures | 2020-01-01 | Non-unitized | CRPOLE246-Taxable-Pole Repair/Replace - 01246012 | KY | 2 | 0 | 0 | 0
E364.00-Poles, Towers, and Fixtures | 2020-01-01 | Non-unitized | CRSTLT366-Taxable-Repair Street Lights - 01366012 | KY | 0 | 0 | 0 | 0
E364.00-Poles, Towers, and Fixtures | 2020-01-01 | Non-unitized | CSTLT156-NB Street Lights - 011560 | KY | 0 | 0 | 0 | 0
E364.00-Poles, Towers, and Fixtures | 2020-01-01 | Non-unitized | CSTLT236-NB Street Lights - 012360 | KY | 0 | 0 | 0 | 0
E364.00-Poles, Towers, and Fixtures | 2020-01-01 | Non-unitized | CSTLT246-NB Street Lights - 012460 | KY | 0 | 0 | 0 | 0
E364.00-Poles, Towers, and Fixtures | 2019-01-31 | POLE WOOD 35 FT (DIST) | POLE WOOD 35 FT (DIST) | KY | 2 | 361.08 | 180.54 | 0
E364.00-Poles, Towers, and Fixtures | 2020-04-01 | Non-unitized | TS MIDNIGHT | KY | 0 | 0 | 0 | 0
E364.00-Poles, Towers, and Fixtures | 2017-08-31 | POLE WOOD 70 FT (DIST) | POLE WOOD 70 FT (DIST) | KY | 2 | 50670.59 | 25335.295 | 0
E364.00-Poles, Towers, and Fixtures | 2020-04-30 | Non-unitized | 159008- Wedonia 0965 2019 CIFI | KY | 0 | 0 | 0 | 0
E364.00-Poles, Towers, and Fixtures | 2019-12-31 | Non-unitized | KY DEPT OF TRANSPORT | KY | 0 | 0 | 0 | 0
E364.00-Poles, Towers, and Fixtures | 2020-01-01 | Non-unitized | CTPD416-Taxable-Capital Thrd Party - 01416012 | KY | 0 | 0 | 0 | 0
E364.00-Poles, Towers, and Fixtures | 2019-12-31 | Non-unitized | 159019 - Pine Hill 2147 Ckt Hard 2019 Current funding level for tree trimming only. Project will be revised to include final construction estimates. | KY | 0 | 0 | 0 | 0
E364.00-Poles, Towers, and Fixtures | 2019-12-31 | POLE WOOD 60 FT (DIST) | POLE WOOD 60 FT (DIST) | KY | 7 | 50849.74 | 7264.2486 | 0
E364.00-Poles, Towers, and Fixtures | 2020-08-01 | Non-unitized | CTBRD315U-Taxable-Cap Trouble Orders UG - 01315012 | KY | 0 | 0 | 0 | 0
E364.00-Poles, Towers, and Fixtures | 2020-04-01 | Non-unitized | 062319-I | KY | 0 | 0 | 0 | 0
E364.00-Poles, Towers, and Fixtures | 2020-04-11 | Non-unitized | Investment | KY | 0 | 0 | 0 | 0
E364.00-Poles, Towers, and Fixtures | 2020-08-31 | Non-unitized | LFUCG - TOWNBRACH CO | KY | 0 | 0 | 0 | 0
E364.00-Poles, Towers, and Fixtures | 2020-07-31 | Non-unitized | LFUCG - TOWN BRANCH | KY | 0 | 0 | 0 | 0
E364.00-Poles, Towers, and Fixtures | 2020-07-31 | CROSS ARMS | CROSS ARMS (07362) | KY | 32 | 9474.78 | 296.0869 | 0
E364.00-Poles, Towers, and Fixtures | 2020-07-31 | Non-unitized | HIGH WIND | KY | 0 | 0 | 0 | 0
E364.00-Poles, Towers, and Fixtures | 2020-08-31 | Non-unitized | Investment | KY | 0 | 0 | 0 | 0
E364.00-Poles, Towers, and Fixtures | 2020-11-01 | Non-unitized | ANBCD366O-Taxable-NB Comm OH 01366012 Any work that is performed related to extending or adding primary (or secondary to a common splice or pull off point) to serve overhead a new residential customer or group of residential customers (includes all subd | KY | 0 | 0 | 0 | 0
E364.00-Poles, Towers, and Fixtures | 2020-11-01 | Non-unitized | ANBRD156O-Taxable-NB Resid OH 01156012 | KY | 0 | 0 | 0 | 0
E364.00-Poles, Towers, and Fixtures | 2020-11-01 | Non-unitized | ANBRD366U-Taxable-NB Resid UG 01366012 Includes all primary work or extensions to serve this customer or group of customers. Transformer installation charged to AXFRMXXX Does not include residential multi-family buildings exceeding three stories, thes | KY | 0 | 0 | 0 | 0
E364.00-Poles, Towers, and Fixtures | 2020-11-01 | Non-unitized | ARSTLT315-Taxable-Rep Street Lights 01315012 | KY | 0 | 0 | 0 | 0
E364.00-Poles, Towers, and Fixtures | 2020-11-01 | Non-unitized | ARCST256-Taxable-Cust Requested 01256012 | KY | 0 | 0 | 0 | 0
E364.00-Poles, Towers, and Fixtures | 2020-09-30 | Non-unitized | BRIGHTON RIDGE TR | KY | 0 | 0 | 0 | 0
E364.00-Poles, Towers, and Fixtures | 2020-11-01 | Non-unitized | ATPD366-Taxable-Cap Third Party 01366012 Replacement cost of complete units of property due to damage from a third party, typically reimbursed. | KY | 0 | 0 | 0 | 0
E364.00-Poles, Towers, and Fixtures | 2020-03-31 | POLE WOOD 55 FT (DIST) | POLE WOOD 55 FT (DIST) | KY | 12 | 35408.77 | 2950.7308 | 0
E364.00-Poles, Towers, and Fixtures | 2017-10-31 | POLE WOOD 40 FT (DIST) | POLE WOOD 40 FT (DIST) | KY | 1 | 2107.31 | 2107.31 | 0
E364.00-Poles, Towers, and Fixtures | 2021-01-01 | Non-unitized | CNBRD366O-NB Resid OH - 013660 | KY | 0 | 0 | 0 | 0
E364.00-Poles, Towers, and Fixtures | 2021-01-01 | Non-unitized | CNBSV216O-NB Elect Serv OH - 012160 | KY | 0 | 0 | 0 | 0
E364.00-Poles, Towers, and Fixtures | 2021-01-01 | Non-unitized | CRELD426-Capital Reliability - 014260 | KY | 0 | 0 | 0 | 0
E364.00-Poles, Towers, and Fixtures | 2021-04-01 | POLE WOOD 40 FT (DIST) | POLE WOOD 40 FT (DIST) | KY | 210 | 422068.9 | 2009.8519 | 0
E364.00-Poles, Towers, and Fixtures | 2021-01-01 | Non-unitized | CNBSV246O-NB Elect Serv OH - 012460 | KY | 0 | 0 | 0 | 0
E364.00-Poles, Towers, and Fixtures | 2021-01-01 | Non-unitized | CNBSV416O-NB Elect Serv OH - 014160 | KY | 0 | 0 | 0 | 0
E364.00-Poles, Towers, and Fixtures | 2021-01-01 | Non-unitized | CRCST246-Cust Requested - 012460 | KY | 0 | 0 | 0 | 0
E364.00-Poles, Towers, and Fixtures | 2021-01-01 | Non-unitized | CRDD366O-Taxable-Capital Rep Def OH - 01366012 | KY | 0 | 0 | 0 | 0
E364.00-Poles, Towers, and Fixtures | 2020-10-13 | Non-unitized | 161434-2020 XM UB Corydon-Rumsey | KY | 0 | 0 | 0 | 0
E364.00-Poles, Towers, and Fixtures | 2021-03-31 | Non-unitized | 160938-Hoover Trans Capacitor | KY | 0 | 0 | 0 | 0
E364.00-Poles, Towers, and Fixtures | 2021-01-01 | Non-unitized | ACAPR236-Taxable-Cap/Reg/Recloser 01236012 | KY | 0 | 0 | 0 | 0
E364.00-Poles, Towers, and Fixtures | 2021-01-01 | Non-unitized | ACAPR246-Taxable-Cap/Reg/Recloser 01246012 | KY | 0 | 0 | 0 | 0
E364.00-Poles, Towers, and Fixtures | 2021-01-01 | Non-unitized | ANBCD216U-Taxable-NB Comm UG 01216012 | KY | 0 | 0 | 0 | 0
E364.00-Poles, Towers, and Fixtures | 2021-01-01 | Non-unitized | CRSTLT256-Taxable-Repair Street Lights - 01256012 | KY | 0 | 0 | 0 | 0
E364.00-Poles, Towers, and Fixtures | 2020-10-13 | Non-unitized | 161797 - CEMI 2020 Greenville 4kv | KY | 0 | 0 | 0 | 0
E364.00-Poles, Towers, and Fixtures | 2021-02-01 | Non-unitized | CRDD256O-Taxable-Capital Rep Def OH - 01256012 | KY | 0 | 0 | 0 | 0
E364.00-Poles, Towers, and Fixtures | 2021-01-01 | Non-unitized | ANBCD315U-Taxable-NB Comm UG 01315012 | KY | 0 | 0 | 0 | 0
E364.00-Poles, Towers, and Fixtures | 2021-01-01 | Non-unitized | ANBRD156U-Taxable-NB Resid UG 01156012 Any work that is performed related to extending or adding primary (or secondary to a common splice or pull off point) to serve underground a new residential customer or group of residential customers (includes all | KY | 0 | 0 | 0 | 0
E364.00-Poles, Towers, and Fixtures | 2021-01-01 | Non-unitized | ANBRD236O-Taxable-NB Resid OH 01236012 | KY | 0 | 0 | 0 | 0
E364.00-Poles, Towers, and Fixtures | 2021-01-01 | Non-unitized | ANBRD315U-Taxable-NB Resid UG 01315012 Includes all primary work or extensions to serve this customer or group of customers. Transformer installation charged to CXFRMXXX Does not include residential multi-family buildings exceeding three stories, thes | KY | 0 | 0 | 0 | 0
E364.00-Poles, Towers, and Fixtures | 2021-01-01 | Non-unitized | CTBRD246O-Taxable-Cap Trouble Orders OH - 01246012 | KY | 0 | 0 | 0 | 0
E364.00-Poles, Towers, and Fixtures | 2021-01-01 | Non-unitized | ARCST216-Taxable-Cust Requested 01216012 | KY | 0 | 0 | 0 | 0
E364.00-Poles, Towers, and Fixtures | 2021-01-01 | Non-unitized | ARCST256-Taxable-Cust Requested 01256012 | KY | 0 | 0 | 0 | 0
E364.00-Poles, Towers, and Fixtures | 2021-01-01 | Non-unitized | CTPD246-Taxable-Capital Thrd Party - 01246012 | KY | 0 | 0 | 0 | 0
E364.00-Poles, Towers, and Fixtures | 2021-01-01 | Non-unitized | ARDD156O-Taxable-Cap Rep Def OH 01156012 | KY | 0 | 0 | 0 | 0
E364.00-Poles, Towers, and Fixtures | 2021-01-01 | Non-unitized | ARDD256O-Taxable-Cap Rep Def OH 01256012 | KY | 0 | 0 | 0 | 0
E364.00-Poles, Towers, and Fixtures | 2021-01-01 | Non-unitized | ARELD426-Taxable-Capital Reliability 01426012 | KY | 0 | 0 | 0 | 0
E364.00-Poles, Towers, and Fixtures | 2021-01-01 | Non-unitized | ARPOLE366-Taxable-Cap Pole Rep/Repl 01366012 | KY | 0 | 0 | 0 | 0
E364.00-Poles, Towers, and Fixtures | 2021-01-01 | Non-unitized | ARPOLE426-Taxable-Cap Pole Rep/Repl 01426012 | KY | 0 | 0 | 0 | 0
E364.00-Poles, Towers, and Fixtures | 2021-01-01 | Non-unitized | ARSTLT236-Taxable-Rep Street Lights 01236012 | KY | 0 | 0 | 0 | 0
E364.00-Poles, Towers, and Fixtures | 2021-01-01 | Non-unitized | ASTLT416-Taxable-NB Street Lights 01416012 | KY | 0 | 0 | 0 | 0
E364.00-Poles, Towers, and Fixtures | 2021-01-01 | Non-unitized | ASYSEN236-Taxable-Sys Enhance 01236012 Any improvements/upgrades to the electric/gas distribution system for the benefit of existing customers, but does not include load growth or expansion of a specific customer, this would be charged to a Connect New | KY | 0 | 0 | 0 | 0
E364.00-Poles, Towers, and Fixtures | 2019-02-28 | GUY | GUY (00070) | KY | 50 | -1642.87 | -32.8574 | 0
E364.00-Poles, Towers, and Fixtures | 2021-01-01 | Non-unitized | ATBRD236O-Taxable-Cap Trouble Orders OH 01236012 | KY | 0 | 0 | 0 | 0
E364.00-Poles, Towers, and Fixtures | 2021-01-01 | Non-unitized | ATBRD256U-Taxable-Cap Trouble Orders UG 01256012 | KY | 0 | 0 | 0 | 0
E364.00-Poles, Towers, and Fixtures | 2021-01-01 | Non-unitized | ATPD156-Taxable-Cap Third Party 01156012 Replacement cost of complete units of property due to damage from a third party, typically reimbursed. | KY | 0 | 0 | 0 | 0
E364.00-Poles, Towers, and Fixtures | 2021-01-01 | Non-unitized | ATPD236-Taxable-Cap Third Party 01236012 Replacement cost of complete units of property due to damage from a third party, typically reimbursed. | KY | 0 | 0 | 0 | 0
E364.00-Poles, Towers, and Fixtures | 2021-01-01 | Non-unitized | ATPD416-Taxable-Cap Third Party 01416012 Replacement cost of complete units of property due to damage from a third party, typically reimbursed. | KY | 0 | 0 | 0 | 0
E364.00-Poles, Towers, and Fixtures | 2021-01-01 | Non-unitized | CCAPR416-Taxable-Capital CAP/REG/RECL - 01416012 | KY | 0 | 0 | 0 | 0
E364.00-Poles, Towers, and Fixtures | 2020-10-31 | Non-unitized | MOVE GUYING BACK A F | KY | 0 | 0 | 0 | 0
E364.00-Poles, Towers, and Fixtures | 2021-01-01 | Non-unitized | CNBCD236O-NB Comm OH - 012360 | KY | 0 | 0 | 0 | 0
E364.00-Poles, Towers, and Fixtures | 2021-01-01 | Non-unitized | ATBRD216U-Taxable-Cap Trouble Orders UG 01216012 | KY | 0 | 0 | 0 | 0
E364.00-Poles, Towers, and Fixtures | 2020-12-31 | Non-unitized | CUT TOP OF POLE OFF | KY | 0 | 0 | 0 | 0
E364.00-Poles, Towers, and Fixtures | 2021-01-01 | Non-unitized | CSYSEN426-Sys Enh - 014260 | KY | 0 | 0 | 0 | 0
E364.00-Poles, Towers, and Fixtures | 2021-01-01 | Non-unitized | CKM071120-KU MAJOR STORM-071120 | KY | 0 | 0 | 0 | 0
E364.00-Poles, Towers, and Fixtures | 2021-02-01 | Non-unitized | CNBSV315O-NB Elect Serv OH - 013150 | KY | 0 | 0 | 0 | 0
E364.00-Poles, Towers, and Fixtures | 2019-06-30 | POLE WOOD 30 FT (DIST) | POLE WOOD 30 FT (DIST) | KY | 1 | 282.92 | 282.92 | 0
E364.00-Poles, Towers, and Fixtures | 2020-11-17 | GUY | GUY (00070) | KY | 90 | 17227 | 191.4111 | 0
E364.00-Poles, Towers, and Fixtures | 2021-02-28 | Non-unitized | LFUCG - VERSAILLES R | KY | 0 | 0 | 0 | 0
E364.00-Poles, Towers, and Fixtures | 2021-01-01 | Non-unitized | CNBSV156U-NB Elect Serv UG - 011560 | KY | 0 | 0 | 0 | 0
E364.00-Poles, Towers, and Fixtures | 2021-02-16 | Non-unitized | 082620-I | KY | 0 | 0 | 0 | 0
E364.00-Poles, Towers, and Fixtures | 2021-02-16 | Non-unitized | TS WIND | KY | 0 | 0 | 0 | 0
E364.00-Poles, Towers, and Fixtures | 2021-03-01 | POLE WOOD 35 FT (DIST) | POLE WOOD 35 FT (DIST) | KY | 11 | 22530.42 | 2048.22 | 0
E364.00-Poles, Towers, and Fixtures | 2021-03-01 | GUY | GUY (00070) | KY | 270 | 31104.68 | 115.2025 | 0
E364.00-Poles, Towers, and Fixtures | 2021-03-01 | POLE WOOD 30 FT (DIST) | POLE WOOD 30 FT (DIST) | KY | 12 | 11371.6 | 947.6333 | 0
E364.00-Poles, Towers, and Fixtures | 2021-01-31 | POLE WOOD 30 FT (DIST) | POLE WOOD 30 FT (DIST) | KY | 71 | 76651.04 | 1079.5921 | 0
E364.00-Poles, Towers, and Fixtures | 2020-11-30 | Non-unitized | REMOVE DOWN-GUY | KY | 0 | 0 | 0 | 0
E364.00-Poles, Towers, and Fixtures | 2021-12-01 | Non-unitized | CTBRD246O-Taxable-Cap Trouble Orders OH - 01246012 | KY | 0 | 0 | 0 | 0
E364.00-Poles, Towers, and Fixtures | 2021-10-31 | Non-unitized | 162744-Taxable-Eddyville 560 Circuit Hardening1222 | KY | 0 | 0 | 0 | 0
E364.00-Poles, Towers, and Fixtures | 2021-04-01 | Non-unitized | ACAPR315-Taxable-Cap/Reg/Recloser 01315012 | KY | 0 | 0 | 0 | 0
E364.00-Poles, Towers, and Fixtures | 2021-04-01 | Non-unitized | ANBRD256U-Taxable-NB Resid UG 01256012 Any work that is performed related to extending or adding primary (or secondary to a common splice or pull off point) to serve underground a new residential customer or group of residential customers (includes all | KY | 0 | 0 | 0 | 0
E364.00-Poles, Towers, and Fixtures | 2021-05-01 | Non-unitized | ARDD236O-Taxable-Cap Rep Def OH 01236012 | KY | 0 | 0 | 0 | 0
E364.00-Poles, Towers, and Fixtures | 2021-07-01 | Non-unitized | INVESTMENT | KY | 0 | 0 | 0 | 0
E364.00-Poles, Towers, and Fixtures | 2021-07-29 | Non-unitized | Investment | KY | 0 | 0 | 0 | 0
E364.00-Poles, Towers, and Fixtures | 2021-10-01 | Non-unitized | ARDD315U-Taxable-Cap Rep Def UG 01315012 Typically used for planned or scheduled jobs. | KY | 0 | 0 | 0 | 0
E364.00-Poles, Towers, and Fixtures | 2021-07-31 | Non-unitized | 164319-Newtown Ckt Hardening job 2021 project | KY | 0 | 0 | 0 | 0
E364.00-Poles, Towers, and Fixtures | 2021-08-18 | Non-unitized | Investment | KY | 0 | 0 | 0 | 0
E364.00-Poles, Towers, and Fixtures | 2021-04-30 | Non-unitized | 25E LAUREL LINE TO I | KY | 0 | 0 | 0 | 0
E364.00-Poles, Towers, and Fixtures | 2021-04-01 | Non-unitized | CTBRD246U-Taxable-Cap Trouble Orders UG - 01246012 | KY | 0 | 0 | 0 | 0
E364.00-Poles, Towers, and Fixtures | 2021-06-30 | Non-unitized | 163592-Earlington North-Green River XMUB | KY | 0 | 0 | 0 | 0
E364.00-Poles, Towers, and Fixtures | 2021-04-01 | Non-unitized | ARELD246-Taxable-Capital Reliability 01246012 | KY | 0 | 0 | 0 | 0
E364.00-Poles, Towers, and Fixtures | 2021-04-26 | Non-unitized | 161748 - CEMI 2020 Versailles West 0513 | KY | 0 | 0 | 0 | 0
E364.00-Poles, Towers, and Fixtures | 2021-04-30 | Non-unitized | DORSEY STREET BRIDGE | KY | 0 | 0 | 0 | 0
E364.00-Poles, Towers, and Fixtures | 2021-05-31 | Non-unitized | KY-33 HWY JOB TO REM | KY | 0 | 0 | 0 | 0
E364.00-Poles, Towers, and Fixtures | 2021-05-31 | Non-unitized | 159006 - Shawnee Gas 4402 CIFI 2020 Replacement and Relocation of old 34.5 line | KY | 0 | 0 | 0 | 0
E364.00-Poles, Towers, and Fixtures | 2021-12-01 | Non-unitized | CRPOLE315-Taxable-Pole Repair/Replace - 01315012 | KY | 0 | 0 | 0 | 0
E364.00-Poles, Towers, and Fixtures | 2021-12-01 | Non-unitized | CTBRD236U-Taxable-Cap Trouble Orders UG - 01236012 | KY | 0 | 0 | 0 | 0
E364.00-Poles, Towers, and Fixtures | 2021-05-31 | Non-unitized | 163574 - Elk Creek Direct Burial Replacement 2020 | KY | 0 | 0 | 0 | 0
E364.00-Poles, Towers, and Fixtures | 2021-08-01 | POLE,STEEL, 50 FT | POLE,STEEL, 50 FT | KY | 0 | 0 | 0 | 0
E364.00-Poles, Towers, and Fixtures | 2021-12-31 | Non-unitized | AKM021521-KU MAJOR STORM-021521 | KY | 0 | 0 | 0 | 0
E364.00-Poles, Towers, and Fixtures | 2022-01-01 | Non-unitized | ANBCD156U-Taxable-NB Comm UG 01156012 | KY | 0 | 0 | 0 | 0
E364.00-Poles, Towers, and Fixtures | 2022-01-01 | Non-unitized | ANBCD216O-Taxable-NB Comm OH 01216012 Any work that is performed to install primary (>600V) overhead equipment to serve a new commercial, industrial, or mine power customer, includes any work needed to connect new facilities to existing system. Does no | KY | 0 | 0 | 0 | 0
E364.00-Poles, Towers, and Fixtures | 2022-01-01 | Non-unitized | ARELD315-Taxable-Capital Reliability 01315012 | KY | 0 | 0 | 0 | 0
E364.00-Poles, Towers, and Fixtures | 2022-01-01 | Non-unitized | ARELD416-Taxable-Capital Reliability 01416012 | KY | 0 | 0 | 0 | 0
E364.00-Poles, Towers, and Fixtures | 2022-01-01 | Non-unitized | ARPOLE236-Taxable-Cap Pole Rep/Repl 01236012 | KY | 0 | 0 | 0 | 0
E364.00-Poles, Towers, and Fixtures | 2022-01-01 | Non-unitized | 011622-I | KY | 0 | 0 | 0 | 0
E364.00-Poles, Towers, and Fixtures | 2022-01-01 | Non-unitized | TS/WIND 12/10 & 11 | KY | 0 | 0 | 0 | 0
E364.00-Poles, Towers, and Fixtures | 2022-01-01 | Non-unitized | ASYSEN216-Taxable-Sys Enhance 01216012 Any improvements/upgrades to the electric/gas distribution system for the benefit of existing customers, but does not include load growth or expansion of a specific customer, this would be charged to a Connect Ne | KY | 0 | 0 | 0 | 0
E364.00-Poles, Towers, and Fixtures | 2022-01-01 | Non-unitized | ASYSEN246-Taxable-Sys Enhance 01246012 Any improvements/upgrades to the electric/gas distribution system for the benefit of existing customers, but does not include load growth or expansion of a specific customer, this would be charged to a Connect New | KY | 0 | 0 | 0 | 0
E364.00-Poles, Towers, and Fixtures | 2022-01-01 | Non-unitized | ATBRD156U-Taxable-Cap Trouble Orders UG 01156012 | KY | 0 | 0 | 0 | 0
E364.00-Poles, Towers, and Fixtures | 2022-01-01 | Non-unitized | CRPOLE236-Taxable-Pole Repair/Replace - 01236012 | KY | 0 | 0 | 0 | 0
E364.00-Poles, Towers, and Fixtures | 2022-01-01 | Non-unitized | ANBCD256O-Taxable-NB Comm OH 01256012 Any work that is performed related to extending or adding primary (or secondary to a common splice or pull off point) to serve overhead a new residential customer or group of residential customers (includes all subd | KY | 0 | 0 | 0 | 0
E364.00-Poles, Towers, and Fixtures | 2022-01-01 | Non-unitized | ARCST366-Taxable-Cust Requested 01366012 | KY | 0 | 0 | 0 | 0
E364.00-Poles, Towers, and Fixtures | 2022-01-01 | Non-unitized | ARDD236O-Taxable-Cap Rep Def OH 01236012 | KY | 0 | 0 | 0 | 0
E364.00-Poles, Towers, and Fixtures | 2022-01-01 | Non-unitized | ARDD426U-Taxable-Cap Rep Def UG 01426012: Typically used for planned or scheduled jobs. | KY | 0 | 0 | 0 | 0
E364.00-Poles, Towers, and Fixtures | 2022-01-01 | Non-unitized | ARPOLE315-Taxable-Cap Pole Rep/Repl 01315012 | KY | 0 | 0 | 0 | 0
E364.00-Poles, Towers, and Fixtures | 2022-01-01 | Non-unitized | ARPOLE416-Taxable-Cap Pole Rep/Repl 01416012 | KY | 0 | 0 | 0 | 0
E364.00-Poles, Towers, and Fixtures | 2022-01-01 | Non-unitized | CNBRD236U-NB Resid UG - 012360 | KY | 0 | 0 | 0 | 0
E364.00-Poles, Towers, and Fixtures | 2022-01-01 | Non-unitized | CRCST256-Cust Requested - 012560 | KY | 0 | 0 | 0 | 0
E364.00-Poles, Towers, and Fixtures | 2021-11-01 | Non-unitized | AXFRM426-Taxable-NB Transformers 01426012 | KY | 0 | 0 | 0 | 0
E364.00-Poles, Towers, and Fixtures | 2021-11-11 | Non-unitized | KENTUCKY TRANSPORTAT | KY | 0 | 0 | 0 | 0
E364.00-Poles, Towers, and Fixtures | 2021-11-11 | Non-unitized | 164358 - Etown 5 2423 Circuit Hardening 2021 | KY | 0 | 0 | 0 | 0
E364.00-Poles, Towers, and Fixtures | 2021-11-11 | Non-unitized | ITEM NO. 5-434 ALLEN | KY | 0 | 0 | 0 | 0
E364.00-Poles, Towers, and Fixtures | 2022-02-01 | Non-unitized | ARDD216U-Taxable-Cap Rep Def UG 01216012 Typically used for planned or scheduled jobs. | KY | 0 | 0 | 0 | 0
E364.00-Poles, Towers, and Fixtures | 2022-02-01 | Non-unitized | Investment | KY | 0 | 0 | 0 | 0
E364.00-Poles, Towers, and Fixtures | 2022-03-31 | Non-unitized | 164506 - Magic Mine 34.5 Ckt Hard 21 | KY | 0 | 0 | 0 | 0
E364.00-Poles, Towers, and Fixtures | 2022-03-31 | Non-unitized | 165329 - Eastland 0182 2021 CIFI | KY | 0 | 0 | 0 | 0
E364.00-Poles, Towers, and Fixtures | 2022-04-01 | Non-unitized | CNBRD366O-NB Resid OH - 013660 | KY | 0 | 0 | 0 | 0
E364.00-Poles, Towers, and Fixtures | 2022-04-15 | Non-unitized | LFUCG - MANCHESTER S | KY | 0 | 0 | 0 | 0
E364.00-Poles, Towers, and Fixtures | 2022-04-15 | Non-unitized | REMOVE DOWN-GUY | KY | 0 | 0 | 0 | 0
E364.00-Poles, Towers, and Fixtures | 2022-04-01 | Non-unitized | CTBRD416O-Taxable-Cap Trouble Orders OH - 01416012 | KY | 0 | 0 | 0 | 0
E364.00-Poles, Towers, and Fixtures | 2022-02-01 | POLE WOOD 40 FT (DIST) | POLE WOOD 40 FT (DIST) | KY | 1544 | 3717672.55 | 2407.819 | 0
E364.00-Poles, Towers, and Fixtures | 2022-05-01 | Non-unitized | 051422-I | KY | 4 | 5802.71 | 1450.6775 | 0
E364.00-Poles, Towers, and Fixtures | 2022-05-31 | Non-unitized | 157621-LEXOC Backyard Machine 2021 | KY | 0 | 0 | 0 | 0
E364.00-Poles, Towers, and Fixtures | 2022-02-01 | Non-unitized | CTBRD315O-Taxable-Cap Trouble Orders OH - 01315012 | KY | 0 | 0 | 0 | 0
E364.00-Poles, Towers, and Fixtures | 2022-02-15 | Non-unitized | LFUCG - MNA B2 - ROA | KY | 0 | 0 | 0 | 0
E364.00-Poles, Towers, and Fixtures | 2022-02-01 | Non-unitized | ASYSEN236-Taxable-Sys Enhance 01236012 Any improvements/upgrades to the electric/gas distribution system for the benefit of existing customers, but does not include load growth or expansion of a specific customer, this would be charged to a Connect New | KY | 0 | 0 | 0 | 0
E364.00-Poles, Towers, and Fixtures | 2020-12-31 | POLE WOOD 45 FT (DIST) | POLE WOOD 45 FT (DIST) | KY | 6 | 29954.91 | 4992.485 | 0
E364.00-Poles, Towers, and Fixtures | 2020-11-17 | POLE WOOD 50 FT (DIST) | POLE WOOD 50 FT (DIST) | KY | 5 | 32672.17 | 6534.434 | 0
E364.00-Poles, Towers, and Fixtures | 2022-02-01 | POLE WOOD 55 FT (DIST) | POLE WOOD 55 FT (DIST) | KY | 102 | 453916.82 | 4450.1649 | 0
E364.00-Poles, Towers, and Fixtures | 2022-03-31 | POLE WOOD 45 FT (DIST) | POLE WOOD 45 FT (DIST) | KY | 19 | 7539.84 | 396.8337 | 0
E364.00-Poles, Towers, and Fixtures | 2021-09-01 | POLE WOOD 60 FT (DIST) | POLE WOOD 60 FT (DIST) | KY | 3 | 25343.08 | 8447.6933 | 0
E364.00-Poles, Towers, and Fixtures | 2022-03-27 | Non-unitized | 50-2 POLE RELOCATE @ | KY | 0 | 0 | 0 | 0
E364.00-Poles, Towers, and Fixtures | 2022-06-30 | Non-unitized | ITEM NO. 5-434 ALLEN | KY | 0 | 0 | 0 | 0
E364.00-Poles, Towers, and Fixtures | 2022-07-01 | Non-unitized | 070822-I | KY | 0 | 0 | 0 | 0
E364.00-Poles, Towers, and Fixtures | 2022-07-01 | Non-unitized | INVESTMENT | KY | 0 | 0 | 0 | 0
E364.00-Poles, Towers, and Fixtures | 2022-06-30 | Non-unitized | 164154 - Metal & Thermit 0722 CIFI 2021 | KY | 0 | 0 | 0 | 0
E364.00-Poles, Towers, and Fixtures | 2022-06-30 | Non-unitized | 164158 - Forestdale 1320 CIFI 2021 | KY | 0 | 0 | 0 | 0
E364.00-Poles, Towers, and Fixtures | 2022-06-30 | Non-unitized | 164461- Uniontown 69kv Tap | KY | 0 | 0 | 0 | 0
E364.00-Poles, Towers, and Fixtures | 2022-08-01 | Non-unitized | ARSTLT416-Taxable-Rep Street Lights 01416012 | KY | 0 | 0 | 0 | 0
E364.00-Poles, Towers, and Fixtures | 2022-08-01 | Non-unitized | 082922-I | KY | 0 | 0 | 0 | 0
E364.00-Poles, Towers, and Fixtures | 2022-08-01 | Non-unitized | AUG 2022 TH STRM | KY | 0 | 0 | 0 | 0
E364.00-Poles, Towers, and Fixtures | 2022-03-31 | POLE WOOD 50 FT (DIST) | POLE WOOD 50 FT (DIST) | KY | 2 | 903.6 | 451.8 | 0
E364.00-Poles, Towers, and Fixtures | 2022-09-30 | Non-unitized | 164193-164913 - New Circle Road | KY | 0 | 0 | 0 | 0
E364.00-Poles, Towers, and Fixtures | 2022-08-26 | Non-unitized | TEST ******** TEST * | KY | 0 | 0 | 0 | 0
E364.00-Poles, Towers, and Fixtures | 2022-09-30 | Non-unitized | 698 Investment | KY | 0 | 0 | 0 | 0
E364.00-Poles, Towers, and Fixtures | 2022-06-30 | POLE,STEEL, 40 FT | POLE,STEEL, 40 FT | KY | 2 | 11788.26 | 5894.13 | 0
E364.00-Poles, Towers, and Fixtures | 2022-11-30 | Non-unitized | 21TPPAOTH-2020 TPPA - All Other | KY | 0 | 0 | 0 | 0
E364.00-Poles, Towers, and Fixtures | 2022-10-31 | Non-unitized | CNBCD246O-NB Comm OH - 012460 | KY | 0 | 0 | 0 | 0
E364.00-Poles, Towers, and Fixtures | 2022-10-31 | Non-unitized | CRCST246-Cust Requested - 012460 | KY | 0 | 0 | 0 | 0
E364.00-Poles, Towers, and Fixtures | 2022-11-01 | Non-unitized | LFUCG - CLAYS MILL S | KY | 0 | 0 | 0 | 0
E364.00-Poles, Towers, and Fixtures | 2023-01-01 | Non-unitized | ANBRD416O-Taxable-NB Resid OH 01416012 | KY | 0 | 0 | 0 | 0
E364.00-Poles, Towers, and Fixtures | 2023-01-31 | POLE WOOD 30 FT (DIST) | POLE WOOD 30 FT (DIST) | KY | 308 | 320829.36 | 1041.6538 | 0
E364.00-Poles, Towers, and Fixtures | 2023-01-01 | Non-unitized | ATPD246-Taxable-Cap Third Party 0124601222 Replacement cost of complete units of property due to damage from a third party, typically reimbursed. | KY | 0 | 0 | 0 | 0
E364.00-Poles, Towers, and Fixtures | 2023-01-01 | Non-unitized | ATPD416-Taxable-Cap Third Party 01416012 Replacement cost of complete units of property due to damage from a third party, typically reimbursed. | KY | 0 | 0 | 0 | 0
E364.00-Poles, Towers, and Fixtures | 2023-04-01 | Non-unitized | Investment | KY | 0 | 0 | 0 | 0
E364.00-Poles, Towers, and Fixtures | 2023-01-01 | Non-unitized | ASYSEN366-Taxable-Sys Enhance 01366012 Any improvements/upgrades to the electric/gas distribution system for the benefit of existing customers, but does not include load growth or expansion of a specific customer, this would be charged to a Connect New | KY | 0 | 0 | 0 | 0
E364.00-Poles, Towers, and Fixtures | 2023-01-01 | Non-unitized | ANBSV256U-Taxable-NB Elec Serv UG 01256012 | KY | 0 | 0 | 0 | 0
E364.00-Poles, Towers, and Fixtures | 2022-12-31 | CROSS ARMS | CROSS ARMS (07362) | KY | 322 | 252672.43 | 784.697 | 0
E364.00-Poles, Towers, and Fixtures | 2023-01-01 | Non-unitized | ARDD315O-Taxable-Cap Rep Def OH 01315012 | KY | 0 | 0 | 0 | 0
E364.00-Poles, Towers, and Fixtures | 2023-01-01 | Non-unitized | ACAPR315-Taxable-Cap/Reg/Recloser 01315012 | KY | 0 | 0 | 0 | 0
E364.00-Poles, Towers, and Fixtures | 2023-01-01 | Non-unitized | ANBCD156U-Taxable-NB Comm UG 01156012 | KY | 0 | 0 | 0 | 0
E364.00-Poles, Towers, and Fixtures | 2023-01-01 | Non-unitized | ANBCD216O-Taxable-NB Comm OH 01216012 Any work that is performed to install primary (>600V) overhead equipment to serve a new commercial, industrial, or mine power customer, includes any work needed to connect new facilities to existing system. Does no | KY | 0 | 0 | 0 | 0
E364.00-Poles, Towers, and Fixtures | 2023-01-01 | Non-unitized | ANBCD426O-Taxable-NB Comm OH 01426012Includes all primary work or extensions to serve this customer or group of customers. Transformer installation charged to CXFRMXXX. Does not include residential multi-family buildings exceeding three stories, these | KY | 0 | 0 | 0 | 0
E364.00-Poles, Towers, and Fixtures | 2023-02-01 | Non-unitized | ANBRD156O-Taxable-NB Resid OH 01156012 | KY | 0 | 0 | 0 | 0
E364.00-Poles, Towers, and Fixtures | 2023-04-25 | Non-unitized | 22PITP156-2022 PITP Earlington | KY | 0 | 0 | 0 | 0
E364.00-Poles, Towers, and Fixtures | 2023-02-28 | Non-unitized | 167330 - Shelbyville 2521/2542 - 2022 CH | KY | 0 | 0 | 0 | 0
E364.00-Poles, Towers, and Fixtures | 2023-04-01 | Non-unitized | ANBCD315O-Taxable-NB Comm OH 01315012 Includes primary upgrades and new construction to support commercial/industrial (typically GS, LC, or LC-TOD services), small business, government and public service facilities construction and development, as well | KY | 0 | 0 | 0 | 0
E364.00-Poles, Towers, and Fixtures | 2023-03-01 | Non-unitized | ANBRD236O-Taxable-NB Resid OH 01236012 | KY | 0 | 0 | 0 | 0
E364.00-Poles, Towers, and Fixtures | 2023-01-01 | Non-unitized | ARCST156-Taxable-Cust Requested 01156012 | KY | 0 | 0 | 0 | 0
E364.00-Poles, Towers, and Fixtures | 2023-01-01 | Non-unitized | ARCST216-Taxable-Cust Requested 01216012 | KY | 0 | 0 | 0 | 0
E364.00-Poles, Towers, and Fixtures | 2023-01-01 | Non-unitized | ARCST256-Taxable-Cust Requested 01256012 | KY | 0 | 0 | 0 | 0
E364.00-Poles, Towers, and Fixtures | 2023-01-01 | Non-unitized | ARCST426-Taxable-Cust Requested 01426012 | KY | 0 | 0 | 0 | 0
E364.00-Poles, Towers, and Fixtures | 2023-01-01 | Non-unitized | ARELD216-Taxable-Capital Reliability 01216012 | KY | 0 | 0 | 0 | 0
E364.00-Poles, Towers, and Fixtures | 2023-01-01 | Non-unitized | ASTLT236-Taxable-NB Street Lights 01236012 | KY | 0 | 0 | 0 | 0
E364.00-Poles, Towers, and Fixtures | 2023-07-20 | Non-unitized | MT TABOR MULTI MODAL | KY | 0 | 0 | 0 | 0
E364.00-Poles, Towers, and Fixtures | 2023-01-01 | Non-unitized | ATBRD156U-Taxable-Cap Trouble Orders UG 01156012 | KY | 0 | 0 | 0 | 0
E364.00-Poles, Towers, and Fixtures | 2023-05-01 | Non-unitized | ARDD426U-Taxable-Cap Rep Def UG 01426012: Typically used for planned or scheduled jobs. | KY | 0 | 0 | 0 | 0
E364.00-Poles, Towers, and Fixtures | 2022-12-31 | Non-unitized | 166654 - XMUB Dycusburg Kuttawa | KY | 0 | 0 | 0 | 0
E364.00-Poles, Towers, and Fixtures | 2023-02-01 | Non-unitized | INVESTMENT | KY | 0 | 0 | 0 | 0
E364.00-Poles, Towers, and Fixtures | 2023-02-01 | Non-unitized | 020923-I | KY | 0 | 0 | 0 | 0
E364.00-Poles, Towers, and Fixtures | 2020-07-31 | POLE WOOD 35 FT (DIST) | POLE WOOD 35 FT (DIST) | KY | 1 | -2806.52 | -2806.52 | 0
E364.00-Poles, Towers, and Fixtures | 2022-12-31 | GUY | GUY (00070) | KY | 25 | 987.73 | 39.5092 | 0
E364.00-Poles, Towers, and Fixtures | 2023-04-01 | Non-unitized | 040123-I | KY | 0 | 0 | 0 | 0
E364.00-Poles, Towers, and Fixtures | 2021-11-11 | POLE WOOD 40 FT (DIST) | POLE WOOD 40 FT (DIST) | KY | 3 | 5675.45 | 1891.8167 | 0
E364.00-Poles, Towers, and Fixtures | 2023-04-01 | POLE,STEEL, 55 FT | POLE,STEEL, 55 FT | KY | 0 | 0 | 0 | 0
E364.00-Poles, Towers, and Fixtures | 2023-01-01 | Non-unitized | STANFORD US-27 PROJE | KY | 0 | 0 | 0 | 0
E364.00-Poles, Towers, and Fixtures | 2023-04-25 | Non-unitized | 166549 - Versailles West 0512 - 2021 CH | KY | 0 | 0 | 0 | 0
E364.00-Poles, Towers, and Fixtures | 2023-04-17 | Non-unitized | 166852 - Grid Optimization KU | KY | 0 | 0 | 0 | 0
E364.00-Poles, Towers, and Fixtures | 2023-03-29 | POLE,STEEL, 65 FT | POLE,STEEL, 65 FT | KY | 1 | 19120.01 | 19120.01 | 0
E364.00-Poles, Towers, and Fixtures | 2022-11-27 | Non-unitized | WEST POPLAR/KY 251 M | KY | 0 | 0 | 0 | 0
E364.00-Poles, Towers, and Fixtures | 2023-05-08 | Non-unitized | KYTC - ROUNDABOUT - | KY | 0 | 0 | 0 | 0
E364.00-Poles, Towers, and Fixtures | 2022-12-31 | POLE WOOD 30 FT (DIST) | POLE WOOD 30 FT (DIST) | KY | 2 | 1575.51 | 787.755 | 0
E364.00-Poles, Towers, and Fixtures | 2023-09-11 | POLE,STEEL, 75 FT | POLE,STEEL, 75 FT | KY | 2 | 63319.42 | 31659.71 | 0
E364.00-Poles, Towers, and Fixtures | 2023-10-01 | Non-unitized | THURS JULY 27,2023 | KY | 0 | 0 | 0 | 0
E364.00-Poles, Towers, and Fixtures | 2023-11-01 | Non-unitized | 082623-I | KY | 0 | 0 | 0 | 0
E364.00-Poles, Towers, and Fixtures | 2023-12-31 | Non-unitized | JORDAN ALLY STL RELO | KY | 0 | 0 | 0 | 0
E364.00-Poles, Towers, and Fixtures | 2023-11-01 | Non-unitized | ARELD426-Taxable-Capital Reliability 01426012 | KY | 0 | 0 | 0 | 0
E364.00-Poles, Towers, and Fixtures | 2023-08-01 | Non-unitized | Investment | KY | 0 | 0 | 0 | 0
E364.00-Poles, Towers, and Fixtures | 2024-01-01 | Non-unitized | ARCST416-Taxable-Cust Requested 01416012 | KY | 2 | 3053.56 | 1526.78 | 0
E364.00-Poles, Towers, and Fixtures | 2024-01-11 | Non-unitized | AKM030323 - KU | KY | 4 | 4065855.54 | 1016463.885 | 0
E364.00-Poles, Towers, and Fixtures | 2024-01-01 | Non-unitized | ANBCD246O-Taxable-NB Comm OH 01246012 Any work that is performed related to extending or adding primary (or secondary to a common splice or pull off point) to serve overhead a new residential customer or group of residential customers (includes all subd | KY | 6 | 98366.4 | 16394.4 | 0
E364.00-Poles, Towers, and Fixtures | 2024-02-28 | Non-unitized | 168609 - Adams-Frankfort OH Res | KY | 0 | 0 | 0 | 0
E364.00-Poles, Towers, and Fixtures | 2024-02-28 | Non-unitized | 170077 - Boone Ave 640 - 2023 CH | KY | 0 | 0 | 0 | 0
E364.00-Poles, Towers, and Fixtures | 2024-02-28 | Non-unitized | 170182- Harlan 0409 CIFI 2023 | KY | 0 | 0 | 0 | 0
E364.00-Poles, Towers, and Fixtures | 2024-01-01 | Non-unitized | ANBRD216O-Taxable-NB Resid OH 01216012 | KY | 7 | 204456.47 | 29208.0671 | 0
E364.00-Poles, Towers, and Fixtures | 2024-03-01 | POLE WOOD 40 FT (DIST) | POLE WOOD 40 FT (DIST) | KY | 1376 | 3465199.4 | 2518.3135 | 0
E364.00-Poles, Towers, and Fixtures | 2024-01-01 | Non-unitized | ANBRD236U-Taxable-NB Resid UG 01236012 Includes all primary work or extensions to serve this customer or group of customers. Transformer installation charged to CXFRMXXX Does not include residential multi-family buildings exceeding three stories, thes | KY | 5 | 35759.98 | 7151.996 | 0
E364.00-Poles, Towers, and Fixtures | 2024-01-01 | Non-unitized | ANBRD366O-Taxable-NB Resid OH 01366012 | KY | 7 | 240933.23 | 34419.0329 | 0
E364.00-Poles, Towers, and Fixtures | 2024-01-01 | Non-unitized | ANBSV256U-Taxable-NB Elec Serv UG 01256012 | KY | 8 | 141770.28 | 17721.285 | 0
E364.00-Poles, Towers, and Fixtures | 2024-01-01 | Non-unitized | ARDD156O-Taxable-Cap Rep Def OH 01156012 | KY | 0 | 0 | 0 | 0
E364.00-Poles, Towers, and Fixtures | 2024-07-01 | Non-unitized | ARDD156U-Taxable-Cap Rep Def UG 01156012: Typically used for planned or scheduled jobs. | KY | 0 | 0 | 0 | 0
E364.00-Poles, Towers, and Fixtures | 2024-01-01 | Non-unitized | ARDD256O-Taxable-Cap Rep Def OH 01256012 | KY | 1 | 476.82 | 476.82 | 0
E364.00-Poles, Towers, and Fixtures | 2024-01-01 | Non-unitized | ARDD315O-Taxable-Cap Rep Def OH 01315012 | KY | 0 | 0 | 0 | 0
E364.00-Poles, Towers, and Fixtures | 2024-01-01 | Non-unitized | ARPOLE236-Taxable-Cap Pole Rep/Repl 01236012 | KY | 8 | 145056.67 | 18132.0838 | 0
E364.00-Poles, Towers, and Fixtures | 2024-01-01 | Non-unitized | ARPOLE256-Taxable-Cap Pole Rep/Repl 01256012 | KY | 3 | 75402.23 | 25134.0767 | 0
E364.00-Poles, Towers, and Fixtures | 2024-01-01 | Non-unitized | ARPSC216 - Cap PSC Inspections 012160 | KY | 1 | 1861.46 | 1861.46 | 0
E364.00-Poles, Towers, and Fixtures | 2024-01-01 | Non-unitized | ARPSC246 - Cap PSC Inspections 012460 | KY | 1 | 5584.86 | 5584.86 | 0
E364.00-Poles, Towers, and Fixtures | 2024-01-01 | Non-unitized | ARSTLT315-Taxable-Rep Street Lights 01315012 | KY | 0 | 0 | 0 | 0
E364.00-Poles, Towers, and Fixtures | 2024-02-01 | Non-unitized | ARPSC366 - Cap PSC Inspections 013660 | KY | 0 | 0 | 0 | 0
E364.00-Poles, Towers, and Fixtures | 2024-04-01 | Non-unitized | ARPSC426 - Cap PSC Inspections 014260 | KY | 1 | 17982.95 | 17982.95 | 0
E364.00-Poles, Towers, and Fixtures | 2024-01-01 | Non-unitized | ARSTLT426-Taxable-Rep Street Lights 01426012 | KY | 0 | 0 | 0 | 0
E364.00-Poles, Towers, and Fixtures | 2024-01-01 | Non-unitized | ASTLT416-Taxable-NB Street Lights 01416012 | KY | 1 | 4593.31 | 4593.31 | 0
E364.00-Poles, Towers, and Fixtures | 2024-01-01 | Non-unitized | INVESTMENT | KY | 0 | 0 | 0 | 0
E364.00-Poles, Towers, and Fixtures | 2024-01-01 | Non-unitized | ASTLT256-Taxable-NB Street Lights 01256012 | KY | 0 | 0 | 0 | 0
E364.00-Poles, Towers, and Fixtures | 2024-07-01 | Non-unitized | 061624-I | KY | 1 | 1963.79 | 1963.79 | 0
E364.00-Poles, Towers, and Fixtures | 2024-02-01 | Non-unitized | Investment | KY | 3 | 15973.98 | 5324.66 | 0
E364.00-Poles, Towers, and Fixtures | 2024-01-01 | Non-unitized | ASYSEN256-Taxable-Sys Enhance 01256012 Any improvements/upgrades to the electric/gas distribution system for the benefit of existing customers, but does not include load growth or expansion of a specific customer, this would be charged to a Connect New | KY | 4 | 54485.56 | 13621.39 | 0
E364.00-Poles, Towers, and Fixtures | 2024-01-01 | Non-unitized | ASYSEN426-Taxable-Sys Enhance 01426012 Any improvements/upgrades to the electric/gas distribution system for the benefit of existing customers, but does not include load growth or expansion of a specific customer, this would be charged to a Connect New | KY | 4 | 8767.54 | 2191.885 | 0
E364.00-Poles, Towers, and Fixtures | 2024-01-01 | Non-unitized | ATBRD256U-Taxable-Cap Trouble Orders UG 01256012 | KY | 3 | 4491.58 | 1497.1933 | 0
E364.00-Poles, Towers, and Fixtures | 2024-01-01 | Non-unitized | ATBRD315O-Taxable-Cap Trouble Orders OH 01315012 | KY | 0 | 0 | 0 | 0
E364.00-Poles, Towers, and Fixtures | 2024-01-01 | Non-unitized | ATBRD366O-Taxable-Cap Trouble Orders OH 01366012 | KY | 0 | 0 | 0 | 0
E364.00-Poles, Towers, and Fixtures | 2024-01-01 | Non-unitized | ATBRD246O-Taxable-Cap Trouble Orders OH 01246012 | KY | 2 | 65288.81 | 32644.405 | 0
E364.00-Poles, Towers, and Fixtures | 2024-01-01 | Non-unitized | ATBRD426U-Taxable-Cap Trouble Orders UG 01426012 | KY | 3 | 273.56 | 91.1867 | 0
E364.00-Poles, Towers, and Fixtures | 2023-12-01 | POLE WOOD 50 FT (DIST) | POLE WOOD 50 FT (DIST) | KY | 2 | 4512.73 | 2256.365 | 0
E364.00-Poles, Towers, and Fixtures | 2024-04-30 | Non-unitized | 171242 - Cawood 0418 - CEMI 2023 | KY | 0 | 0 | 0 | 0
E364.00-Poles, Towers, and Fixtures | 2024-04-30 | Non-unitized | 171655 - Morganfield-Corydon Crt XMUB | KY | 0 | 0 | 0 | 0
E364.00-Poles, Towers, and Fixtures | 2024-04-01 | Non-unitized | 170080 - Middlesboro 0370 Small Wire 2023 | KY | 0 | 0 | 0 | 0
E364.00-Poles, Towers, and Fixtures | 2024-05-15 | Non-unitized | 23PIT236-23PITP236-2023 PITP Richmond | KY | 0 | 0 | 0 | 0
E364.00-Poles, Towers, and Fixtures | 2024-09-01 | POLES, MODIFIED | POLES, MODIFIED (EACH) | KY | 4 | 24967.98 | 6241.995 | 0
E364.00-Poles, Towers, and Fixtures | 2024-06-25 | Non-unitized | 23PIT216-23PITP216-2023 PITP Danville | KY | 0 | 0 | 0 | 0
E364.00-Poles, Towers, and Fixtures | 2024-10-01 | Non-unitized | ARDD426O-Taxable-Cap Rep Def OH 01426012 | KY | 1 | 1249.41 | 1249.41 | 0
E364.00-Poles, Towers, and Fixtures | 2024-10-01 | Non-unitized | 07/30/24 THDR STRMS | KY | 1 | 7510.82 | 7510.82 | 0
E364.00-Poles, Towers, and Fixtures | 2024-12-31 | Non-unitized | AKM031424-KU | KY | 1 | 203178.43 | 203178.43 | 0
E364.00-Poles, Towers, and Fixtures | 2024-12-31 | Non-unitized | S COLUMBIA BRIDGE PR | KY | 1 | 2219.9 | 2219.9 | 0
E364.00-Poles, Towers, and Fixtures | 2024-11-01 | Non-unitized | ATBRD366U-Taxable-Cap Trouble Orders UG 01366012 | KY | 1 | 1652.95 | 1652.95 | 0
E364.00-Poles, Towers, and Fixtures | 2024-12-31 | Non-unitized | 164976 - Lansdowne 0126 Circuit Hardening 2021 | KY | 1 | 2801.89 | 2801.89 | 0
E364.00-Poles, Towers, and Fixtures | 2003-01-01 | CROSS ARMS | CROSS ARMS (07362) | KY | 16325 | 1333464.85 | 81.6824 | 0
E364.00-Poles, Towers, and Fixtures | 1941-01-01 | POLE WOOD 50 FT (DIST) | MP1941 Poles, Towers, and Fixtures | KY | 0 | 0 | 0 | 0
E364.00-Poles, Towers, and Fixtures | 2007-01-01 | POLE WOOD 35 FT (DIST) | POLE WOOD 35 FT (DIST) | KY | 498 | 613011.21 | 1230.9462
E364.00-Poles, Towers, and Fixtures | 2002-01-01 | POLE WOOD 40 FT (DIST) | POLE WOOD 40 FT (DIST) | KY | 1661 | 2039515.95 | 1227.8844 | 0
E364.00-Poles, Towers, and Fixtures | 2002-01-01 | POLE WOOD 45 FT (DIST) | POLE WOOD 45 FT (DIST) | KY | 1119 | 2010096.2 | 1796.3326 | 0
E364.00-Poles, Towers, and Fixtures | 2004-01-01 | POLE WOOD 50 FT (DIST) | POLE WOOD 50 FT (DIST) | KY | 308 | 1232834.91 | 4002.7107 | 0
E364.00-Poles, Towers, and Fixtures | 2000-01-01 | POLE WOOD 55 FT (DIST) | POLE WOOD 55 FT (DIST) | KY | 104 | 163971.97 | 1576.6536 | 0
E364.00-Poles, Towers, and Fixtures | 2004-01-01 | GROUND | MP2004 Poles, Towers, and Fixtures | KY | 0 | 0 | 0
E364.00-Poles, Towers, and Fixtures | 1949-01-01 | POLE WOOD 20 FT (DIST) | POLE WOOD 20 FT (DIST) | KY | 5 | 105.71 | 21.142 | 0
E364.00-Poles, Towers, and Fixtures | 1984-01-01 | POLE WOOD 20 FT (DIST) | POLE WOOD 20 FT (DIST) | KY | 2 | 238.4 | 119.2
E364.00-Poles, Towers, and Fixtures | 1978-01-01 | CROSS ARMS | CROSS ARMS | KY | 18186 | 246313.44 | 13.5441 | 0
E364.00-Poles, Towers, and Fixtures | 1958-01-01 | PAD / MAT | MP1958 Poles, Towers, and Fixtures | KY | 0 | 0 | 0
E364.00-Poles, Towers, and Fixtures | 1992-01-01 | PLATFORM | MP1992 Poles, Towers, and Fixtures | KY | 0 | 0 | 0
E364.00-Poles, Towers, and Fixtures | 1997-01-01 | GUY | GUY (00070) | KY | 6521 | 813899.37 | 124.812 | 0
E364.00-Poles, Towers, and Fixtures | 1976-01-01 | TO BE SPREAD OVER ASSETS IN ACCOUNT | MP1976 Poles, Towers, and Fixtures | KY | 0 | 0 | 0
E364.00-Poles, Towers, and Fixtures | 2002-01-01 | POLE WOOD 35 FT (DIST) | POLE WOOD 35 FT (DIST) | KY | 563 | 384774.49 | 683.436 | 0
E364.00-Poles, Towers, and Fixtures | 1966-01-01 | PLATFORM | MP1966 Poles, Towers, and Fixtures | KY | 0 | 0 | 0
E364.00-Poles, Towers, and Fixtures | 1992-01-01 | POLE WOOD 40 FT (DIST) | POLE WOOD 40 FT (DIST) | KY | 3323 | 2095085.3 | 630.4801 | 0
E364.00-Poles, Towers, and Fixtures | 2000-01-01 | INSULATORS - LINE | MP2000 Poles, Towers, and Fixtures | KY | 0 | 0 | 0
E364.00-Poles, Towers, and Fixtures | 1999-01-01 | PAD / MAT | MP1999 Poles, Towers, and Fixtures | KY | 0 | 0 | 0
E364.00-Poles, Towers, and Fixtures | 1971-01-01 | POLE WOOD 30 FT (DIST) | POLE WOOD 30 FT | KY | 2299 | 156825.26 | 68.2146 | 0
E364.00-Poles, Towers, and Fixtures | 1997-01-01 | CROSS ARMS | CROSS ARMS (07362) | KY | 24483 | 1215768.57 | 49.6577 | 0
E364.00-Poles, Towers, and Fixtures | 1993-01-01 | PLATFORM | MP1993 Poles, Towers, and Fixtures | KY | 0 | 0 | 0
E364.00-Poles, Towers, and Fixtures | 1975-01-01 | POLE WOOD 50 FT (DIST) | POLE WOOD 50 FT | KY | 41 | 9827.77 | 239.7017 | 0
E364.00-Poles, Towers, and Fixtures | 1944-01-01 | PAD / MAT | MP1944 Poles, Towers, and Fixtures | KY | 0 | 0 | 0
E364.00-Poles, Towers, and Fixtures | 1989-01-01 | TO BE SPREAD OVER ASSETS IN ACCOUNT | MP1989 Poles, Towers, and Fixtures | KY | 0 | 0 | 0
E364.00-Poles, Towers, and Fixtures | 2005-01-01 | POLE WOOD 40 FT (DIST) | POLE WOOD 40 FT (DIST) | KY | 141 | 220739.37 | 1565.5274
E364.00-Poles, Towers, and Fixtures | 1970-01-01 | CROSS ARMS | CROSS ARMS | KY | 13260 | 101319.45 | 7.641 | 0
E364.00-Poles, Towers, and Fixtures | 1991-01-01 | POLE WOOD 40 FT (DIST) | POLE WOOD 40 FT (DIST) | KY | 2751 | 1730556.45 | 629.0645 | 0
E364.00-Poles, Towers, and Fixtures | 2006-01-01 | POLE WOOD 45 FT (DIST) | POLE WOOD 45 FT (DIST) | KY | 217 | 229046.86 | 1055.5155 | 0
E364.00-Poles, Towers, and Fixtures | 2001-01-01 | POLE WOOD 35 FT (DIST) | MP2001 Poles, Towers, and Fixtures | KY | 0 | 0 | 0
E364.00-Poles, Towers, and Fixtures | 2001-01-01 | POLE WOOD 65 FT (DIST) | POLE WOOD 65 FT (DIST) | KY | 6 | 96488.07 | 16081.345
E364.00-Poles, Towers, and Fixtures | 2002-01-01 | POLE WOOD 70 FT (DIST) | POLE WOOD 70 FT (DIST) | KY | 1 | 2211.06 | 2211.06
E364.00-Poles, Towers, and Fixtures | 1948-01-01 | POLE WOOD 20 FT (DIST) | MP1948 Poles, Towers, and Fixtures | KY | 0 | 0 | 0 | 0
E364.00-Poles, Towers, and Fixtures | 1960-01-01 | CROSS ARMS | CROSS ARMS | KY | 1050 | 12403.58 | 11.8129 | 0
E364.00-Poles, Towers, and Fixtures | 1962-01-01 | TO BE SPREAD OVER ASSETS IN ACCOUNT | MP1962 Poles, Towers, and Fixtures | KY | 0 | 0 | 0
E364.00-Poles, Towers, and Fixtures | 1975-01-01 | POLE WOOD 45 FT (DIST) | POLE WOOD 45 FT | KY | 190 | 35404.81 | 186.3411 | 0
E364.00-Poles, Towers, and Fixtures | 1958-01-01 | GUY | GUY | KY | 3953 | 34693 | 8.7764 | 0
E364.00-Poles, Towers, and Fixtures | 1997-01-01 | POLE WOOD 60 FT (DIST) | POLE WOOD 60 FT (DIST) | KY | 21 | 26769.43 | 1274.7348
E364.00-Poles, Towers, and Fixtures | 1941-01-01 | POLE WOOD 65 FT (DIST) | MP1941 Poles, Towers, and Fixtures | KY | 0 | 0 | 0 | 0
E364.00-Poles, Towers, and Fixtures | 1961-01-01 | POLE WOOD 65 FT (DIST) | POLE WOOD 65 FT | KY | 6 | 1080.45 | 180.075 | 0
E364.00-Poles, Towers, and Fixtures | 1942-01-01 | POLE WOOD 50 FT (DIST) | MP1942 Poles, Towers, and Fixtures | KY | 0 | 0 | 0 | 0
E364.00-Poles, Towers, and Fixtures | 1983-01-01 | POLE WOOD 45 FT (DIST) | POLE WOOD 45 FT | KY | 653 | 264030.75 | 404.335 | 0
E364.00-Poles, Towers, and Fixtures | 1971-01-01 | POLE WOOD 40 FT (DIST) | POLE WOOD 40 FT | KY | 1694 | 294470.57 | 173.8315 | 0
E364.00-Poles, Towers, and Fixtures | 2007-01-01 | TO BE SPREAD OVER ASSETS IN ACCOUNT | MP2007 Poles, Towers, and Fixtures | KY | 0 | 0 | 0 | 0
E364.00-Poles, Towers, and Fixtures | 1993-01-01 | GUY | GUY (00070) | KY | 6669 | 720707.89 | 108.0684 | 0
E364.00-Poles, Towers, and Fixtures | 1949-01-01 | POLE WOOD 35 FT (DIST) | POLE WOOD 35 FT | KY | 1838 | 104319.28 | 56.757 | 0
E364.00-Poles, Towers, and Fixtures | 1941-01-01 | POLE WOOD 45 FT (DIST) | MP1941 Licensed Project Poles, Towers, and Fixt | KY | 0 | 0 | 0
E364.00-Poles, Towers, and Fixtures | 1966-01-01 | POLE WOOD UNDER 20 FT (DIST) | POLE WOOD UNDER 20 FT (DIST) | KY | 1 | 39.32 | 39.32
E364.00-Poles, Towers, and Fixtures | 1969-01-01 | GUY | GUY | KY | 5071 | 116281.24 | 22.9306 | 0
E364.00-Poles, Towers, and Fixtures | 1978-01-01 | PAD / MAT | MP1978 Poles, Towers, and Fixtures | KY | 0 | 0 | 0
E364.00-Poles, Towers, and Fixtures | 1988-01-01 | POLE WOOD 75 FT (DIST) | POLE WOOD 75 FT (DIST) | KY | 1 | 2473.36 | 2473.36
E364.00-Poles, Towers, and Fixtures | 1973-01-01 | POLE WOOD 20 FT (DIST) | POLE WOOD 20 FT (DIST) | KY | 3 | 163.42 | 54.4733
E364.00-Poles, Towers, and Fixtures | 1980-01-01 | POLE WOOD 20 FT (DIST) | POLE WOOD 20 FT (DIST) | KY | 2 | 217.78 | 108.89
E364.00-Poles, Towers, and Fixtures | 1974-01-01 | POLE WOOD 35 FT (DIST) | POLE WOOD 35 FT | KY | 1504 | 163868.61 | 108.9552 | 0
E364.00-Poles, Towers, and Fixtures | 1977-01-01 | GUY | GUY | KY | 5783 | 192798.36 | 33.3388 | 0
E364.00-Poles, Towers, and Fixtures | 1968-01-01 | CROSS ARMS | CROSS ARMS | KY | 20718 | 179206.54 | 8.6498 | 0
E364.00-Poles, Towers, and Fixtures | 1984-01-01 | POLE WOOD 35 FT (DIST) | POLE WOOD 35 FT | KY | 833 | 200315.68 | 240.475 | 0
E364.00-Poles, Towers, and Fixtures | 1943-01-01 | POLE WOOD 55 FT (DIST) | MP1943 Poles, Towers, and Fixtures | KY | 0 | 0 | 0 | 0
E364.00-Poles, Towers, and Fixtures | 1949-01-01 | POLE WOOD 55 FT (DIST) | MP1949 Poles, Towers, and Fixtures | KY | 0 | 0 | 0 | 0
E364.00-Poles, Towers, and Fixtures | 1959-01-01 | POLE WOOD 55 FT (DIST) | POLE WOOD 55 FT | KY | 0 | 0 | 0 | 0
E364.00-Poles, Towers, and Fixtures | 1972-01-01 | GUY | GUY | KY | 6073 | 161939.36 | 26.6655 | 0
E364.00-Poles, Towers, and Fixtures | 2005-01-01 | POLE WOOD 55 FT (DIST) | POLE WOOD 55 FT (DIST) | KY | 14 | 37415.73 | 2672.5521 | 0
E364.00-Poles, Towers, and Fixtures | 2004-01-01 | PLATFORM | MP2004 Poles, Towers, and Fixtures | KY | 0 | 0 | 0
E364.00-Poles, Towers, and Fixtures | 1989-01-01 | CROSS ARMS | CROSS ARMS (07362) | KY | 29544 | 923183.24 | 31.2477 | 0
E364.00-Poles, Towers, and Fixtures | 1989-01-01 | POLE WOOD 45 FT (DIST) | POLE WOOD 45 FT (DIST) | KY | 955 | 435012.3 | 455.5103 | 0
E364.00-Poles, Towers, and Fixtures | 1969-01-01 | POLE WOOD 20 FT (DIST) | POLE WOOD 20 FT (DIST) | KY | 2 | 91.94 | 45.97
E364.00-Poles, Towers, and Fixtures | 1986-01-01 | CROSS ARMS | CROSS ARMS (07362) | KY | 1312 | 103411.68 | 78.8199 | 0
E364.00-Poles, Towers, and Fixtures | 1967-01-01 | CROSS ARMS | CROSS ARMS | KY | 21737 | 175557.06 | 8.0764 | 0
E364.00-Poles, Towers, and Fixtures | 1958-01-01 | POLE WOOD 50 FT (DIST) | MP1958 Poles, Towers, and Fixtures | KY | 0 | 0 | 0 | 0
E364.00-Poles, Towers, and Fixtures | 2006-01-01 | PLATFORM | MP2006 Poles, Towers, and Fixtures | KY | 0 | 0 | 0
E364.00-Poles, Towers, and Fixtures | 1987-01-01 | POLE WOOD 45 FT (DIST) | POLE WOOD 45 FT (DIST) | KY | 848 | 368943.41 | 435.0748 | 0
E364.00-Poles, Towers, and Fixtures | 2006-01-01 | TO BE SPREAD OVER ASSETS IN ACCOUNT | MP2006 Poles, Towers, and Fixtures | KY | 0 | 0 | 0 | 0
E364.00-Poles, Towers, and Fixtures | 1942-01-01 | POLE WOOD UNDER 20 FT (DIST) | MP1942 Poles, Towers, and Fixtures | KY | 0 | 0 | 0 | 0
E364.00-Poles, Towers, and Fixtures | 1997-01-01 | POLE WOOD 35 FT (DIST) | POLE WOOD 35 FT (DIST) | KY | 951 | 435488.34 | 457.9268 | 0
E364.00-Poles, Towers, and Fixtures | 1956-01-01 | POLE WOOD 70 FT (DIST) | MP1956 Poles, Towers, and Fixtures | KY | 0 | 0 | 0 | 0
E364.00-Poles, Towers, and Fixtures | 1975-01-01 | POLE WOOD 35 FT (DIST) | POLE WOOD 35 FT | KY | 1213 | 144870.12 | 119.4313 | 0
E364.00-Poles, Towers, and Fixtures | 1999-01-01 | POLE WOOD 70 FT (DIST) | POLE WOOD 70 FT (DIST) | KY | 3 | 9517.85 | 3172.6167
E364.00-Poles, Towers, and Fixtures | 1993-01-01 | POLE WOOD 70 FT (DIST) | POLE WOOD 70 FT (DIST) | KY | 1 | 2073.16 | 2073.16
E364.00-Poles, Towers, and Fixtures | 2003-01-01 | POLE WOOD 70 FT (DIST) | MP2003 Poles, Towers, and Fixtures | KY | 0 | 0 | 0 | 0
E364.00-Poles, Towers, and Fixtures | 1978-01-01 | POLE WOOD 65 FT (DIST) | POLE WOOD 65 FT | KY | 5 | 2832.82 | 566.564
E364.00-Poles, Towers, and Fixtures | 1997-01-01 | POLE WOOD 65 FT (DIST) | POLE WOOD 65 FT (DIST) | KY | 12 | 20852.1 | 1737.675 | 0
E364.00-Poles, Towers, and Fixtures | 1998-01-01 | POLE WOOD 30 FT (DIST) | POLE WOOD 30 FT (DIST) | KY | 1134 | 424007.02 | 373.9039 | 0
E364.00-Poles, Towers, and Fixtures | 1961-01-01 | PAD / MAT | MP1961 Poles, Towers, and Fixtures | KY | 0 | 0 | 0
E364.00-Poles, Towers, and Fixtures | 1992-01-01 | POLE WOOD 80 FT (DIST) | MP1992 Poles, Towers, and Fixtures | KY | 0 | 0 | 0
E364.00-Poles, Towers, and Fixtures | 1962-01-01 | PLATFORM | MP1962 Poles, Towers, and Fixtures | KY | 0 | 0 | 0
E364.00-Poles, Towers, and Fixtures | 1959-01-01 | TO BE SPREAD OVER ASSETS IN ACCOUNT | MP1959 Poles, Towers, and Fixtures | KY | 8423 | 0 | 0
E364.00-Poles, Towers, and Fixtures | 1964-01-01 | GUY | GUY | KY | 4642 | 93559.51 | 20.155 | 0
E364.00-Poles, Towers, and Fixtures | 2008-01-01 | #2 Triplex | MP2008 Poles, Towers, and Fixtures | KY | 0 | 0 | 0
E364.00-Poles, Towers, and Fixtures | 2008-01-01 | POLE WOOD 55 FT (DIST) | POLE WOOD 55 FT (DIST) | KY | 39 | 70848.69 | 1816.6331 | 0
E364.00-Poles, Towers, and Fixtures | 1955-01-01 | POLE WOOD 40 FT (DIST) | POLE WOOD 40 FT | KY | 116 | 15839.45 | 136.547 | 0
E364.00-Poles, Towers, and Fixtures | 1947-01-01 | POLE WOOD 30 FT (DIST) | POLE WOOD 30 FT | KY | 972 | 62950.15 | 64.7635 | 0
E364.00-Poles, Towers, and Fixtures | 2006-01-01 | CONDUIT | MP2006 Poles, Towers, and Fixtures | KY | 0 | 0 | 0
E364.00-Poles, Towers, and Fixtures | 2005-01-01 | INSULATORS - LINE | MP2005 Poles, Towers, and Fixtures | KY | 0 | 0 | 0
E364.00-Poles, Towers, and Fixtures | 2008-07-01 | Non-unitized | RDPOLE426-Repair defective poles 426 | KY | 0 | 0 | 0
E364.00-Poles, Towers, and Fixtures | 2008-07-01 | Non-unitized | RDDD156OH-Rep Def Equip-OH-Earlington | KY | 0 | 0 | 0
E364.00-Poles, Towers, and Fixtures | 2008-07-01 | Non-unitized | STLT236-STREET LIGHTING 236 | KY | 0 | 0 | 0 | 0
E364.00-Poles, Towers, and Fixtures | 2008-07-01 | Non-unitized | NBSV216OH-New Elect Serv-Ovhd-Danville | KY | 2 | 0 | 0 | 0
E364.00-Poles, Towers, and Fixtures | 2008-07-01 | Non-unitized | RDPOLE246-Pole repair/replacement 246 | KY | 0 | 0 | 0
E364.00-Poles, Towers, and Fixtures | 2008-07-01 | Non-unitized | RDPOLE256-Pole repair/replacement 256 | KY | 0 | 0 | 0 | 0
E364.00-Poles, Towers, and Fixtures | 2008-07-01 | Non-unitized | STLT256-STREET LIGHTING 256 | KY | 0 | 0 | 0 | 0
E364.00-Poles, Towers, and Fixtures | 2008-07-01 | Non-unitized | NBSV236OH-New Electric Serv-Overhead | KY | 0 | 0 | 0
E364.00-Poles, Towers, and Fixtures | 2008-05-01 | Non-unitized | 105 FRANKLIN ST 42408 | KY | 0 | 0 | 0
E364.00-Poles, Towers, and Fixtures | 2008-05-01 | Non-unitized | WAREHOUSE RD 42437 | KY | 0 | 0 | 0
E364.00-Poles, Towers, and Fixtures | 2008-05-01 | Non-unitized | 1222686 | KY | 0 | 0 | 0
E364.00-Poles, Towers, and Fixtures | 2008-05-01 | Non-unitized | 1158677 | KY | 0 | 0 | 0
E364.00-Poles, Towers, and Fixtures | 2008-05-01 | Non-unitized | BICKFORD LN | KY | 0 | 0 | 0
E364.00-Poles, Towers, and Fixtures | 2008-05-01 | Non-unitized | ELLER ST. | KY | 0 | 0 | 0 | 0
E364.00-Poles, Towers, and Fixtures | 2008-05-01 | Non-unitized | 18 BLUEGRASS DR 42503 | KY | 0 | 0 | 0
E364.00-Poles, Towers, and Fixtures | 2008-05-01 | Non-unitized | 650 MASONIC DR 42323 | KY | 0 | 0 | 0
E364.00-Poles, Towers, and Fixtures | 2008-05-01 | Non-unitized | ROBERT MARTIN BYPASS 40475 | KY | 0 | 0 | 0 | 0
E364.00-Poles, Towers, and Fixtures | 2008-05-01 | Non-unitized | 6721 RUSSELL CAVE RD BN 40511 | KY | 0 | 0 | 0
E364.00-Poles, Towers, and Fixtures | 2008-05-01 | Non-unitized | 1500935 | KY | 0 | 0 | 0
E364.00-Poles, Towers, and Fixtures | 2008-05-01 | Non-unitized | N HWY 1247 | KY | 0 | 0 | 0 | 0
E364.00-Poles, Towers, and Fixtures | 2008-05-01 | Non-unitized | 1244285 | KY | 0 | 0 | 0
E364.00-Poles, Towers, and Fixtures | 2008-05-01 | Non-unitized | STATE HWY 72 | KY | 0 | 0 | 0 | 0
E364.00-Poles, Towers, and Fixtures | 2008-05-01 | Non-unitized | MULLINS STATION RD | KY | 0 | 0 | 0 | 0
E364.00-Poles, Towers, and Fixtures | 2008-05-01 | Non-unitized | 1366788 | KY | 0 | 0 | 0
E364.00-Poles, Towers, and Fixtures | 2008-05-01 | Non-unitized | RR01 BRIDGE ST 41008 | KY | 0 | 0 | 0
E364.00-Poles, Towers, and Fixtures | 2008-05-01 | Non-unitized | 1358466 | KY | 0 | 0 | 0
E364.00-Poles, Towers, and Fixtures | 2008-05-01 | Non-unitized | WHITE MOUNTAIN RD | KY | 0 | 0 | 0
E364.00-Poles, Towers, and Fixtures | 2008-05-01 | Non-unitized | 11063 BEAVER DAM RD 42721 | KY | 0 | 0 | 0 | 0
E364.00-Poles, Towers, and Fixtures | 2008-05-01 | Non-unitized | EMMERT FARM LN 40514 | KY | 0 | 0 | 0 | 0
E364.00-Poles, Towers, and Fixtures | 2008-05-01 | Non-unitized | 3209 LINVILLE LN IRRIG. 40513 | KY | 0 | 0 | 0 | 0
E364.00-Poles, Towers, and Fixtures | 2008-05-01 | Non-unitized | CATNIP HILL RD | KY | 0 | 0 | 0
E364.00-Poles, Towers, and Fixtures | 2008-05-01 | Non-unitized | CHAMPION WAY 40324 | KY | 0 | 0 | 0 | 0
E364.00-Poles, Towers, and Fixtures | 2008-05-01 | Non-unitized | 1243769 | KY | 0 | 0 | 0 | 0
E364.00-Poles, Towers, and Fixtures | 2008-05-01 | Non-unitized | 1310 HARRODSBURG RD | KY | 0 | 0 | 0 | 0
E364.00-Poles, Towers, and Fixtures | 2008-05-01 | Non-unitized | S HWY 27-BACK CENTRAL DR | KY | 0 | 0 | 0 | 0
E364.00-Poles, Towers, and Fixtures | 2008-05-01 | Non-unitized | VAKSDAHL | KY | 0 | 0 | 0 | 0
E364.00-Poles, Towers, and Fixtures | 2008-05-01 | Non-unitized | SETH DR | KY | 0 | 0 | 0 | 0
E364.00-Poles, Towers, and Fixtures | 2008-05-01 | Non-unitized | HWY 2392 TS 40701 | KY | 0 | 0 | 0 | 0
E364.00-Poles, Towers, and Fixtures | 2008-05-01 | Non-unitized | 2551 BETHLEHEM RD 40361 | KY | 0 | 0 | 0 | 0
E364.00-Poles, Towers, and Fixtures | 2008-05-01 | Non-unitized | CITY OF LOYALL | KY | 0 | 0 | 0 | 0
E364.00-Poles, Towers, and Fixtures | 2008-05-01 | Non-unitized | KEARNEY RD | KY | 0 | 0 | 0 | 0
E364.00-Poles, Towers, and Fixtures | 2008-05-01 | Non-unitized | 900 TYRONE ROAD | KY | 0 | 0 | 0 | 0
E364.00-Poles, Towers, and Fixtures | 2008-05-01 | Non-unitized | 570 CONCORD RD TRL 40475 | KY | 0 | 0 | 0
E364.00-Poles, Towers, and Fixtures | 2008-05-01 | Non-unitized | 6820 TAYLORSVILLE RD BARN 40022 | KY | 0 | 0 | 0 | 0
E364.00-Poles, Towers, and Fixtures | 2008-05-01 | Non-unitized | PALUMBO BLVD | KY | 0 | 0 | 0 | 0
E364.00-Poles, Towers, and Fixtures | 2008-05-01 | Non-unitized | 2489 MT HOREB RD 40511 | KY | 0 | 0 | 0
E364.00-Poles, Towers, and Fixtures | 2008-05-01 | Non-unitized | 455 SOUTHLAND DR 40503 | KY | 0 | 0 | 0 | 0
E364.00-Poles, Towers, and Fixtures | 2008-05-01 | Non-unitized | 862 EVERLY BRO BLV W 42330 | KY | 0 | 0 | 0 | 0
E364.00-Poles, Towers, and Fixtures | 2008-05-01 | Non-unitized | 149 WALNUT GROVE SCH RD 42713 | KY | 0 | 0 | 0 | 0
E364.00-Poles, Towers, and Fixtures | 2008-05-01 | Non-unitized | 223 GRAHAM AVE 40160 | KY | 0 | 0 | 0 | 0
E364.00-Poles, Towers, and Fixtures | 2008-05-01 | Non-unitized | MOORE BRANCH RD | KY | 0 | 0 | 0
E364.00-Poles, Towers, and Fixtures | 2008-05-01 | Non-unitized | RAILROAD DR | KY | 0 | 0 | 0 | 0
E364.00-Poles, Towers, and Fixtures | 2008-05-01 | Non-unitized | 201 CONWAY RD 42330 | KY | 0 | 0 | 0 | 0
E364.00-Poles, Towers, and Fixtures | 2008-05-01 | Non-unitized | 78 FREDRICK ST 40873 | KY | 0 | 0 | 0 | 0
E364.00-Poles, Towers, and Fixtures | 2008-05-01 | Non-unitized | 374 PINE ORCHARD DRIVE 40319 | KY | 0 | 0 | 0 | 0
E364.00-Poles, Towers, and Fixtures | 2008-05-01 | Non-unitized | 253 SHIRLEY ROCK | KY | 0 | 0 | 0 | 0
E364.00-Poles, Towers, and Fixtures | 2008-05-01 | Non-unitized | 164 OPPORTUNITY WAY 40511 | KY | 0 | 0 | 0 | 0
E364.00-Poles, Towers, and Fixtures | 2008-05-01 | Non-unitized | BLACK JOE 40831 | KY | 0 | 0 | 0 | 0
E364.00-Poles, Towers, and Fixtures | 2008-05-01 | Non-unitized | 1178256 | KY | 0 | 0 | 0 | 0
E364.00-Poles, Towers, and Fixtures | 2008-05-01 | Non-unitized | 1136844 | KY | 0 | 0 | 0 | 0
E364.00-Poles, Towers, and Fixtures | 2008-05-01 | Non-unitized | BRADFORDTOWN HILL 40977 | KY | 0 | 0 | 0 | 0
E364.00-Poles, Towers, and Fixtures | 2008-05-01 | Non-unitized | 5590 OWENTON RD 40379 | KY | 0 | 0 | 0 | 0
E364.00-Poles, Towers, and Fixtures | 2008-05-01 | Non-unitized | 1184586 | KY | 0 | 0 | 0 | 0
E364.00-Poles, Towers, and Fixtures | 2008-05-01 | Non-unitized | 1105334 | KY | 0 | 0 | 0 | 0
E364.00-Poles, Towers, and Fixtures | 2008-05-01 | Non-unitized | DR CHERRYS NEW PLACE,HAIL KNOB RD | KY | 0 | 0 | 0 | 0
E364.00-Poles, Towers, and Fixtures | 2008-05-01 | Non-unitized | 271 CUTTERS HILL CT | KY | 0 | 0 | 0 | 0
E364.00-Poles, Towers, and Fixtures | 2008-05-01 | Non-unitized | 1133155 | KY | 0 | 0 | 0 | 0
E364.00-Poles, Towers, and Fixtures | 2008-05-01 | Non-unitized | D & C MINING | KY | 0 | 0 | 0 | 0
E364.00-Poles, Towers, and Fixtures | 2008-05-01 | Non-unitized | 1232465 | KY | 0 | 0 | 0 | 0
E364.00-Poles, Towers, and Fixtures | 2008-05-01 | Non-unitized | 1091025 | KY | 0 | 0 | 0 | 0
E364.00-Poles, Towers, and Fixtures | 2008-05-01 | Non-unitized | 1190807 | KY | 0 | 0 | 0 | 0
E364.00-Poles, Towers, and Fixtures | 2008-05-01 | Non-unitized | 1745 ELKCHESTER BARN 40510 | KY | 0 | 0 | 0 | 0
E364.00-Poles, Towers, and Fixtures | 2008-05-01 | Non-unitized | 285 E 6TH ST | KY | 0 | 0 | 0
E364.00-Poles, Towers, and Fixtures | 2008-05-01 | Non-unitized | ENTERPRISE DR | KY | 0 | 0 | 0 | 0
E364.00-Poles, Towers, and Fixtures | 2008-05-01 | Non-unitized | 115 N MAIN ST 40383 | KY | 0 | 0 | 0
E364.00-Poles, Towers, and Fixtures | 2008-05-01 | Non-unitized | 1023 NEW CIRCLE RD 40509 | KY | 0 | 0 | 0
E364.00-Poles, Towers, and Fixtures | 2008-05-01 | Non-unitized | 1112064 | KY | 0 | 0 | 0 | 0
E364.00-Poles, Towers, and Fixtures | 2008-05-01 | Non-unitized | 1097 ROCHESTER RD | KY | 0 | 0 | 0
E364.00-Poles, Towers, and Fixtures | 2008-05-01 | Non-unitized | 2301 N YARNALLTON PIKE | KY | 0 | 0 | 0 | 0
E364.00-Poles, Towers, and Fixtures | 2008-05-01 | Non-unitized | 4601 LEXINGTON RD 40356 | KY | 0 | 0 | 0 | 0
E364.00-Poles, Towers, and Fixtures | 2008-05-01 | Non-unitized | ACROSS FROM 63 ROAD 13 | KY | 0 | 0 | 0 | 0
E364.00-Poles, Towers, and Fixtures | 2008-05-01 | Non-unitized | COOPER RD- JENNYS BRANCH | KY | 0 | 0 | 0 | 0
E364.00-Poles, Towers, and Fixtures | 2008-05-01 | Non-unitized | DIX DAM RD | KY | 0 | 0 | 0 | 0
E364.00-Poles, Towers, and Fixtures | 2008-05-01 | Non-unitized | 449 KENNEDY RD CABIN 40051 | KY | 0 | 0 | 0 | 0
E364.00-Poles, Towers, and Fixtures | 2008-05-01 | Non-unitized | 559 BROADWAY 42024 | KY | 0 | 0 | 0 | 0
E364.00-Poles, Towers, and Fixtures | 2008-05-01 | Non-unitized | 629 NEW GLENDALE RD SHOP 42701 | KY | 0 | 0 | 0 | 0
E364.00-Poles, Towers, and Fixtures | 2008-05-01 | Non-unitized | 404 W POPLAR ST | KY | 0 | 0 | 0 | 0
E364.00-Poles, Towers, and Fixtures | 2008-05-01 | Non-unitized | 3601 COMBS FERRY RD TS 40391 | KY | 0 | 0 | 0 | 0
E364.00-Poles, Towers, and Fixtures | 2008-05-01 | Non-unitized | PARKER DRVE | KY | 0 | 0 | 0 | 0
E364.00-Poles, Towers, and Fixtures | 2008-05-01 | Non-unitized | 1025 MT VERNON DR 40065 | KY | 0 | 0 | 0 | 0
E364.00-Poles, Towers, and Fixtures | 2008-05-01 | Non-unitized | 3409 KY. 49 | KY | 0 | 0 | 0 | 0
E364.00-Poles, Towers, and Fixtures | 2008-05-01 | Non-unitized | 1059266 | KY | 0 | 0 | 0 | 0
E364.00-Poles, Towers, and Fixtures | 2008-05-01 | Non-unitized | 379 LENOXBURG ROAD 41043 | KY | 0 | 0 | 0 | 0
E364.00-Poles, Towers, and Fixtures | 2008-05-01 | Non-unitized | 13980 OWENTON RD 40601 | KY | 0 | 0 | 0 | 0
E364.00-Poles, Towers, and Fixtures | 2008-05-01 | Non-unitized | 1044438 | KY | 0 | 0 | 0 | 0
E364.00-Poles, Towers, and Fixtures | 2008-05-01 | Non-unitized | 1210694 | KY | 0 | 0 | 0 | 0
E364.00-Poles, Towers, and Fixtures | 2008-05-01 | Non-unitized | 1218534 | KY | 0 | 0 | 0 | 0
E364.00-Poles, Towers, and Fixtures | 2008-05-01 | Non-unitized | 1144329 | KY | 0 | 0 | 0 | 0
E364.00-Poles, Towers, and Fixtures | 2008-05-01 | Non-unitized | FOUR MILE HOLLOW 40965 | KY | 0 | 0 | 0 | 0
E364.00-Poles, Towers, and Fixtures | 2008-05-01 | Non-unitized | 6076 US 68 41056 | KY | 0 | 0 | 0 | 0
E364.00-Poles, Towers, and Fixtures | 2008-05-01 | Non-unitized | HAMPTON WAY 40475 | KY | 0 | 0 | 0 | 0
E364.00-Poles, Towers, and Fixtures | 2008-05-01 | Non-unitized | 1180874 | KY | 0 | 0 | 0 | 0
E364.00-Poles, Towers, and Fixtures | 2008-05-01 | Non-unitized | 1132674 | KY | 0 | 0 | 0 | 0
E364.00-Poles, Towers, and Fixtures | 2008-05-01 | Non-unitized | 1091 BURGIN RD | KY | 0 | 0 | 0 | 0
E364.00-Poles, Towers, and Fixtures | 2008-05-01 | Non-unitized | 4395 STATE RT 70 W 42330 | KY | 0 | 0 | 0
E364.00-Poles, Towers, and Fixtures | 2008-05-01 | Non-unitized | 185 BEASLEY RD | KY | 0 | 0 | 0 | 0
E364.00-Poles, Towers, and Fixtures | 2008-05-01 | Non-unitized | MACK WALTERS RD | KY | 0 | 0 | 0 | 0
E364.00-Poles, Towers, and Fixtures | 2008-05-01 | Non-unitized | 5301 TATES CREEK RD 40515 | KY | 0 | 0 | 0 | 0
E364.00-Poles, Towers, and Fixtures | 2008-05-01 | Non-unitized | HWY 80 | KY | 0 | 0 | 0 | 0
E364.00-Poles, Towers, and Fixtures | 2008-05-01 | Non-unitized | PARIS PIKE | KY | 0 | 0 | 0
E364.00-Poles, Towers, and Fixtures | 2008-05-01 | Non-unitized | TRANSCRIPT AVE 40508 | KY | 0 | 0 | 0
E364.00-Poles, Towers, and Fixtures | 2008-05-01 | Non-unitized | 230 PAYNES MILL RD | KY | 0 | 0 | 0 | 0
E364.00-Poles, Towers, and Fixtures | 2008-05-01 | Non-unitized | FRIENDSHIP RD 42345 | KY | 0 | 0 | 0 | 0
E364.00-Poles, Towers, and Fixtures | 2008-05-01 | Non-unitized | 730 W MAIN STREET 40351 | KY | 0 | 0 | 0 | 0
E364.00-Poles, Towers, and Fixtures | 2008-05-01 | Non-unitized | 3200 NEW GLENDALE | KY | 0 | 0 | 0 | 0
E364.00-Poles, Towers, and Fixtures | 2008-05-01 | Non-unitized | 341 W FRONT ST 41056 | KY | 0 | 0 | 0 | 0
E364.00-Poles, Towers, and Fixtures | 2008-05-01 | Non-unitized | 129 MILL ST CELL TWR 42642 | KY | 0 | 0 | 0 | 0
E364.00-Poles, Towers, and Fixtures | 2008-05-01 | Non-unitized | 141 ROSSTOWN RD 40475 | KY | 0 | 0 | 0 | 0
E364.00-Poles, Towers, and Fixtures | 2008-05-01 | Non-unitized | 695 RAMEY RD 40374 | KY | 0 | 0 | 0
E364.00-Poles, Towers, and Fixtures | 2008-05-01 | Non-unitized | 117 WOODLAND TR GARAGE 40977 | KY | 0 | 0 | 0 | 0
E364.00-Poles, Towers, and Fixtures | 2008-05-01 | Non-unitized | 105 YOCUM CK 40828 | KY | 0 | 0 | 0 | 0
E364.00-Poles, Towers, and Fixtures | 2008-05-01 | Non-unitized | 234 CHAMBERS LN 40337 | KY | 0 | 0 | 0
E364.00-Poles, Towers, and Fixtures | 2008-05-01 | Non-unitized | 2856 STAMPING GROUND RD 40379 | KY | 0 | 0 | 0 | 0
E364.00-Poles, Towers, and Fixtures | 2008-05-01 | Non-unitized | 1253 US HWY 62 W 42345 | KY | 0 | 0 | 0 | 0
E364.00-Poles, Towers, and Fixtures | 2008-05-01 | Non-unitized | 110 QUARRY HILL DR 42757 | KY | 0 | 0 | 0 | 0
E364.00-Poles, Towers, and Fixtures | 2008-05-01 | Non-unitized | LOUELLEN 40828 | KY | 0 | 0 | 0 | 0
E364.00-Poles, Towers, and Fixtures | 2008-05-01 | Non-unitized | 1057594 | KY | 0 | 0 | 0 | 0
E364.00-Poles, Towers, and Fixtures | 2008-05-01 | Non-unitized | 1301886 | KY | 0 | 0 | 0 | 0
E364.00-Poles, Towers, and Fixtures | 2008-05-01 | Non-unitized | 3110 OLD FRANKFORT PIKE | KY | 0 | 0 | 0 | 0
E364.00-Poles, Towers, and Fixtures | 2008-05-01 | Non-unitized | CODELL DR | KY | 0 | 0 | 0 | 0
E364.00-Poles, Towers, and Fixtures | 2008-05-01 | Non-unitized | 2321 ELKHORN RD 40505 | KY | 0 | 0 | 0 | 0
E364.00-Poles, Towers, and Fixtures | 2008-05-01 | Non-unitized | 115 BOODELL ST 40052 | KY | 0 | 0 | 0 | 0
E364.00-Poles, Towers, and Fixtures | 2008-05-01 | Non-unitized | SARAH CT LT23/24T 40162 | KY | 0 | 0 | 0 | 0
E364.00-Poles, Towers, and Fixtures | 2008-05-01 | Non-unitized | OLD FINCHVILLE RD 40065 | KY | 0 | 0 | 0 | 0
E364.00-Poles, Towers, and Fixtures | 2008-05-01 | Non-unitized | 7350 RUSSELL CAVE ROAD | KY | 0 | 0 | 0 | 0
E364.00-Poles, Towers, and Fixtures | 2008-05-01 | Non-unitized | VALHALLA DR | KY | 0 | 0 | 0 | 0
E364.00-Poles, Towers, and Fixtures | 2008-05-01 | Non-unitized | 345 PAUL ST TRLR 1 40456 | KY | 0 | 0 | 0 | 0
E364.00-Poles, Towers, and Fixtures | 2008-05-01 | Non-unitized | MCCLURE RD | KY | 0 | 0 | 0 | 0
E364.00-Poles, Towers, and Fixtures | 2008-05-01 | Non-unitized | 1467 CURTIS PIKE 40475 | KY | 0 | 0 | 0 | 0
E364.00-Poles, Towers, and Fixtures | 2008-05-01 | Non-unitized | 110 TRANSCRIPT AVE 40508 | KY | 0 | 0 | 0 | 0
E364.00-Poles, Towers, and Fixtures | 2008-05-01 | Non-unitized | 41 SMITH ST NEW GAR 40353 | KY | 0 | 0 | 0 | 0
E364.00-Poles, Towers, and Fixtures | 2008-05-01 | Non-unitized | S COLLEGE | KY | 0 | 0 | 0 | 0
E364.00-Poles, Towers, and Fixtures | 2008-05-01 | Non-unitized | 3325 LEXINGTON RD | KY | 0 | 0 | 0 | 0
E364.00-Poles, Towers, and Fixtures | 2008-05-01 | Non-unitized | 26 RABBIT RUN LN 42337 | KY | 0 | 0 | 0 | 0
E364.00-Poles, Towers, and Fixtures | 2008-05-01 | Non-unitized | 600 BCREEK BROWDER RD TRL 42321 | KY | 0 | 0 | 0 | 0
E364.00-Poles, Towers, and Fixtures | 2008-05-01 | Non-unitized | RALEIGH - RIVER CAMP RD | KY | 0 | 0 | 0 | 0
E364.00-Poles, Towers, and Fixtures | 2008-05-01 | Non-unitized | STEPHANIE LN 42445 | KY | 0 | 0 | 0 | 0
E364.00-Poles, Towers, and Fixtures | 2008-05-01 | Non-unitized | 2307 WOODLAKE 40379 | KY | 0 | 0 | 0 | 0
E364.00-Poles, Towers, and Fixtures | 2008-05-01 | Non-unitized | 808 SIMMS PK 40324 | KY | 0 | 0 | 0 | 0
E364.00-Poles, Towers, and Fixtures | 2008-05-01 | Non-unitized | RT1 NOETOWN 40965 | KY | 0 | 0 | 0 | 0
E364.00-Poles, Towers, and Fixtures | 2008-05-01 | Non-unitized | 138 LEADER AVE 40508 | KY | 0 | 0 | 0
E364.00-Poles, Towers, and Fixtures | 2008-05-01 | Non-unitized | 949 CARLISLE RD 40311 | KY | 0 | 0 | 0 | 0
E364.00-Poles, Towers, and Fixtures | 2008-05-01 | Non-unitized | 1458955 | KY | 0 | 0 | 0
E364.00-Poles, Towers, and Fixtures | 2008-05-01 | Non-unitized | 63 HORESHOE BEND RD | KY | 0 | 0 | 0
E364.00-Poles, Towers, and Fixtures | 2008-05-01 | Non-unitized | 1300228 | KY | 0 | 0 | 0
E364.00-Poles, Towers, and Fixtures | 2008-05-01 | Non-unitized | 1278304 | KY | 0 | 0 | 0 | 0
E364.00-Poles, Towers, and Fixtures | 2008-05-01 | Non-unitized | 2220 VINCE RD 40356 | KY | 0 | 0 | 0 | 0
E364.00-Poles, Towers, and Fixtures | 2008-05-01 | Non-unitized | 375 HIFNER RD | KY | 0 | 0 | 0 | 0
E364.00-Poles, Towers, and Fixtures | 2008-05-01 | Non-unitized | 3250 MCCOWANS FERRY RD | KY | 0 | 0 | 0 | 0
E364.00-Poles, Towers, and Fixtures | 2008-05-01 | Non-unitized | 4981 OLD VERSAILLES RD | KY | 0 | 0 | 0 | 0
E364.00-Poles, Towers, and Fixtures | 2008-05-01 | Non-unitized | 4252 KINGSTON HWY 40475 | KY | 0 | 0 | 0 | 0
E364.00-Poles, Towers, and Fixtures | 2008-05-01 | Non-unitized | 1246888 | KY | 0 | 0 | 0 | 0
E364.00-Poles, Towers, and Fixtures | 2008-05-01 | Non-unitized | ROSE RD TEMP 40313 | KY | 0 | 0 | 0 | 0
E364.00-Poles, Towers, and Fixtures | 2008-05-01 | Non-unitized | AMERICAN DRIVE 40004 | KY | 0 | 0 | 0 | 0
E364.00-Poles, Towers, and Fixtures | 2008-05-01 | Non-unitized | CEDER SPRINGS (OFF OVERLOOK RD) RD | KY | 0 | 0 | 0 | 0
E364.00-Poles, Towers, and Fixtures | 2008-05-01 | Non-unitized | 1144350 | KY | 0 | 0 | 0 | 0
E364.00-Poles, Towers, and Fixtures | 2008-05-01 | Non-unitized | WALLING | KY | 0 | 0 | 0 | 0
E364.00-Poles, Towers, and Fixtures | 2008-05-01 | Non-unitized | 2246 TAYLORSVILLE RD 40065 | KY | 0 | 0 | 0 | 0
E364.00-Poles, Towers, and Fixtures | 2008-05-01 | Non-unitized | 300 FOREMAN AVE | KY | 0 | 0 | 0 | 0
E364.00-Poles, Towers, and Fixtures | 2008-05-01 | Non-unitized | 1100 DYLAN DR | KY | 0 | 0 | 0 | 0
E364.00-Poles, Towers, and Fixtures | 2008-05-01 | Non-unitized | 669 GRAYS RUN RD TRACT 1A 40071 | KY | 0 | 0 | 0 | 0
E364.00-Poles, Towers, and Fixtures | 2008-05-01 | Non-unitized | 305 MOOREFIELD RD 40311 | KY | 0 | 0 | 0 | 0
E364.00-Poles, Towers, and Fixtures | 2008-05-01 | Non-unitized | 2453 N MIDDLETOWN RD | KY | 0 | 0 | 0 | 0
E364.00-Poles, Towers, and Fixtures | 2008-05-01 | Non-unitized | MADDOX AVE. 40071 | KY | 0 | 0 | 0 | 0
E364.00-Poles, Towers, and Fixtures | 2008-05-01 | Non-unitized | 5900 SHELBYVILLE RD | KY | 0 | 0 | 0 | 0
E364.00-Poles, Towers, and Fixtures | 2008-05-01 | Non-unitized | 900 W MAXWELL ST 40508 | KY | 0 | 0 | 0
E364.00-Poles, Towers, and Fixtures | 2008-05-01 | Non-unitized | 5275 PARIS PIKE | KY | 0 | 0 | 0
E364.00-Poles, Towers, and Fixtures | 2008-05-01 | Non-unitized | 2318 LAKE PARK RD | KY | 0 | 0 | 0
E364.00-Poles, Towers, and Fixtures | 2008-05-01 | Non-unitized | JAGGERS RD | KY | 0 | 0 | 0 | 0
E364.00-Poles, Towers, and Fixtures | 2008-05-01 | Non-unitized | 6941 STATE RTE 1163 42321 | KY | 0 | 0 | 0 | 0
E364.00-Poles, Towers, and Fixtures | 2008-05-01 | Non-unitized | 605241 | KY | 0 | 0 | 0
E364.00-Poles, Towers, and Fixtures | 2008-05-01 | Non-unitized | CHEVROLET, KY 40817 | KY | 0 | 0 | 0 | 0
E364.00-Poles, Towers, and Fixtures | 2008-05-01 | Non-unitized | BARNES MILL RD 40475 | KY | 0 | 0 | 0 | 0
E364.00-Poles, Towers, and Fixtures | 2008-05-01 | Non-unitized | 1258436 | KY | 0 | 0 | 0 | 0
E364.00-Poles, Towers, and Fixtures | 2008-05-01 | Non-unitized | N LIMESTONE 40508 | KY | 0 | 0 | 0 | 0
E364.00-Poles, Towers, and Fixtures | 2008-05-01 | Non-unitized | 346 JARA LANE 41043 | KY | 0 | 0 | 0 | 0
E364.00-Poles, Towers, and Fixtures | 2008-05-01 | Non-unitized | 3810 US HWY 27 N 41031 | KY | 0 | 0 | 0 | 0
E364.00-Poles, Towers, and Fixtures | 2008-05-01 | Non-unitized | 1737 COURTNEY AVE 40505 | KY | 0 | 0 | 0 | 0
E364.00-Poles, Towers, and Fixtures | 2008-05-01 | Non-unitized | 1183081 | KY | 0 | 0 | 0 | 0
E364.00-Poles, Towers, and Fixtures | 2008-05-01 | Non-unitized | KIDDS MILL RD E FG 10 40383 | KY | 0 | 0 | 0 | 0
E364.00-Poles, Towers, and Fixtures | 2008-05-01 | Non-unitized | BAUGHMAN AVENUE 40422 | KY | 0 | 0 | 0 | 0
E364.00-Poles, Towers, and Fixtures | 2008-05-01 | Non-unitized | 2751 HWY# 519 40313 | KY | 0 | 0 | 0 | 0
E364.00-Poles, Towers, and Fixtures | 2008-05-01 | Non-unitized | HENDRICKSON | KY | 0 | 0 | 0 | 0
E364.00-Poles, Towers, and Fixtures | 2008-05-01 | Non-unitized | 1200 FAIRFAX 40324 | KY | 0 | 0 | 0
E364.00-Poles, Towers, and Fixtures | 2008-05-01 | Non-unitized | DONNA REED BLV LT72 42724 | KY | 0 | 0 | 0 | 0
E364.00-Poles, Towers, and Fixtures | 2008-05-01 | Non-unitized | S DIXIE HWY 42765 | KY | 0 | 0 | 0 | 0
E364.00-Poles, Towers, and Fixtures | 2008-05-01 | Non-unitized | OLD COUNTRY LANE 40379 | KY | 0 | 0 | 0 | 0
E364.00-Poles, Towers, and Fixtures | 2008-05-01 | Non-unitized | OSBORNE RD 40353 | KY | 0 | 0 | 0 | 0
E364.00-Poles, Towers, and Fixtures | 2008-05-01 | Non-unitized | 7149 CAMARGO LEVEE RD 40337 | KY | 0 | 0 | 0 | 0
E364.00-Poles, Towers, and Fixtures | 2008-05-01 | Non-unitized | 1131784 | KY | 0 | 0 | 0 | 0
E364.00-Poles, Towers, and Fixtures | 2008-05-01 | Non-unitized | GILLESPIE LANE 41002 | KY | 0 | 0 | 0 | 0
E364.00-Poles, Towers, and Fixtures | 2008-05-01 | Non-unitized | 5475 PARIS RD. | KY | 0 | 0 | 0 | 0
E364.00-Poles, Towers, and Fixtures | 2008-05-01 | Non-unitized | HWY 70 E | KY | 0 | 0 | 0 | 0
E364.00-Poles, Towers, and Fixtures | 2008-05-01 | Non-unitized | NATIONAL GUARD ARMORY | KY | 0 | 0 | 0 | 0
E364.00-Poles, Towers, and Fixtures | 2008-05-01 | Non-unitized | 1732 MIDLAND TR | KY | 0 | 0 | 0 | 0
E364.00-Poles, Towers, and Fixtures | 2008-05-01 | Non-unitized | I 75 S 40324 | KY | 0 | 0 | 0 | 0
E364.00-Poles, Towers, and Fixtures | 2008-05-01 | Non-unitized | WOODSIDE WAY | KY | 0 | 0 | 0
E364.00-Poles, Towers, and Fixtures | 2008-05-01 | Non-unitized | 316 NORTH ST 40475 | KY | 0 | 0 | 0
E364.00-Poles, Towers, and Fixtures | 2008-05-01 | Non-unitized | S 1ST ST | KY | 0 | 0 | 0
E364.00-Poles, Towers, and Fixtures | 2008-05-01 | Non-unitized | 1596 BETHLEHEM RD | KY | 0 | 0 | 0
E364.00-Poles, Towers, and Fixtures | 2008-05-01 | Non-unitized | 145 NEWCOMB AVE 40456 | KY | 0 | 0 | 0
E364.00-Poles, Towers, and Fixtures | 2008-05-01 | Non-unitized | WHEATFIELD RD | KY | 0 | 0 | 0 | 0
E364.00-Poles, Towers, and Fixtures | 2008-05-01 | Non-unitized | 11970 DAWSON RD BLDG 42445 | KY | 0 | 0 | 0 | 0
E364.00-Poles, Towers, and Fixtures | 2008-05-01 | Non-unitized | 201 N MAIN ST | KY | 0 | 0 | 0 | 0
E364.00-Poles, Towers, and Fixtures | 2008-05-01 | Non-unitized | 358 TOWNVIEW ESTATES 42629 | KY | 0 | 0 | 0 | 0
E364.00-Poles, Towers, and Fixtures | 2008-05-01 | Non-unitized | 276 GENEVA DR 42642 | KY | 0 | 0 | 0 | 0
E364.00-Poles, Towers, and Fixtures | 2008-05-01 | Non-unitized | 230 G GENTRY RD 42743 | KY | 0 | 0 | 0 | 0
E364.00-Poles, Towers, and Fixtures | 2008-05-01 | Non-unitized | 501 LEE BOOTH RD. 40150 | KY | 0 | 0 | 0
E364.00-Poles, Towers, and Fixtures | 2008-05-01 | Non-unitized | CORPORATE DRIVE | KY | 0 | 0 | 0 | 0
E364.00-Poles, Towers, and Fixtures | 2008-05-01 | Non-unitized | 1071 LORETTO RD TSE | KY | 0 | 0 | 0
E364.00-Poles, Towers, and Fixtures | 2008-05-01 | Non-unitized | GRUBBS LANE | KY | 0 | 0 | 0
E364.00-Poles, Towers, and Fixtures | 2008-05-01 | Non-unitized | 1335956 | KY | 0 | 0 | 0
E364.00-Poles, Towers, and Fixtures | 2008-05-01 | Non-unitized | OLD SHADY GROVE RD 42064 | KY | 0 | 0 | 0
E364.00-Poles, Towers, and Fixtures | 2008-05-01 | Non-unitized | CABALL ESTATES AND LITTLE CREEK SEC | KY | 0 | 0 | 0
E364.00-Poles, Towers, and Fixtures | 2008-05-01 | Non-unitized | RAVENWOOD RD. | KY | 0 | 0 | 0
E364.00-Poles, Towers, and Fixtures | 2008-05-01 | Non-unitized | 1378145 | KY | 0 | 0 | 0 | 0
E364.00-Poles, Towers, and Fixtures | 2008-05-01 | Non-unitized | 1287784 | KY | 0 | 0 | 0
E364.00-Poles, Towers, and Fixtures | 2008-05-01 | Non-unitized | 7880 NEBO RD | KY | 0 | 0 | 0
E364.00-Poles, Towers, and Fixtures | 2008-05-01 | Non-unitized | 969175 | KY | 0 | 0 | 0
E364.00-Poles, Towers, and Fixtures | 2008-05-01 | Non-unitized | E CHANDLER | KY | 0 | 0 | 0
E364.00-Poles, Towers, and Fixtures | 2008-05-01 | Non-unitized | NBMP426-NEW BUSINESS MINE POWER 426 | KY | 0 | 0 | 0 | 0
E364.00-Poles, Towers, and Fixtures | 2008-05-01 | Non-unitized | 2375 FRANKFORT RD 40065 | KY | 0 | 0 | 0
E364.00-Poles, Towers, and Fixtures | 2008-05-01 | Non-unitized | 1504140 | KY | 0 | 0 | 0
E364.00-Poles, Towers, and Fixtures | 2008-05-01 | Non-unitized | EAST BROADWAY | KY | 0 | 0 | 0
E364.00-Poles, Towers, and Fixtures | 2008-05-01 | Non-unitized | MORRIS LN. ON CATRON CREEK LN | KY | 0 | 0 | 0
E364.00-Poles, Towers, and Fixtures | 2008-05-01 | Non-unitized | LEGION PARK RD | KY | 0 | 0 | 0
E364.00-Poles, Towers, and Fixtures | 2008-05-01 | Non-unitized | 1177118 | KY | 0 | 0 | 0
E364.00-Poles, Towers, and Fixtures | 2008-05-01 | Non-unitized | 1221154 | KY | 0 | 0 | 0
E364.00-Poles, Towers, and Fixtures | 2008-05-01 | Non-unitized | ODDVILLE & CHURCH ST. | KY | 0 | 0 | 0 | 0
E364.00-Poles, Towers, and Fixtures | 2008-05-01 | Non-unitized | ST RT 1379 HWY | KY | 0 | 0 | 0
E364.00-Poles, Towers, and Fixtures | 2008-05-01 | Non-unitized | 705 TECH DR | KY | 0 | 0 | 0
E364.00-Poles, Towers, and Fixtures | 2008-05-01 | Non-unitized | ALYSHEBA WAY | KY | 0 | 0 | 0
E364.00-Poles, Towers, and Fixtures | 2008-05-01 | Non-unitized | 526 BRADSHAW ST 40065 | KY | 0 | 0 | 0
E364.00-Poles, Towers, and Fixtures | 2008-05-01 | Non-unitized | 1184661 | KY | 0 | 0 | 0
E364.00-Poles, Towers, and Fixtures | 2008-05-01 | Non-unitized | 387 E LEXINGTON | KY | 0 | 0 | 0
E364.00-Poles, Towers, and Fixtures | 2008-05-01 | Non-unitized | 219 W MAPLE AVE NEW BLDG 40444 | KY | 0 | 0 | 0
E364.00-Poles, Towers, and Fixtures | 2008-05-01 | Non-unitized | 1305 SHAKERTOWN RD | KY | 0 | 0 | 0
E364.00-Poles, Towers, and Fixtures | 2008-05-01 | Non-unitized | 1306417 | KY | 0 | 0 | 0
E364.00-Poles, Towers, and Fixtures | 2008-05-01 | Non-unitized | 1005 MAYSVILLE RD 40353 | KY | 0 | 0 | 0
E364.00-Poles, Towers, and Fixtures | 2008-05-01 | Non-unitized | 1482365 | KY | 0 | 0 | 0
E364.00-Poles, Towers, and Fixtures | 2008-05-01 | Non-unitized | 575 ST RT 2533 HWY | KY | 0 | 0 | 0
E364.00-Poles, Towers, and Fixtures | 2008-05-01 | Non-unitized | 1319655 | KY | 0 | 0 | 0
E364.00-Poles, Towers, and Fixtures | 2008-05-01 | Non-unitized | 7991 MT EDEN RD 40065 | KY | 0 | 0 | 0 | 0
E364.00-Poles, Towers, and Fixtures | 2008-05-01 | Non-unitized | 518 CODELL DR 40509 | KY | 0 | 0 | 0
E364.00-Poles, Towers, and Fixtures | 2008-05-01 | Non-unitized | HWY845 SWEET OWEN RD | KY | 0 | 0 | 0 | 0
E364.00-Poles, Towers, and Fixtures | 2008-05-01 | Non-unitized | N COLUMBIA | KY | 0 | 0 | 0
E364.00-Poles, Towers, and Fixtures | 2008-05-01 | Non-unitized | BEN ALI DRIVE | KY | 0 | 0 | 0
E364.00-Poles, Towers, and Fixtures | 2008-05-01 | Non-unitized | 1270885 | KY | 0 | 0 | 0
E364.00-Poles, Towers, and Fixtures | 2008-05-01 | Non-unitized | 1456484 | KY | 0 | 0 | 0
E364.00-Poles, Towers, and Fixtures | 2008-05-01 | Non-unitized | 1118694 | KY | 0 | 0 | 0
E364.00-Poles, Towers, and Fixtures | 2008-05-01 | Non-unitized | HAMPTON WAY 40475 | KY | 0 | 0 | 0 | 0
E364.00-Poles, Towers, and Fixtures | 2008-05-01 | Non-unitized | 1315640 | KY | 0 | 0 | 0
E364.00-Poles, Towers, and Fixtures | 2008-05-01 | Non-unitized | 103 READY MIX ST 40484 | KY | 0 | 0 | 0
E364.00-Poles, Towers, and Fixtures | 2008-05-01 | Non-unitized | E DEPOT ST 42064 | KY | 0 | 0 | 0
E364.00-Poles, Towers, and Fixtures | 2008-05-01 | Non-unitized | RT2 OLD PNVL PK BOX 132 40965 | KY | 0 | 0 | 0
E364.00-Poles, Towers, and Fixtures | 2008-05-01 | Non-unitized | 924 CHRISTIAN | KY | 0 | 0 | 0
E364.00-Poles, Towers, and Fixtures | 2008-05-01 | Non-unitized | 3215 LOUISVILLE RD | KY | 0 | 0 | 0
E364.00-Poles, Towers, and Fixtures | 2008-05-01 | Non-unitized | 813 HUTCHISON RD 40361 | KY | 0 | 0 | 0
E364.00-Poles, Towers, and Fixtures | 2008-05-01 | Non-unitized | 2498 FERGUSON RD 40511 | KY | 0 | 0 | 0
E364.00-Poles, Towers, and Fixtures | 2008-05-01 | Non-unitized | 1108534 | KY | 0 | 0 | 0
E364.00-Poles, Towers, and Fixtures | 2008-05-01 | Non-unitized | 1460804 | KY | 0 | 0 | 0
E364.00-Poles, Towers, and Fixtures | 2008-05-01 | Non-unitized | 3876 BAGDAD RD 40003 | KY | 0 | 0 | 0 | 0
E364.00-Poles, Towers, and Fixtures | 2008-05-01 | Non-unitized | 1378734 | KY | 0 | 0 | 0
E364.00-Poles, Towers, and Fixtures | 2008-05-01 | Non-unitized | 2805 LOUISVILLE RD TSE 40330 | KY | 0 | 0 | 0
E364.00-Poles, Towers, and Fixtures | 2008-05-01 | Non-unitized | 269 BASS LN 42345 | KY | 0 | 0 | 0
E364.00-Poles, Towers, and Fixtures | 2008-05-01 | Non-unitized | BENSON RD 40065 | KY | 0 | 0 | 0
E364.00-Poles, Towers, and Fixtures | 2008-05-01 | Non-unitized | THIRD | KY | 0 | 0 | 0
E364.00-Poles, Towers, and Fixtures | 2008-05-01 | Non-unitized | FERN LAKE 40965 | KY | 0 | 0 | 0
E364.00-Poles, Towers, and Fixtures | 2008-05-01 | Non-unitized | W OLD HWY 80 | KY | 0 | 0 | 0 | 0
E364.00-Poles, Towers, and Fixtures | 2008-05-01 | Non-unitized | 500 SOMERSET VLG 42501 | KY | 0 | 0 | 0
E364.00-Poles, Towers, and Fixtures | 2008-05-01 | Non-unitized | 149 ENTERPRISE | KY | 0 | 0 | 0
E364.00-Poles, Towers, and Fixtures | 2008-05-01 | Non-unitized | 1089174 | KY | 0 | 0 | 0
E364.00-Poles, Towers, and Fixtures | 2008-05-01 | Non-unitized | 1321185 | KY | 0 | 0 | 0
E364.00-Poles, Towers, and Fixtures | 2008-05-01 | Non-unitized | 1159708 | KY | 0 | 0 | 0
E364.00-Poles, Towers, and Fixtures | 2008-05-01 | Non-unitized | STATE HWY 219 | KY | 0 | 0 | 0
E364.00-Poles, Towers, and Fixtures | 2008-05-01 | Non-unitized | PINE CREEK PROPERTIES, 5TH ST | KY | 0 | 0 | 0
E364.00-Poles, Towers, and Fixtures | 2008-05-01 | Non-unitized | SMITHTOWN SCHOOL ST. | KY | 0 | 0 | 0
E364.00-Poles, Towers, and Fixtures | 2008-05-01 | Non-unitized | 1387266 | KY | 0 | 0 | 0
E364.00-Poles, Towers, and Fixtures | 2008-05-01 | Non-unitized | 1116777 | KY | 0 | 0 | 0
E364.00-Poles, Towers, and Fixtures | 2008-05-01 | Non-unitized | 350 ELM GROVE CHURCH RD 42055 | KY | 0 | 0 | 0
E364.00-Poles, Towers, and Fixtures | 2008-05-01 | Non-unitized | 1086927 | KY | 0 | 0 | 0
E364.00-Poles, Towers, and Fixtures | 2008-05-01 | Non-unitized | RR 1 BX 44A 42372 | KY | 0 | 0 | 0
E364.00-Poles, Towers, and Fixtures | 2008-05-01 | Non-unitized | 10441 STATE RTE 175 S 42345 | KY | 0 | 0 | 0
E364.00-Poles, Towers, and Fixtures | 2008-05-01 | Non-unitized | 1158635 | KY | 0 | 0 | 0 | 0
E364.00-Poles, Towers, and Fixtures | 2008-05-01 | Non-unitized | 330 E PITTSBURG CHURCH RD 40701 | KY | 0 | 0 | 0 | 0
E364.00-Poles, Towers, and Fixtures | 2008-05-01 | Non-unitized | KY HIGHWAY 49 | KY | 0 | 0 | 0
E364.00-Poles, Towers, and Fixtures | 2008-05-01 | Non-unitized | 1229357 | KY | 0 | 0 | 0 | 0
E364.00-Poles, Towers, and Fixtures | 2008-05-01 | Non-unitized | 1250205 | KY | 0 | 0 | 0
E364.00-Poles, Towers, and Fixtures | 2008-05-01 | Non-unitized | 1085595 | KY | 0 | 0 | 0
E364.00-Poles, Towers, and Fixtures | 2008-05-01 | Non-unitized | BETHLEHAM ROAD | KY | 0 | 0 | 0 | 0
E364.00-Poles, Towers, and Fixtures | 2008-05-01 | Non-unitized | IRON MOUNTAIN RD 42347 | KY | 0 | 0 | 0
E364.00-Poles, Towers, and Fixtures | 2008-05-01 | Non-unitized | 1494196 | KY | 0 | 0 | 0
E364.00-Poles, Towers, and Fixtures | 2008-05-01 | Non-unitized | 1435250 | KY | 0 | 0 | 0
E364.00-Poles, Towers, and Fixtures | 2008-05-01 | Non-unitized | 1237171 | KY | 0 | 0 | 0
E364.00-Poles, Towers, and Fixtures | 2008-05-01 | Non-unitized | 1030348 | KY | 0 | 0 | 0
E364.00-Poles, Towers, and Fixtures | 2008-05-01 | Non-unitized | 2628 W HWY 62 | KY | 0 | 0 | 0
E364.00-Poles, Towers, and Fixtures | 2008-05-01 | Non-unitized | 1286494 | KY | 0 | 0 | 0
E364.00-Poles, Towers, and Fixtures | 2008-05-01 | Non-unitized | MAIN ST | KY | 0 | 0 | 0 | 0
E364.00-Poles, Towers, and Fixtures | 2008-05-01 | Non-unitized | MOORE CREEK RD | KY | 0 | 0 | 0
E364.00-Poles, Towers, and Fixtures | 2008-05-01 | Non-unitized | US HIGHWAY 27 N | KY | 0 | 0 | 0
E364.00-Poles, Towers, and Fixtures | 2008-05-01 | Non-unitized | US HWY 42 | KY | 0 | 0 | 0
E364.00-Poles, Towers, and Fixtures | 2008-05-01 | Non-unitized | 1403774 | KY | 0 | 0 | 0
E364.00-Poles, Towers, and Fixtures | 2008-05-01 | Non-unitized | 1467269 | KY | 0 | 0 | 0
E364.00-Poles, Towers, and Fixtures | 2008-05-01 | Non-unitized | 1298574 | KY | 0 | 0 | 0
E364.00-Poles, Towers, and Fixtures | 2008-05-01 | Non-unitized | 1280164 | KY | 0 | 0 | 0
E364.00-Poles, Towers, and Fixtures | 2008-05-01 | Non-unitized | 1415 N HIGHWAY 11 40374 | KY | 0 | 0 | 0 | 0
E364.00-Poles, Towers, and Fixtures | 2008-05-01 | Non-unitized | NICKLAUS DR 40601 | KY | 0 | 0 | 0 | 0
E364.00-Poles, Towers, and Fixtures | 2008-05-01 | Non-unitized | 123 FINCH LN 42038 | KY | 0 | 0 | 0
E364.00-Poles, Towers, and Fixtures | 2008-05-01 | Non-unitized | NALLS RD 42701 | KY | 0 | 0 | 0
E364.00-Poles, Towers, and Fixtures | 2008-05-01 | Non-unitized | 1095744 | KY | 0 | 0 | 0
E364.00-Poles, Towers, and Fixtures | 2008-05-01 | Non-unitized | 1500 RING RD TRL 42701 | KY | 0 | 0 | 0
E364.00-Poles, Towers, and Fixtures | 2008-05-01 | Non-unitized | 1328215 | KY | 0 | 0 | 0
E364.00-Poles, Towers, and Fixtures | 2008-05-01 | Non-unitized | 1196148 | KY | 0 | 0 | 0
E364.00-Poles, Towers, and Fixtures | 2008-05-01 | Non-unitized | INTERNATIONAL DR 42718 | KY | 0 | 0 | 0
E364.00-Poles, Towers, and Fixtures | 2008-05-01 | Non-unitized | US HIGHWAY 150 BYPASS W | KY | 0 | 0 | 0
E364.00-Poles, Towers, and Fixtures | 2008-05-01 | Non-unitized | 117 TAYLOR ST 41006 | KY | 0 | 0 | 0 | 0
E364.00-Poles, Towers, and Fixtures | 2008-05-01 | Non-unitized | 69 FRENCH LN | KY | 0 | 0 | 0
E364.00-Poles, Towers, and Fixtures | 2008-05-01 | Non-unitized | 1485385 | KY | 0 | 0 | 0
E364.00-Poles, Towers, and Fixtures | 2008-05-01 | Non-unitized | 314 S MULBERRY 42701 | KY | 0 | 0 | 0
E364.00-Poles, Towers, and Fixtures | 2008-05-01 | Non-unitized | 4435 LANCASTER RD 40419 | KY | 0 | 0 | 0
E364.00-Poles, Towers, and Fixtures | 2008-05-01 | Non-unitized | 1337907 | KY | 0 | 0 | 0
E364.00-Poles, Towers, and Fixtures | 2008-05-01 | Non-unitized | 607 FEDERAL ST 42330 | KY | 0 | 0 | 0
E364.00-Poles, Towers, and Fixtures | 2008-05-01 | Non-unitized | 7368 US HIGHWAY 62 W | KY | 0 | 0 | 0
E364.00-Poles, Towers, and Fixtures | 2008-05-01 | Non-unitized | HWY 431 42374 | KY | 0 | 0 | 0
E364.00-Poles, Towers, and Fixtures | 2008-05-01 | Non-unitized | 16 DAIRY ST | KY | 0 | 0 | 0
E364.00-Poles, Towers, and Fixtures | 2008-05-01 | Non-unitized | OLD SHAKERTOWN RD | KY | 0 | 0 | 0 | 0
E364.00-Poles, Towers, and Fixtures | 2008-05-01 | Non-unitized | 475 W MAIN ST | KY | 0 | 0 | 0 | 0
E364.00-Poles, Towers, and Fixtures | 2008-05-01 | Non-unitized | Work in Progress | KY | 0 | 0 | 0
E364.00-Poles, Towers, and Fixtures | 2008-05-01 | Non-unitized | JESSE HODGE | KY | 0 | 0 | 0
E364.00-Poles, Towers, and Fixtures | 2008-05-01 | Non-unitized | 419 E MAIN ST 42367 | KY | 0 | 0 | 0
E364.00-Poles, Towers, and Fixtures | 2008-05-01 | Non-unitized | 1379655 | KY | 0 | 0 | 0
E364.00-Poles, Towers, and Fixtures | 2008-05-01 | Non-unitized | BUCKNER RIDGE LANE | KY | 0 | 0 | 0
E364.00-Poles, Towers, and Fixtures | 2008-05-01 | Non-unitized | 319 Mceuen Ave 42410 | KY | 0 | 0 | 0
E364.00-Poles, Towers, and Fixtures | 2008-05-01 | Non-unitized | 403 W MAIN ST 42367 | KY | 0 | 0 | 0
E364.00-Poles, Towers, and Fixtures | 2008-05-01 | Non-unitized | 1399997 | KY | 0 | 0 | 0
E364.00-Poles, Towers, and Fixtures | 2008-05-01 | Non-unitized | 1217 HAWKINS DR 42701 | KY | 0 | 0 | 0
E364.00-Poles, Towers, and Fixtures | 2008-05-01 | Non-unitized | 1085725 | KY | 0 | 0 | 0
E364.00-Poles, Towers, and Fixtures | 2008-05-01 | Non-unitized | YOSEMITE HWY 198 | KY | 0 | 0 | 0 | 0
E364.00-Poles, Towers, and Fixtures | 2008-05-01 | Non-unitized | 260 LUCAS CIRCLE 42408 | KY | 0 | 0 | 0
E364.00-Poles, Towers, and Fixtures | 2008-05-01 | Non-unitized | 1059664 | KY | 0 | 0 | 0
E364.00-Poles, Towers, and Fixtures | 2008-05-01 | Non-unitized | 236 JOE B ROGERS LN | KY | 0 | 0 | 0
E364.00-Poles, Towers, and Fixtures | 2008-05-01 | Non-unitized | 475 BREMEN MILL RD | KY | 0 | 0 | 0
E364.00-Poles, Towers, and Fixtures | 2008-05-01 | Non-unitized | 300 N 8TH ST | KY | 0 | 0 | 0
E364.00-Poles, Towers, and Fixtures | 2008-05-01 | Non-unitized | 404 W SEMINARY ST 40359 | KY | 0 | 0 | 0 | 0
E364.00-Poles, Towers, and Fixtures | 2008-05-01 | Non-unitized | 1123964 | KY | 0 | 0 | 0
E364.00-Poles, Towers, and Fixtures | 2008-05-01 | Non-unitized | 85 POND RIVER COLL.RD | KY | 0 | 0 | 0
E364.00-Poles, Towers, and Fixtures | 2008-05-01 | Non-unitized | 1608 RING ROAD 42701 | KY | 0 | 0 | 0
E364.00-Poles, Towers, and Fixtures | 2008-05-01 | Non-unitized | 3872 STATE RTE 181 N BUS STOP 42345 | KY | 0 | 0 | 0
E364.00-Poles, Towers, and Fixtures | 2008-05-01 | Non-unitized | 400 WALLING ST 42718 | KY | 0 | 0 | 0 | 0
E364.00-Poles, Towers, and Fixtures | 2008-05-01 | Non-unitized | TRIPORT RD 40324 | KY | 0 | 0 | 0 | 0
E364.00-Poles, Towers, and Fixtures | 2008-05-01 | Non-unitized | HWY 80 BYPASS | KY | 0 | 0 | 0 | 0
E364.00-Poles, Towers, and Fixtures | 2008-05-01 | Non-unitized | 200 WALKER ST | KY | 0 | 0 | 0
E364.00-Poles, Towers, and Fixtures | 2008-05-01 | Non-unitized | BAKER DR | KY | 0 | 0 | 0 | 0
E364.00-Poles, Towers, and Fixtures | 2008-05-01 | Non-unitized | 1154825 | KY | 0 | 0 | 0
E364.00-Poles, Towers, and Fixtures | 2008-05-01 | Non-unitized | 1167624 | KY | 0 | 0 | 0 | 0
E364.00-Poles, Towers, and Fixtures | 2008-05-01 | Non-unitized | 1003 SHAKERTOWN RD 40330 | KY | 0 | 0 | 0 | 0
E364.00-Poles, Towers, and Fixtures | 2008-05-01 | Non-unitized | 1138675 | KY | 0 | 0 | 0 | 0
E364.00-Poles, Towers, and Fixtures | 2008-05-01 | Non-unitized | 36 RIVER ROAD 41006 | KY | 0 | 0 | 0 | 0
E364.00-Poles, Towers, and Fixtures | 2008-05-01 | Non-unitized | MILL CREEK 40820 | KY | 0 | 0 | 0 | 0
E364.00-Poles, Towers, and Fixtures | 2008-05-01 | Non-unitized | JUNIPER CT 403 | KY | 0 | 0 | 0
E364.00-Poles, Towers, and Fixtures | 2008-05-01 | Non-unitized | 1173004 | KY | 0 | 0 | 0 | 0
E364.00-Poles, Towers, and Fixtures | 2008-05-01 | Non-unitized | 1277637 | KY | 0 | 0 | 0 | 0
E364.00-Poles, Towers, and Fixtures | 2008-05-01 | Non-unitized | 2480 OSBORNE RD | KY | 0 | 0 | 0 | 0
E364.00-Poles, Towers, and Fixtures | 2008-05-01 | Non-unitized | WASHINGTON ST 40311 | KY | 0 | 0 | 0 | 0
E364.00-Poles, Towers, and Fixtures | 2008-05-01 | Non-unitized | 1900 OLDHAM ROAD | KY | 0 | 0 | 0
E364.00-Poles, Towers, and Fixtures | 2008-05-01 | Non-unitized | 1197584 | KY | 0 | 0 | 0 | 0
E364.00-Poles, Towers, and Fixtures | 2008-05-01 | Non-unitized | 1107 FLOYD ST APT B 42754 | KY | 0 | 0 | 0 | 0
E364.00-Poles, Towers, and Fixtures | 2008-05-01 | Non-unitized | 1263757 | KY | 0 | 0 | 0
E364.00-Poles, Towers, and Fixtures | 2008-05-01 | Non-unitized | 1205494 | KY | 0 | 0 | 0 | 0
E364.00-Poles, Towers, and Fixtures | 2008-05-01 | Non-unitized | ARTISAN PARKWAY | KY | 0 | 0 | 0 | 0
E364.00-Poles, Towers, and Fixtures | 2008-05-01 | Non-unitized | MAJESTIC WOODS DR | KY | 0 | 0 | 0 | 0
E364.00-Poles, Towers, and Fixtures | 2008-05-01 | Non-unitized | 1455014 | KY | 0 | 0 | 0
E364.00-Poles, Towers, and Fixtures | 2008-05-01 | Non-unitized | 1113104 | KY | 0 | 0 | 0 | 0
E364.00-Poles, Towers, and Fixtures | 2008-05-01 | Non-unitized | 1247365 | KY | 0 | 0 | 0 | 0
E364.00-Poles, Towers, and Fixtures | 2008-05-01 | Non-unitized | 580 SHROPSHIRE AVE 40508 | KY | 0 | 0 | 0 | 0
E364.00-Poles, Towers, and Fixtures | 2008-05-01 | Non-unitized | SHELTON RD 40160 | KY | 0 | 0 | 0 | 0
E364.00-Poles, Towers, and Fixtures | 2008-05-01 | Non-unitized | 1732 MIDLAND TRL | KY | 0 | 0 | 0 | 0
E364.00-Poles, Towers, and Fixtures | 2008-05-01 | Non-unitized | 1316 CAHILL DR 40504 | KY | 0 | 0 | 0 | 0
E364.00-Poles, Towers, and Fixtures | 2008-05-01 | Non-unitized | 662 OWENTON RD. | KY | 0 | 0 | 0 | 0
E364.00-Poles, Towers, and Fixtures | 2008-05-01 | Non-unitized | BRANNON RD | KY | 0 | 0 | 0 | 0
E364.00-Poles, Towers, and Fixtures | 2008-05-01 | Non-unitized | HWY # 539, NEAVE / MILFORD RD. 41061 | KY | 0 | 0 | 0 | 0
E364.00-Poles, Towers, and Fixtures | 2008-05-01 | Non-unitized | 117 CARROLL ST. 42501 | KY | 0 | 0 | 0 | 0
E364.00-Poles, Towers, and Fixtures | 2008-05-01 | Non-unitized | 500 N CENTRAL AVE 42718 | KY | 0 | 0 | 0 | 0
E364.00-Poles, Towers, and Fixtures | 2008-07-01 | Non-unitized | GRADY | KY | 0 | 0 | 0
E364.00-Poles, Towers, and Fixtures | 2008-05-01 | Non-unitized | 7 WINN ST 40353 | KY | 0 | 0 | 0 | 0
E364.00-Poles, Towers, and Fixtures | 2008-05-01 | Non-unitized | 1413894 | KY | 0 | 0 | 0
E364.00-Poles, Towers, and Fixtures | 2008-05-01 | Non-unitized | 1112025 | KY | 0 | 0 | 0 | 0
E364.00-Poles, Towers, and Fixtures | 2008-05-01 | Non-unitized | BEAVER DAM RD | KY | 0 | 0 | 0 | 0
E364.00-Poles, Towers, and Fixtures | 2008-07-01 | Non-unitized | TRBORD366-TROUBLE ORDERS 366 | KY | 0 | 0 | 0
E364.00-Poles, Towers, and Fixtures | 2008-07-01 | Non-unitized | 1514114 | KY | 0 | 0 | 0
E364.00-Poles, Towers, and Fixtures | 2008-05-01 | Non-unitized | HWY 3431 40701 | KY | 0 | 0 | 0 | 0
E364.00-Poles, Towers, and Fixtures | 2008-05-01 | Non-unitized | 255 HARMONY LN 42337 | KY | 0 | 0 | 0 | 0
E364.00-Poles, Towers, and Fixtures | 2008-07-01 | Non-unitized | 1298456 | KY | 0 | 0 | 0
E364.00-Poles, Towers, and Fixtures | 2008-07-01 | Non-unitized | 1442 FOX CREEK RD | KY | 0 | 0 | 0
E364.00-Poles, Towers, and Fixtures | 2008-05-01 | Non-unitized | CORBIN CIR BARN 40701 | KY | 0 | 0 | 0 | 0
E364.00-Poles, Towers, and Fixtures | 2008-05-01 | Non-unitized | FACTORY | KY | 0 | 0 | 0 | 0
E364.00-Poles, Towers, and Fixtures | 2008-05-01 | Non-unitized | 1331064 | KY | 0 | 0 | 0
E364.00-Poles, Towers, and Fixtures | 2008-05-01 | Non-unitized | 1090054 | KY | 0 | 0 | 0
E364.00-Poles, Towers, and Fixtures | 2008-05-01 | Non-unitized | 1145694 | KY | 0 | 0 | 0 | 0
E364.00-Poles, Towers, and Fixtures | 2008-05-01 | Non-unitized | 1176925 | KY | 0 | 0 | 0 | 0
E364.00-Poles, Towers, and Fixtures | 2008-05-01 | Non-unitized | 1150479 | KY | 0 | 0 | 0 | 0
E364.00-Poles, Towers, and Fixtures | 2008-05-01 | Non-unitized | 119 E WATER STREET 41041 | KY | 0 | 0 | 0 | 0
E364.00-Poles, Towers, and Fixtures | 2008-05-01 | Non-unitized | 210 MATILDA STREET 41006 | KY | 0 | 0 | 0 | 0
E364.00-Poles, Towers, and Fixtures | 2008-05-01 | Non-unitized | 5001 MOUNT HOREB PIKE | KY | 0 | 0 | 0 | 0
E364.00-Poles, Towers, and Fixtures | 2008-05-01 | Non-unitized | 101 E REYNOLDS RD 40517 | KY | 0 | 0 | 0 | 0
E364.00-Poles, Towers, and Fixtures | 2008-05-01 | Non-unitized | 1182624 | KY | 0 | 0 | 0
E364.00-Poles, Towers, and Fixtures | 2008-05-01 | Non-unitized | 1792 OWENSBORO RD 42754 | KY | 0 | 0 | 0
E364.00-Poles, Towers, and Fixtures | 2008-05-01 | Non-unitized | HYATTS STORE RD | KY | 0 | 0 | 0
E364.00-Poles, Towers, and Fixtures | 2008-05-01 | Non-unitized | HWY 150 ST | KY | 0 | 0 | 0
E364.00-Poles, Towers, and Fixtures | 2008-05-01 | Non-unitized | 1236385 | KY | 0 | 0 | 0
E364.00-Poles, Towers, and Fixtures | 2008-05-01 | Non-unitized | 1435635 | KY | 0 | 0 | 0
E364.00-Poles, Towers, and Fixtures | 2008-05-01 | Non-unitized | 8989 ROCKWELL RD | KY | 0 | 0 | 0
E364.00-Poles, Towers, and Fixtures | 2008-05-01 | Non-unitized | RIDGE RD 42350 | KY | 0 | 0 | 0
E364.00-Poles, Towers, and Fixtures | 2008-05-01 | Non-unitized | 1328075 | KY | 0 | 0 | 0
E364.00-Poles, Towers, and Fixtures | 2008-05-01 | Non-unitized | 1138534 | KY | 0 | 0 | 0
E364.00-Poles, Towers, and Fixtures | 2008-05-01 | Non-unitized | MACKVILLE | KY | 0 | 0 | 0
E364.00-Poles, Towers, and Fixtures | 2008-05-01 | Non-unitized | 1214964 | KY | 0 | 0 | 0
E364.00-Poles, Towers, and Fixtures | 2008-05-01 | Non-unitized | 1234754 | KY | 0 | 0 | 0
E364.00-Poles, Towers, and Fixtures | 2008-05-01 | Non-unitized | 602 W MAIN STREET 42754 | KY | 0 | 0 | 0
E364.00-Poles, Towers, and Fixtures | 2008-05-01 | Non-unitized | 1150965 | KY | 0 | 0 | 0
E364.00-Poles, Towers, and Fixtures | 2008-05-01 | Non-unitized | 11544 US HWY 60 | KY | 0 | 0 | 0
E364.00-Poles, Towers, and Fixtures | 2008-05-01 | Non-unitized | 1187327 | KY | 0 | 0 | 0 | 0
E364.00-Poles, Towers, and Fixtures | 2008-05-01 | Non-unitized | 1337908 | KY | 0 | 0 | 0
E364.00-Poles, Towers, and Fixtures | 2008-05-01 | Non-unitized | 300 WESTERN AVE 42776 | KY | 0 | 0 | 0
E364.00-Poles, Towers, and Fixtures | 2008-05-01 | Non-unitized | 573 LUZERNE DEPOY RD 42345 | KY | 0 | 0 | 0
E364.00-Poles, Towers, and Fixtures | 2008-05-01 | Non-unitized | 800 HWY 68 40311 | KY | 0 | 0 | 0 | 0
E364.00-Poles, Towers, and Fixtures | 2008-05-01 | Non-unitized | 1309055 | KY | 0 | 0 | 0
E364.00-Poles, Towers, and Fixtures | 2008-05-01 | Non-unitized | 473B GOSHEN CHURCH RD 42320 | KY | 0 | 0 | 0
E364.00-Poles, Towers, and Fixtures | 2008-05-01 | Non-unitized | 1175606 | KY | 0 | 0 | 0
E364.00-Poles, Towers, and Fixtures | 2008-05-01 | Non-unitized | 1323125 | KY | 0 | 0 | 0
E364.00-Poles, Towers, and Fixtures | 2008-05-01 | Non-unitized | 241 COOPER LN 42320 | KY | 0 | 0 | 0
E364.00-Poles, Towers, and Fixtures | 2008-05-01 | Non-unitized | 1080075 | KY | 0 | 0 | 0
E364.00-Poles, Towers, and Fixtures | 2008-05-01 | Non-unitized | 25 HORIZON HOMES 40359 | KY | 0 | 0 | 0
E364.00-Poles, Towers, and Fixtures | 2008-08-01 | Non-unitized | KENTUCKY UTILITIES COMPANY | KY | 0 | 0 | 0
E364.00-Poles, Towers, and Fixtures | 2008-05-01 | Non-unitized | 725032 | KY | 0 | 0 | 0
E364.00-Poles, Towers, and Fixtures | 2008-05-01 | Non-unitized | 1063655 | KY | 0 | 0 | 0
E364.00-Poles, Towers, and Fixtures | 2008-05-01 | Non-unitized | SHORT ST 42031 | KY | 0 | 0 | 0
E364.00-Poles, Towers, and Fixtures | 2008-05-01 | Non-unitized | CLEATON CUTOFF RD | KY | 0 | 0 | 0
E364.00-Poles, Towers, and Fixtures | 2008-05-01 | Non-unitized | 1410324 | KY | 0 | 0 | 0
E364.00-Poles, Towers, and Fixtures | 2008-07-01 | Non-unitized | TRBORD315-TROUBLE ORDERS 315 | KY | 0 | 0 | 0
E364.00-Poles, Towers, and Fixtures | 2008-05-01 | Non-unitized | MAIN ST 42372 | KY | 0 | 0 | 0
E364.00-Poles, Towers, and Fixtures | 2008-05-01 | Non-unitized | 617 PREACHER KING RD GARAGE 42330 | KY | 0 | 0 | 0
E364.00-Poles, Towers, and Fixtures | 2008-05-01 | Non-unitized | 1356266 | KY | 0 | 0 | 0
E364.00-Poles, Towers, and Fixtures | 2008-05-01 | Non-unitized | 101 MAGNET DRIVE 42701 | KY | 0 | 0 | 0
E364.00-Poles, Towers, and Fixtures | 1958-12-31 | POLE WOOD 25 FT (DIST) | GUY | KY | 0 | 0 | 0
E364.00-Poles, Towers, and Fixtures | 2003-05-31 | POLE WOOD 40 FT (DIST) | ARM WOOD 10 FT AND UNDER (TRANS) | KY | 0 | 0 | 0
E364.00-Poles, Towers, and Fixtures | 2001-02-28 | POLE WOOD 40 FT (DIST) | ARM WOOD 10 FT AND UNDER (TRANS) | KY | 0 | 0 | 0
E364.00-Poles, Towers, and Fixtures | 2008-10-31 | POLE WOOD 35 FT (DIST) | POLE WOOD 35 FT (00005) | KY | 28 | 26513.72 | 946.9186 | 0
E364.00-Poles, Towers, and Fixtures | 1960-12-31 | POLE WOOD 25 FT (DIST) | POLE WOOD 25 FT (DIST) | KY | 10 | 1019.8 | 101.98
E364.00-Poles, Towers, and Fixtures | 1946-12-31 | POLE WOOD 25 FT (DIST) | POLE WOOD 25 FT (DIST) | KY | 41 | 2967.6 | 72.3805
E364.00-Poles, Towers, and Fixtures | 1949-12-31 | POLE WOOD 25 FT (DIST) | POLE WOOD 25 FT (DIST) | KY | 8 | 3447.67 | 430.9588
E364.00-Poles, Towers, and Fixtures | 1960-01-01 | PLATFORMS NEW (05491) | PLATFORMS NEW (05491) | KY | 5 | 1273.55 | 254.71 | 0
E364.00-Poles, Towers, and Fixtures | 1967-01-01 | PLATFORMS NEW (05491) | PLATFORMS NEW (05491) | KY | 7 | 1818.19 | 259.7414
E364.00-Poles, Towers, and Fixtures | 1998-12-31 | POLE WOOD 20 FT (DIST) | POLE WOOD 20 FT (DIST) | KY | 3 | 5124.42 | 1708.14
E364.00-Poles, Towers, and Fixtures | 2002-09-30 | CROSS ARMS | CROSS ARMS (07362) | KY | 10 | 6865.92 | 686.592
E364.00-Poles, Towers, and Fixtures | 1981-12-31 | CROSS ARMS | CROSS ARMS (07362) | KY | 62 | 15015.76 | 242.1897 | 0
E364.00-Poles, Towers, and Fixtures | 1973-12-31 | CROSS ARMS | CROSS ARMS (07362) | KY | 220 | 8509.62 | 38.6801 | 0
E364.00-Poles, Towers, and Fixtures | 1972-12-31 | CROSS ARMS | CROSS ARMS (07362) | KY | 52 | 1505.52 | 28.9523
E364.00-Poles, Towers, and Fixtures | 1971-12-31 | CROSS ARMS | CROSS ARMS (07362) | KY | 81 | 3974.6 | 49.0691 | 0
E364.00-Poles, Towers, and Fixtures | 2008-05-01 | Non-unitized | BUTLER ROAD 42749 | KY | 0 | 0 | 0
E364.00-Poles, Towers, and Fixtures | 1962-12-31 | POLE WOOD 60 FT (DIST) | POLE WOOD 40 FT | KY | 40 | 3543.86 | 88.5965 | 0
E364.00-Poles, Towers, and Fixtures | 1961-12-31 | POLE WOOD 60 FT (DIST) | POLE WOOD 40 FT | KY | 26 | 4152.01 | 159.6927 | 0
E364.00-Poles, Towers, and Fixtures | 1957-12-31 | POLE WOOD 60 FT (DIST) | POLE WOOD 40 FT | KY | 18 | 1444.57 | 80.2539 | 0
E364.00-Poles, Towers, and Fixtures | 1970-12-31 | CROSS ARMS | CROSS ARMS (07362) | KY | 117 | 4029.53 | 34.4404 | 0
E364.00-Poles, Towers, and Fixtures | 2008-11-30 | GUY | GUY (00070) | KY | 85 | 9160.93 | 107.7756 | 0
E364.00-Poles, Towers, and Fixtures | 1995-12-31 | POLE WOOD 20 FT (DIST) | POLE WOOD 20 FT (DIST) | KY | 1 | 1146.01 | 1146.01
E364.00-Poles, Towers, and Fixtures | 1979-12-31 | POLE WOOD 20 FT (DIST) | POLE WOOD 20 FT (DIST) | KY | 11 | 17209.74 | 1564.5218
E364.00-Poles, Towers, and Fixtures | 1965-12-31 | CROSS ARMS | CROSS ARMS (07362) | KY | 90 | 4017.64 | 44.6404 | 0
E364.00-Poles, Towers, and Fixtures | 1980-12-31 | CROSS ARMS | CROSS ARMS (07362) | KY | 113 | 33600.04 | 297.3455
E364.00-Poles, Towers, and Fixtures | 2008-11-30 | POLE WOOD 30 FT (DIST) | POLE WOOD 30 FT (00004) | KY | 24 | 28273.25 | 1178.0521
E364.00-Poles, Towers, and Fixtures | 1983-12-31 | POLE WOOD 60 FT (DIST) | POLE WOOD 45 FT | KY | 5 | 2321.72 | 464.344 | 0
E364.00-Poles, Towers, and Fixtures | 1981-12-31 | POLE WOOD 60 FT (DIST) | POLE WOOD 45 FT | KY | 0 | 0 | 0 | 0
E364.00-Poles, Towers, and Fixtures | 1959-12-31 | POLE WOOD 60 FT (DIST) | POLE WOOD 45 FT | KY | 18 | 1865.45 | 103.6361 | 0
E364.00-Poles, Towers, and Fixtures | 1958-12-31 | CROSS ARMS | GUY | KY | 0 | 0 | 0
E364.00-Poles, Towers, and Fixtures | 1958-12-31 | CROSS ARMS | CROSS ARMS (07362) | KY | 222 | 3853.93 | 17.36 | 0
E364.00-Poles, Towers, and Fixtures | 1983-12-31 | POLE WOOD 20 FT (DIST) | POLE WOOD 20 FT (DIST) | KY | 19 | 13457.49 | 708.2889
E364.00-Poles, Towers, and Fixtures | 1995-12-31 | POLE WOOD 60 FT (DIST) | POLE WOOD 50 FT | KY | 8 | 6681.08 | 835.135
E364.00-Poles, Towers, and Fixtures | 1994-12-31 | POLE WOOD 60 FT (DIST) | POLE WOOD 50 FT | KY | 4 | 3908.11 | 977.0275
E364.00-Poles, Towers, and Fixtures | 1979-12-31 | POLE WOOD 60 FT (DIST) | POLE WOOD 50 FT | KY | 3 | 992.66 | 330.8867
E364.00-Poles, Towers, and Fixtures | 2008-05-01 | Non-unitized | 424 W SECOND ST 40468 | KY | 0 | 0 | 0
E364.00-Poles, Towers, and Fixtures | 1960-12-31 | POLE WOOD 60 FT (DIST) | POLE WOOD 50 FT | KY | 4 | 466.5 | 116.625
E364.00-Poles, Towers, and Fixtures | 1956-12-31 | POLE WOOD 60 FT (DIST) | POLE WOOD 50 FT | KY | 12 | 1163.95 | 96.9958 | 0
E364.00-Poles, Towers, and Fixtures | 2008-05-01 | Non-unitized | 1785 LOUISVILLE RD 40330 | KY | 0 | 0 | 0
E364.00-Poles, Towers, and Fixtures | 2006-01-01 | PLATFORMS NEW (05491) | PLATFORMS NEW (05491) | KY | 1 | 11280.11 | 11280.11
E364.00-Poles, Towers, and Fixtures | 2008-05-01 | Non-unitized | 8535 WOODVILLE RD | KY | 0 | 0 | 0
E364.00-Poles, Towers, and Fixtures | 1995-12-31 | POLE WOOD 60 FT (DIST) | POLE WOOD 55 FT | KY | 6 | 4483.63 | 747.2717
E364.00-Poles, Towers, and Fixtures | 1979-12-31 | POLE WOOD 60 FT (DIST) | POLE WOOD 55 FT | KY | 6 | 2308.97 | 384.8283
E364.00-Poles, Towers, and Fixtures | 1987-12-31 | POLE WOOD 25 FT (DIST) | ARM WOOD 10 FT AND UNDER (TRANS) | KY | 0 | 0 | 0
E364.00-Poles, Towers, and Fixtures | 1956-12-31 | POLE WOOD 25 FT (DIST) | ARM WOOD 10 FT AND UNDER (TRANS) | KY | 0 | 0 | 0
E364.00-Poles, Towers, and Fixtures | 1985-12-31 | CROSS ARMS | CROSS ARMS (07362) | KY | 25 | 4608.73 | 184.3492
E364.00-Poles, Towers, and Fixtures | 1987-12-31 | POLE WOOD 25 FT (DIST) | GUY | KY | 0 | 0 | 0
E364.00-Poles, Towers, and Fixtures | 1959-12-31 | CROSS ARMS | CROSS ARMS (07362) | KY | 114 | 2632.34 | 23.0907 | 0
E364.00-Poles, Towers, and Fixtures | 1951-12-31 | POLE WOOD 60 FT (DIST) | POLE WOOD 55 FT | KY | 9 | 1378.87 | 153.2078 | 0
E364.00-Poles, Towers, and Fixtures | 1948-12-31 | POLE WOOD 60 FT (DIST) | POLE WOOD 60 FT | KY | 40 | 5854.28 | 146.357 | 0
E364.00-Poles, Towers, and Fixtures | 1982-12-31 | POLE WOOD 60 FT (DIST) | POLE WOOD 60 FT | KY | 5 | 3714.26 | 742.852
E364.00-Poles, Towers, and Fixtures | 1992-12-31 | POLE WOOD 25 FT (DIST) | POLE WOOD 25 FT (DIST) | KY | 1 | 291.65 | 291.65
E364.00-Poles, Towers, and Fixtures | 1977-12-31 | POLE WOOD 60 FT (DIST) | POLE WOOD 60 FT | KY | 5 | 2314.04 | 462.808
E364.00-Poles, Towers, and Fixtures | 2008-05-01 | Non-unitized | 1210750 | KY | 0 | 0 | 0
E364.00-Poles, Towers, and Fixtures | 2008-05-01 | Non-unitized | STATE HWY 295 42 | KY | 0 | 0 | 0
E364.00-Poles, Towers, and Fixtures | 1966-12-31 | POLE WOOD 60 FT (DIST) | POLE WOOD 65 FT | KY | 9 | 2420.82 | 268.98
E364.00-Poles, Towers, and Fixtures | 1986-12-31 | POLE WOOD 60 FT (DIST) | POLE WOOD 70 FT | KY | 0 | 0 | 0 | 0
E364.00-Poles, Towers, and Fixtures | 1976-12-31 | POLE WOOD 60 FT (DIST) | POLE WOOD 70 FT | KY | 2 | 1567.82 | 783.91
E364.00-Poles, Towers, and Fixtures | 1971-12-31 | POLE WOOD 60 FT (DIST) | POLE WOOD 70 FT | KY | 4 | 1734.73 | 433.6825
E364.00-Poles, Towers, and Fixtures | 1952-12-31 | POLE WOOD 25 FT (DIST) | ARM WOOD 10 FT AND UNDER (TRANS) | KY | 0 | 0 | 0
E364.00-Poles, Towers, and Fixtures | 1951-12-31 | POLE WOOD 25 FT (DIST) | ARM WOOD 10 FT AND UNDER (TRANS) | KY | 0 | 0 | 0
E364.00-Poles, Towers, and Fixtures | 2008-05-01 | Non-unitized | 1239384 | KY | 0 | 0 | 0
E364.00-Poles, Towers, and Fixtures | 2008-10-01 | Non-unitized | 1577966 | KY | 0 | 0 | 0
E364.00-Poles, Towers, and Fixtures | 1998-09-30 | POLE WOOD 25 FT (DIST) | POLE WOOD 25 FT (DIST) | KY | 4 | 6111.81 | 1527.9525
E364.00-Poles, Towers, and Fixtures | 2008-05-01 | Non-unitized | 1399856 | KY | 0 | 0 | 0
E364.00-Poles, Towers, and Fixtures | 2008-05-01 | Non-unitized | 1063854 | KY | 0 | 0 | 0
E364.00-Poles, Towers, and Fixtures | 2008-10-01 | Non-unitized | 1667344 | KY | 0 | 0 | 0
E364.00-Poles, Towers, and Fixtures | 2008-12-31 | POLE WOOD 50 FT (DIST) | POLE WOOD 50 FT (00008) | KY | 27 | 64493.34 | 2388.6422 | 0
E364.00-Poles, Towers, and Fixtures | 2008-10-01 | Non-unitized | 1505034 | KY | 0 | 0 | 0
E364.00-Poles, Towers, and Fixtures | 2008-10-01 | Non-unitized | 1677779 | KY | 0 | 0 | 0
E364.00-Poles, Towers, and Fixtures | 2008-05-01 | Non-unitized | 300 RAILROAD LN 40370 | KY | 0 | 0 | 0
E364.00-Poles, Towers, and Fixtures | 2008-10-01 | Non-unitized | 556311 | KY | 0 | 0 | 0
E364.00-Poles, Towers, and Fixtures | 2008-10-01 | Non-unitized | ZESTA PL | KY | 0 | 0 | 0
E364.00-Poles, Towers, and Fixtures | 2008-10-01 | Non-unitized | 1601786 | KY | 0 | 0 | 0
E364.00-Poles, Towers, and Fixtures | 2008-10-01 | Non-unitized | 1682028 | KY | 0 | 0 | 0
E364.00-Poles, Towers, and Fixtures | 2008-10-01 | Non-unitized | 1562675 | KY | 0 | 0 | 0
E364.00-Poles, Towers, and Fixtures | 2008-10-01 | Non-unitized | 918707 | KY | 0 | 0 | 0
E364.00-Poles, Towers, and Fixtures | 2008-10-01 | Non-unitized | 1325924 | KY | 0 | 0 | 0
E364.00-Poles, Towers, and Fixtures | 2008-10-01 | Non-unitized | 1598416 | KY | 0 | 0 | 0
E364.00-Poles, Towers, and Fixtures | 1984-12-31 | POLE WOOD 60 FT (DIST) | POLE WOOD 40 FT | KY | 8 | 3007.39 | 375.9237
E364.00-Poles, Towers, and Fixtures | 2008-10-01 | Non-unitized | 579900 | KY | 0 | 0 | 0
E364.00-Poles, Towers, and Fixtures | 2008-10-01 | Non-unitized | 1318054 | KY | 0 | 0 | 0
E364.00-Poles, Towers, and Fixtures | 2008-10-01 | Non-unitized | 1451209 | KY | 0 | 0 | 0
E364.00-Poles, Towers, and Fixtures | 2008-10-01 | Non-unitized | 1451225 | KY | 0 | 0 | 0
E364.00-Poles, Towers, and Fixtures | 2008-10-01 | Non-unitized | ALLEY OFF 5TH STREET NEAR MAIN ST | KY | 0 | 0 | 0
E364.00-Poles, Towers, and Fixtures | 2008-10-01 | Non-unitized | 512 SAFFEL ST 40342 | KY | 0 | 0 | 0
E364.00-Poles, Towers, and Fixtures | 2008-08-01 | Non-unitized | 1304435 | KY | 0 | 0 | 0
E364.00-Poles, Towers, and Fixtures | 2008-07-01 | Non-unitized | RDPOLD315-REP/REPL DEF POL'S 315 | KY | 0 | 0 | 0
E364.00-Poles, Towers, and Fixtures | 2008-10-01 | Non-unitized | 1483578 | KY | 0 | 0 | 0
E364.00-Poles, Towers, and Fixtures | 2008-10-01 | Non-unitized | 1630255 | KY | 0 | 0 | 0
E364.00-Poles, Towers, and Fixtures | 2008-10-01 | Non-unitized | 1636007 | KY | 0 | 0 | 0
E364.00-Poles, Towers, and Fixtures | 2008-10-01 | Non-unitized | 1587516 | KY | 0 | 0 | 0
E364.00-Poles, Towers, and Fixtures | 2008-10-01 | Non-unitized | 1665695 | KY | 0 | 0 | 0
E364.00-Poles, Towers, and Fixtures | 2008-10-01 | Non-unitized | 1489066 | KY | 0 | 0 | 0
E364.00-Poles, Towers, and Fixtures | 2008-10-01 | Non-unitized | 635 HOLY CROSS RD 40037 | KY | 0 | 0 | 0
E364.00-Poles, Towers, and Fixtures | 2008-10-01 | Non-unitized | 816475 | KY | 0 | 0 | 0
E364.00-Poles, Towers, and Fixtures | 2008-10-01 | Non-unitized | 1601654 | KY | 0 | 0 | 0
E364.00-Poles, Towers, and Fixtures | 2008-10-01 | Non-unitized | 1658945 | KY | 0 | 0 | 0
E364.00-Poles, Towers, and Fixtures | 2008-10-01 | Non-unitized | 1310115 | KY | 0 | 0 | 0 | 0
E364.00-Poles, Towers, and Fixtures | 2008-10-01 | Non-unitized | 1613142 | KY | 0 | 0 | 0
E364.00-Poles, Towers, and Fixtures | 2008-10-01 | Non-unitized | NEWTOWN PIKE | KY | 0 | 0 | 0
E364.00-Poles, Towers, and Fixtures | 1968-12-31 | POLE WOOD 60 FT (DIST) | ARM STEEL 10 FT AND OVER | KY | 0 | 0 | 0
E364.00-Poles, Towers, and Fixtures | 2008-10-01 | Non-unitized | 1633647 | KY | 0 | 0 | 0
E364.00-Poles, Towers, and Fixtures | 2008-10-01 | Non-unitized | 1526345 | KY | 0 | 0 | 0
E364.00-Poles, Towers, and Fixtures | 2008-10-01 | Non-unitized | 1586746 | KY | 0 | 0 | 0 | 0
E364.00-Poles, Towers, and Fixtures | 2008-10-01 | Non-unitized | 650 KENDALL SPRINGS ROAD | KY | 0 | 0 | 0
E364.00-Poles, Towers, and Fixtures | 2008-10-01 | Non-unitized | 1567654 | KY | 0 | 0 | 0
E364.00-Poles, Towers, and Fixtures | 2008-10-01 | Non-unitized | 1554836 | KY | 0 | 0 | 0
E364.00-Poles, Towers, and Fixtures | 2008-10-01 | Non-unitized | HWY 25E | KY | 0 | 0 | 0 | 0
E364.00-Poles, Towers, and Fixtures | 2008-10-01 | Non-unitized | 1634946 | KY | 0 | 0 | 0 | 0
E364.00-Poles, Towers, and Fixtures | 1983-12-31 | POLE WOOD 60 FT (DIST) | ARM WOOD 10 FT AND UNDER (TRANS) | KY | 0 | 0 | 0
E364.00-Poles, Towers, and Fixtures | 2008-10-01 | Non-unitized | 1292345 | KY | 0 | 0 | 0
E364.00-Poles, Towers, and Fixtures | 2008-10-01 | Non-unitized | 1451205 | KY | 0 | 0 | 0
E364.00-Poles, Towers, and Fixtures | 1985-01-01 | PAD / MAT | MP1985 Poles, Towers, and Fixtures | KY | 0 | 0 | 0
E364.00-Poles, Towers, and Fixtures | 2008-10-01 | Non-unitized | 1607986 | KY | 0 | 0 | 0
E364.00-Poles, Towers, and Fixtures | 1987-12-31 | POLE WOOD 60 FT (DIST) | ARM WOOD OVER 10 FT (TRANS) | KY | 0 | 0 | 0
E364.00-Poles, Towers, and Fixtures | 1981-12-31 | POLE WOOD 60 FT (DIST) | ARM WOOD OVER 10 FT (TRANS) | KY | 0 | 0 | 0
E364.00-Poles, Towers, and Fixtures | 1978-12-31 | POLE WOOD 60 FT (DIST) | ARM WOOD OVER 10 FT (TRANS) | KY | 0 | 0 | 0
E364.00-Poles, Towers, and Fixtures | 1967-12-31 | POLE WOOD 60 FT (DIST) | ARM WOOD OVER 10 FT (TRANS) | KY | 0 | 0 | 0
E364.00-Poles, Towers, and Fixtures | 2008-10-01 | Non-unitized | 1569123 | KY | 0 | 0 | 0
E364.00-Poles, Towers, and Fixtures | 2008-10-01 | Non-unitized | 1554425 | KY | 0 | 0 | 0
E364.00-Poles, Towers, and Fixtures | 1983-12-31 | POLE WOOD 60 FT (DIST) | GUY | KY | 0 | 0 | 0
E364.00-Poles, Towers, and Fixtures | 1970-12-31 | POLE WOOD 60 FT (DIST) | GUY | KY | 0 | 0 | 0
E364.00-Poles, Towers, and Fixtures | 1954-12-31 | POLE WOOD 60 FT (DIST) | GUY | KY | 0 | 0 | 0
E364.00-Poles, Towers, and Fixtures | 2008-10-01 | Non-unitized | 1454495 | KY | 0 | 0 | 0
E364.00-Poles, Towers, and Fixtures | 2008-10-01 | Non-unitized | 1559564 | KY | 0 | 0 | 0
E364.00-Poles, Towers, and Fixtures | 1946-12-31 | POLE WOOD 60 FT (DIST) | POLE WOOD 60 FT | KY | 0 | 0 | 0 | 0
E364.00-Poles, Towers, and Fixtures | 1954-12-31 | POLE WOOD 20 FT (DIST) | ARM STEEL UNDER 10 FT | KY | 0 | 0 | 0
E364.00-Poles, Towers, and Fixtures | 2008-10-01 | Non-unitized | 1475 HWY 467 4 | KY | 0 | 0 | 0
E364.00-Poles, Towers, and Fixtures | 2008-10-01 | Non-unitized | 801 PALLET MILL RD | KY | 0 | 0 | 0
E364.00-Poles, Towers, and Fixtures | 2008-10-01 | Non-unitized | 1675735 | KY | 0 | 0 | 0
E364.00-Poles, Towers, and Fixtures | 2008-10-01 | Non-unitized | 1658147 | KY | 0 | 0 | 0
E364.00-Poles, Towers, and Fixtures | 1993-12-31 | POLE WOOD 20 FT (DIST) | ARM WOOD 10 FT AND UNDER (TRANS) | KY | 0 | 0 | 0
E364.00-Poles, Towers, and Fixtures | 1974-12-31 | POLE WOOD 20 FT (DIST) | ARM WOOD 10 FT AND UNDER (TRANS) | KY | 0 | 0 | 0
E364.00-Poles, Towers, and Fixtures | 2008-10-01 | Non-unitized | 1634244 | KY | 0 | 0 | 0
E364.00-Poles, Towers, and Fixtures | 2008-10-01 | Non-unitized | 1584455 | KY | 0 | 0 | 0
E364.00-Poles, Towers, and Fixtures | 2008-10-01 | Non-unitized | 1643745 | KY | 0 | 0 | 0 | 0
E364.00-Poles, Towers, and Fixtures | 2008-10-01 | Non-unitized | 1278334 | KY | 0 | 0 | 0
E364.00-Poles, Towers, and Fixtures | 2008-10-01 | Non-unitized | 1313727 | KY | 0 | 0 | 0 | 0
E364.00-Poles, Towers, and Fixtures | 1977-12-31 | POLE WOOD 60 FT (DIST) | POLE WOOD 35 FT | KY | 1 | 131.31 | 131.31
E364.00-Poles, Towers, and Fixtures | 1990-12-31 | POLE WOOD 20 FT (DIST) | GUY | KY | 0 | 0 | 0
E364.00-Poles, Towers, and Fixtures | 1974-12-31 | POLE WOOD 20 FT (DIST) | GUY | KY | 0 | 0 | 0
E364.00-Poles, Towers, and Fixtures | 2008-05-01 | Non-unitized | 1474097 | KY | 0 | 0 | 0
E364.00-Poles, Towers, and Fixtures | 2008-05-01 | Non-unitized | 1216024 | KY | 0 | 0 | 0 | 0
E364.00-Poles, Towers, and Fixtures | 2008-05-01 | Non-unitized | 695 RADIO STATION RD | KY | 0 | 0 | 0 | 0
E364.00-Poles, Towers, and Fixtures | 2008-05-01 | Non-unitized | 125 SPRING ST 42374 | KY | 0 | 0 | 0
E364.00-Poles, Towers, and Fixtures | 2008-05-01 | Non-unitized | 1023 GENERAL CABLE DR | KY | 0 | 0 | 0
E364.00-Poles, Towers, and Fixtures | 2008-05-01 | Non-unitized | 19063 MARION RD 42411 | KY | 0 | 0 | 0
E364.00-Poles, Towers, and Fixtures | 2008-05-01 | Non-unitized | 1366117 | KY | 0 | 0 | 0
E364.00-Poles, Towers, and Fixtures | 2008-05-01 | Non-unitized | 411 CAMPBELLSVILLE | KY | 0 | 0 | 0
E364.00-Poles, Towers, and Fixtures | 2008-05-01 | Non-unitized | 4075 VERN DRIVE | KY | 0 | 0 | 0
E364.00-Poles, Towers, and Fixtures | 2008-05-01 | Non-unitized | HIGHLAND AVE | KY | 0 | 0 | 0
E364.00-Poles, Towers, and Fixtures | 2008-05-01 | Non-unitized | 1325824 | KY | 0 | 0 | 0
E364.00-Poles, Towers, and Fixtures | 2008-05-01 | Non-unitized | 2731 FRIENDSHIP RD 42345 | KY | 0 | 0 | 0
E364.00-Poles, Towers, and Fixtures | 2008-05-01 | Non-unitized | 319 E MAIN ST 40353 | KY | 0 | 0 | 0 | 0
E364.00-Poles, Towers, and Fixtures | 2008-05-01 | Non-unitized | 307 HOPSON AVE | KY | 0 | 0 | 0
E364.00-Poles, Towers, and Fixtures | 2008-05-01 | Non-unitized | KENTUCKY HOLLOW RD | KY | 0 | 0 | 0
E364.00-Poles, Towers, and Fixtures | 2008-05-01 | Non-unitized | 1379765 | KY | 0 | 0 | 0
E364.00-Poles, Towers, and Fixtures | 2008-05-01 | Non-unitized | 1067965 | KY | 0 | 0 | 0
E364.00-Poles, Towers, and Fixtures | 2008-07-01 | Non-unitized | 1344966 | KY | 0 | 0 | 0
E364.00-Poles, Towers, and Fixtures | 2008-05-01 | Non-unitized | HUDSON PARK DR | KY | 0 | 0 | 0
E364.00-Poles, Towers, and Fixtures | 2008-05-01 | Non-unitized | 75 DAY LN | KY | 0 | 0 | 0
E364.00-Poles, Towers, and Fixtures | 2008-05-01 | Non-unitized | RED DOG LANE | KY | 0 | 0 | 0
E364.00-Poles, Towers, and Fixtures | 2008-05-01 | Non-unitized | 123 BARNES ST | KY | 0 | 0 | 0
E364.00-Poles, Towers, and Fixtures | 2008-05-01 | Non-unitized | 1362804 | KY | 0 | 0 | 0
E364.00-Poles, Towers, and Fixtures | 2008-05-01 | Non-unitized | 3645 N US 25 | KY | 0 | 0 | 0
E364.00-Poles, Towers, and Fixtures | 2008-05-01 | Non-unitized | GRABRUCK ST | KY | 0 | 0 | 0 | 0
E364.00-Poles, Towers, and Fixtures | 2008-05-01 | Non-unitized | 1237484 | KY | 0 | 0 | 0
E364.00-Poles, Towers, and Fixtures | 2008-05-01 | Non-unitized | 2520 S HIGHWAY 27 42501 | KY | 0 | 0 | 0 | 0
E364.00-Poles, Towers, and Fixtures | 2008-05-01 | Non-unitized | 663 MAIN ST 42765 | KY | 0 | 0 | 0
E364.00-Poles, Towers, and Fixtures | 2008-07-01 | Non-unitized | 1498925 | KY | 0 | 0 | 0
E364.00-Poles, Towers, and Fixtures | 2008-05-01 | Non-unitized | CEMETERY HOLLOW RD | KY | 0 | 0 | 0
E364.00-Poles, Towers, and Fixtures | 2008-07-01 | Non-unitized | N MAIN ST 40051 | KY | 0 | 0 | 0
E364.00-Poles, Towers, and Fixtures | 2008-05-01 | Non-unitized | 401 W RESERVOIR AVE | KY | 0 | 0 | 0
E364.00-Poles, Towers, and Fixtures | 2008-05-01 | Non-unitized | 2658 OLD NORTONVILLE-WHITE PLAINS RD | KY | 0 | 0 | 0
E364.00-Poles, Towers, and Fixtures | 2008-05-01 | Non-unitized | OLD FRANKFORT PIKE 40510 | KY | 0 | 0 | 0
E364.00-Poles, Towers, and Fixtures | 2008-05-01 | Non-unitized | KELLER WAITS LANE | KY | 0 | 0 | 0
E364.00-Poles, Towers, and Fixtures | 2008-05-01 | Non-unitized | 2188 MIDLAND TR TSE 40065 | KY | 0 | 0 | 0 | 0
E364.00-Poles, Towers, and Fixtures | 2008-05-01 | Non-unitized | 1219804 | KY | 0 | 0 | 0
E364.00-Poles, Towers, and Fixtures | 2008-05-01 | Non-unitized | 350 OLD MONTICELLO | KY | 0 | 0 | 0
E364.00-Poles, Towers, and Fixtures | 2008-05-01 | Non-unitized | 1306636 | KY | 0 | 0 | 0
E364.00-Poles, Towers, and Fixtures | 2008-05-01 | Non-unitized | 425 BETHLEHEM RD 40361 | KY | 0 | 0 | 0
E364.00-Poles, Towers, and Fixtures | 2008-05-01 | Non-unitized | 1319325 | KY | 0 | 0 | 0
E364.00-Poles, Towers, and Fixtures | 2008-05-01 | Non-unitized | 487 GLOVER DR 42420 | KY | 0 | 0 | 0
E364.00-Poles, Towers, and Fixtures | 2008-05-01 | Non-unitized | 2309 US HIGHWAY 431 S | KY | 0 | 0 | 0
E364.00-Poles, Towers, and Fixtures | 2008-05-01 | Non-unitized | MAPLEWOOD AVE | KY | 0 | 0 | 0
E364.00-Poles, Towers, and Fixtures | 2008-05-01 | Non-unitized | HIGH ST | KY | 0 | 0 | 0 | 0
E364.00-Poles, Towers, and Fixtures | 2008-05-01 | Non-unitized | 1487934 | KY | 0 | 0 | 0
E364.00-Poles, Towers, and Fixtures | 2008-05-01 | Non-unitized | 189 KENTUCKY HOLLOW RD | KY | 0 | 0 | 0
E364.00-Poles, Towers, and Fixtures | 2008-05-01 | Non-unitized | 980 BURGESS ST | KY | 0 | 0 | 0
E364.00-Poles, Towers, and Fixtures | 2009-04-01 | Non-unitized | 205 HALLIE IRVINE STREET | KY | 0 | 0 | 0
E364.00-Poles, Towers, and Fixtures | 2009-01-01 | Non-unitized | 72 KEMP | KY | 0 | 0 | 0
E364.00-Poles, Towers, and Fixtures | 2009-02-01 | CROSS ARMS | CROSS ARMS (07362) | KY | 114 | 22128.5 | 194.1096
E364.00-Poles, Towers, and Fixtures | 2009-02-01 | POLE WOOD 45 FT (DIST) | POLE WOOD 45 FT (00007) | KY | 34 | 45530.2 | 1339.1235 | 0
E364.00-Poles, Towers, and Fixtures | 2009-01-01 | Non-unitized | NBSV216OH-New Elect Serv-Ovhd-Danville | KY | 0 | 0 | 0 | 0
E364.00-Poles, Towers, and Fixtures | 2009-01-01 | Non-unitized | RDPOLE426-Repair defective poles 426 | KY | 0 | 0 | 0 | 0
E364.00-Poles, Towers, and Fixtures | 2009-04-01 | Non-unitized | 209 W DIXIE AVE. 42701 | KY | 0 | 0 | 0
E364.00-Poles, Towers, and Fixtures | 2008-05-01 | Non-unitized | 1321427 | KY | 0 | 0 | 0
E364.00-Poles, Towers, and Fixtures | 2009-12-04 | POLE WOOD 40 FT (DIST) | POLE WOOD 40 FT (00006) | KY | 41 | 72328.6 | 1764.1122
E364.00-Poles, Towers, and Fixtures | 2009-12-09 | POLE WOOD 40 FT (DIST) | POLE WOOD 40 FT (00006) | KY | 57 | -38704.08 | -679.0189 | 0
E364.00-Poles, Towers, and Fixtures | 2009-12-04 | CROSS ARMS | CROSS ARMS (07362) | KY | 72 | 17714.13 | 246.0296 | 0
E364.00-Poles, Towers, and Fixtures | 2009-11-03 | GUY | GUY (00070) | KY | 45 | 485.3 | 10.7844
E364.00-Poles, Towers, and Fixtures | 2009-10-01 | GUY | GUY (00070) | KY | 31 | 2604.86 | 84.0277
E364.00-Poles, Towers, and Fixtures | 1990-01-01 | POLE WOOD 40 FT (DIST) | POLE WOOD 40 FT (DIST) | KY | 2774 | 1675141.26 | 603.8721 | 0
E364.00-Poles, Towers, and Fixtures | 2009-04-01 | Non-unitized | 1499518 | KY | 0 | 0 | 0
E364.00-Poles, Towers, and Fixtures | 2008-09-30 | POLE WOOD 65 FT (DIST) | POLE WOOD 65 FT (00011) | KY | 4 | 2660.22 | 665.055
E364.00-Poles, Towers, and Fixtures | 2009-01-01 | Non-unitized | RDPOLE416-Pole repair/replacement 416 | KY | 0 | 0 | 0 | 0
E364.00-Poles, Towers, and Fixtures | 2009-01-01 | Non-unitized | JACK MARIE DR 40475 | KY | 0 | 0 | 0
E364.00-Poles, Towers, and Fixtures | 2009-04-01 | Non-unitized | 111 INDUSTRIAL DR 42345 | KY | 0 | 0 | 0
E364.00-Poles, Towers, and Fixtures | 2009-04-01 | Non-unitized | NICHOLASVILLE RD 40503 | KY | 0 | 0 | 0 | 0
E364.00-Poles, Towers, and Fixtures | 2008-10-01 | Non-unitized | 1620595 | KY | 0 | 0 | 0
E364.00-Poles, Towers, and Fixtures | 2009-10-14 | CROSS ARMS | CROSS ARMS (07362) | KY | 13 | 5807.76 | 446.7508
E364.00-Poles, Towers, and Fixtures | 2008-07-01 | Non-unitized | MAIN | KY | 0 | 0 | 0
E364.00-Poles, Towers, and Fixtures | 2009-12-01 | POLE WOOD 40 FT (DIST) | POLE WOOD 40 FT (00006) | KY | 294 | 712519.88 | 2423.537 | 0
E364.00-Poles, Towers, and Fixtures | 2009-07-31 | POLE WOOD 40 FT (DIST) | POLE WOOD 40 FT (00006) | KY | 16 | 21058.91 | 1316.1819
E364.00-Poles, Towers, and Fixtures | 2009-07-19 | GUY | GUY (00070) | KY | 0 | 0 | 0 | 0
E364.00-Poles, Towers, and Fixtures | 2009-01-01 | Non-unitized | RDSTLT426-REP REPL DEF ST LIGHTS 426 | KY | 0 | 0 | 0 | 0
E364.00-Poles, Towers, and Fixtures | 2009-04-01 | Non-unitized | 4227 KEARNEY RD | KY | 0 | 0 | 0
E364.00-Poles, Towers, and Fixtures | 2009-01-01 | Non-unitized | HWY 461 40456 | KY | 0 | 0 | 0
E364.00-Poles, Towers, and Fixtures | 2009-07-31 | GUY | GUY (00070) | KY | 29 | 10470.69 | 361.0583 | 0
E364.00-Poles, Towers, and Fixtures | 2009-12-08 | CROSS ARMS | CROSS ARMS (07362) | KY | 1514 | 516136.87 | 340.9094 | 0
E364.00-Poles, Towers, and Fixtures | 2008-07-01 | Non-unitized | 1317356 | KY | 0 | 0 | 0
E364.00-Poles, Towers, and Fixtures | 1968-01-01 | POLE WOOD 50 FT (DIST) | POLE WOOD 50 FT | KY | 30 | 4282.8 | 142.76 | 0
E364.00-Poles, Towers, and Fixtures | 2009-01-01 | Non-unitized | RDDD156OH-Rep Def Equip-OH-Earlington | KY | 0 | 0 | 0 | 0
E364.00-Poles, Towers, and Fixtures | 2009-01-01 | Non-unitized | STLT156-STREET LIGHTING 156 | KY | 0 | 0 | 0 | 0
E364.00-Poles, Towers, and Fixtures | 2008-10-01 | Non-unitized | 1600014 | KY | 0 | 0 | 0
E364.00-Poles, Towers, and Fixtures | 2008-05-01 | Non-unitized | SHAIN STREET 42754 | KY | 0 | 0 | 0
E364.00-Poles, Towers, and Fixtures | 1966-01-01 | POLE WOOD 45 FT (DIST) | POLE WOOD 45 FT | KY | 246 | 24689.57 | 100.3641 | 0
E364.00-Poles, Towers, and Fixtures | 1982-01-01 | POLE WOOD 45 FT (DIST) | POLE WOOD 45 FT | KY | 618 | 208465.33 | 337.3225 | 0
E364.00-Poles, Towers, and Fixtures | 2009-01-01 | Non-unitized | ECAPRR216-Instl cap/reg/recl-Danville | KY | 0 | 0 | 0 | 0
E364.00-Poles, Towers, and Fixtures | 2009-04-01 | Non-unitized | CORPORATE DR | KY | 0 | 0 | 0
E364.00-Poles, Towers, and Fixtures | 2009-04-01 | Non-unitized | 5124 SHEPHARDS LN 40515 | KY | 0 | 0 | 0
E364.00-Poles, Towers, and Fixtures | 2009-12-03 | POLE WOOD 40 FT (DIST) | POLE WOOD 40 FT (00006) | KY | 9 | 10364.41 | 1151.6011
E364.00-Poles, Towers, and Fixtures | 2009-04-01 | Non-unitized | 256 PLAZA DR 40503 | KY | 0 | 0 | 0
E364.00-Poles, Towers, and Fixtures | 2009-12-04 | POLE WOOD 35 FT (DIST) | POLE WOOD 35 FT (00005) | KY | 21 | 14655.38 | 697.8752
E364.00-Poles, Towers, and Fixtures | 2009-04-01 | Non-unitized | PATTERSON BRANCH RD | KY | 0 | 0 | 0
E364.00-Poles, Towers, and Fixtures | 2009-04-01 | Non-unitized | COLSTON LN 40601 | KY | 0 | 0 | 0
E364.00-Poles, Towers, and Fixtures | 2009-04-01 | Non-unitized | BLACKLICK BRANCH 40813 | KY | 0 | 0 | 0
E364.00-Poles, Towers, and Fixtures | 2008-05-01 | Non-unitized | 1325910 | KY | 0 | 0 | 0
E364.00-Poles, Towers, and Fixtures | 1975-01-01 | GUY | GUY | KY | 4096 | 130880.48 | 31.9532 | 0
E364.00-Poles, Towers, and Fixtures | 2009-01-01 | Non-unitized | 110 SALISBURY AVE ODL 40965 | KY | 0 | 0 | 0
E364.00-Poles, Towers, and Fixtures | 2009-11-02 | CROSS ARMS | CROSS ARMS (07362) | KY | 94 | 17871.5 | 190.1223
E364.00-Poles, Towers, and Fixtures | 2009-04-01 | Non-unitized | CLEVELAND DRIVE | KY | 0 | 0 | 0
E364.00-Poles, Towers, and Fixtures | 2009-01-01 | Non-unitized | OLD HWY 25 PAST OLD LYNN CAMP | KY | 0 | 0 | 0
E364.00-Poles, Towers, and Fixtures | 2008-05-01 | Non-unitized | 1124114 | KY | 0 | 0 | 0
E364.00-Poles, Towers, and Fixtures | 2008-08-01 | POLE WOOD 50 FT (DIST) | POLE WOOD 50 FT (00008) | KY | 11 | 11908.43 | 1082.5845 | 0
E364.00-Poles, Towers, and Fixtures | 2009-01-01 | Non-unitized | 1521 INDEPENDENCE LOOP 42354 | KY | 0 | 0 | 0
E364.00-Poles, Towers, and Fixtures | 2009-01-01 | Non-unitized | RDDD426OH-Rep Def Equip-OH-London | KY | 0 | 0 | 0 | 0
E364.00-Poles, Towers, and Fixtures | 2009-04-01 | Non-unitized | COOPER | KY | 0 | 0 | 0
E364.00-Poles, Towers, and Fixtures | 2009-04-01 | Non-unitized | 302 N HOSKINS | KY | 0 | 0 | 0 | 0
E364.00-Poles, Towers, and Fixtures | 2009-12-01 | POLE WOOD 45 FT (DIST) | POLE WOOD 45 FT (00007) | KY | 204 | 541734.87 | 2655.5631 | 0
E364.00-Poles, Towers, and Fixtures | 2009-01-01 | Non-unitized | 2975 US 460 | KY | 0 | 0 | 0
E364.00-Poles, Towers, and Fixtures | 2009-04-01 | Non-unitized | 1546 HWY #211 40371 | KY | 0 | 0 | 0
E364.00-Poles, Towers, and Fixtures | 2007-11-30 | POLE WOOD 40 FT (DIST) | POLE WOOD 40 FT (00006) | KY | 30 | 31441.15 | 1048.0383
E364.00-Poles, Towers, and Fixtures | 2009-01-01 | Non-unitized | W SHORT ST | KY | 0 | 0 | 0
E364.00-Poles, Towers, and Fixtures | 2009-01-01 | Non-unitized | SPENCER CT | KY | 0 | 0 | 0
E364.00-Poles, Towers, and Fixtures | 2009-01-01 | Non-unitized | SHARON GLASS RD | KY | 0 | 0 | 0
E364.00-Poles, Towers, and Fixtures | 2009-01-01 | Non-unitized | PLUM ST 40336 | KY | 0 | 0 | 0
E364.00-Poles, Towers, and Fixtures | 2009-01-01 | Non-unitized | 3623 STATE HWY 36 | KY | 0 | 0 | 0
E364.00-Poles, Towers, and Fixtures | 2009-01-01 | Non-unitized | SHELBY | KY | 0 | 0 | 0
E364.00-Poles, Towers, and Fixtures | 2009-01-01 | Non-unitized | 380 STEVE DR 42642 | KY | 0 | 0 | 0
E364.00-Poles, Towers, and Fixtures | 2009-01-01 | Non-unitized | E MT. VERNON | KY | 0 | 0 | 0
E364.00-Poles, Towers, and Fixtures | 2009-01-01 | Non-unitized | 7865 LEITCHFIELD ROAD 42724 | KY | 0 | 0 | 0
E364.00-Poles, Towers, and Fixtures | 2009-01-01 | Non-unitized | 1750 LAWRENCEBURG RD 40008 | KY | 0 | 0 | 0 | 0
E364.00-Poles, Towers, and Fixtures | 2009-01-01 | Non-unitized | 1714414 | KY | 0 | 0 | 0
E364.00-Poles, Towers, and Fixtures | 2009-01-01 | Non-unitized | TRBORD256-TROUBLE ORDERS 256 | KY | 0 | 0 | 0
E364.00-Poles, Towers, and Fixtures | 2009-01-01 | Non-unitized | 432 PIKE LN 40444 | KY | 0 | 0 | 0 | 0
E364.00-Poles, Towers, and Fixtures | 2009-01-01 | Non-unitized | 1115 NATIONAL TURNPIKE 42765 | KY | 0 | 0 | 0
E364.00-Poles, Towers, and Fixtures | 2009-01-01 | Non-unitized | 1805 GERALD DR | KY | 0 | 0 | 0 | 0
E364.00-Poles, Towers, and Fixtures | 2009-01-01 | Non-unitized | 48 PINE AVE GARAGE 2 40409 | KY | 0 | 0 | 0
E364.00-Poles, Towers, and Fixtures | 2009-01-01 | Non-unitized | 1675585 | KY | 0 | 0 | 0
E364.00-Poles, Towers, and Fixtures | 1952-01-01 | POLE WOOD 45 FT (DIST) | MP1952 Poles, Towers, and Fixtures | KY | 0 | 0 | 0 | 0
E364.00-Poles, Towers, and Fixtures | 1993-01-01 | POLE WOOD 45 FT (DIST) | POLE WOOD 45 FT (DIST) | KY | 1325 | 736509.52 | 555.8562 | 0
E364.00-Poles, Towers, and Fixtures | 1962-01-01 | POLE WOOD 30 FT (DIST) | POLE WOOD 30 FT | KY | 564 | 26496.81 | 46.9802 | 0
E364.00-Poles, Towers, and Fixtures | 2009-01-01 | Non-unitized | US HWY 60 42087 | KY | 0 | 0 | 0
E364.00-Poles, Towers, and Fixtures | 2008-10-01 | Non-unitized | 1615686 | KY | 0 | 0 | 0
E364.00-Poles, Towers, and Fixtures | 2008-11-01 | Non-unitized | 1115 NATIONAL TURNPIKE 42765 | KY | 0 | 0 | 0
E364.00-Poles, Towers, and Fixtures | 2008-10-01 | Non-unitized | 1660056 | KY | 0 | 0 | 0
E364.00-Poles, Towers, and Fixtures | 2008-10-01 | Non-unitized | 1388387 | KY | 0 | 0 | 0
E364.00-Poles, Towers, and Fixtures | 2008-10-01 | Non-unitized | 1619036 | KY | 0 | 0 | 0 | 0
E364.00-Poles, Towers, and Fixtures | 2008-10-01 | Non-unitized | S BROADWAY ST 40504 | KY | 0 | 0 | 0
E364.00-Poles, Towers, and Fixtures | 2008-10-01 | Non-unitized | 1662837 | KY | 0 | 0 | 0
E364.00-Poles, Towers, and Fixtures | 2008-10-01 | Non-unitized | 400 BETHLEHEM ROAD | KY | 0 | 0 | 0
E364.00-Poles, Towers, and Fixtures | 2009-05-01 | Non-unitized | 3321 BROOKSVILLE-CHATHAM RD 41004 | KY | 0 | 0 | 0
E364.00-Poles, Towers, and Fixtures | 2009-05-01 | Non-unitized | 842 E MAIN STREET | KY | 0 | 0 | 0
E364.00-Poles, Towers, and Fixtures | 2009-04-01 | Non-unitized | JOE E BARBEE | KY | 0 | 0 | 0
E364.00-Poles, Towers, and Fixtures | 2007-11-30 | POLE WOOD 30 FT (DIST) | POLE WOOD 30 FT (00004) | KY | 6 | 5480.17 | 913.3617
E364.00-Poles, Towers, and Fixtures | 2009-05-01 | Non-unitized | 1 THORNABY RIDGE WAY 40965 | KY | 0 | 0 | 0
E364.00-Poles, Towers, and Fixtures | 2008-11-01 | Non-unitized | INNOVATION DR 40511 | KY | 0 | 0 | 0
E364.00-Poles, Towers, and Fixtures | 2008-10-01 | Non-unitized | 2207 MANNINGTON LP | KY | 0 | 0 | 0
E364.00-Poles, Towers, and Fixtures | 2008-10-01 | Non-unitized | 1450414 | KY | 0 | 0 | 0
E364.00-Poles, Towers, and Fixtures | 2008-05-01 | Non-unitized | 119 W NICHOLS ST | KY | 0 | 0 | 0
E364.00-Poles, Towers, and Fixtures | 2009-05-01 | Non-unitized | 1180 Jacksontown Rd SHOP 42324 | KY | 0 | 0 | 0
E364.00-Poles, Towers, and Fixtures | 2008-11-01 | Non-unitized | STEWARTS LANE | KY | 0 | 0 | 0
E364.00-Poles, Towers, and Fixtures | 2008-05-01 | Non-unitized | 1238414 | KY | 0 | 0 | 0
E364.00-Poles, Towers, and Fixtures | 2008-10-01 | Non-unitized | 1574435 | KY | 0 | 0 | 0
E364.00-Poles, Towers, and Fixtures | 2009-05-01 | Non-unitized | HENDRICKSON | KY | 0 | 0 | 0
E364.00-Poles, Towers, and Fixtures | 2009-01-01 | Non-unitized | PARROTT | KY | 0 | 0 | 0
E364.00-Poles, Towers, and Fixtures | 2009-05-01 | Non-unitized | 1126375 | KY | 0 | 0 | 0
E364.00-Poles, Towers, and Fixtures | 2009-05-01 | Non-unitized | 1530896 | KY | 0 | 0 | 0 | 0
E364.00-Poles, Towers, and Fixtures | 2008-11-01 | Non-unitized | 415 LUZERNE DR 42345 | KY | 0 | 0 | 0
E364.00-Poles, Towers, and Fixtures | 2008-05-01 | Non-unitized | 1312335 | KY | 0 | 0 | 0
E364.00-Poles, Towers, and Fixtures | 1979-01-01 | POLE WOOD 45 FT (DIST) | POLE WOOD 45 FT | KY | 464 | 121004.24 | 260.785 | 0
E364.00-Poles, Towers, and Fixtures | 2009-05-01 | Non-unitized | 6007 HWY # 419 & HWY 11 41056 | KY | 0 | 0 | 0
E364.00-Poles, Towers, and Fixtures | 2008-11-01 | Non-unitized | 9101 NEBO RD 42441 | KY | 0 | 0 | 0
E364.00-Poles, Towers, and Fixtures | 2008-10-01 | Non-unitized | 1620325 | KY | 0 | 0 | 0
E364.00-Poles, Towers, and Fixtures | 2008-10-01 | Non-unitized | 243 HAWKINS CUMMINS | KY | 0 | 0 | 0
E364.00-Poles, Towers, and Fixtures | 2008-05-01 | Non-unitized | VOLDIE BERRY LANE | KY | 0 | 0 | 0
E364.00-Poles, Towers, and Fixtures | 2008-05-01 | Non-unitized | JOUETT CREEK DR | KY | 0 | 0 | 0 | 0
E364.00-Poles, Towers, and Fixtures | 2009-01-01 | Non-unitized | 176 KIRKWOOD RD 40372 | KY | 0 | 0 | 0
E364.00-Poles, Towers, and Fixtures | 2009-01-01 | Non-unitized | 100 S 38TH ST APT 5 40965 | KY | 0 | 0 | 0
E364.00-Poles, Towers, and Fixtures | 2009-01-01 | Non-unitized | 328 S MAIN ST GARAGE 42345 | KY | 0 | 0 | 0
E364.00-Poles, Towers, and Fixtures | 2008-05-01 | Non-unitized | 350 BURLEY AVE 40741 | KY | 0 | 0 | 0
E364.00-Poles, Towers, and Fixtures | 2009-01-01 | Non-unitized | 1607265 | KY | 0 | 0 | 0
E364.00-Poles, Towers, and Fixtures | 2009-01-01 | Non-unitized | 575 ISON LN TEMP 40330 | KY | 0 | 0 | 0
E364.00-Poles, Towers, and Fixtures | 2009-01-01 | Non-unitized | ECAPRR236-Inst cap/reg/recl-Richmond | KY | 0 | 0 | 0 | 0
E364.00-Poles, Towers, and Fixtures | 2009-01-01 | Non-unitized | 3053 BLACKFORD PKWY 40509 | KY | 0 | 0 | 0
E364.00-Poles, Towers, and Fixtures | 2009-01-01 | Non-unitized | BRANDON WAY | KY | 0 | 0 | 0
E364.00-Poles, Towers, and Fixtures | 2009-01-01 | Non-unitized | HARRODSBURG RD 40504 | KY | 0 | 0 | 0
E364.00-Poles, Towers, and Fixtures | 2009-01-01 | Non-unitized | 426 S QUEEN ST 40353 | KY | 0 | 0 | 0
E364.00-Poles, Towers, and Fixtures | 2009-01-01 | Non-unitized | 184 BROADWAY 40336 | KY | 0 | 0 | 0
E364.00-Poles, Towers, and Fixtures | 2009-01-01 | Non-unitized | GARDEN MILE RD 42420 | KY | 0 | 0 | 0
E364.00-Poles, Towers, and Fixtures | 2009-01-01 | Non-unitized | 995 KIRKSVILLE RD 40475 | KY | 0 | 0 | 0
E364.00-Poles, Towers, and Fixtures | 2009-01-01 | Non-unitized | S COLLEGE | KY | 0 | 0 | 0
E364.00-Poles, Towers, and Fixtures | 2009-11-17 | POLE WOOD 45 FT (DIST) | POLE WOOD 45 FT (00007) | KY | 49 | 73856.39 | 1507.2733 | 0
E364.00-Poles, Towers, and Fixtures | 2009-01-01 | Non-unitized | 61 BIRCH ST 42332 | KY | 0 | 0 | 0
E364.00-Poles, Towers, and Fixtures | 2009-01-01 | Non-unitized | CHAPLIN RD | KY | 0 | 0 | 0
E364.00-Poles, Towers, and Fixtures | 2009-01-01 | Non-unitized | 1611 E MT. VERON ST | KY | 0 | 0 | 0
E364.00-Poles, Towers, and Fixtures | 2009-01-01 | Non-unitized | 945 LEWIS RD | KY | 0 | 0 | 0
E364.00-Poles, Towers, and Fixtures | 2009-01-01 | Non-unitized | 29 COMMONWEALTH LANE | KY | 0 | 0 | 0
E364.00-Poles, Towers, and Fixtures | 2009-11-12 | POLE WOOD 45 FT (DIST) | POLE WOOD 45 FT (00007) | KY | 29 | 22773.4 | 785.2897 | 0
E364.00-Poles, Towers, and Fixtures | 2008-07-01 | Non-unitized | 1282885 | KY | 0 | 0 | 0
E364.00-Poles, Towers, and Fixtures | 2009-01-01 | Non-unitized | CHAMPION WAY 40324 | KY | 0 | 0 | 0
E364.00-Poles, Towers, and Fixtures | 2009-01-01 | Non-unitized | U S 25 E 40965 | KY | 0 | 0 | 0
E364.00-Poles, Towers, and Fixtures | 2009-01-01 | Non-unitized | 110 W EVERLY BROTHERS BLV 42330 | KY | 0 | 0 | 0
E364.00-Poles, Towers, and Fixtures | 2009-01-01 | Non-unitized | RT4 DELAWARE ST 42330 | KY | 0 | 0 | 0
E364.00-Poles, Towers, and Fixtures | 2008-10-01 | POLE WOOD 45 FT (DIST) | POLE WOOD 45 FT (00007) | KY | 6 | 6842.73 | 1140.455
E364.00-Poles, Towers, and Fixtures | 2009-01-01 | Non-unitized | 1825 ROCHESTER RD 42320 | KY | 0 | 0 | 0
E364.00-Poles, Towers, and Fixtures | 2009-07-31 | CROSS ARMS | CROSS ARMS (07362) | KY | 34 | 8112.9 | 238.6147
E364.00-Poles, Towers, and Fixtures | 2009-01-01 | Non-unitized | WALNUT | KY | 0 | 0 | 0
E364.00-Poles, Towers, and Fixtures | 2009-11-13 | POLE WOOD 45 FT (DIST) | POLE WOOD 45 FT (00007) | KY | 124 | 458743.46 | 3699.544 | 0
E364.00-Poles, Towers, and Fixtures | 2009-07-01 | Non-unitized | 605 S HWY 27 | KY | 0 | 0 | 0
E364.00-Poles, Towers, and Fixtures | 2009-07-01 | Non-unitized | EVANSDALE ST 40475 | KY | 0 | 0 | 0 | 0
E364.00-Poles, Towers, and Fixtures | 2009-07-01 | Non-unitized | STANFORD | KY | 0 | 0 | 0
E364.00-Poles, Towers, and Fixtures | 2009-07-01 | Non-unitized | 114 N. THIRD ST. | KY | 0 | 0 | 0
E364.00-Poles, Towers, and Fixtures | 2009-05-01 | Non-unitized | 10 E 2nd STREET 41056 | KY | 0 | 0 | 0
E364.00-Poles, Towers, and Fixtures | 2009-07-01 | Non-unitized | 522 BLUEGRASS AVE. 42749 | KY | 0 | 0 | 0 | 0
E364.00-Poles, Towers, and Fixtures | 2009-07-01 | Non-unitized | 650 Rabe Dr 41098 | KY | 0 | 0 | 0
E364.00-Poles, Towers, and Fixtures | 2009-12-16 | POLE WOOD 35 FT (DIST) | POLE WOOD 35 FT (00005) | KY | 139 | 90716.13 | 652.634
E364.00-Poles, Towers, and Fixtures | 2009-07-01 | Non-unitized | HAPPY HOLLOW RD | KY | 0 | 0 | 0
E364.00-Poles, Towers, and Fixtures | 2009-07-01 | Non-unitized | 194 TRINITY ROAD | KY | 0 | 0 | 0
E364.00-Poles, Towers, and Fixtures | 2009-11-09 | GUY | GUY (00070) | KY | 551 | 9697.81 | 17.6004 | 0
E364.00-Poles, Towers, and Fixtures | 2009-07-01 | Non-unitized | 115 HUD BLDG 3 40391 | KY | 0 | 0 | 0
E364.00-Poles, Towers, and Fixtures | 2009-07-01 | Non-unitized | 200 DITNEY HILL RD | KY | 0 | 0 | 0
E364.00-Poles, Towers, and Fixtures | 2009-08-01 | Non-unitized | 1074 OLD OAKLAND RD 41004 | KY | 0 | 0 | 0 | 0
E364.00-Poles, Towers, and Fixtures | 2009-07-01 | Non-unitized | 1350 FONTAINE RD 40502 | KY | 0 | 0 | 0
E364.00-Poles, Towers, and Fixtures | 2009-07-01 | Non-unitized | 1400 LEESTOWN RD 40511 | KY | 0 | 0 | 0
E364.00-Poles, Towers, and Fixtures | 2009-07-01 | Non-unitized | 1325 WOODLAKE RD 40601 | KY | 0 | 0 | 0
E364.00-Poles, Towers, and Fixtures | 2009-08-01 | Non-unitized | NUGGET DR | KY | 0 | 0 | 0 | 0
E364.00-Poles, Towers, and Fixtures | 2009-07-01 | Non-unitized | 898 GEORGETOWN ST 40508 | KY | 0 | 0 | 0
E364.00-Poles, Towers, and Fixtures | 2009-05-01 | Non-unitized | 545 N HWY 1223 | KY | 0 | 0 | 0
E364.00-Poles, Towers, and Fixtures | 2009-07-01 | Non-unitized | DIX DAM ROAD | KY | 0 | 0 | 0
E364.00-Poles, Towers, and Fixtures | 2009-07-01 | Non-unitized | FEGAN RIDGE ROAD 41002 | KY | 0 | 0 | 0
E364.00-Poles, Towers, and Fixtures | 2009-07-01 | Non-unitized | LOCUST | KY | 0 | 0 | 0
E364.00-Poles, Towers, and Fixtures | 2009-07-01 | Non-unitized | 610 KEAVY RD 40744 | KY | 0 | 0 | 0
E364.00-Poles, Towers, and Fixtures | 2009-07-01 | Non-unitized | HWY 431 42350 | KY | 0 | 0 | 0
E364.00-Poles, Towers, and Fixtures | 2009-08-01 | Non-unitized | 2935 LYONS STATION RD 40051 | KY | 0 | 0 | 0 | 0
E364.00-Poles, Towers, and Fixtures | 2009-07-01 | Non-unitized | 1404 HOUSTONVILLE RD | KY | 0 | 0 | 0 | 0
E364.00-Poles, Towers, and Fixtures | 2009-07-01 | Non-unitized | 430 ELI LN LN 42344 | KY | 0 | 0 | 0
E364.00-Poles, Towers, and Fixtures | 2009-07-01 | Non-unitized | GAMBREL | KY | 0 | 0 | 0 | 0
E364.00-Poles, Towers, and Fixtures | 2009-07-01 | Non-unitized | STATE ROUTE 132 W 42409 | KY | 0 | 0 | 0
E364.00-Poles, Towers, and Fixtures | 2009-08-01 | Non-unitized | BAKERS LN 42411 | KY | 0 | 0 | 0
E364.00-Poles, Towers, and Fixtures | 2009-07-01 | Non-unitized | 2741 GEORGETOWN RD 40511 | KY | 0 | 0 | 0 | 0
E364.00-Poles, Towers, and Fixtures | 2009-07-01 | Non-unitized | 1327236 | KY | 0 | 0 | 0
E364.00-Poles, Towers, and Fixtures | 2009-07-01 | Non-unitized | 204 W BROADWAY | KY | 0 | 0 | 0 | 0
E364.00-Poles, Towers, and Fixtures | 2009-08-01 | Non-unitized | 7940 HANSON RD | KY | 0 | 0 | 0 | 0
E364.00-Poles, Towers, and Fixtures | 2009-08-01 | Non-unitized | 502 ALLEN RD 42354 | KY | 0 | 0 | 0 | 0
E364.00-Poles, Towers, and Fixtures | 2009-07-01 | Non-unitized | 670 BAKER RD 42325 | KY | 0 | 0 | 0
E364.00-Poles, Towers, and Fixtures | 2009-08-01 | Non-unitized | 640 JOHNSTON RD | KY | 0 | 0 | 0 | 0
E364.00-Poles, Towers, and Fixtures | 2009-08-01 | Non-unitized | 120 S CARROLLTON ST 42330 | KY | 0 | 0 | 0
E364.00-Poles, Towers, and Fixtures | 2009-07-01 | Non-unitized | STURGIS AIRPORT RD 42459 | KY | 0 | 0 | 0
E364.00-Poles, Towers, and Fixtures | 2009-08-01 | Non-unitized | 1051 RED MILE RD 40504 | KY | 0 | 0 | 0 | 0
E364.00-Poles, Towers, and Fixtures | 2009-07-01 | Non-unitized | 9085S S US HWY 25 TSE 40701 | KY | 0 | 0 | 0
E364.00-Poles, Towers, and Fixtures | 2009-07-01 | Non-unitized | 2545 GEORGETOWN RD 40511 | KY | 0 | 0 | 0 | 0
E364.00-Poles, Towers, and Fixtures | 2009-07-01 | Non-unitized | 919 S BLUEGRASS RD TENANT 41004 | KY | 0 | 0 | 0
E364.00-Poles, Towers, and Fixtures | 2009-08-01 | Non-unitized | 4120 SHADRICK FERRY RE 40601 | KY | 0 | 0 | 0 | 0
E364.00-Poles, Towers, and Fixtures | 2009-08-01 | Non-unitized | 129 BUSH AVE | KY | 0 | 0 | 0
E364.00-Poles, Towers, and Fixtures | 2009-07-01 | Non-unitized | E MARTIN LUTHER KING | KY | 0 | 0 | 0
E364.00-Poles, Towers, and Fixtures | 2009-09-29 | BRACKET - NEUTRAL FASTENING | BRACKET - NEUTRAL FASTENING | KY | 2657 | 226635.97 | 85.2977 | 0
E364.00-Poles, Towers, and Fixtures | 2009-11-09 | POLE WOOD 45 FT (DIST) | POLE WOOD 45 FT (00007) | KY | 186 | 381972.06 | 2053.6132 | 0
E364.00-Poles, Towers, and Fixtures | 2009-11-30 | POLE WOOD 35 FT (DIST) | POLE WOOD 35 FT (00005) | KY | 95 | 43787.38 | 460.9198
E364.00-Poles, Towers, and Fixtures | 2009-07-01 | Non-unitized | 1438655 | KY | 0 | 0 | 0 | 0
E364.00-Poles, Towers, and Fixtures | 2009-08-01 | Non-unitized | 610 WINCHESTER RD 40505 | KY | 0 | 0 | 0 | 0
E364.00-Poles, Towers, and Fixtures | 2009-11-16 | CROSS ARMS | CROSS ARMS (07362) | KY | 25 | 1672.08 | 66.8832
E364.00-Poles, Towers, and Fixtures | 2002-04-30 | GUY | GUY (00070) | KY | 13 | 19225.6 | 1478.8923 | 0
E364.00-Poles, Towers, and Fixtures | 2008-05-01 | Non-unitized | US HWY 27 S BARN | KY | 0 | 0 | 0
E364.00-Poles, Towers, and Fixtures | 1951-01-01 | POLE WOOD 55 FT (DIST) | POLE WOOD 55 FT | KY | 0 | 0 | 0 | 0
E364.00-Poles, Towers, and Fixtures | 2009-10-31 | GUY | GUY (00070) | KY | 19 | 366.81 | 19.3058 | 0
E364.00-Poles, Towers, and Fixtures | 2008-05-01 | Non-unitized | 3016 BRACKTOWN RD 40511 | KY | 0 | 0 | 0
E364.00-Poles, Towers, and Fixtures | 2008-10-01 | Non-unitized | 1561335 | KY | 0 | 0 | 0
E364.00-Poles, Towers, and Fixtures | 2008-10-01 | Non-unitized | 1385 STATE HWY 56 E | KY | 0 | 0 | 0
E364.00-Poles, Towers, and Fixtures | 2008-11-01 | Non-unitized | 1676375 | KY | 0 | 0 | 0
E364.00-Poles, Towers, and Fixtures | 2008-05-01 | Non-unitized | 550 W FIRST STREET 40351 | KY | 0 | 0 | 0
E364.00-Poles, Towers, and Fixtures | 2008-05-01 | Non-unitized | 597 STEFFE LN | KY | 0 | 0 | 0
E364.00-Poles, Towers, and Fixtures | 2009-10-21 | GUY | GUY (00070) | KY | 4 | 118.28 | 29.57
E364.00-Poles, Towers, and Fixtures | 2009-10-23 | POLE WOOD 40 FT (DIST) | POLE WOOD 40 FT (00006) | KY | 1 | -45.81 | -45.81
E364.00-Poles, Towers, and Fixtures | 2009-07-01 | Non-unitized | 1520 OXFORD DR 40324 | KY | 0 | 0 | 0
E364.00-Poles, Towers, and Fixtures | 1977-12-31 | CROSS ARMS | CROSS ARMS (07362) | KY | 33 | 1791.13 | 54.2767
E364.00-Poles, Towers, and Fixtures | 1976-12-31 | CROSS ARMS | CROSS ARMS (07362) | KY | 59 | 3865.55 | 65.5178 | 0
E364.00-Poles, Towers, and Fixtures | 1969-12-31 | GUY | GUY | KY | 113 | 5893.34 | 52.1535 | 0
E364.00-Poles, Towers, and Fixtures | 1944-12-31 | GUY | GUY | KY | 0 | 0 | 0 | 0
E364.00-Poles, Towers, and Fixtures | 2009-10-02 | CROSS ARMS | CROSS ARMS (07362) | KY | 12 | 8397.66 | 699.805
E364.00-Poles, Towers, and Fixtures | 1972-12-31 | GUY | GUY | KY | 13 | 1224.93 | 94.2254 | 0
E364.00-Poles, Towers, and Fixtures | 1950-12-31 | POLE WOOD 60 FT (DIST) | GUY | KY | 0 | 0 | 0
E364.00-Poles, Towers, and Fixtures | 1962-12-31 | POLE WOOD 20 FT (DIST) | GUY | KY | 0 | 0 | 0
E364.00-Poles, Towers, and Fixtures | 2009-02-01 | Non-unitized | 209 OAK ST 42345 | KY | 0 | 0 | 0
E364.00-Poles, Towers, and Fixtures | 2008-10-01 | Non-unitized | 1576214 | KY | 0 | 0 | 0
E364.00-Poles, Towers, and Fixtures | 2007-02-26 | CROSS ARMS | CROSS ARMS (07362) | KY | 77 | -0.01 | -0.00012987
E364.00-Poles, Towers, and Fixtures | 2007-02-26 | POLE WOOD 55 FT (DIST) | POLE WOOD 55 FT (00009) | KY | 3 | 0.01 | 0.0033333 | 0
E364.00-Poles, Towers, and Fixtures | 1980-12-31 | CROSS ARMS | GUY | KY | 0 | 0 | 0
E364.00-Poles, Towers, and Fixtures | 1956-12-31 | POLE WOOD 25 FT (DIST) | GUY | KY | 0 | 0 | 0
E364.00-Poles, Towers, and Fixtures | 1948-12-31 | GUY | GUY | KY | 0 | 0 | 0 | 0
E364.00-Poles, Towers, and Fixtures | 1941-12-31 | CROSS ARMS | ARM STEEL UNDER 10 FT | KY | 0 | 0 | 0 | 0
E364.00-Poles, Towers, and Fixtures | 1994-12-31 | POLE WOOD 25 FT (DIST) | ARM WOOD 10 FT AND UNDER (TRANS) | KY | 0 | 0 | 0
E364.00-Poles, Towers, and Fixtures | 2008-10-01 | Non-unitized | 1597448 | KY | 0 | 0 | 0
E364.00-Poles, Towers, and Fixtures | 2008-05-01 | Non-unitized | 1090914 | KY | 0 | 0 | 0
E364.00-Poles, Towers, and Fixtures | 2008-05-01 | Non-unitized | 1409645 | KY | 0 | 0 | 0
E364.00-Poles, Towers, and Fixtures | 1994-12-31 | GUY | GUY | KY | 57 | 248628.74 | 4361.9077 | 0
E364.00-Poles, Towers, and Fixtures | 1999-04-30 | GUY | GUY (00070) | KY | 27 | 15723.88 | 582.3659
E364.00-Poles, Towers, and Fixtures | 1999-05-31 | GUY | GUY (00070) | KY | 4 | 1536.54 | 384.135
E364.00-Poles, Towers, and Fixtures | 1957-12-31 | POLE WOOD 25 FT (DIST) | ARM WOOD 10 FT AND UNDER (TRANS) | KY | 0 | 0 | 0
E364.00-Poles, Towers, and Fixtures | 1964-12-31 | POLE WOOD 25 FT (DIST) | ARM WOOD 10 FT AND UNDER (TRANS) | KY | 0 | 0 | 0
E364.00-Poles, Towers, and Fixtures | 2008-10-01 | Non-unitized | 1522934 | KY | 0 | 0 | 0
E364.00-Poles, Towers, and Fixtures | 2009-04-01 | Non-unitized | GEORGETOWN RD 40601 | KY | 0 | 0 | 0
E364.00-Poles, Towers, and Fixtures | 1977-12-31 | POLE WOOD 20 FT (DIST) | ARM WOOD 10 FT AND UNDER (TRANS) | KY | 0 | 0 | 0
E364.00-Poles, Towers, and Fixtures | 2008-05-01 | Non-unitized | 1545 HIGHWAY 461 40456 | KY | 0 | 0 | 0
E364.00-Poles, Towers, and Fixtures | 2009-01-01 | Non-unitized | 656 JACKSTOWN RD 40361 | KY | 0 | 0 | 0
E364.00-Poles, Towers, and Fixtures | 2008-10-01 | Non-unitized | 1564534 | KY | 0 | 0 | 0
E364.00-Poles, Towers, and Fixtures | 2008-05-01 | Non-unitized | 4063 SLACK PI TSE 41056 | KY | 0 | 0 | 0
E364.00-Poles, Towers, and Fixtures | 2009-09-29 | POLE WOOD 40 FT (DIST) | POLE WOOD 40 FT (00006) | KY | 1 | 1866.79 | 1866.79
E364.00-Poles, Towers, and Fixtures | 2008-05-01 | Non-unitized | 1890 US 68 S, WASHINGTON 41056 | KY | 0 | 0 | 0
E364.00-Poles, Towers, and Fixtures | 2009-05-01 | Non-unitized | JAMES C SMITH | KY | 0 | 0 | 0
E364.00-Poles, Towers, and Fixtures | 2009-10-20 | POLE WOOD 35 FT (DIST) | POLE WOOD 35 FT (00005) | KY | 2 | 1036.53 | 518.265
E364.00-Poles, Towers, and Fixtures | 1987-01-01 | POLE WOOD 30 FT (DIST) | POLE WOOD 30 FT (DIST) | KY | 1292 | 285130 | 220.6889 | 0
E364.00-Poles, Towers, and Fixtures | 1992-01-01 | POLE WOOD 30 FT (DIST) | POLE WOOD 30 FT (DIST) | KY | 1145 | 291296.3 | 254.4072 | 0
E364.00-Poles, Towers, and Fixtures | 1951-01-01 | POLE WOOD 50 FT (DIST) | MP1951 Poles, Towers, and Fixtures | KY | 0 | 0 | 0 | 0
E364.00-Poles, Towers, and Fixtures | 1965-01-01 | POLE WOOD 60 FT (DIST) | POLE WOOD 60 FT | KY | 7 | 1408.82 | 201.26 | 0
E364.00-Poles, Towers, and Fixtures | 1994-01-01 | POLE WOOD 60 FT (DIST) | POLE WOOD 60 FT (DIST) | KY | 20 | 23723.53 | 1186.1765 | 0
E364.00-Poles, Towers, and Fixtures | 2009-10-07 | POLE WOOD 40 FT (DIST) | POLE WOOD 40 FT (00006) | KY | 1 | -31882.22 | -31882.22
E364.00-Poles, Towers, and Fixtures | 2009-01-01 | Non-unitized | 1410 ELIZABETH ST 40503 | KY | 0 | 0 | 0
E364.00-Poles, Towers, and Fixtures | 2009-10-01 | STEEL POLES | STEEL POLES (07726) | KY | 8 | 72287.42 | 9035.9275
E364.00-Poles, Towers, and Fixtures | 2009-01-01 | Non-unitized | 1097454 | KY | 0 | 0 | 0
E364.00-Poles, Towers, and Fixtures | 2009-08-06 | Non-unitized | Innovation Sub UG Exit Ckts | KY | 0 | 0 | 0
E364.00-Poles, Towers, and Fixtures | 2009-10-01 | PLATFORMS NEW (05491) | PLATFORMS NEW (05491) | KY | 3 | 36906.45 | 12302.15 | 0
E364.00-Poles, Towers, and Fixtures | 1943-01-01 | POLE WOOD 25 FT (DIST) | MP1943 Poles, Towers, and Fixtures | KY | 0 | 0 | 0 | 0
E364.00-Poles, Towers, and Fixtures | 1980-01-01 | POLE WOOD 60 FT (DIST) | POLE WOOD 60 FT | KY | 15 | 9335.77 | 622.3847
E364.00-Poles, Towers, and Fixtures | 2009-09-30 | CROSS ARMS | CROSS ARMS (07362) | KY | 28 | 9890.18 | 353.2207
E364.00-Poles, Towers, and Fixtures | 1941-01-01 | POLE WOOD 20 FT (DIST) | MP1941 Poles, Towers, and Fixtures | KY | 0 | 0 | 0 | 0
E364.00-Poles, Towers, and Fixtures | 1958-01-01 | POLE WOOD 35 FT (DIST) | POLE WOOD 35 FT | KY | 1297 | 131324.41 | 101.2524 | 0
E364.00-Poles, Towers, and Fixtures | 1953-01-01 | CROSS ARMS | MP1953 Poles, Towers, and Fixtures | KY | 9 | 0 | 0 | 0
E364.00-Poles, Towers, and Fixtures | 1966-01-01 | POLE WOOD 35 FT (DIST) | POLE WOOD 35 FT | KY | 1542 | 101214.88 | 65.6387 | 0
E364.00-Poles, Towers, and Fixtures | 2008-05-01 | Non-unitized | 10186 HWY # 10 41043 | KY | 0 | 0 | 0
E364.00-Poles, Towers, and Fixtures | 2009-10-01 | Non-unitized | 2794 RIDGE RD | KY | 0 | 0 | 0 | 0
E364.00-Poles, Towers, and Fixtures | 1946-01-01 | CROSS ARMS | CROSS ARMS | KY | 0 | 0 | 0 | 0
E364.00-Poles, Towers, and Fixtures | 2009-10-01 | Non-unitized | STATE HWY 473 42022 | KY | 0 | 0 | 0
E364.00-Poles, Towers, and Fixtures | 2009-10-01 | Non-unitized | 112 OLD LEMONS MILL CT 40324 | KY | 0 | 0 | 0 | 0
E364.00-Poles, Towers, and Fixtures | 2009-11-13 | CROSS ARMS | CROSS ARMS (07362) | KY | 3 | 1584.82 | 528.2733
E364.00-Poles, Towers, and Fixtures | 2009-10-01 | Non-unitized | 9202 OWENTON RD 40601 | KY | 0 | 0 | 0 | 0
E364.00-Poles, Towers, and Fixtures | 2008-05-01 | Non-unitized | 2022 PARKSVILLE CROSSPIKE | KY | 0 | 0 | 0
E364.00-Poles, Towers, and Fixtures | 2009-01-01 | Non-unitized | 2360 ANTON RD | KY | 0 | 0 | 0
E364.00-Poles, Towers, and Fixtures | 2009-08-01 | Non-unitized | 551 STATE ROUTE 2270 42324 | KY | 0 | 0 | 0 | 0
E364.00-Poles, Towers, and Fixtures | 2009-10-01 | Non-unitized | 140 NORMANDY RD ODL 40071 | KY | 0 | 0 | 0 | 0
E364.00-Poles, Towers, and Fixtures | 2009-10-01 | Non-unitized | 600 BAUGHMAN AVE | KY | 0 | 0 | 0 | 0
E364.00-Poles, Towers, and Fixtures | 2009-07-01 | Non-unitized | BROAD AND 5TH ST POLE ATTACH | KY | 0 | 0 | 0 | 0
E364.00-Poles, Towers, and Fixtures | 2009-10-01 | Non-unitized | 101 Ruby Ct Lot 1 40160 | KY | 0 | 0 | 0 | 0
E364.00-Poles, Towers, and Fixtures | 2009-10-01 | Non-unitized | SHALLOW CREEK DRIVE 24248 | KY | 0 | 0 | 0 | 0
E364.00-Poles, Towers, and Fixtures | 2009-10-01 | Non-unitized | 400 N LIMESTONE | KY | 0 | 0 | 0 | 0
E364.00-Poles, Towers, and Fixtures | 2009-10-01 | Non-unitized | 6915 HARRODSBURG RD | KY | 0 | 0 | 0 | 0
E364.00-Poles, Towers, and Fixtures | 2009-10-01 | Non-unitized | 210 W RICE MAUSOLEUM 40475 | KY | 0 | 0 | 0 | 0
E364.00-Poles, Towers, and Fixtures | 2009-10-01 | Non-unitized | 249 GREENS CROSSING RD 40475 | KY | 0 | 0 | 0 | 0
E364.00-Poles, Towers, and Fixtures | 2009-10-01 | Non-unitized | CORNER W MAIN & PARRISH 40475 | KY | 0 | 0 | 0 | 0
E364.00-Poles, Towers, and Fixtures | 2009-10-01 | Non-unitized | 701 DOUBLE SPRINGS RD | KY | 0 | 0 | 0 | 0
E364.00-Poles, Towers, and Fixtures | 2009-10-13 | Non-unitized | 950 BRADFORDSVILLE | KY | 0 | 0 | 0 | 0
E364.00-Poles, Towers, and Fixtures | 2009-05-01 | Non-unitized | 3601 SPURR RD 40511 | KY | 0 | 0 | 0 | 0
E364.00-Poles, Towers, and Fixtures | 2008-05-01 | Non-unitized | 1163136 | KY | 0 | 0 | 0
E364.00-Poles, Towers, and Fixtures | 2009-10-01 | Non-unitized | 158 CHARLIE NORRIS RD. | KY | 0 | 0 | 0 | 0
E364.00-Poles, Towers, and Fixtures | 2008-10-01 | Non-unitized | 1506818 | KY | 0 | 0 | 0
E364.00-Poles, Towers, and Fixtures | 2009-10-01 | Non-unitized | 140 JAYCEES PARK RD | KY | 0 | 0 | 0 | 0
E364.00-Poles, Towers, and Fixtures | 2009-10-01 | Non-unitized | 455 LOCUST FORK 40379 | KY | 0 | 0 | 0 | 0
E364.00-Poles, Towers, and Fixtures | 2009-08-01 | Non-unitized | 1500 BETHLEHEM RD 40361 | KY | 0 | 0 | 0 | 0
E364.00-Poles, Towers, and Fixtures | 2008-10-01 | Non-unitized | 1426836 | KY | 0 | 0 | 0
E364.00-Poles, Towers, and Fixtures | 2009-08-01 | Non-unitized | 0 State Rte 175N TEMP 42372 | KY | 0 | 0 | 0 | 0
E364.00-Poles, Towers, and Fixtures | 2009-10-01 | Non-unitized | 42 ALBRIGHT ST 40409 | KY | 0 | 0 | 0
E364.00-Poles, Towers, and Fixtures | 2009-10-01 | Non-unitized | 1175 EARLY DR WHSE 40391 | KY | 0 | 0 | 0 | 0
E364.00-Poles, Towers, and Fixtures | 2009-08-01 | Non-unitized | 1877 SST RT 171 42345 | KY | 0 | 0 | 0
E364.00-Poles, Towers, and Fixtures | 2009-10-01 | Non-unitized | CUBBAGE 40856 | KY | 0 | 0 | 0 | 0
E364.00-Poles, Towers, and Fixtures | 2009-08-01 | Non-unitized | 1320 JERNIGAN CH RD 42345 | KY | 0 | 0 | 0
E364.00-Poles, Towers, and Fixtures | 2009-04-01 | Non-unitized | STATE HWY 1491 | KY | 0 | 0 | 0 | 0
E364.00-Poles, Towers, and Fixtures | 2008-10-01 | Non-unitized | 1593895 | KY | 0 | 0 | 0
E364.00-Poles, Towers, and Fixtures | 2009-11-20 | CROSS ARMS | CROSS ARMS (07362) | KY | 1 | 703.1 | 703.1
E364.00-Poles, Towers, and Fixtures | 2009-10-01 | Non-unitized | 236 N CANAL ST 42371 | KY | 0 | 0 | 0 | 0
E364.00-Poles, Towers, and Fixtures | 2009-10-01 | Non-unitized | CROSSWINDS DR | KY | 0 | 0 | 0
E364.00-Poles, Towers, and Fixtures | 2009-07-01 | Non-unitized | 406 ETTER LN 40324 | KY | 0 | 0 | 0 | 0
E364.00-Poles, Towers, and Fixtures | 2009-11-01 | CROSS ARMS | CROSS ARMS (07362) | KY | 3 | 1754.3 | 584.7667
E364.00-Poles, Towers, and Fixtures | 2009-11-03 | POLE WOOD 35 FT (DIST) | POLE WOOD 35 FT (00005) | KY | 3 | 245.07 | 81.69 | 0
E364.00-Poles, Towers, and Fixtures | 2008-05-01 | Non-unitized | 1583 CANE RIDGE RD HSE MAIN 40361 | KY | 0 | 0 | 0
E364.00-Poles, Towers, and Fixtures | 1952-12-31 | POLE WOOD 60 FT (DIST) | POLE WOOD 45 FT | KY | 25 | 3880.44 | 155.2176 | 0
E364.00-Poles, Towers, and Fixtures | 2008-10-01 | Non-unitized | 1402576 | KY | 0 | 0 | 0
E364.00-Poles, Towers, and Fixtures | 2008-10-01 | Non-unitized | 1549364 | KY | 0 | 0 | 0
E364.00-Poles, Towers, and Fixtures | 2008-05-01 | Non-unitized | CLOVER | KY | 0 | 0 | 0
E364.00-Poles, Towers, and Fixtures | 2008-05-01 | Non-unitized | WEBB LN 40071 | KY | 0 | 0 | 0
E364.00-Poles, Towers, and Fixtures | 2009-04-01 | Non-unitized | LAUREL CO LIBRARY E. BERNSTADT | KY | 0 | 0 | 0
E364.00-Poles, Towers, and Fixtures | 2008-10-01 | Non-unitized | 1553056 | KY | 0 | 0 | 0
E364.00-Poles, Towers, and Fixtures | 2008-05-01 | Non-unitized | 1062345 | KY | 0 | 0 | 0
E364.00-Poles, Towers, and Fixtures | 2008-10-01 | Non-unitized | 402 CHERRY AVE | KY | 0 | 0 | 0
E364.00-Poles, Towers, and Fixtures | 2008-10-01 | Non-unitized | 1603234 | KY | 0 | 0 | 0
E364.00-Poles, Towers, and Fixtures | 2008-10-01 | Non-unitized | 1429106 | KY | 0 | 0 | 0
E364.00-Poles, Towers, and Fixtures | 2008-05-01 | Non-unitized | 623 BROOKSVILLE FARM SUPPLY | KY | 0 | 0 | 0
E364.00-Poles, Towers, and Fixtures | 2009-11-11 | CROSS ARMS | CROSS ARMS (07362) | KY | 4 | -131.39 | -32.8475
E364.00-Poles, Towers, and Fixtures | 2009-01-01 | Non-unitized | 1527208 | KY | 0 | 0 | 0
E364.00-Poles, Towers, and Fixtures | 2008-05-01 | Non-unitized | 1209554 | KY | 0 | 0 | 0
E364.00-Poles, Towers, and Fixtures | 2009-01-01 | Non-unitized | 1337696 | KY | 0 | 0 | 0
E364.00-Poles, Towers, and Fixtures | 2008-05-01 | Non-unitized | HIGHWAY 990 | KY | 0 | 0 | 0
E364.00-Poles, Towers, and Fixtures | 2008-11-01 | Non-unitized | MARION RD 42411 | KY | 0 | 0 | 0
E364.00-Poles, Towers, and Fixtures | 2008-05-01 | Non-unitized | 1059359 | KY | 0 | 0 | 0
E364.00-Poles, Towers, and Fixtures | 2009-12-04 | POLE WOOD 30 FT (DIST) | POLE WOOD 30 FT (00004) | KY | 1 | 251.76 | 251.76 | 0
E364.00-Poles, Towers, and Fixtures | 2009-11-01 | Non-unitized | 34 LAMB ROAD | KY | 0 | 0 | 0
E364.00-Poles, Towers, and Fixtures | 2008-05-01 | Non-unitized | 1000 ST RT 602 HWY | KY | 0 | 0 | 0
E364.00-Poles, Towers, and Fixtures | 1981-12-31 | CROSS ARMS | ARM WOOD 10 FT AND UNDER (TRANS) | KY | 0 | 0 | 0 | 0
E364.00-Poles, Towers, and Fixtures | 2008-10-01 | Non-unitized | 1516100 | KY | 0 | 0 | 0
E364.00-Poles, Towers, and Fixtures | 2009-01-01 | Non-unitized | 201 HAWKINS LN LOT 4 42367 | KY | 0 | 0 | 0
E364.00-Poles, Towers, and Fixtures | 2008-05-01 | Non-unitized | 2891 PHILLIPSTOWN RD | KY | 0 | 0 | 0
E364.00-Poles, Towers, and Fixtures | 2008-05-01 | Non-unitized | 430 S MAIN HWY 181 W | KY | 0 | 0 | 0
E364.00-Poles, Towers, and Fixtures | 2009-11-01 | Non-unitized | ABINGTON LN | KY | 0 | 0 | 0 | 0
E364.00-Poles, Towers, and Fixtures | 2008-05-01 | Non-unitized | 1450 CLARK ST | KY | 0 | 0 | 0
E364.00-Poles, Towers, and Fixtures | 2009-10-01 | Non-unitized | 1340 DEER HAVEN RD 40509 | KY | 0 | 0 | 0 | 0
E364.00-Poles, Towers, and Fixtures | 2009-11-01 | Non-unitized | 747C S HIGHWAY 1223 40701 | KY | 0 | 0 | 0 | 0
E364.00-Poles, Towers, and Fixtures | 2009-11-01 | Non-unitized | 2575 US 60 W. 40351 | KY | 0 | 0 | 0 | 0
E364.00-Poles, Towers, and Fixtures | 2008-05-01 | Non-unitized | 1321315 | KY | 0 | 0 | 0
E364.00-Poles, Towers, and Fixtures | 2009-11-01 | Non-unitized | 361 RUSS HILL RD RD 42442 | KY | 0 | 0 | 0 | 0
E364.00-Poles, Towers, and Fixtures | 2009-01-01 | Non-unitized | 1505595 | KY | 0 | 0 | 0
E364.00-Poles, Towers, and Fixtures | 2009-07-01 | Non-unitized | 1020 KIRKWOOD LN 42345 | KY | 0 | 0 | 0
E364.00-Poles, Towers, and Fixtures | 2009-11-01 | Non-unitized | LINCOLN DRIVE 42748 | KY | 0 | 0 | 0 | 0
E364.00-Poles, Towers, and Fixtures | 2009-11-01 | Non-unitized | 1256 ELMBURG RD | KY | 0 | 0 | 0 | 0
E364.00-Poles, Towers, and Fixtures | 2009-10-01 | Non-unitized | 26 THIRD ST 41056 | KY | 0 | 0 | 0 | 0
E364.00-Poles, Towers, and Fixtures | 2009-07-01 | Non-unitized | SPRING ST | KY | 0 | 0 | 0
E364.00-Poles, Towers, and Fixtures | 2008-10-01 | Non-unitized | 14345 OWENTON RD | KY | 0 | 0 | 0
E364.00-Poles, Towers, and Fixtures | 2009-10-01 | Non-unitized | 4721 NEWTOWN PIKE | KY | 0 | 0 | 0 | 0
E364.00-Poles, Towers, and Fixtures | 2009-11-01 | Non-unitized | NEW HOUSE BOWMAN RD. | KY | 0 | 0 | 0 | 0
E364.00-Poles, Towers, and Fixtures | 2009-01-01 | Non-unitized | GREENSBURG | KY | 0 | 0 | 0
E364.00-Poles, Towers, and Fixtures | 2009-11-01 | Non-unitized | 107 GILLIAM ST 40823 | KY | 0 | 0 | 0 | 0
E364.00-Poles, Towers, and Fixtures | 2009-10-01 | Non-unitized | 634 SEMINOLE TR 40324U | KY | 0 | 0 | 0 | 0
E364.00-Poles, Towers, and Fixtures | 2009-10-01 | Non-unitized | MAIN ST 41311 | KY | 0 | 0 | 0 | 0
E364.00-Poles, Towers, and Fixtures | 2009-01-01 | Non-unitized | NEW MOBILE HOME LEVI JACKSON MILL | KY | 0 | 0 | 0
E364.00-Poles, Towers, and Fixtures | 2010-01-01 | Non-unitized | 1 Goose Lake Rd 42337 | KY | 0 | 0 | 0 | 0
E364.00-Poles, Towers, and Fixtures | 2010-01-01 | Non-unitized | NBSV426UG-New Bus Serv-UG-London | KY | 0 | 0 | 0 | 0
E364.00-Poles, Towers, and Fixtures | 2010-01-01 | Non-unitized | 10636 COEBURN MOUNTAIN RD 24293 | KY | 0 | 0 | 0 | 0
E364.00-Poles, Towers, and Fixtures | 2010-02-01 | Non-unitized | 603 S BROADWAY ST | KY | 0 | 0 | 0 | 0
E364.00-Poles, Towers, and Fixtures | 2010-03-18 | CROSS ARMS | CROSS ARMS (07362) | KY | 56 | 24447.17 | 436.5566
E364.00-Poles, Towers, and Fixtures | 2009-07-01 | Non-unitized | 1678 SULLIVAN LN 40601 | KY | 0 | 0 | 0
E364.00-Poles, Towers, and Fixtures | 2010-03-18 | POLE WOOD 40 FT (DIST) | POLE WOOD 40 FT (00006) | KY | 20 | 100169.41 | 5008.4705 | 0
E364.00-Poles, Towers, and Fixtures | 2010-01-01 | Non-unitized | RDPOLD416-REP/REPL DEF POL'S 416 | KY | 0 | 0 | 0 | 0
E364.00-Poles, Towers, and Fixtures | 2010-02-01 | Non-unitized | LONG FARM SHOP 24224 | KY | 0 | 0 | 0 | 0
E364.00-Poles, Towers, and Fixtures | 2010-01-01 | Non-unitized | LITTLE CL CREEK 40977 | KY | 0 | 0 | 0 | 0
E364.00-Poles, Towers, and Fixtures | 2010-01-01 | Non-unitized | POLD246-OUTDOOR LIGHTING 246 | KY | 0 | 0 | 0 | 0
E364.00-Poles, Towers, and Fixtures | 2010-01-01 | Non-unitized | 170 WOLCUT LN TEMP 42330 | KY | 0 | 0 | 0 | 0
E364.00-Poles, Towers, and Fixtures | 2010-01-01 | Non-unitized | 649 YELLOW CREEK RD 24293 | KY | 0 | 0 | 0 | 0
E364.00-Poles, Towers, and Fixtures | 2010-01-01 | Non-unitized | 5788 US HIGHWAY 60 42064 | KY | 0 | 0 | 0 | 0
E364.00-Poles, Towers, and Fixtures | 2010-01-01 | Non-unitized | 592 BLADESTON DR 41004 | KY | 0 | 0 | 0 | 0
E364.00-Poles, Towers, and Fixtures | 2010-07-31 | CROSS ARMS | CROSS ARMS (07362) | KY | 379 | 130055.48 | 343.1543 | 0
E364.00-Poles, Towers, and Fixtures | 2008-01-01 | POLE WOOD 45 FT (DIST) | POLE WOOD 45 FT (00007) | KY | 5 | 4833.04 | 966.608
E364.00-Poles, Towers, and Fixtures | 2010-08-25 | POLE WOOD 45 FT (DIST) | POLE WOOD 45 FT (00007) | KY | 59 | 182220.59 | 3088.4846 | 0
E364.00-Poles, Towers, and Fixtures | 2010-01-01 | Non-unitized | RDPOLE246-Pole repair/replacement 246 | KY | 0 | 0 | 0 | 0
E364.00-Poles, Towers, and Fixtures | 2010-01-01 | Non-unitized | NBSV236OH-New Electric Serv-Overhead | KY | 0 | 0 | 0 | 0
E364.00-Poles, Towers, and Fixtures | 2010-01-01 | Non-unitized | NBSV236UG-New Bus Serv-UG-Richmond | KY | 0 | 0 | 0 | 0
E364.00-Poles, Towers, and Fixtures | 2010-10-31 | POLE WOOD 40 FT (DIST) | POLE WOOD 40 FT (00006) | KY | 130 | 743997.3 | 5723.0562 | 0
E364.00-Poles, Towers, and Fixtures | 2010-03-31 | POLE WOOD 45 FT (DIST) | POLE WOOD 45 FT (00007) | KY | 26 | 151281.28 | 5818.5108
E364.00-Poles, Towers, and Fixtures | 2010-01-31 | CROSS ARMS | CROSS ARMS (07362) | KY | 10 | 6228.37 | 622.837 | 0
E364.00-Poles, Towers, and Fixtures | 2009-08-01 | Non-unitized | MUDDY CREEK RD 40391 | KY | 0 | 0 | 0
E364.00-Poles, Towers, and Fixtures | 2010-01-01 | Non-unitized | SHORT | KY | 0 | 0 | 0 | 0
E364.00-Poles, Towers, and Fixtures | 2010-01-01 | Non-unitized | RT1 BRIERLY RIDGE RD 41064 | KY | 0 | 0 | 0 | 0
E364.00-Poles, Towers, and Fixtures | 2008-05-01 | Non-unitized | 1181945 | KY | 0 | 0 | 0
E364.00-Poles, Towers, and Fixtures | 2010-08-31 | POLE WOOD 35 FT (DIST) | POLE WOOD 35 FT (00005) | KY | 8 | 8384.47 | 1048.0587 | 0
E364.00-Poles, Towers, and Fixtures | 2010-01-01 | Non-unitized | 8933 CROPPER RD 40057 | KY | 0 | 0 | 0 | 0
E364.00-Poles, Towers, and Fixtures | 2010-01-01 | Non-unitized | 2229 HWY #519 40313 | KY | 0 | 0 | 0 | 0
E364.00-Poles, Towers, and Fixtures | 2010-01-01 | Non-unitized | CEDAR ST | KY | 0 | 0 | 0 | 0
E364.00-Poles, Towers, and Fixtures | 2010-03-04 | POLE WOOD 30 FT (DIST) | POLE WOOD 30 FT (00004) | KY | 7 | -25049.43 | -3578.49
E364.00-Poles, Towers, and Fixtures | 2008-05-01 | Non-unitized | 1241894 | KY | 0 | 0 | 0
E364.00-Poles, Towers, and Fixtures | 2010-01-01 | Non-unitized | 135 OAK ST | KY | 0 | 0 | 0 | 0
E364.00-Poles, Towers, and Fixtures | 2010-01-01 | Non-unitized | 709 MAIN | KY | 0 | 0 | 0 | 0
E364.00-Poles, Towers, and Fixtures | 2010-01-01 | Non-unitized | 1229 DRANE LN | KY | 0 | 0 | 0 | 0
E364.00-Poles, Towers, and Fixtures | 2010-01-01 | Non-unitized | GREEN ST 42087 | KY | 0 | 0 | 0 | 0
E364.00-Poles, Towers, and Fixtures | 2009-05-01 | Non-unitized | 6208 OLD RICHMOND RD 40515 | KY | 0 | 0 | 0
E364.00-Poles, Towers, and Fixtures | 2010-01-01 | Non-unitized | N 20TH ST | KY | 0 | 0 | 0 | 0
E364.00-Poles, Towers, and Fixtures | 2010-01-01 | Non-unitized | 811 ELM ST 40019 | KY | 0 | 0 | 0 | 0
E364.00-Poles, Towers, and Fixtures | 2010-03-18 | POLE WOOD 45 FT (DIST) | POLE WOOD 45 FT (00007) | KY | 31 | 224652.93 | 7246.8687 | 0
E364.00-Poles, Towers, and Fixtures | 2010-01-01 | Non-unitized | 747C S HIGHWAY 1223 40701 | KY | 0 | 0 | 0 | 0
E364.00-Poles, Towers, and Fixtures | 2010-01-01 | Non-unitized | STLT426-STREET LIGHTING 426 | KY | 0 | 0 | 0 | 0
E364.00-Poles, Towers, and Fixtures | 2010-01-01 | Non-unitized | 480 LEXINGTON RD SUITE E | KY | 0 | 0 | 0 | 0
E364.00-Poles, Towers, and Fixtures | 2010-01-01 | Non-unitized | MAIN ST 40472 | KY | 0 | 0 | 0 | 0
E364.00-Poles, Towers, and Fixtures | 2010-01-01 | Non-unitized | 201 WALDON DR TEMP 40831 | KY | 0 | 0 | 0 | 0
E364.00-Poles, Towers, and Fixtures | 2010-01-01 | Non-unitized | 1153 WOODLAKE RD 40379 | KY | 0 | 0 | 0 | 0
E364.00-Poles, Towers, and Fixtures | 2010-01-01 | Non-unitized | INFIRMARY LANE | KY | 0 | 0 | 0 | 0
E364.00-Poles, Towers, and Fixtures | 2010-01-01 | Non-unitized | RDDD366OH-Rep Def Equip-OH-Maysville | KY | 0 | 0 | 0 | 0
E364.00-Poles, Towers, and Fixtures | 2010-01-01 | Non-unitized | 3745 FRANKFORT RD 40324 | KY | 0 | 0 | 0 | 0
E364.00-Poles, Towers, and Fixtures | 2010-01-01 | Non-unitized | 1975 BEREA RD 40475 | KY | 0 | 0 | 0 | 0
E364.00-Poles, Towers, and Fixtures | 2010-01-01 | Non-unitized | 2304 EMINENCE RD 40019 | KY | 0 | 0 | 0 | 0
E364.00-Poles, Towers, and Fixtures | 2010-01-01 | Non-unitized | WATER ST 690-1 41031 | KY | 0 | 0 | 0 | 0
E364.00-Poles, Towers, and Fixtures | 2010-02-01 | Non-unitized | 95 BILL KARR RD 40740 | KY | 0 | 0 | 0 | 0
E364.00-Poles, Towers, and Fixtures | 2010-07-01 | POLE WOOD 45 FT (DIST) | POLE WOOD 45 FT (00007) | KY | 131 | 424697.96 | 3241.9692 | 0
E364.00-Poles, Towers, and Fixtures | 1982-01-01 | POLE WOOD 30 FT (DIST) | POLE WOOD 30 FT | KY | 1563 | 256972.96 | 164.4101 | 0
E364.00-Poles, Towers, and Fixtures | 1957-12-31 | POLE WOOD 60 FT (DIST) | POLE WOOD 45 FT | KY | 32 | 3098.76 | 96.8362 | 0
E364.00-Poles, Towers, and Fixtures | 1969-12-31 | POLE WOOD 60 FT (DIST) | POLE WOOD 55 FT | KY | 15 | 3610.57 | 240.7047 | 0
E364.00-Poles, Towers, and Fixtures | 1989-01-01 | POLE WOOD 35 FT (DIST) | POLE WOOD 35 FT (DIST) | KY | 991 | 278786.92 | 281.3188 | 0
E364.00-Poles, Towers, and Fixtures | 2010-04-01 | Non-unitized | 409 DUKE OF YORK ST 41056 | KY | 0 | 0 | 0 | 0
E364.00-Poles, Towers, and Fixtures | 2010-04-01 | Non-unitized | 680 E OFFICE ST 40330 | KY | 0 | 0 | 0 | 0
E364.00-Poles, Towers, and Fixtures | 2010-04-01 | Non-unitized | 205 MARTIN LUTHER KING | KY | 0 | 0 | 0 | 0
E364.00-Poles, Towers, and Fixtures | 2010-01-01 | Non-unitized | RDPOLE416-Pole repair/replacement 416 | KY | 0 | 0 | 0 | 0
E364.00-Poles, Towers, and Fixtures | 2010-04-01 | Non-unitized | 277 SAINT CATHERINE ST TEMP 40051 | KY | 3 | 0 | 0 | 0
E364.00-Poles, Towers, and Fixtures | 2010-04-01 | Non-unitized | 207 CONNIE LANE 40391 | KY | 0 | 0 | 0 | 0
E364.00-Poles, Towers, and Fixtures | 2010-04-01 | Non-unitized | 220 LEE CLAY AVE 40351 | KY | 0 | 0 | 0 | 0
E364.00-Poles, Towers, and Fixtures | 2010-04-01 | Non-unitized | FIRST ST | KY | 0 | 0 | 0 | 0
E364.00-Poles, Towers, and Fixtures | 2010-04-01 | Non-unitized | 2575 DANVILLE RD 40356 | KY | 0 | 0 | 0 | 0
E364.00-Poles, Towers, and Fixtures | 2010-04-01 | Non-unitized | HWY 991 | KY | 0 | 0 | 0 | 0
E364.00-Poles, Towers, and Fixtures | 2010-04-01 | Non-unitized | 1460 SWITZER RD 40379 | KY | 0 | 0 | 0 | 0
E364.00-Poles, Towers, and Fixtures | 2010-04-01 | Non-unitized | 249 STROHMEIER RD 40601 | KY | 0 | 0 | 0 | 0
E364.00-Poles, Towers, and Fixtures | 2010-02-01 | Non-unitized | 153 ADAM ST 42064 | KY | 0 | 0 | 0 | 0
E364.00-Poles, Towers, and Fixtures | 2010-04-01 | Non-unitized | S WILDERNESS 40456 | KY | 0 | 0 | 0 | 0
E364.00-Poles, Towers, and Fixtures | 1963-01-01 | POLE WOOD 80 FT (DIST) | MP1963 Poles, Towers, and Fixtures | KY | 0 | 0 | 0
E364.00-Poles, Towers, and Fixtures | 2010-04-01 | Non-unitized | 1168 CONNER STATION RD BARN | KY | 0 | 0 | 0 | 0
E364.00-Poles, Towers, and Fixtures | 2010-04-01 | Non-unitized | 284 MOORES FERRY RD 40371 | KY | 0 | 0 | 0 | 0
E364.00-Poles, Towers, and Fixtures | 1996-01-01 | POLE WOOD 50 FT (DIST) | POLE WOOD 50 FT (DIST) | KY | 320 | 273508.8 | 854.715 | 0
E364.00-Poles, Towers, and Fixtures | 2010-04-01 | Non-unitized | EPWORTH AVE 40390 | KY | 0 | 0 | 0 | 0
E364.00-Poles, Towers, and Fixtures | 2010-02-01 | Non-unitized | 213 W BUFORD ST 40444 | KY | 0 | 0 | 0 | 0
E364.00-Poles, Towers, and Fixtures | 2010-04-01 | Non-unitized | HOSKINS ST | KY | 0 | 0 | 0 | 0
E364.00-Poles, Towers, and Fixtures | 2010-04-01 | Non-unitized | 212 RED HILL RD 40360 | KY | 0 | 0 | 0 | 0
E364.00-Poles, Towers, and Fixtures | 2009-10-01 | Non-unitized | 208 HIGHLAND AVE | KY | 0 | 0 | 0
E364.00-Poles, Towers, and Fixtures | 2010-04-30 | CROSS ARMS | CROSS ARMS (07362) | KY | 201 | 46646.56 | 232.0724 | 0
E364.00-Poles, Towers, and Fixtures | 2010-04-30 | POLE WOOD 55 FT (DIST) | POLE WOOD 55 FT (00009) | KY | 1 | -6136.74 | -6136.74
E364.00-Poles, Towers, and Fixtures | 2010-03-01 | CROSS ARMS | CROSS ARMS (07362) | KY | 10 | -966.55 | -96.655
E364.00-Poles, Towers, and Fixtures | 2010-05-30 | GUY | GUY (00070) | KY | 20 | 1296.44 | 64.822 | 0
E364.00-Poles, Towers, and Fixtures | 2010-07-31 | POLE WOOD 30 FT (DIST) | POLE WOOD 30 FT (00004) | KY | 164 | 183075.47 | 1116.3138 | 0
E364.00-Poles, Towers, and Fixtures | 2010-01-01 | Non-unitized | RDDD416OH-Rep Def Equip-OH-Pineville | KY | 0 | 0 | 0 | 0
E364.00-Poles, Towers, and Fixtures | 2010-01-01 | Non-unitized | MCAPR156-CAP/REG/RECL - 011560 | KY | 0 | 0 | 0 | 0
E364.00-Poles, Towers, and Fixtures | 1964-01-01 | POLE WOOD 20 FT (DIST) | POLE WOOD 20 FT (DIST) | KY | 4 | 154.26 | 38.565
E364.00-Poles, Towers, and Fixtures | 1971-01-01 | POLE WOOD 25 FT (DIST) | POLE WOOD 25 FT (DIST) | KY | 3 | 198.58 | 66.1933
E364.00-Poles, Towers, and Fixtures | 1967-01-01 | POLE WOOD 25 FT (DIST) | POLE WOOD 25 FT (DIST) | KY | 4 | 166.16 | 41.54
E364.00-Poles, Towers, and Fixtures | 1973-01-01 | POLE WOOD 65 FT (DIST) | POLE WOOD 65 FT | KY | 9 | 3834.16 | 426.0178 | 0
E364.00-Poles, Towers, and Fixtures | 2000-01-01 | POLE WOOD 30 FT (DIST) | MP2000 Poles, Towers, and Fixtures | KY | 0 | 0 | 0
E364.00-Poles, Towers, and Fixtures | 1969-01-01 | FENCE | FENCE (FEET) (01012) | KY | 160 | 947.23 | 5.9202
E364.00-Poles, Towers, and Fixtures | 1990-01-01 | FENCE | FENCE (FEET) (01012) | KY | 84 | 1526.11 | 18.168
E364.00-Poles, Towers, and Fixtures | 1947-01-01 | POLE WOOD 20 FT (DIST) | MP1947 Poles, Towers, and Fixtures | KY | 0 | 0 | 0 | 0
E364.00-Poles, Towers, and Fixtures | 1994-01-01 | POLE WOOD 65 FT (DIST) | POLE WOOD 65 FT (DIST) | KY | 4 | 6926.75 | 1731.6875
E364.00-Poles, Towers, and Fixtures | 1960-01-01 | POLE WOOD 70 FT (DIST) | MP1960 Poles, Towers, and Fixtures | KY | 0 | 0 | 0 | 0
E364.00-Poles, Towers, and Fixtures | 1982-01-01 | POLE WOOD 75 FT (DIST) | POLE WOOD 75 FT | KY | 1 | 1483.35 | 1483.35
E364.00-Poles, Towers, and Fixtures | 2000-01-01 | STEEL POLES | MP2000 Poles, Towers, and Fixtures | KY | 0 | 0 | 0 | 0
E364.00-Poles, Towers, and Fixtures | 1971-01-01 | GUY | MP1971 Licensed Project Poles, Towers, and Fixt | KY | 0 | 0 | 0 | 0
E364.00-Poles, Towers, and Fixtures | 1952-01-01 | POLE WOOD UNDER 20 FT (DIST) | POLE WOOD UNDER 20 FT (DIST) | KY | 3 | 81.69 | 27.23
E364.00-Poles, Towers, and Fixtures | 1941-01-01 | POLE WOOD 60 FT (DIST) | MP1941 Poles, Towers, and Fixtures | KY | 1 | 0 | 0
E364.00-Poles, Towers, and Fixtures | 1949-01-01 | PLATFORM | MP1949 Poles, Towers, and Fixtures | KY | 0 | 0 | 0
E364.00-Poles, Towers, and Fixtures | 1957-01-01 | POLE WOOD 55 FT (DIST) | POLE WOOD 55 FT | KY | 0 | 0 | 0 | 0
E364.00-Poles, Towers, and Fixtures | 2002-01-01 | POLE WOOD 40 FT (DIST) | MP2002 Poles, Towers, and Fixtures | KY | 0 | 0 | 0 | 0
E364.00-Poles, Towers, and Fixtures | 1951-01-01 | POLE WOOD 70 FT (DIST) | MP1951 Poles, Towers, and Fixtures | KY | 0 | 0 | 0 | 0
E364.00-Poles, Towers, and Fixtures | 1961-01-01 | FENCE | FENCE (FEET) (01012) | KY | 188 | 1065.52 | 5.6677
E364.00-Poles, Towers, and Fixtures | 1951-01-01 | POLE WOOD 20 FT (DIST) | POLE WOOD 20 FT (DIST) | KY | 1 | 21.23 | 21.23
E364.00-Poles, Towers, and Fixtures | 2007-01-01 | STEEL POLES | STEEL POLES | KY | 2 | 7489.57 | 3744.785
E364.00-Poles, Towers, and Fixtures | 2008-05-01 | Non-unitized | 147 WILLIAMS LN 42345 | KY | 0 | 0 | 0 | 0
E364.00-Poles, Towers, and Fixtures | 2008-05-01 | Non-unitized | 1349924 | KY | 0 | 0 | 0
E364.00-Poles, Towers, and Fixtures | 2008-05-01 | Non-unitized | 1928 HWY 1870 TSE 42642 | KY | 0 | 0 | 0 | 0
E364.00-Poles, Towers, and Fixtures | 2008-05-01 | Non-unitized | FOREST TOWER ROAD 40313 | KY | 0 | 0 | 0 | 0
E364.00-Poles, Towers, and Fixtures | 2008-05-01 | Non-unitized | S HOPKINSVILLE RD | KY | 0 | 0 | 0
E364.00-Poles, Towers, and Fixtures | 2008-05-01 | Non-unitized | 1493934 | KY | 0 | 0 | 0
E364.00-Poles, Towers, and Fixtures | 2008-05-01 | Non-unitized | 315 E DALE AVE 42038 | KY | 0 | 0 | 0
E364.00-Poles, Towers, and Fixtures | 2008-05-01 | Non-unitized | 1725 S DIXIE HWY 42765 | KY | 0 | 0 | 0 | 0
E364.00-Poles, Towers, and Fixtures | 2008-05-01 | Non-unitized | 1468964 | KY | 0 | 0 | 0
E364.00-Poles, Towers, and Fixtures | 2008-05-01 | Non-unitized | 10391 ST RT 175 HWY | KY | 0 | 0 | 0
E364.00-Poles, Towers, and Fixtures | 2008-05-01 | Non-unitized | 35 CHARLESTON RD 42408 | KY | 0 | 0 | 0 | 0
E364.00-Poles, Towers, and Fixtures | 2008-05-01 | Non-unitized | E MAIN 40422 | KY | 0 | 0 | 0
E364.00-Poles, Towers, and Fixtures | 2008-05-01 | Non-unitized | WALKER LN 40342 | KY | 0 | 0 | 0
E364.00-Poles, Towers, and Fixtures | 2008-05-01 | Non-unitized | 1319892 | KY | 0 | 0 | 0
E364.00-Poles, Towers, and Fixtures | 2008-05-01 | Non-unitized | 926907 | KY | 0 | 0 | 0
E364.00-Poles, Towers, and Fixtures | 2008-05-01 | Non-unitized | 3501 LANSDOWNE DR 40517 | KY | 0 | 0 | 0 | 0
E364.00-Poles, Towers, and Fixtures | 2008-05-01 | Non-unitized | 1091 MAPLE LEAF ROAD 41056 | KY | 0 | 0 | 0 | 0
E364.00-Poles, Towers, and Fixtures | 2008-05-01 | Non-unitized | 1469974 | KY | 0 | 0 | 0
E364.00-Poles, Towers, and Fixtures | 2008-05-01 | Non-unitized | 10559 ELMBURG RD 40057 | KY | 0 | 0 | 0 | 0
E364.00-Poles, Towers, and Fixtures | 2008-05-01 | Non-unitized | HWY 80 40962 | KY | 0 | 0 | 0 | 0
E364.00-Poles, Towers, and Fixtures | 2008-05-01 | Non-unitized | 1324094 | KY | 0 | 0 | 0
E364.00-Poles, Towers, and Fixtures | 2008-05-01 | Non-unitized | 13369 HWY 25 E 40701 | KY | 0 | 0 | 0 | 0
E364.00-Poles, Towers, and Fixtures | 2008-05-01 | Non-unitized | 12805 HWY 431 42330 | KY | 0 | 0 | 0 | 0
E364.00-Poles, Towers, and Fixtures | 2008-05-01 | Non-unitized | STEPSTONE RD | KY | 0 | 0 | 0
E364.00-Poles, Towers, and Fixtures | 2008-05-01 | Non-unitized | 1702 NEW CYPRESS RD 42345 | KY | 0 | 0 | 0
E364.00-Poles, Towers, and Fixtures | 2008-05-01 | Non-unitized | 1200473 | KY | 0 | 0 | 0
E364.00-Poles, Towers, and Fixtures | 2008-05-01 | Non-unitized | WESTSIDE DR | KY | 0 | 0 | 0 | 0
E364.00-Poles, Towers, and Fixtures | 2008-05-01 | Non-unitized | ZARING MILL & LOCUST GROVE RD BLOCK 5000 40065 | KY | 0 | 0 | 0 | 0
E364.00-Poles, Towers, and Fixtures | 2008-05-01 | Non-unitized | 510 ROLLING HILLS LN 40391 | KY | 0 | 0 | 0
E364.00-Poles, Towers, and Fixtures | 2008-05-01 | Non-unitized | OAKWOOD CT 40065 | KY | 0 | 0 | 0 | 0
E364.00-Poles, Towers, and Fixtures | 2008-05-01 | Non-unitized | 105 AIR SHAFT LN 42325 | KY | 0 | 0 | 0
E364.00-Poles, Towers, and Fixtures | 2008-05-01 | Non-unitized | 1041484 | KY | 0 | 0 | 0
E364.00-Poles, Towers, and Fixtures | 2008-05-01 | Non-unitized | 5128 US HWY 641 42411 | KY | 0 | 0 | 0
E364.00-Poles, Towers, and Fixtures | 2008-05-01 | Non-unitized | 1327408 | KY | 0 | 0 | 0
E364.00-Poles, Towers, and Fixtures | 2008-05-01 | Non-unitized | 1308 N DIXIE HWY 42701 | KY | 0 | 0 | 0
E364.00-Poles, Towers, and Fixtures | 2008-05-01 | Non-unitized | RIVERS EDGE | KY | 0 | 0 | 0 | 0
E364.00-Poles, Towers, and Fixtures | 2008-05-01 | Non-unitized | 2703 RICHMOND RD 40509 | KY | 0 | 0 | 0
E364.00-Poles, Towers, and Fixtures | 2008-05-01 | Non-unitized | 61 GEARY LN TS 42754 | KY | 0 | 0 | 0 | 0
E364.00-Poles, Towers, and Fixtures | 2008-05-01 | Non-unitized | 12391 S DIXIE HWY BUSINESS 42776 | KY | 0 | 0 | 0 | 0
E364.00-Poles, Towers, and Fixtures | 2008-05-01 | Non-unitized | 900 HIGHGLORY ROAD | KY | 0 | 0 | 0 | 0
E364.00-Poles, Towers, and Fixtures | 2008-05-01 | Non-unitized | 1315506 | KY | 0 | 0 | 0 | 0
E364.00-Poles, Towers, and Fixtures | 2008-05-01 | Non-unitized | 4465 AUGUSTA / CHATHAM ROAD 41002 | KY | 0 | 0 | 0 | 0
E364.00-Poles, Towers, and Fixtures | 2008-05-01 | Non-unitized | 1245895 | KY | 0 | 0 | 0 | 0
E364.00-Poles, Towers, and Fixtures | 2008-05-01 | Non-unitized | 1186949 | KY | 0 | 0 | 0 | 0
E364.00-Poles, Towers, and Fixtures | 2008-05-01 | Non-unitized | 130 ROSE LN TSE 40475 | KY | 0 | 0 | 0 | 0
E364.00-Poles, Towers, and Fixtures | 2008-05-01 | Non-unitized | NINEVAH RD 40342 | KY | 0 | 0 | 0
E364.00-Poles, Towers, and Fixtures | 2008-05-01 | Non-unitized | 831 E MAIN ST 42078 | KY | 0 | 0 | 0
E364.00-Poles, Towers, and Fixtures | 2008-05-01 | Non-unitized | E PITTSBURG CHURCH RD | KY | 0 | 0 | 0 | 0
E364.00-Poles, Towers, and Fixtures | 2008-05-01 | Non-unitized | 5030 CORPORATE WAY 40475 | KY | 0 | 0 | 0 | 0
E364.00-Poles, Towers, and Fixtures | 2008-05-01 | Non-unitized | 1560 HUSTONVILLE | KY | 0 | 0 | 0
E364.00-Poles, Towers, and Fixtures | 2008-05-01 | Non-unitized | 21 PERSELL SUB BARN 40006 | KY | 0 | 0 | 0 | 0
E364.00-Poles, Towers, and Fixtures | 2008-05-01 | Non-unitized | SHAWNEE RUN ROAD | KY | 0 | 0 | 0
E364.00-Poles, Towers, and Fixtures | 2008-05-01 | Non-unitized | STATE HWY 81 | KY | 0 | 0 | 0
E364.00-Poles, Towers, and Fixtures | 2008-05-01 | Non-unitized | STEVE | KY | 0 | 0 | 0
E364.00-Poles, Towers, and Fixtures | 2008-05-01 | Non-unitized | 331 HARVEY ST 42728 | KY | 0 | 0 | 0 | 0
E364.00-Poles, Towers, and Fixtures | 2008-05-01 | Non-unitized | 151 NEDWAY ROAD | KY | 0 | 0 | 0 | 0
E364.00-Poles, Towers, and Fixtures | 2008-05-01 | Non-unitized | 959982 | KY | 0 | 0 | 0
E364.00-Poles, Towers, and Fixtures | 2008-05-01 | Non-unitized | 526 US HWY 41 A | KY | 0 | 0 | 0 | 0
E364.00-Poles, Towers, and Fixtures | 2008-05-01 | Non-unitized | 214 ROBINSON ST TRL 42724 | KY | 0 | 0 | 0 | 0
E364.00-Poles, Towers, and Fixtures | 2008-05-01 | Non-unitized | 3244 OSBORNE RD | KY | 0 | 0 | 0 | 0
E364.00-Poles, Towers, and Fixtures | 2008-05-01 | Non-unitized | VIMONT STREET | KY | 0 | 0 | 0
E364.00-Poles, Towers, and Fixtures | 2008-05-01 | Non-unitized | 291 GARRETT AVE 40336 | KY | 0 | 0 | 0 | 0
E364.00-Poles, Towers, and Fixtures | 2008-05-01 | Non-unitized | 630 E NEW CIRCLE RD | KY | 0 | 0 | 0
E364.00-Poles, Towers, and Fixtures | 2008-05-01 | Non-unitized | 1131415 | KY | 0 | 0 | 0 | 0
E364.00-Poles, Towers, and Fixtures | 2008-05-01 | Non-unitized | NEW HWY 30 TEMP 40741 | KY | 0 | 0 | 0 | 0
E364.00-Poles, Towers, and Fixtures | 2008-05-01 | Non-unitized | 1249344 | KY | 0 | 0 | 0 | 0
E364.00-Poles, Towers, and Fixtures | 2008-05-01 | Non-unitized | 195 BROADWAY ST | KY | 0 | 0 | 0
E364.00-Poles, Towers, and Fixtures | 2008-05-01 | Non-unitized | 200 BOLIVAR ST 40508 | KY | 0 | 0 | 0 | 0
E364.00-Poles, Towers, and Fixtures | 2008-05-01 | Non-unitized | AQUA TRAIL 42503 | KY | 0 | 0 | 0 | 0
E364.00-Poles, Towers, and Fixtures | 2008-05-01 | Non-unitized | 1055 CAMPBELLSVILLE ST 42539 | KY | 0 | 0 | 0 | 0
E364.00-Poles, Towers, and Fixtures | 2008-05-01 | Non-unitized | 414 EXTINE ST | KY | 0 | 0 | 0 | 0
E364.00-Poles, Towers, and Fixtures | 2008-05-01 | Non-unitized | 1051287 | KY | 0 | 0 | 0 | 0
E364.00-Poles, Towers, and Fixtures | 2008-05-01 | Non-unitized | 44 EARLY LANE 40313 | KY | 0 | 0 | 0 | 0
E364.00-Poles, Towers, and Fixtures | 2008-05-01 | Non-unitized | S US 25 40475 | KY | 0 | 0 | 0 | 0
E364.00-Poles, Towers, and Fixtures | 2008-05-01 | Non-unitized | 1325 DANVILLE RD LOOP 1 40356 | KY | 0 | 0 | 0 | 0
E364.00-Poles, Towers, and Fixtures | 2008-05-01 | Non-unitized | 808 EASTERN BYP 40475 | KY | 0 | 0 | 0 | 0
E364.00-Poles, Towers, and Fixtures | 2008-05-01 | Non-unitized | BEAUMONT CENTRE LN | KY | 0 | 0 | 0 | 0
E364.00-Poles, Towers, and Fixtures | 2008-05-01 | Non-unitized | 1236284 | KY | 0 | 0 | 0 | 0
E364.00-Poles, Towers, and Fixtures | 2008-05-01 | Non-unitized | 110 KENNEDY AVE 40701 | KY | 0 | 0 | 0 | 0
E364.00-Poles, Towers, and Fixtures | 2008-05-01 | Non-unitized | 1183814 | KY | 0 | 0 | 0 | 0
E364.00-Poles, Towers, and Fixtures | 2008-05-01 | Non-unitized | 1077 ROBINSON CREEK RD 40740 | KY | 0 | 0 | 0 | 0
E364.00-Poles, Towers, and Fixtures | 2008-05-01 | Non-unitized | COW CREEK RD 40472 | KY | 0 | 0 | 0 | 0
E364.00-Poles, Towers, and Fixtures | 2008-05-01 | Non-unitized | 501 W MAIN ST 40507 | KY | 0 | 0 | 0 | 0
E364.00-Poles, Towers, and Fixtures | 2008-05-01 | Non-unitized | 1791 CLEAR LAKE DR 40515 | KY | 0 | 0 | 0 | 0
E364.00-Poles, Towers, and Fixtures | 2008-05-01 | Non-unitized | 103 VINCEWOOD DR 40356 | KY | 0 | 0 | 0 | 0
E364.00-Poles, Towers, and Fixtures | 2008-05-01 | Non-unitized | PARKERS MILL AT AIRPORT 40503 | KY | 0 | 0 | 0 | 0
E364.00-Poles, Towers, and Fixtures | 2008-07-01 | Non-unitized | 222 N BROADWAY 40324 | KY | 0 | 0 | 0
E364.00-Poles, Towers, and Fixtures | 2008-05-01 | Non-unitized | 2424 STAMPING GROUND RD 40379 | KY | 0 | 0 | 0 | 0
E364.00-Poles, Towers, and Fixtures | 2008-05-01 | Non-unitized | 202 SALLEE ST | KY | 0 | 0 | 0 | 0
E364.00-Poles, Towers, and Fixtures | 2008-05-01 | Non-unitized | 727 W CUMBERLAND GAP PKY SEWER 40701 | KY | 0 | 0 | 0 | 0
E364.00-Poles, Towers, and Fixtures | 2008-07-01 | Non-unitized | 1177 BARNES MILL RD 40475 | KY | 0 | 0 | 0
E364.00-Poles, Towers, and Fixtures | 2008-05-01 | Non-unitized | 1227608 | KY | 0 | 0 | 0 | 0
E364.00-Poles, Towers, and Fixtures | 2008-05-01 | Non-unitized | 1245966 | KY | 0 | 0 | 0 | 0
E364.00-Poles, Towers, and Fixtures | 2008-05-01 | Non-unitized | 252 RUSSELL CAVE RD | KY | 0 | 0 | 0 | 0
E364.00-Poles, Towers, and Fixtures | 2008-05-01 | Non-unitized | 4010 HWY. 127 NORTH | KY | 0 | 0 | 0 | 0
E364.00-Poles, Towers, and Fixtures | 2008-05-01 | Non-unitized | WILDCAT RD | KY | 0 | 0 | 0 | 0
E364.00-Poles, Towers, and Fixtures | 2008-05-01 | Non-unitized | 548 E HONAKER RD | KY | 0 | 0 | 0 | 0
E364.00-Poles, Towers, and Fixtures | 2008-05-01 | Non-unitized | 609 SARAH BLAKE LN 40383 | KY | 0 | 0 | 0 | 0
E364.00-Poles, Towers, and Fixtures | 2008-05-01 | Non-unitized | 3426 STATE RTE 1380 42330 | KY | 0 | 0 | 0 | 0
E364.00-Poles, Towers, and Fixtures | 2008-05-01 | Non-unitized | BLACKFORD PKWY 40509 | KY | 0 | 0 | 0 | 0
E364.00-Poles, Towers, and Fixtures | 2008-05-01 | Non-unitized | U.S. 68 SOUTH 41056 | KY | 0 | 0 | 0 | 0
E364.00-Poles, Towers, and Fixtures | 2008-05-01 | Non-unitized | THOMPSON DRUG STORE | KY | 0 | 0 | 0 | 0
E364.00-Poles, Towers, and Fixtures | 2008-05-01 | Non-unitized | HALLS HOLLOW RD | KY | 0 | 0 | 0 | 0
E364.00-Poles, Towers, and Fixtures | 2008-05-01 | Non-unitized | 3900 RAPID RUN DR 40515 | KY | 0 | 0 | 0 | 0
E364.00-Poles, Towers, and Fixtures | 2008-05-01 | Non-unitized | 296 SCOTT AVE 40508 | KY | 0 | 0 | 0 | 0
E364.00-Poles, Towers, and Fixtures | 2008-05-01 | Non-unitized | MAPOTHER ST | KY | 0 | 0 | 0 | 0
E364.00-Poles, Towers, and Fixtures | 2008-05-01 | Non-unitized | TARA ESTATES 40741 | KY | 0 | 0 | 0 | 0
E364.00-Poles, Towers, and Fixtures | 2008-05-01 | Non-unitized | 1208814 | KY | 0 | 0 | 0
E364.00-Poles, Towers, and Fixtures | 2008-05-01 | Non-unitized | AMSDEN AVE | KY | 0 | 0 | 0 | 0
E364.00-Poles, Towers, and Fixtures | 2008-05-01 | Non-unitized | 110 W FOURTH ST 41002 | KY | 0 | 0 | 0 | 0
E364.00-Poles, Towers, and Fixtures | 2008-05-01 | Non-unitized | 806 PERRINS LN 41003 | KY | 0 | 0 | 0 | 0
E364.00-Poles, Towers, and Fixtures | 2008-05-01 | Non-unitized | 59 BLUE BONNETT CIR TRL 40701 | KY | 0 | 0 | 0 | 0
E364.00-Poles, Towers, and Fixtures | 2008-05-01 | Non-unitized | 1143075 | KY | 0 | 0 | 0 | 0
E364.00-Poles, Towers, and Fixtures | 2008-05-01 | Non-unitized | 698 BERLIN ROAD 41004 | KY | 0 | 0 | 0 | 0
E364.00-Poles, Towers, and Fixtures | 2008-05-01 | Non-unitized | RIVER ROAD | KY | 0 | 0 | 0 | 0
E364.00-Poles, Towers, and Fixtures | 2008-05-01 | Non-unitized | 206 MERRETT RD | KY | 0 | 0 | 0 | 0
E364.00-Poles, Towers, and Fixtures | 2008-05-01 | Non-unitized | 129 MILL ST | KY | 0 | 0 | 0
E364.00-Poles, Towers, and Fixtures | 2008-05-01 | Non-unitized | 1221897 | KY | 0 | 0 | 0 | 0
E364.00-Poles, Towers, and Fixtures | 2008-05-01 | Non-unitized | 1141495 | KY | 0 | 0 | 0 | 0
E364.00-Poles, Towers, and Fixtures | 2008-05-01 | Non-unitized | 4410 DELANEY FERRY RD | KY | 0 | 0 | 0
E364.00-Poles, Towers, and Fixtures | 2008-05-01 | Non-unitized | 509 SHELBY ST | KY | 0 | 0 | 0 | 0
E364.00-Poles, Towers, and Fixtures | 2008-05-01 | Non-unitized | 1175 RICHMOND ST | KY | 0 | 0 | 0 | 0
E364.00-Poles, Towers, and Fixtures | 2008-05-01 | Non-unitized | 347 CLEVELAND RD FG 74 40509 | KY | 0 | 0 | 0 | 0
E364.00-Poles, Towers, and Fixtures | 2008-05-01 | Non-unitized | ANDERSON CROSSING | KY | 0 | 0 | 0 | 0
E364.00-Poles, Towers, and Fixtures | 2008-05-01 | Non-unitized | 1762 PAWPAW RD 40962 | KY | 0 | 0 | 0 | 0
E364.00-Poles, Towers, and Fixtures | 2008-05-01 | Non-unitized | EPPERSON HOLLOW RD | KY | 0 | 0 | 0 | 0
E364.00-Poles, Towers, and Fixtures | 2008-05-01 | Non-unitized | 3132 KENNEDY BRIDGE RD LOT 1 40444 | KY | 0 | 0 | 0 | 0
E364.00-Poles, Towers, and Fixtures | 2008-05-01 | Non-unitized | HAIL KNOB | KY | 0 | 0 | 0 | 0
E364.00-Poles, Towers, and Fixtures | 2008-05-01 | Non-unitized | 1264986 | KY | 0 | 0 | 0 | 0
E364.00-Poles, Towers, and Fixtures | 2008-05-01 | Non-unitized | 1133334 | KY | 0 | 0 | 0 | 0
E364.00-Poles, Towers, and Fixtures | 2008-05-01 | Non-unitized | 1120995 | KY | 0 | 0 | 0 | 0
E364.00-Poles, Towers, and Fixtures | 2008-05-01 | Non-unitized | BEND RD 40385 | KY | 0 | 0 | 0
E364.00-Poles, Towers, and Fixtures | 2008-05-01 | Non-unitized | 660 E.CHURCH STREET | KY | 0 | 0 | 0
E364.00-Poles, Towers, and Fixtures | 2008-05-01 | Non-unitized | 1264797 | KY | 0 | 0 | 0 | 0
E364.00-Poles, Towers, and Fixtures | 2008-05-01 | Non-unitized | 1158236 | KY | 0 | 0 | 0 | 0
E364.00-Poles, Towers, and Fixtures | 2008-05-01 | Non-unitized | 105 BANK ST 41056 | KY | 0 | 0 | 0
E364.00-Poles, Towers, and Fixtures | 2008-05-01 | Non-unitized | 432 TURTLE CREEK RD HME MBLE 41002 | KY | 0 | 0 | 0 | 0
E364.00-Poles, Towers, and Fixtures | 2008-05-01 | Non-unitized | VANZANT RD TRL | KY | 0 | 0 | 0 | 0
E364.00-Poles, Towers, and Fixtures | 2008-05-01 | Non-unitized | GREGORY COURT | KY | 0 | 0 | 0 | 0
E364.00-Poles, Towers, and Fixtures | 2008-05-01 | Non-unitized | 1154 HORSEMANS LN 40504 | KY | 0 | 0 | 0 | 0
E364.00-Poles, Towers, and Fixtures | 2008-05-01 | Non-unitized | 3025 BRASSFIELD RD 40475 | KY | 0 | 0 | 0 | 0
E364.00-Poles, Towers, and Fixtures | 2008-05-01 | Non-unitized | 115 MCCUBBINS AVE FIREHOUS 42749 | KY | 0 | 0 | 0 | 0
E364.00-Poles, Towers, and Fixtures | 2008-05-01 | Non-unitized | 2791 WOODLAWN RD TSE 40004 | KY | 0 | 0 | 0
E364.00-Poles, Towers, and Fixtures | 2008-05-01 | Non-unitized | 3692 HUNTERTOWN RD | KY | 0 | 0 | 0 | 0
E364.00-Poles, Towers, and Fixtures | 2008-05-01 | Non-unitized | 3901 COMBS FERRY RD | KY | 0 | 0 | 0 | 0
E364.00-Poles, Towers, and Fixtures | 2008-05-01 | Non-unitized | 1071874 | KY | 0 | 0 | 0 | 0
E364.00-Poles, Towers, and Fixtures | 2008-05-01 | Non-unitized | 865 E HIGH ST 40502 | KY | 0 | 0 | 0 | 0
E364.00-Poles, Towers, and Fixtures | 2008-05-01 | Non-unitized | DILLINGHAM SCHOOLHOUSE ROAD | KY | 0 | 0 | 0 | 0
E364.00-Poles, Towers, and Fixtures | 2008-05-01 | Non-unitized | 4510 S WILSON RD LOT 4 42701 | KY | 0 | 0 | 0 | 0
E364.00-Poles, Towers, and Fixtures | 2008-05-01 | Non-unitized | 7430 ELK LICK FALLS RD 40515 | KY | 0 | 0 | 0 | 0
E364.00-Poles, Towers, and Fixtures | 2008-05-01 | Non-unitized | HIGHWAY 2425 LITTLE CREEK | KY | 0 | 0 | 0 | 0
E364.00-Poles, Towers, and Fixtures | 2008-05-01 | Non-unitized | 1095704 | KY | 0 | 0 | 0 | 0
E364.00-Poles, Towers, and Fixtures | 2008-05-01 | Non-unitized | E HWY 146 TRACT 12 40031 | KY | 0 | 0 | 0 | 0
E364.00-Poles, Towers, and Fixtures | 2008-05-01 | Non-unitized | 1087175 | KY | 0 | 0 | 0 | 0
E364.00-Poles, Towers, and Fixtures | 2008-05-01 | Non-unitized | 224 FREEDOM LN 41004 | KY | 0 | 0 | 0 | 0
E364.00-Poles, Towers, and Fixtures | 2008-05-01 | Non-unitized | HUTCH 40965 | KY | 0 | 0 | 0 | 0
E364.00-Poles, Towers, and Fixtures | 2008-05-01 | Non-unitized | 123 TAYLORS FORK RD 40475 | KY | 0 | 0 | 0 | 0
E364.00-Poles, Towers, and Fixtures | 2008-05-01 | Non-unitized | KENTUCKY ST 40175 | KY | 0 | 0 | 0 | 0
E364.00-Poles, Towers, and Fixtures | 2008-05-01 | Non-unitized | 9126 TROY PIKE 40383 | KY | 0 | 0 | 0 | 0
E364.00-Poles, Towers, and Fixtures | 2008-05-01 | Non-unitized | STONECREST CT | KY | 0 | 0 | 0 | 0
E364.00-Poles, Towers, and Fixtures | 2008-05-01 | Non-unitized | E CUMBERLAND | KY | 0 | 0 | 0 | 0
E364.00-Poles, Towers, and Fixtures | 2008-05-01 | Non-unitized | 304 PEA RIDGE RD 40379 | KY | 0 | 0 | 0 | 0
E364.00-Poles, Towers, and Fixtures | 2008-05-01 | Non-unitized | 3388 MAIN ST 40379 | KY | 0 | 0 | 0 | 0
E364.00-Poles, Towers, and Fixtures | 2008-05-01 | Non-unitized | CRISP COURT PUMP 40769 | KY | 0 | 0 | 0 | 0
E364.00-Poles, Towers, and Fixtures | 2008-05-01 | Non-unitized | HURT | KY | 0 | 0 | 0 | 0
E364.00-Poles, Towers, and Fixtures | 2008-05-01 | Non-unitized | 682 CHIMNEY ROCK 40330 | KY | 0 | 0 | 0 | 0
E364.00-Poles, Towers, and Fixtures | 2008-05-01 | Non-unitized | MEADOWBROOK - PH.1 DR 40065 | KY | 0 | 0 | 0 | 0
E364.00-Poles, Towers, and Fixtures | 2008-05-01 | Non-unitized | 170 DELANEY FERRY RD 40383 | KY | 0 | 0 | 0 | 0
E364.00-Poles, Towers, and Fixtures | 2008-05-01 | Non-unitized | 565 LENOXBURG / FOSTER RD 41043 | KY | 0 | 0 | 0 | 0
E364.00-Poles, Towers, and Fixtures | 2008-05-01 | Non-unitized | 1090087 | KY | 0 | 0 | 0 | 0
E364.00-Poles, Towers, and Fixtures | 2008-05-01 | Non-unitized | 1464629 | KY | 0 | 0 | 0
E364.00-Poles, Towers, and Fixtures | 2008-05-01 | Non-unitized | HWY 1326 40409 | KY | 0 | 0 | 0 | 0
E364.00-Poles, Towers, and Fixtures | 2008-05-01 | Non-unitized | 134 ARNETT LN 42344 | KY | 0 | 0 | 0 | 0
E364.00-Poles, Towers, and Fixtures | 2008-05-01 | Non-unitized | 5850 BEAVER DAM RD | KY | 0 | 0 | 0 | 0
E364.00-Poles, Towers, and Fixtures | 2008-05-01 | Non-unitized | 11910 STATE RTE 175 S 42345 | KY | 0 | 0 | 0 | 0
E364.00-Poles, Towers, and Fixtures | 2008-05-01 | Non-unitized | 660 BETHEL RIDGE RD TRL 40374 | KY | 0 | 0 | 0
E364.00-Poles, Towers, and Fixtures | 2008-05-01 | Non-unitized | 1135196 | KY | 0 | 0 | 0 | 0
E364.00-Poles, Towers, and Fixtures | 2008-05-01 | Non-unitized | 1230 S BUSTER PI SILO 40422 | KY | 0 | 0 | 0 | 0
E364.00-Poles, Towers, and Fixtures | 2008-05-01 | Non-unitized | 480 PLAINVIEW RD 40517 | KY | 0 | 0 | 0 | 0
E364.00-Poles, Towers, and Fixtures | 2008-05-01 | Non-unitized | 3550 OWINGSVILLE RD 40353 | KY | 0 | 0 | 0 | 0
E364.00-Poles, Towers, and Fixtures | 2008-05-01 | Non-unitized | KY HWY 192 sou | KY | 0 | 0 | 0 | 0
E364.00-Poles, Towers, and Fixtures | 2008-05-01 | Non-unitized | 1265158 | KY | 0 | 0 | 0
E364.00-Poles, Towers, and Fixtures | 2008-05-01 | Non-unitized | 1167717 | KY | 0 | 0 | 0 | 0
E364.00-Poles, Towers, and Fixtures | 2008-05-01 | Non-unitized | 2020 HOWARDS MILL RD | KY | 0 | 0 | 0 | 0
E364.00-Poles, Towers, and Fixtures | 2008-05-01 | Non-unitized | 160 FALLS ST 40741 | KY | 0 | 0 | 0 | 0
E364.00-Poles, Towers, and Fixtures | 2008-05-01 | Non-unitized | LAUREL CO HEALTH DEPARTMENT 40741 | KY | 0 | 0 | 0 | 0
E364.00-Poles, Towers, and Fixtures | 2008-05-01 | Non-unitized | 1057496 | KY | 0 | 0 | 0 | 0
E364.00-Poles, Towers, and Fixtures | 2008-05-01 | Non-unitized | 1081764 | KY | 0 | 0 | 0 | 0
E364.00-Poles, Towers, and Fixtures | 2008-05-01 | Non-unitized | 1087294 | KY | 0 | 0 | 0 | 0
E364.00-Poles, Towers, and Fixtures | 2008-05-01 | Non-unitized | SILENT RUN CHURCH RD | KY | 0 | 0 | 0 | 0
E364.00-Poles, Towers, and Fixtures | 2008-05-01 | Non-unitized | 331 EVERLY BRO BLV 1 42330 | KY | 0 | 0 | 0 | 0
E364.00-Poles, Towers, and Fixtures | 2008-05-01 | Non-unitized | 1255 SHARON DEPOY RD TSE 42345 | KY | 0 | 0 | 0 | 0
E364.00-Poles, Towers, and Fixtures | 2008-05-01 | Non-unitized | 393 CENTER ST LOT 34T 42721 | KY | 0 | 0 | 0 | 0
E364.00-Poles, Towers, and Fixtures | 2008-05-01 | Non-unitized | CHERRY LANE | KY | 0 | 0 | 0 | 0
E364.00-Poles, Towers, and Fixtures | 2008-05-01 | Non-unitized | HORSE SHOE DRIVE 40065 | KY | 0 | 0 | 0 | 0
E364.00-Poles, Towers, and Fixtures | 2008-05-01 | Non-unitized | 1322495 | KY | 0 | 0 | 0 | 0
E364.00-Poles, Towers, and Fixtures | 2008-05-01 | Non-unitized | Philip Lane | KY | 0 | 0 | 0 | 0
E364.00-Poles, Towers, and Fixtures | 2008-05-01 | Non-unitized | 427 SILVER MAPLE WAY | KY | 0 | 0 | 0 | 0
E364.00-Poles, Towers, and Fixtures | 2008-05-01 | Non-unitized | 2589 BILLY DRAKE RD 42330 | KY | 0 | 0 | 0 | 0
E364.00-Poles, Towers, and Fixtures | 2008-05-01 | Non-unitized | 82 PEYTON RD 42053 | KY | 0 | 0 | 0 | 0
E364.00-Poles, Towers, and Fixtures | 2008-05-01 | Non-unitized | 201 WHITE LN TSE 42728 | KY | 0 | 0 | 0 | 0
E364.00-Poles, Towers, and Fixtures | 2008-05-01 | Non-unitized | JOUETT CREEK DR 40509 | KY | 0 | 0 | 0 | 0
E364.00-Poles, Towers, and Fixtures | 2008-05-01 | Non-unitized | 3037 RIVER CIR 40475 | KY | 0 | 0 | 0 | 0
E364.00-Poles, Towers, and Fixtures | 2008-05-01 | Non-unitized | PROVIDENCE RD CABINET 40330 | KY | 0 | 0 | 0 | 0
E364.00-Poles, Towers, and Fixtures | 2008-05-01 | Non-unitized | 1163045 | KY | 0 | 0 | 0 | 0
E364.00-Poles, Towers, and Fixtures | 2008-05-01 | Non-unitized | 1257917 | KY | 0 | 0 | 0 | 0
E364.00-Poles, Towers, and Fixtures | 2008-05-01 | Non-unitized | 664 GRAYSON ST 42784 | KY | 0 | 0 | 0 | 0
E364.00-Poles, Towers, and Fixtures | 2008-05-01 | Non-unitized | SHELBY ST | KY | 0 | 0 | 0 | 0
E364.00-Poles, Towers, and Fixtures | 2008-05-01 | Non-unitized | 200 JOHNSON MILL RD | KY | 0 | 0 | 0 | 0
E364.00-Poles, Towers, and Fixtures | 2008-05-01 | Non-unitized | 2111 CAPSTONE DR | KY | 0 | 0 | 0 | 0
E364.00-Poles, Towers, and Fixtures | 2008-05-01 | Non-unitized | MILLER | KY | 0 | 0 | 0 | 0
E364.00-Poles, Towers, and Fixtures | 2008-05-01 | Non-unitized | 1866 EDGEWORTH DR JOB TRL 40505 | KY | 0 | 0 | 0 | 0
E364.00-Poles, Towers, and Fixtures | 2008-05-01 | Non-unitized | SEXTON DR | KY | 0 | 0 | 0 | 0
E364.00-Poles, Towers, and Fixtures | 2008-05-01 | Non-unitized | 9544 OWENTON RD 40601 | KY | 0 | 0 | 0 | 0
E364.00-Poles, Towers, and Fixtures | 2008-05-01 | Non-unitized | 551 COLSTON LN 40601 | KY | 0 | 0 | 0 | 0
E364.00-Poles, Towers, and Fixtures | 2008-05-01 | Non-unitized | 4050 OWENTON RD. | KY | 0 | 0 | 0 | 0
E364.00-Poles, Towers, and Fixtures | 2008-05-01 | Non-unitized | DUNLAP HOLLOW 40965 | KY | 0 | 0 | 0 | 0
E364.00-Poles, Towers, and Fixtures | 2008-05-01 | Non-unitized | NORTH LOCUST STREET | KY | 0 | 0 | 0 | 0
E364.00-Poles, Towers, and Fixtures | 2008-05-01 | Non-unitized | OSBORNE WAY 40324 | KY | 0 | 0 | 0 | 0
E364.00-Poles, Towers, and Fixtures | 2008-05-01 | Non-unitized | 1480 WELCH RD 40337 | KY | 0 | 0 | 0
E364.00-Poles, Towers, and Fixtures | 2008-05-01 | Non-unitized | PROSPEROUS WAY 40330 | KY | 0 | 0 | 0 | 0
E364.00-Poles, Towers, and Fixtures | 2008-05-01 | Non-unitized | 44 QUALLS RD 40815 | KY | 0 | 0 | 0 | 0
E364.00-Poles, Towers, and Fixtures | 2008-05-01 | Non-unitized | 705 MAIN ST 40348 | KY | 0 | 0 | 0 | 0
E364.00-Poles, Towers, and Fixtures | 2008-05-01 | Non-unitized | HILLARY TERRACE | KY | 0 | 0 | 0 | 0
E364.00-Poles, Towers, and Fixtures | 2008-05-01 | Non-unitized | 418 ELM STREET HTS 40383 | KY | 0 | 0 | 0 | 0
E364.00-Poles, Towers, and Fixtures | 2008-05-01 | Non-unitized | FAIR VIEW | KY | 0 | 0 | 0 | 0
E364.00-Poles, Towers, and Fixtures | 2008-05-01 | Non-unitized | AA HWY # 9 41002 | KY | 0 | 0 | 0 | 0
E364.00-Poles, Towers, and Fixtures | 2008-05-01 | Non-unitized | 5800 SULPHUR WELL RD | KY | 0 | 0 | 0
E364.00-Poles, Towers, and Fixtures | 2008-05-01 | Non-unitized | 6370 MAN O WAR BLVD 40509 | KY | 0 | 0 | 0 | 0
E364.00-Poles, Towers, and Fixtures | 2008-05-01 | Non-unitized | 1141 VERSAILLES RD. LOT16 | KY | 0 | 0 | 0 | 0
E364.00-Poles, Towers, and Fixtures | 2008-05-01 | Non-unitized | HICKORY GROVE ROAD | KY | 0 | 0 | 0
E364.00-Poles, Towers, and Fixtures | 2008-05-01 | Non-unitized | 1181831 | KY | 0 | 0 | 0
E364.00-Poles, Towers, and Fixtures | 2008-05-01 | Non-unitized | 1338365 | KY | 0 | 0 | 0 | 0
E364.00-Poles, Towers, and Fixtures | 2008-05-01 | Non-unitized | DEVILLE RD 42038 | KY | 0 | 0 | 0 | 0
E364.00-Poles, Towers, and Fixtures | 2008-05-01 | Non-unitized | 622 FLORENCE STREET 41056 | KY | 0 | 0 | 0 | 0
E364.00-Poles, Towers, and Fixtures | 2008-05-01 | Non-unitized | 2580 HWY 227 N 41098 | KY | 0 | 0 | 0 | 0
E364.00-Poles, Towers, and Fixtures | 2008-05-01 | Non-unitized | AVAWAM DR 40475 | KY | 0 | 0 | 0 | 0
E364.00-Poles, Towers, and Fixtures | 2008-05-01 | Non-unitized | WALNUT GROVE LN 40515 | KY | 0 | 0 | 0 | 0
E364.00-Poles, Towers, and Fixtures | 2008-05-01 | Non-unitized | 1221 S BROADWAY | KY | 0 | 0 | 0 | 0
E364.00-Poles, Towers, and Fixtures | 2008-05-01 | Non-unitized | 1304 MITCHELLSBURG RD 40422 | KY | 0 | 0 | 0 | 0
E364.00-Poles, Towers, and Fixtures | 2008-05-01 | Non-unitized | 1168395 | KY | 0 | 0 | 0 | 0
E364.00-Poles, Towers, and Fixtures | 2008-05-01 | Non-unitized | 1227734 | KY | 0 | 0 | 0 | 0
E364.00-Poles, Towers, and Fixtures | 2008-05-01 | Non-unitized | 118 1/2 TROWBRIDGE ST 42345 | KY | 0 | 0 | 0 | 0
E364.00-Poles, Towers, and Fixtures | 2008-05-01 | Non-unitized | 1411 STATE ROUTE 2835 | KY | 0 | 0 | 0 | 0
E364.00-Poles, Towers, and Fixtures | 2008-05-01 | Non-unitized | 150 US 431 HWY | KY | 0 | 0 | 0
E364.00-Poles, Towers, and Fixtures | 2008-05-01 | Non-unitized | 415 EARL JONES RD 42748 | KY | 0 | 0 | 0
E364.00-Poles, Towers, and Fixtures | 2008-05-01 | Non-unitized | S YARNALLTON PIKE | KY | 0 | 0 | 0 | 0
E364.00-Poles, Towers, and Fixtures | 2008-05-01 | Non-unitized | E 3RD ST 40508 | KY | 0 | 0 | 0 | 0
E364.00-Poles, Towers, and Fixtures | 2008-05-01 | Non-unitized | DOE RUN LN | KY | 0 | 0 | 0 | 0
E364.00-Poles, Towers, and Fixtures | 2008-05-01 | Non-unitized | 5754 HIGHWAY 62 41055 | KY | 0 | 0 | 0 | 0
E364.00-Poles, Towers, and Fixtures | 2008-05-01 | Non-unitized | 5006 LOUISVILLE RD 40372 | KY | 0 | 0 | 0 | 0
E364.00-Poles, Towers, and Fixtures | 2008-05-01 | Non-unitized | PEMROSE | KY | 0 | 0 | 0 | 0
E364.00-Poles, Towers, and Fixtures | 2008-05-01 | Non-unitized | BARRINGTON LN 40509 | KY | 0 | 0 | 0 | 0
E364.00-Poles, Towers, and Fixtures | 2008-05-01 | Non-unitized | 111 W LOCUST STREET | KY | 0 | 0 | 0 | 0
E364.00-Poles, Towers, and Fixtures | 2008-05-01 | Non-unitized | FLAT LICK 40935 | KY | 0 | 0 | 0 | 0
E364.00-Poles, Towers, and Fixtures | 2008-05-01 | Non-unitized | 375 RESERVOIR RD | KY | 0 | 0 | 0 | 0
E364.00-Poles, Towers, and Fixtures | 2008-05-01 | Non-unitized | 302 HURT ST TSE 42728 | KY | 0 | 0 | 0 | 0
E364.00-Poles, Towers, and Fixtures | 2008-05-01 | Non-unitized | 824 LEMONS MILL RD 40324 | KY | 0 | 0 | 0 | 0
E364.00-Poles, Towers, and Fixtures | 2008-05-01 | Non-unitized | 70 HOME PLACE DR 42330 | KY | 0 | 0 | 0 | 0
E364.00-Poles, Towers, and Fixtures | 2008-05-01 | Non-unitized | 3284 OSBORNE RD | KY | 0 | 0 | 0
E364.00-Poles, Towers, and Fixtures | 2008-05-01 | Non-unitized | 145 MOORE HILL AVE 40701 | KY | 0 | 0 | 0 | 0
E364.00-Poles, Towers, and Fixtures | 2008-05-01 | Non-unitized | 6800 MAN O WAR BLVD 40509 | KY | 0 | 0 | 0 | 0
E364.00-Poles, Towers, and Fixtures | 2008-05-01 | Non-unitized | 3237 POLO CLUB BLVD 40509 | KY | 0 | 0 | 0 | 0
E364.00-Poles, Towers, and Fixtures | 2008-05-01 | Non-unitized | 4469 MAYSVILLE ROAD 41041 | KY | 0 | 0 | 0 | 0
E364.00-Poles, Towers, and Fixtures | 2008-05-01 | Non-unitized | 101 MEANS DR 40356 | KY | 0 | 0 | 0 | 0
E364.00-Poles, Towers, and Fixtures | 2008-05-01 | Non-unitized | 5096 FRANKFORT RD 40601 | KY | 0 | 0 | 0 | 0
E364.00-Poles, Towers, and Fixtures | 2008-05-01 | Non-unitized | FLOYD DR 40505 | KY | 0 | 0 | 0 | 0
E364.00-Poles, Towers, and Fixtures | 2008-05-01 | Non-unitized | 100 HILLTOP ESTATES 40351 | KY | 0 | 0 | 0 | 0
E364.00-Poles, Towers, and Fixtures | 2008-05-01 | Non-unitized | 1199 FRALEY ROAD 40371 | KY | 0 | 0 | 0 | 0
E364.00-Poles, Towers, and Fixtures | 2008-05-01 | Non-unitized | HUSTONVILLE ROAD | KY | 0 | 0 | 0
E364.00-Poles, Towers, and Fixtures | 2008-05-01 | Non-unitized | BOONE VILLAGE APARTMENTS | KY | 0 | 0 | 0 | 0
E364.00-Poles, Towers, and Fixtures | 2008-05-01 | Non-unitized | 569 JOHNSON RD 40855 | KY | 0 | 0 | 0 | 0
E364.00-Poles, Towers, and Fixtures | 2008-05-01 | Non-unitized | ROBIN ROAD 40065 | KY | 0 | 0 | 0 | 0
E364.00-Poles, Towers, and Fixtures | 2008-05-01 | Non-unitized | 1153654 | KY | 0 | 0 | 0 | 0
E364.00-Poles, Towers, and Fixtures | 2008-05-01 | Non-unitized | 6270 NELSONVILLE RD 40107 | KY | 0 | 0 | 0 | 0
E364.00-Poles, Towers, and Fixtures | 2008-05-01 | Non-unitized | 3537 DUTCH RIDGE ROAD 41002 | KY | 0 | 0 | 0 | 0
E364.00-Poles, Towers, and Fixtures | 2008-05-01 | Non-unitized | 1434 MCLEOD LANE | KY | 0 | 0 | 0 | 0
E364.00-Poles, Towers, and Fixtures | 2008-07-01 | Non-unitized | 1504835 | KY | 0 | 0 | 0
E364.00-Poles, Towers, and Fixtures | 1969-12-31 | POLE WOOD 60 FT (DIST) | POLE WOOD 60 FT | KY | 30 | 8816.34 | 293.878 | 0
E364.00-Poles, Towers, and Fixtures | 1957-12-31 | POLE WOOD 60 FT (DIST) | POLE WOOD 60 FT | KY | 8 | 1444.04 | 180.505 | 0
E364.00-Poles, Towers, and Fixtures | 2008-10-01 | Non-unitized | 1495556 | KY | 0 | 0 | 0
E364.00-Poles, Towers, and Fixtures | 1964-12-31 | POLE WOOD 20 FT (DIST) | POLE WOOD 20 FT (DIST) | KY | 4 | 748.44 | 187.11
E364.00-Poles, Towers, and Fixtures | 1979-12-31 | POLE WOOD 60 FT (DIST) | POLE WOOD 65 FT | KY | 14 | 11854.45 | 846.7464
E364.00-Poles, Towers, and Fixtures | 1979-12-31 | POLE WOOD 60 FT (DIST) | POLE WOOD 70 FT | KY | 3 | 3069.7 | 1023.2333
E364.00-Poles, Towers, and Fixtures | 1948-12-31 | POLE WOOD 25 FT (DIST) | POLE WOOD 45 FT | KY | 0 | 0 | 0 | 0
E364.00-Poles, Towers, and Fixtures | 1993-12-31 | POLE WOOD 60 FT (DIST) | POLE WOOD 60 FT | KY | 5 | 8353.88 | 1670.776
E364.00-Poles, Towers, and Fixtures | 1950-12-31 | CROSS ARMS | CROSS ARMS (07362) | KY | 0 | 0 | 0 | 0
E364.00-Poles, Towers, and Fixtures | 1943-12-31 | CROSS ARMS | POLE WOOD 50 FT | KY | 0 | 0 | 0 | 0
E364.00-Poles, Towers, and Fixtures | 1943-12-31 | CROSS ARMS | X BRACE WOOD PR. | KY | 0 | 0 | 0 | 0
E364.00-Poles, Towers, and Fixtures | 2008-11-01 | Non-unitized | 1659037 | KY | 0 | 0 | 0
E364.00-Poles, Towers, and Fixtures | 1980-12-31 | POLE WOOD 60 FT (DIST) | POLE WOOD 55 FT | KY | 1 | 461.62 | 461.62
E364.00-Poles, Towers, and Fixtures | 1970-12-31 | POLE WOOD 60 FT (DIST) | POLE WOOD 55 FT | KY | 5 | 1188.79 | 237.758
E364.00-Poles, Towers, and Fixtures | 2008-10-01 | Non-unitized | 1558882 | KY | 0 | 0 | 0
E364.00-Poles, Towers, and Fixtures | 2008-10-01 | Non-unitized | 1707037 | KY | 0 | 0 | 0
E364.00-Poles, Towers, and Fixtures | 2008-10-01 | Non-unitized | 6582 HIGHWAY 43 / CROPPER RD 40065 | KY | 0 | 0 | 0
E364.00-Poles, Towers, and Fixtures | 1961-12-31 | CROSS ARMS | GUY | KY | 0 | 0 | 0
E364.00-Poles, Towers, and Fixtures | 1973-12-31 | POLE WOOD 60 FT (DIST) | POLE WOOD 40 FT | KY | 6 | 993.26 | 165.5433 | 0
E364.00-Poles, Towers, and Fixtures | 1966-12-31 | POLE WOOD 60 FT (DIST) | POLE WOOD 40 FT | KY | 12 | 1095.93 | 91.3275
E364.00-Poles, Towers, and Fixtures | 1985-12-31 | POLE WOOD 60 FT (DIST) | POLE WOOD 50 FT | KY | 3 | 1817.79 | 605.93
E364.00-Poles, Towers, and Fixtures | 1972-12-31 | POLE WOOD 60 FT (DIST) | POLE WOOD 45 FT | KY | 3 | 554.26 | 184.7533
E364.00-Poles, Towers, and Fixtures | 1968-12-31 | POLE WOOD 60 FT (DIST) | POLE WOOD 45 FT | KY | 5 | 812.21 | 162.442 | 0
E364.00-Poles, Towers, and Fixtures | 1967-12-31 | POLE WOOD 60 FT (DIST) | POLE WOOD 45 FT | KY | 5 | 659.9 | 131.98
E364.00-Poles, Towers, and Fixtures | 1965-01-01 | PLATFORMS NEW (05491) | PLATFORMS NEW (05491) | KY | 7 | 1803.65 | 257.6643 | 0
E364.00-Poles, Towers, and Fixtures | 1944-12-31 | POLE WOOD 25 FT (DIST) | GUY | KY | 0 | 0 | 0
E364.00-Poles, Towers, and Fixtures | 1961-12-31 | POLE WOOD 60 FT (DIST) | ARM WOOD 10 FT AND UNDER (TRANS) | KY | 0 | 0 | 0
E364.00-Poles, Towers, and Fixtures | 2008-10-01 | Non-unitized | 1146270 | KY | 0 | 0 | 0
E364.00-Poles, Towers, and Fixtures | 2008-10-01 | Non-unitized | 5199 STATE ROUTE 70 W 42330 | KY | 0 | 0 | 0 | 0
E364.00-Poles, Towers, and Fixtures | 2008-10-01 | Non-unitized | 1560655 | KY | 0 | 0 | 0 | 0
E364.00-Poles, Towers, and Fixtures | 2008-10-01 | Non-unitized | 2281 WATSON RD 42445 | KY | 0 | 0 | 0
E364.00-Poles, Towers, and Fixtures | 2008-10-01 | Non-unitized | 1309714 | KY | 0 | 0 | 0
E364.00-Poles, Towers, and Fixtures | 2008-10-01 | Non-unitized | 1558214 | KY | 0 | 0 | 0
E364.00-Poles, Towers, and Fixtures | 1974-12-31 | POLE WOOD 60 FT (DIST) | ARM WOOD OVER 10 FT (TRANS) | KY | 0 | 0 | 0
E364.00-Poles, Towers, and Fixtures | 2008-10-01 | Non-unitized | 1625925 | KY | 0 | 0 | 0
E364.00-Poles, Towers, and Fixtures | 1992-12-31 | POLE WOOD 60 FT (DIST) | ARM WOOD UNDER 10 FT (DIST) | KY | 0 | 0 | 0
E364.00-Poles, Towers, and Fixtures | 1981-12-31 | POLE WOOD 60 FT (DIST) | POLE WOOD 75 FT | KY | 0 | 0 | 0 | 0
E364.00-Poles, Towers, and Fixtures | 2008-10-01 | Non-unitized | 1614577 | KY | 0 | 0 | 0 | 0
E364.00-Poles, Towers, and Fixtures | 2008-10-01 | Non-unitized | 1589519 | KY | 0 | 0 | 0
E364.00-Poles, Towers, and Fixtures | 2008-10-01 | Non-unitized | 1676214 | KY | 0 | 0 | 0
E364.00-Poles, Towers, and Fixtures | 1969-12-31 | POLE WOOD 60 FT (DIST) | GUY | KY | 0 | 0 | 0
E364.00-Poles, Towers, and Fixtures | 1979-12-31 | POLE WOOD 60 FT (DIST) | ARM WOOD 10 FT AND UNDER (TRANS) | KY | 0 | 0 | 0
E364.00-Poles, Towers, and Fixtures | 2004-09-30 | POLE WOOD 60 FT (DIST) | POLE WOOD 60 FT (DIST) | KY | 9 | 6690.65 | 743.4056 | 0
E364.00-Poles, Towers, and Fixtures | 2008-10-01 | Non-unitized | 1622515 | KY | 0 | 0 | 0
E364.00-Poles, Towers, and Fixtures | 1954-12-31 | POLE WOOD 60 FT (DIST) | POLE WOOD 35 FT | KY | 28 | 1530.85 | 54.6732 | 0
E364.00-Poles, Towers, and Fixtures | 1996-12-31 | POLE WOOD 60 FT (DIST) | POLE WOOD 40 FT | KY | 1 | 1627.83 | 1627.83
E364.00-Poles, Towers, and Fixtures | 2008-10-01 | Non-unitized | 1637844 | KY | 0 | 0 | 0
E364.00-Poles, Towers, and Fixtures | 2008-10-01 | Non-unitized | 1549924 | KY | 0 | 0 | 0
E364.00-Poles, Towers, and Fixtures | 2008-10-01 | Non-unitized | 1282904 | KY | 0 | 0 | 0
E364.00-Poles, Towers, and Fixtures | 2008-10-01 | Non-unitized | 1654466 | KY | 0 | 0 | 0
E364.00-Poles, Towers, and Fixtures | 2009-07-19 | POLE WOOD 45 FT (DIST) | POLE WOOD 45 FT (00007) | KY | 1 | 1291.56 | 1291.56
E364.00-Poles, Towers, and Fixtures | 2009-07-22 | POLE WOOD 35 FT (DIST) | POLE WOOD 35 FT (00005) | KY | 1 | 0 | 0
E364.00-Poles, Towers, and Fixtures | 2009-04-01 | Non-unitized | 4445 COLD SPRINGS RD 42086 | KY | 0 | 0 | 0
E364.00-Poles, Towers, and Fixtures | 2009-04-01 | Non-unitized | 3765 BROOKS-GTOWN RD FARM 41004 | KY | 0 | 0 | 0
E364.00-Poles, Towers, and Fixtures | 2009-07-29 | CROSS ARMS | CROSS ARMS (07362) | KY | 3 | 1052.93 | 350.9767
E364.00-Poles, Towers, and Fixtures | 2009-04-01 | Non-unitized | CHESTNUT AND HEARTLAND | KY | 0 | 0 | 0 | 0
E364.00-Poles, Towers, and Fixtures | 2009-04-01 | Non-unitized | 147 ST MILDREDS CT 40422 | KY | 0 | 0 | 0
E364.00-Poles, Towers, and Fixtures | 2009-04-01 | Non-unitized | 1900 WOODLAKE RD | KY | 0 | 0 | 0 | 0
E364.00-Poles, Towers, and Fixtures | 2009-04-01 | Non-unitized | DIXIE/PRICEVILLE HWY | KY | 0 | 0 | 0
E364.00-Poles, Towers, and Fixtures | 2009-04-01 | Non-unitized | 741 KY HWY 801 S 40391 | KY | 0 | 0 | 0
E364.00-Poles, Towers, and Fixtures | 1986-12-31 | POLE WOOD 60 FT (DIST) | POLE STEEL 120 FT | KY | 0 | 0 | 0 | 0
E364.00-Poles, Towers, and Fixtures | 1941-12-31 | POLE WOOD 20 FT (DIST) | ARM STEEL UNDER 10 FT | KY | 0 | 0 | 0
E364.00-Poles, Towers, and Fixtures | 2002-05-31 | POLE WOOD 20 FT (DIST) | ARM WOOD 10 FT AND UNDER (TRANS) | KY | 0 | 0 | 0
E364.00-Poles, Towers, and Fixtures | 2008-10-01 | Non-unitized | 1587384 | KY | 0 | 0 | 0 | 0
E364.00-Poles, Towers, and Fixtures | 2008-10-01 | Non-unitized | 1626823 | KY | 0 | 0 | 0 | 0
E364.00-Poles, Towers, and Fixtures | 2008-10-01 | Non-unitized | 1602799 | KY | 0 | 0 | 0
E364.00-Poles, Towers, and Fixtures | 1973-12-31 | POLE WOOD 60 FT (DIST) | POLE WOOD 35 FT | KY | 6 | 977 | 162.8333
E364.00-Poles, Towers, and Fixtures | 2008-10-01 | Non-unitized | 1515404 | KY | 0 | 0 | 0
E364.00-Poles, Towers, and Fixtures | 2008-10-01 | Non-unitized | N FOURTH | KY | 0 | 0 | 0
E364.00-Poles, Towers, and Fixtures | 2008-10-01 | Non-unitized | 1619214 | KY | 0 | 0 | 0
E364.00-Poles, Towers, and Fixtures | 1983-12-31 | POLE WOOD 20 FT (DIST) | GUY | KY | 0 | 0 | 0
E364.00-Poles, Towers, and Fixtures | 2009-01-01 | Non-unitized | PERRY ST | KY | 0 | 0 | 0
E364.00-Poles, Towers, and Fixtures | 2009-01-01 | Non-unitized | 265 ED SULLIVAN RD | KY | 0 | 0 | 0
E364.00-Poles, Towers, and Fixtures | 2009-01-01 | Non-unitized | 298 FERGUSON RD 40361 | KY | 0 | 0 | 0
E364.00-Poles, Towers, and Fixtures | 2009-01-01 | Non-unitized | 273 BASSETT AVE 40502 | KY | 0 | 0 | 0
E364.00-Poles, Towers, and Fixtures | 2009-01-01 | Non-unitized | 1690 S DIXIE 40160 | KY | 0 | 0 | 0
E364.00-Poles, Towers, and Fixtures | 2009-01-31 | POLE WOOD 30 FT (DIST) | POLE WOOD 30 FT (00004) | KY | 5 | 1456.72 | 291.344
E364.00-Poles, Towers, and Fixtures | 2008-11-01 | Non-unitized | 3046 STATE HWY 138 | KY | 0 | 0 | 0
E364.00-Poles, Towers, and Fixtures | 2009-05-01 | Non-unitized | PERRYVILLE RD | KY | 0 | 0 | 0
E364.00-Poles, Towers, and Fixtures | 2008-11-01 | Non-unitized | 15625 BRODHEAD RD 40419 | KY | 0 | 0 | 0
E364.00-Poles, Towers, and Fixtures | 2008-11-01 | Non-unitized | ZEUS DR LOT 58 42724 | KY | 0 | 0 | 0
E364.00-Poles, Towers, and Fixtures | 2009-01-01 | Non-unitized | 95 RAYWICK RD 40063 | KY | 0 | 0 | 0 | 0
E364.00-Poles, Towers, and Fixtures | 2009-01-01 | Non-unitized | 635 HOLY CROSS RD 40037 | KY | 0 | 0 | 0
E364.00-Poles, Towers, and Fixtures | 2009-01-01 | Non-unitized | DEVIN FORD HURST LANE | KY | 0 | 0 | 0
E364.00-Poles, Towers, and Fixtures | 2009-01-01 | Non-unitized | 2923 BARDS HILL RD 42345 | KY | 0 | 0 | 0
E364.00-Poles, Towers, and Fixtures | 2009-01-01 | Non-unitized | 126 WALNUT LN 40977 | KY | 0 | 0 | 0 | 0
E364.00-Poles, Towers, and Fixtures | 2009-01-31 | POLE WOOD 70 FT (DIST) | POLE WOOD 70 FT (00012) | KY | 1 | 30086.59 | 30086.59
E364.00-Poles, Towers, and Fixtures | 2008-05-31 | GUY | GUY (00070) | KY | 48 | 3647.25 | 75.9844
E364.00-Poles, Towers, and Fixtures | 2008-11-01 | Non-unitized | W BUFORD | KY | 0 | 0 | 0
E364.00-Poles, Towers, and Fixtures | 2009-07-01 | Non-unitized | 1454 OSBORNE RD MTR POLE 40353 | KY | 0 | 0 | 0 | 0
E364.00-Poles, Towers, and Fixtures | 2009-07-01 | Non-unitized | 460 LAKESHORE DR 40502 | KY | 0 | 0 | 0
E364.00-Poles, Towers, and Fixtures | 2009-08-01 | Non-unitized | 115 COURT ST | KY | 0 | 0 | 0 | 0
E364.00-Poles, Towers, and Fixtures | 2009-08-01 | Non-unitized | LAUREL HILL RENTAL 40977 | KY | 0 | 0 | 0 | 0
E364.00-Poles, Towers, and Fixtures | 2009-08-01 | Non-unitized | 1029 US HWY 421 N | KY | 0 | 0 | 0
E364.00-Poles, Towers, and Fixtures | 2009-08-01 | Non-unitized | 88 CHESTNUT GROVE RD 40409 | KY | 0 | 0 | 0 | 0
E364.00-Poles, Towers, and Fixtures | 2009-07-01 | Non-unitized | 6TH ST 42406 | KY | 0 | 0 | 0
E364.00-Poles, Towers, and Fixtures | 2009-07-01 | Non-unitized | NORMANDY RD 42437 | KY | 0 | 0 | 0 | 0
E364.00-Poles, Towers, and Fixtures | 2009-07-01 | Non-unitized | 101 VICTORY AVE 40502 | KY | 0 | 0 | 0
E364.00-Poles, Towers, and Fixtures | 2009-07-01 | Non-unitized | 300 N 1ST ST 42127 | KY | 0 | 0 | 0
E364.00-Poles, Towers, and Fixtures | 2009-08-01 | Non-unitized | 5561 HWY 119 E HOUS 40873 | KY | 0 | 0 | 0 | 0
E364.00-Poles, Towers, and Fixtures | 2009-07-01 | Non-unitized | 180 HWY # 801 40351 | KY | 0 | 0 | 0
E364.00-Poles, Towers, and Fixtures | 2009-08-03 | POLE WOOD 45 FT (DIST) | POLE WOOD 45 FT (00007) | KY | 2 | 0 | 0
E364.00-Poles, Towers, and Fixtures | 2008-09-24 | POLE WOOD 55 FT (DIST) | POLE WOOD 55 FT (00009) | KY | 1 | 218.71 | 218.71 | 0
E364.00-Poles, Towers, and Fixtures | 2009-10-14 | POLE WOOD 50 FT (DIST) | POLE WOOD 50 FT (00008) | KY | 3 | 5568.14 | 1856.0467
E364.00-Poles, Towers, and Fixtures | 1942-12-31 | GUY | GUY | KY | 0 | 0 | 0 | 0
E364.00-Poles, Towers, and Fixtures | 2009-10-29 | POLE WOOD 45 FT (DIST) | POLE WOOD 45 FT (00007) | KY | 1 | 7833.5 | 7833.5
E364.00-Poles, Towers, and Fixtures | 2009-10-13 | POLE WOOD 50 FT (DIST) | POLE WOOD 50 FT (00008) | KY | 1 | 874.2 | 874.2
E364.00-Poles, Towers, and Fixtures | 2009-10-23 | GUY | GUY (00070) | KY | 0 | 0 | 0 | 0
E364.00-Poles, Towers, and Fixtures | 2007-10-01 | POLE WOOD 35 FT (DIST) | POLE WOOD 35 FT (00005) | KY | 3 | -19.18 | -6.3933
E364.00-Poles, Towers, and Fixtures | 2009-09-30 | POLE WOOD 50 FT (DIST) | POLE WOOD 50 FT (00008) | KY | 2 | 7761.35 | 3880.675
E364.00-Poles, Towers, and Fixtures | 2009-10-27 | POLE WOOD 40 FT (DIST) | POLE WOOD 40 FT (00006) | KY | 3 | 7054.79 | 2351.5967
E364.00-Poles, Towers, and Fixtures | 2007-11-25 | GUY | GUY (00070) | KY | 14 | 117.07 | 8.3621
E364.00-Poles, Towers, and Fixtures | 2009-10-01 | Non-unitized | FRANKFORT RD 40324 | KY | 0 | 0 | 0 | 0
E364.00-Poles, Towers, and Fixtures | 2009-10-01 | Non-unitized | 1264 E NEW CIRCLE RD 40505 | KY | 0 | 0 | 0 | 0
E364.00-Poles, Towers, and Fixtures | 2009-10-01 | Non-unitized | TUNNEL HILL 40806 | KY | 0 | 0 | 0 | 0
E364.00-Poles, Towers, and Fixtures | 2009-11-17 | POLE WOOD 55 FT (DIST) | POLE WOOD 55 FT (00009) | KY | 1 | 10459.62 | 10459.62
E364.00-Poles, Towers, and Fixtures | 2009-10-01 | Non-unitized | 87 JAMES MILLER RD TEMP 42754 | KY | 0 | 0 | 0 | 0
E364.00-Poles, Towers, and Fixtures | 2009-10-01 | Non-unitized | 10693 STATE HWY 138 42456 | KY | 0 | 0 | 0
E364.00-Poles, Towers, and Fixtures | 2009-10-01 | Non-unitized | 2050 VERSAILLES RD 40504 | KY | 0 | 0 | 0 | 0
E364.00-Poles, Towers, and Fixtures | 2009-10-01 | Non-unitized | 341 1/2 N MAPLE ST 42501 | KY | 0 | 0 | 0 | 0
E364.00-Poles, Towers, and Fixtures | 2009-10-01 | Non-unitized | 170 JEFFERSON ST | KY | 0 | 0 | 0 | 0
E364.00-Poles, Towers, and Fixtures | 2009-10-01 | Non-unitized | 1615855 | KY | 0 | 0 | 0 | 0
E364.00-Poles, Towers, and Fixtures | 2009-10-01 | Non-unitized | FINCH LN 42038 | KY | 0 | 0 | 0 | 0
E364.00-Poles, Towers, and Fixtures | 2009-10-01 | Non-unitized | MOLUS 40819 | KY | 0 | 0 | 0 | 0
E364.00-Poles, Towers, and Fixtures | 2009-10-01 | Non-unitized | 161 MATHEL RT FK RD 40977 | KY | 0 | 0 | 0 | 0
E364.00-Poles, Towers, and Fixtures | 2009-10-01 | Non-unitized | STANFORD ROAD 40422 | KY | 0 | 0 | 0 | 0
E364.00-Poles, Towers, and Fixtures | 2009-10-01 | Non-unitized | N 127 | KY | 0 | 0 | 0 | 0
E364.00-Poles, Towers, and Fixtures | 2009-10-01 | Non-unitized | 548 BRIDGEVILLE ROAD 41044 | KY | 0 | 0 | 0 | 0
E364.00-Poles, Towers, and Fixtures | 2009-10-01 | Non-unitized | VARNER STREET 24293 | KY | 0 | 0 | 0 | 0
E364.00-Poles, Towers, and Fixtures | 2009-10-01 | Non-unitized | 700 N 2ND ST 40475 | KY | 0 | 0 | 0 | 0
E364.00-Poles, Towers, and Fixtures | 2009-11-17 | BRACKET - NEUTRAL FASTENING | BRACKET - NEUTRAL FASTENING | KY | 1 | 537.21 | 537.21
E364.00-Poles, Towers, and Fixtures | 2009-11-01 | Non-unitized | 220 S MAIN ST 41031 | KY | 0 | 0 | 0 | 0
E364.00-Poles, Towers, and Fixtures | 2009-11-01 | Non-unitized | 5427 GREENVILLE RD 42464 | KY | 0 | 0 | 0 | 0
E364.00-Poles, Towers, and Fixtures | 2009-11-01 | Non-unitized | E BROADWAY ST | KY | 0 | 0 | 0 | 0
E364.00-Poles, Towers, and Fixtures | 2009-11-01 | Non-unitized | 1110 CUMBERLAND AVE W 24219 | KY | 1 | 0 | 0
E364.00-Poles, Towers, and Fixtures | 2009-11-01 | Non-unitized | CEDAR ST | KY | 0 | 0 | 0 | 0
E364.00-Poles, Towers, and Fixtures | 2009-11-01 | Non-unitized | MULBERRY | KY | 0 | 0 | 0 | 0
E364.00-Poles, Towers, and Fixtures | 2009-11-01 | Non-unitized | 247 STATIC RD 40361 | KY | 0 | 0 | 0 | 0
E364.00-Poles, Towers, and Fixtures | 2010-01-01 | Non-unitized | 652 GOSHEN CHURCH RD 42320 | KY | 0 | 0 | 0 | 0
E364.00-Poles, Towers, and Fixtures | 2010-02-01 | Non-unitized | 79 E OLD LEXINGTON | KY | 0 | 0 | 0 | 0
E364.00-Poles, Towers, and Fixtures | 2009-04-30 | POLE WOOD 55 FT (DIST) | POLE WOOD 55 FT (00009) | KY | 8 | 12115.83 | 1514.4787
E364.00-Poles, Towers, and Fixtures | 2010-01-01 | Non-unitized | 668 LANSING LN FG-8 | KY | 0 | 0 | 0 | 0
E364.00-Poles, Towers, and Fixtures | 2010-01-01 | Non-unitized | 3110 WALL ST 40513 | KY | 0 | 0 | 0 | 0
E364.00-Poles, Towers, and Fixtures | 2010-02-26 | POLE WOOD 55 FT (DIST) | POLE WOOD 55 FT (00009) | KY | 38 | 92104.64 | 2423.8063 | 0
E364.00-Poles, Towers, and Fixtures | 2010-01-01 | Non-unitized | 600 S YARNALLTON RD | KY | 0 | 0 | 0 | 0
E364.00-Poles, Towers, and Fixtures | 2010-01-01 | Non-unitized | 6305 RED HILL RD 42464 | KY | 0 | 0 | 0 | 0
E364.00-Poles, Towers, and Fixtures | 2010-01-01 | Non-unitized | CITIZENS BLVD | KY | 0 | 0 | 0
E364.00-Poles, Towers, and Fixtures | 2010-01-01 | Non-unitized | NEBO RD BOYD 41003 | KY | 0 | 0 | 0 | 0
E364.00-Poles, Towers, and Fixtures | 2010-06-01 | POLE WOOD 45 FT (DIST) | POLE WOOD 45 FT (00007) | KY | 20 | 30924.83 | 1546.2415 | 0
E364.00-Poles, Towers, and Fixtures | 2010-01-01 | Non-unitized | 2001 RED HOUSE RD 40475 | KY | 0 | 0 | 0 | 0
E364.00-Poles, Towers, and Fixtures | 2010-01-01 | Non-unitized | STLT236-STREET LIGHTING 236 | KY | 0 | 0 | 0 | 0
E364.00-Poles, Towers, and Fixtures | 2010-01-01 | Non-unitized | NEW HOUSE BOWMAN RD. | KY | 0 | 0 | 0 | 0
E364.00-Poles, Towers, and Fixtures | 2010-01-01 | Non-unitized | CITY PARK | KY | 0 | 0 | 0 | 0
E364.00-Poles, Towers, and Fixtures | 2010-01-01 | Non-unitized | E MCELROY ST 42437 | KY | 0 | 0 | 0
E364.00-Poles, Towers, and Fixtures | 2010-01-01 | Non-unitized | UTAH BEACH RD | KY | 0 | 0 | 0 | 0
E364.00-Poles, Towers, and Fixtures | 2010-01-01 | Non-unitized | 547 HELENA ST APT BOT 24273 | KY | 0 | 0 | 0 | 0
E364.00-Poles, Towers, and Fixtures | 2010-01-01 | Non-unitized | 101 E CLARK ST | KY | 0 | 0 | 0 | 0
E364.00-Poles, Towers, and Fixtures | 2010-02-26 | POLE WOOD 40 FT (DIST) | POLE WOOD 40 FT (00006) | KY | 26 | 31883.96 | 1226.3062
E364.00-Poles, Towers, and Fixtures | 2009-07-17 | CROSS ARMS | CROSS ARMS (07362) | KY | 70 | 26881.85 | 384.0264
E364.00-Poles, Towers, and Fixtures | 2010-01-31 | POLE WOOD 40 FT (DIST) | POLE WOOD 40 FT (00006) | KY | 2 | 7689.82 | 3844.91 | 0
E364.00-Poles, Towers, and Fixtures | 2010-01-01 | Non-unitized | 890 MCCARTY LN 40011 | KY | 0 | 0 | 0 | 0
E364.00-Poles, Towers, and Fixtures | 2010-01-01 | Non-unitized | 30 ARNOLD HEIGHTS 40311 | KY | 0 | 0 | 0 | 0
E364.00-Poles, Towers, and Fixtures | 2010-01-01 | Non-unitized | 1617335 | KY | 0 | 0 | 0 | 0
E364.00-Poles, Towers, and Fixtures | 2010-01-01 | Non-unitized | 406 WINCHESTER AVE AVE GARAGE 40965 | KY | 0 | 0 | 0 | 0
E364.00-Poles, Towers, and Fixtures | 2010-01-01 | Non-unitized | RT1 BOX 320 24282 | KY | 0 | 0 | 0 | 0
E364.00-Poles, Towers, and Fixtures | 2010-01-01 | Non-unitized | 8700 High Grove Rd TEMP 40020 | KY | 0 | 0 | 0 | 0
E364.00-Poles, Towers, and Fixtures | 2010-02-01 | Non-unitized | OLD OWINGSVILLE RD 40353 | KY | 0 | 0 | 0 | 0
E364.00-Poles, Towers, and Fixtures | 2010-01-01 | Non-unitized | 126 LOST FORK RD 40475 | KY | 0 | 0 | 0 | 0
E364.00-Poles, Towers, and Fixtures | 2010-04-01 | Non-unitized | 1100 ARLINGTON DR 40361 | KY | 0 | 0 | 0 | 0
E364.00-Poles, Towers, and Fixtures | 2010-04-01 | Non-unitized | 54 ROBINWOOD CT | KY | 0 | 0 | 0 | 0
E364.00-Poles, Towers, and Fixtures | 2010-04-01 | Non-unitized | STATE HWY 395 | KY | 0 | 0 | 0 | 0
E364.00-Poles, Towers, and Fixtures | 2010-04-01 | Non-unitized | 70 PEBBLE DR 40734 | KY | 0 | 0 | 0 | 0
E364.00-Poles, Towers, and Fixtures | 2010-04-01 | Non-unitized | S MAIN | KY | 0 | 0 | 0 | 0
E364.00-Poles, Towers, and Fixtures | 2010-04-01 | Non-unitized | 2050 LEXINGTON RD 40383 | KY | 0 | 0 | 0 | 0
E364.00-Poles, Towers, and Fixtures | 2010-04-01 | Non-unitized | 106 RITCHIE DR 40311 | KY | 0 | 0 | 0 | 0
E364.00-Poles, Towers, and Fixtures | 2010-04-01 | Non-unitized | 3659 TAYLORSVILLE RD BARN 40065 | KY | 0 | 0 | 0 | 0
E364.00-Poles, Towers, and Fixtures | 2010-04-01 | Non-unitized | 57 COVE HOLLOW LN 40913 | KY | 0 | 0 | 0 | 0
E364.00-Poles, Towers, and Fixtures | 2010-04-01 | Non-unitized | 3817 BOWMAN MILL RD 40513 | KY | 0 | 0 | 0 | 0
E364.00-Poles, Towers, and Fixtures | 2010-04-01 | Non-unitized | RD 685 24248 | KY | 0 | 0 | 0 | 0
E364.00-Poles, Towers, and Fixtures | 2010-04-01 | Non-unitized | ALUMNI DR 40517 | KY | 2 | 0 | 0 | 0
E364.00-Poles, Towers, and Fixtures | 2010-04-01 | Non-unitized | MULLINS STREET 24293 | KY | 0 | 0 | 0 | 0
E364.00-Poles, Towers, and Fixtures | 2009-01-01 | POLE WOOD 35 FT (DIST) | POLE WOOD 35 FT (00005) | KY | 2 | 1978.23 | 989.115 | 0
E364.00-Poles, Towers, and Fixtures | 2010-05-01 | POLE WOOD 55 FT (DIST) | POLE WOOD 55 FT (00009) | KY | 11 | 3444.35 | 313.1227 | 0
E364.00-Poles, Towers, and Fixtures | 2010-09-30 | POLE WOOD 45 FT (DIST) | POLE WOOD 45 FT (00007) | KY | 66 | 138685.26 | 2101.2918 | 0
E364.00-Poles, Towers, and Fixtures | 2009-06-01 | CROSS ARMS | CROSS ARMS (07362) | KY | 160 | 118925.86 | 743.2866 | 0
E364.00-Poles, Towers, and Fixtures | 2009-06-01 | POLE WOOD 40 FT (DIST) | POLE WOOD 40 FT (00006) | KY | 2 | 2262.61 | 1131.305 | 0
E364.00-Poles, Towers, and Fixtures | 2009-06-01 | POLE WOOD 50 FT (DIST) | POLE WOOD 50 FT (00008) | KY | 8 | 17618.63 | 2202.3288 | 0
E364.00-Poles, Towers, and Fixtures | 2010-05-31 | CROSS ARMS | CROSS ARMS (07362) | KY | 4 | 830.27 | 207.5675 | 0
E364.00-Poles, Towers, and Fixtures | 2010-05-01 | Non-unitized | DANIELS MT. | KY | 0 | 0 | 0 | 0
E364.00-Poles, Towers, and Fixtures | 2010-05-01 | Non-unitized | 225 RAILROAD ST 42464 | KY | 0 | 0 | 0 | 0
E364.00-Poles, Towers, and Fixtures | 2010-05-01 | Non-unitized | 1719 WINCHESTER AVE 40965 | KY | 0 | 0 | 0 | 0
E364.00-Poles, Towers, and Fixtures | 2010-05-01 | Non-unitized | 408 GREENBRIAR RD 40502 | KY | 0 | 0 | 0 | 0
E364.00-Poles, Towers, and Fixtures | 2010-05-01 | Non-unitized | 325 PENDLEY RD 42442 | KY | 0 | 0 | 0 | 0
E364.00-Poles, Towers, and Fixtures | 2010-05-01 | Non-unitized | HIGHWAY 27 RR | KY | 0 | 0 | 0 | 0
E364.00-Poles, Towers, and Fixtures | 2010-05-01 | Non-unitized | 122 POPLAR ST | KY | 0 | 0 | 0 | 0
E364.00-Poles, Towers, and Fixtures | 2010-05-01 | Non-unitized | RT 3 481A BOX 42330 | KY | 0 | 0 | 0 | 0
E364.00-Poles, Towers, and Fixtures | 2010-05-01 | Non-unitized | 613 HUTCHINSON ROAD | KY | 0 | 0 | 0 | 0
E364.00-Poles, Towers, and Fixtures | 2010-05-01 | Non-unitized | STATE HWY 987 | KY | 0 | 0 | 0 | 0
E364.00-Poles, Towers, and Fixtures | 2010-05-01 | Non-unitized | 5250 ANTON RD 42431 | KY | 0 | 0 | 0 | 0
E364.00-Poles, Towers, and Fixtures | 2010-05-01 | Non-unitized | 244 E FRENCH AVE TEMP YARD 42519 | KY | 0 | 0 | 0 | 0
E364.00-Poles, Towers, and Fixtures | 2010-05-01 | Non-unitized | PINE ST 42056 | KY | 0 | 0 | 0 | 0
E364.00-Poles, Towers, and Fixtures | 2010-05-01 | Non-unitized | 416 LEXINGTON RD | KY | 0 | 0 | 0 | 0
E364.00-Poles, Towers, and Fixtures | 2010-05-01 | Non-unitized | 1115 SHARON DEPOY RD 42345 | KY | 0 | 0 | 0 | 0
E364.00-Poles, Towers, and Fixtures | 2010-05-01 | Non-unitized | 1339 STATE HWY 672 | KY | 0 | 0 | 0 | 0
E364.00-Poles, Towers, and Fixtures | 2010-05-01 | Non-unitized | THOMPSON RD LOT 47 40162 | KY | 0 | 0 | 0 | 0
E364.00-Poles, Towers, and Fixtures | 2010-05-01 | Non-unitized | 373 HORDS HILL 41056 | KY | 0 | 0 | 0 | 0
E364.00-Poles, Towers, and Fixtures | 2010-05-01 | Non-unitized | 2394 DAYLIGHT RD 42408 | KY | 0 | 0 | 0 | 0
E364.00-Poles, Towers, and Fixtures | 2010-05-01 | Non-unitized | 14995 HWY 431 N 42330 | KY | 0 | 0 | 0 | 0
E364.00-Poles, Towers, and Fixtures | 2010-05-01 | Non-unitized | LARKHILL LN 40509 | KY | 0 | 0 | 0 | 0
E364.00-Poles, Towers, and Fixtures | 2010-06-30 | POLE WOOD 40 FT (DIST) | POLE WOOD 40 FT (00006) | KY | 51 | 181680.16 | 3562.3561 | 0
E364.00-Poles, Towers, and Fixtures | 2010-06-30 | POLE WOOD 55 FT (DIST) | POLE WOOD 55 FT (00009) | KY | 1 | 14407.54 | 14407.54 | 0
E364.00-Poles, Towers, and Fixtures | 2010-06-01 | Non-unitized | ECAPRR156-Inst cap/reg/recl-Earlington | KY | 0 | 0 | 0 | 0
E364.00-Poles, Towers, and Fixtures | 2010-06-17 | Non-unitized | Harlan Circuit 4406 Reconductor | KY | 0 | 0 | 0 | 0
E364.00-Poles, Towers, and Fixtures | 2010-06-17 | Non-unitized | System Protection for New Bryant RD Feeder 905 | KY | 0 | 0 | 0 | 0
E364.00-Poles, Towers, and Fixtures | 2010-06-17 | POLE WOOD 40 FT (DIST) | POLE WOOD 40 FT (00006) | KY | 1 | 1323.13 | 1323.13 | 0
E364.00-Poles, Towers, and Fixtures | 2010-07-01 | Non-unitized | STATE HWY 93 42038 | KY | 0 | 0 | 0 | 0
E364.00-Poles, Towers, and Fixtures | 2010-07-01 | Non-unitized | MAPLE AVE | KY | 0 | 0 | 0 | 0
E364.00-Poles, Towers, and Fixtures | 2010-07-01 | Non-unitized | 280 WAREHOUSE | KY | 0 | 0 | 0 | 0
E364.00-Poles, Towers, and Fixtures | 2010-07-01 | Non-unitized | 1980 LAKE BARKLEY DR 42055 | KY | 0 | 0 | 0 | 0
E364.00-Poles, Towers, and Fixtures | 2010-07-01 | Non-unitized | 599 HIGHWAY 516 UNIT 10 40965 | KY | 0 | 0 | 0 | 0
E364.00-Poles, Towers, and Fixtures | 2010-07-01 | Non-unitized | HAPPY HOLLOW RD | KY | 0 | 0 | 0 | 0
E364.00-Poles, Towers, and Fixtures | 2010-07-01 | Non-unitized | 308 KEIGAN ST 42337 | KY | 0 | 0 | 0 | 0
E364.00-Poles, Towers, and Fixtures | 2010-07-01 | Non-unitized | 33 HUGHES MILL RD 42712 | KY | 0 | 0 | 0 | 0
E364.00-Poles, Towers, and Fixtures | 2010-07-01 | Non-unitized | 101 VICTORY 40391 | KY | 0 | 0 | 0 | 0
E364.00-Poles, Towers, and Fixtures | 2010-07-01 | Non-unitized | 209 POTOMAC CT. | KY | 0 | 0 | 0 | 0
E364.00-Poles, Towers, and Fixtures | 2010-07-01 | Non-unitized | 500 BYARS LN 42374 | KY | 0 | 0 | 0 | 0
E364.00-Poles, Towers, and Fixtures | 2010-07-01 | Non-unitized | MONROE ST 42461 | KY | 0 | 0 | 0 | 0
E364.00-Poles, Towers, and Fixtures | 2010-07-01 | Non-unitized | 535 SPENCER HAMILTON RD 1 TRLR 40037 | KY | 0 | 0 | 0 | 0
E364.00-Poles, Towers, and Fixtures | 2010-07-01 | Non-unitized | DEPOT RD 42038 | KY | 0 | 0 | 0 | 0
E364.00-Poles, Towers, and Fixtures | 2010-07-30 | Non-unitized | 392 JACKSON FARISTON RD 40744 | KY | 0 | 0 | 0 | 0
E364.00-Poles, Towers, and Fixtures | 2010-07-01 | Non-unitized | 920 HALEY RIDGE RD 40741 | KY | 0 | 0 | 0 | 0
E364.00-Poles, Towers, and Fixtures | 2010-07-01 | Non-unitized | STATE HWY 160 | KY | 0 | 0 | 0 | 0
E364.00-Poles, Towers, and Fixtures | 2010-07-01 | Non-unitized | 1834 HWY 568 40820 | KY | 0 | 0 | 0 | 0
E364.00-Poles, Towers, and Fixtures | 2010-07-01 | Non-unitized | 2009 LEITCHFIELD RD 42701 | KY | 1 | 0 | 0 | 0
E364.00-Poles, Towers, and Fixtures | 2010-07-01 | Non-unitized | NEW CHURCH ON HARVEY STREET | KY | 0 | 0 | 0 | 0
E364.00-Poles, Towers, and Fixtures | 2010-07-01 | Non-unitized | 8 BLAKEMAN DR 40965 | KY | 0 | 0 | 0 | 0
E364.00-Poles, Towers, and Fixtures | 2010-07-01 | Non-unitized | 266 DOVE LANE 42064 | KY | 0 | 0 | 0 | 0
E364.00-Poles, Towers, and Fixtures | 2010-07-01 | Non-unitized | 80 LACHEY CT TEMP 40162 | KY | 0 | 0 | 0 | 0
E364.00-Poles, Towers, and Fixtures | 2010-07-01 | Non-unitized | 205 CREEK BEND RD | KY | 0 | 0 | 0 | 0
E364.00-Poles, Towers, and Fixtures | 2010-07-01 | Non-unitized | TAYLORS FORK 40475 | KY | 0 | 0 | 0 | 0
E364.00-Poles, Towers, and Fixtures | 2010-07-01 | Non-unitized | CHANDLER | KY | 0 | 0 | 0 | 0
E364.00-Poles, Towers, and Fixtures | 2010-07-01 | Non-unitized | 2300 RICHMOND RD 40502 | KY | 0 | 0 | 0 | 0
E364.00-Poles, Towers, and Fixtures | 2010-07-01 | Non-unitized | 390 HOLY CROSS | KY | 0 | 0 | 0 | 0
E364.00-Poles, Towers, and Fixtures | 2010-07-01 | Non-unitized | 90 TWIN OAKS DR TEMP 42345 | KY | 0 | 0 | 0 | 0
E364.00-Poles, Towers, and Fixtures | 2010-08-01 | Non-unitized | 2078 FERNWOOD DR 42431 | KY | 0 | 0 | 0 | 0
E364.00-Poles, Towers, and Fixtures | 2010-08-01 | Non-unitized | ANTIOCH RD. RELOCATION, NORFOLK S. | KY | 0 | 0 | 0 | 0
E364.00-Poles, Towers, and Fixtures | 2010-08-01 | Non-unitized | 1006 HILLSIDE RD 42367 | KY | 0 | 0 | 0 | 0
E364.00-Poles, Towers, and Fixtures | 2010-08-01 | Non-unitized | 101 S TENTH ST 42127 | KY | 0 | 0 | 0 | 0
E364.00-Poles, Towers, and Fixtures | 2010-08-01 | Non-unitized | 428 LOCUST ST 42347 | KY | 0 | 0 | 0 | 0
E364.00-Poles, Towers, and Fixtures | 2010-08-01 | Non-unitized | 1535 SUGAR RUN RD 24263 | KY | 0 | 0 | 0 | 0
E364.00-Poles, Towers, and Fixtures | 2010-07-01 | Non-unitized | STATE HWY 48 | KY | 0 | 0 | 0 | 0
E364.00-Poles, Towers, and Fixtures | 2010-08-01 | Non-unitized | 1607074 | KY | 0 | 0 | 0 | 0
E364.00-Poles, Towers, and Fixtures | 2010-08-01 | Non-unitized | 1870 INDIAN GAP RD 40601 | KY | 0 | 0 | 0 | 0
E364.00-Poles, Towers, and Fixtures | 2010-08-01 | Non-unitized | B&W RESOURSE | KY | 0 | 0 | 0 | 0
E364.00-Poles, Towers, and Fixtures | 2010-08-01 | Non-unitized | 619 HWY 2425 40831 | KY | 0 | 0 | 0 | 0
E364.00-Poles, Towers, and Fixtures | 2010-08-01 | Non-unitized | 640 NORTHVIEW DR TEMP 40353 | KY | 0 | 0 | 0 | 0
E364.00-Poles, Towers, and Fixtures | 2010-08-01 | Non-unitized | 722 HANCOCK AVE 40701 | KY | 0 | 0 | 0 | 0
E364.00-Poles, Towers, and Fixtures | 2010-08-01 | Non-unitized | BOB-O-LINK | KY | 0 | 0 | 0 | 0
E364.00-Poles, Towers, and Fixtures | 2010-08-01 | Non-unitized | COMMUNITY CENTER RD 42038 | KY | 0 | 0 | 0 | 0
E364.00-Poles, Towers, and Fixtures | 2010-08-01 | Non-unitized | US HWY 119 | KY | 0 | 0 | 0 | 0
E364.00-Poles, Towers, and Fixtures | 2010-08-01 | Non-unitized | 15360 US HWY 431 42330 | KY | 0 | 0 | 0 | 0
E364.00-Poles, Towers, and Fixtures | 2010-08-24 | Non-unitized | Eminence sub exit ckts | KY | 0 | 0 | 0 | 0
E364.00-Poles, Towers, and Fixtures | 2010-08-01 | Non-unitized | 2007 CLEARVIEW DR 42701 | KY | 1 | 0 | 0 | 0
E364.00-Poles, Towers, and Fixtures | 2010-08-01 | Non-unitized | 1980 UNION TEMPLE RD | KY | 0 | 0 | 0 | 0
E364.00-Poles, Towers, and Fixtures | 2010-08-01 | Non-unitized | 10391 ST RT 175 HWY | KY | 0 | 0 | 0 | 0
E364.00-Poles, Towers, and Fixtures | 2010-08-01 | Non-unitized | STATE HWY 370 42456 | KY | 0 | 0 | 0 | 0
E364.00-Poles, Towers, and Fixtures | 2010-08-01 | Non-unitized | ROAD A 41008 | KY | 0 | 0 | 0 | 0
E364.00-Poles, Towers, and Fixtures | 2010-08-01 | Non-unitized | SHORT ACRES ROAD | KY | 0 | 0 | 0 | 0
E364.00-Poles, Towers, and Fixtures | 2010-07-01 | Non-unitized | 4465 W AUGUSTA/CHATHAM ROAD 41002 | KY | 0 | 0 | 0 | 0
E364.00-Poles, Towers, and Fixtures | 2010-07-01 | Non-unitized | 141 CARDINAL HOLLOW RD 40456 | KY | 0 | 0 | 0 | 0
E364.00-Poles, Towers, and Fixtures | 2010-07-01 | Non-unitized | PROVIDENCE TO HIGH STREET LN | KY | 0 | 0 | 0 | 0
E364.00-Poles, Towers, and Fixtures | 2010-07-01 | Non-unitized | 263 TALON TRL TEMP 40744 | KY | 0 | 0 | 0 | 0
E364.00-Poles, Towers, and Fixtures | 2010-07-01 | Non-unitized | 400 COLLEGE ST 40391 | KY | 0 | 0 | 0 | 0
E364.00-Poles, Towers, and Fixtures | 2010-10-01 | Non-unitized | 68 SWEET BALL RD 40801 | KY | 0 | 0 | 0 | 0
E364.00-Poles, Towers, and Fixtures | 2010-10-01 | Non-unitized | 650 NEW LIBERTY-SPAR RD 41086 | KY | 0 | 0 | 0 | 0
E364.00-Poles, Towers, and Fixtures | 2010-10-01 | Non-unitized | 118 MATLACK STREET | KY | 0 | 0 | 0 | 0
E364.00-Poles, Towers, and Fixtures | 2010-10-01 | Non-unitized | 660 SAINT CHARLES RD | KY | 0 | 0 | 0 | 0
E364.00-Poles, Towers, and Fixtures | 2010-10-01 | Non-unitized | 51 HIGHWAY 1556 40815 | KY | 0 | 0 | 0 | 0
E364.00-Poles, Towers, and Fixtures | 2010-09-21 | Non-unitized | LONDON CIRCUIT WORK | KY | 0 | 0 | 0 | 0
E364.00-Poles, Towers, and Fixtures | 2010-10-01 | Non-unitized | 119 LAKE VIEW DRIVE 41039 | KY | 0 | 0 | 0 | 0
E364.00-Poles, Towers, and Fixtures | 2010-10-01 | Non-unitized | 559 SYCAMORE HL 40311 | KY | 0 | 0 | 0 | 0
E364.00-Poles, Towers, and Fixtures | 2010-10-01 | Non-unitized | 549 E WALNUT ST | KY | 0 | 0 | 0 | 0
E364.00-Poles, Towers, and Fixtures | 2010-10-01 | Non-unitized | 9755 HWY 38 40828 | KY | 0 | 0 | 0 | 0
E364.00-Poles, Towers, and Fixtures | 2010-10-01 | Non-unitized | 512 KY HIGHWAY 300 BARN 40484 | KY | 0 | 0 | 0 | 0
E364.00-Poles, Towers, and Fixtures | 2010-10-01 | Non-unitized | WAYNESBURG ELEMENTARY SCHOOL | KY | 0 | 0 | 0 | 0
E364.00-Poles, Towers, and Fixtures | 2010-10-01 | Non-unitized | HWY 138 42371 | KY | 0 | 0 | 0 | 0
E364.00-Poles, Towers, and Fixtures | 2010-10-01 | Non-unitized | 3404 US HIGHWAY 25 40965 | KY | 0 | 0 | 0 | 0
E364.00-Poles, Towers, and Fixtures | 2010-10-01 | Non-unitized | NORMAN WELLS | KY | 0 | 0 | 0 | 0
E364.00-Poles, Towers, and Fixtures | 2010-10-01 | Non-unitized | 3625 HOUSTON ANTIOCH RD TEMP 40361 | KY | 0 | 0 | 0 | 0
E364.00-Poles, Towers, and Fixtures | 2010-10-01 | Non-unitized | 772 LEVY ROAD | KY | 0 | 0 | 0 | 0
E364.00-Poles, Towers, and Fixtures | 2010-10-01 | Non-unitized | 38 ENGLISH AVE 42431 | KY | 0 | 0 | 0 | 0
E364.00-Poles, Towers, and Fixtures | 2010-10-01 | Non-unitized | 394 E WATER STREET 41041 | KY | 0 | 0 | 0 | 0
E364.00-Poles, Towers, and Fixtures | 2010-10-01 | Non-unitized | US HWY 127 | KY | 0 | 0 | 0 | 0
E364.00-Poles, Towers, and Fixtures | 2010-10-01 | Non-unitized | 1922 EMINENCE RD 40019 | KY | 0 | 0 | 0 | 0
E364.00-Poles, Towers, and Fixtures | 2010-10-01 | Non-unitized | 93 SHORT ST TSE 42642 | KY | 0 | 0 | 0 | 0
E364.00-Poles, Towers, and Fixtures | 2010-10-01 | Non-unitized | HWY 58 (MAIN ST) 24263 | KY | 0 | 0 | 0 | 0
E364.00-Poles, Towers, and Fixtures | 2010-10-01 | Non-unitized | 324 DORSEY ST 42406 | KY | 0 | 0 | 0 | 0
E364.00-Poles, Towers, and Fixtures | 2010-11-30 | GUY | GUY (00070) | KY | 172 | 11649.97 | 67.7324 | 0
E364.00-Poles, Towers, and Fixtures | 2010-10-01 | Non-unitized | ANN DR 40342 | KY | 0 | 0 | 0 | 0
E364.00-Poles, Towers, and Fixtures | 2010-10-01 | Non-unitized | NEW SERVICE MOBILE HOME DEAN HUNLEY | KY | 0 | 0 | 0 | 0
E364.00-Poles, Towers, and Fixtures | 2010-10-01 | Non-unitized | 446 ASH ST TEMP 40508 | KY | 0 | 0 | 0 | 0
E364.00-Poles, Towers, and Fixtures | 2010-11-01 | Non-unitized | EAST FORTH ST | KY | 0 | 0 | 0 | 0
E364.00-Poles, Towers, and Fixtures | 2010-11-01 | Non-unitized | FRANKFORT ST | KY | 0 | 0 | 0 | 0
E364.00-Poles, Towers, and Fixtures | 2010-11-01 | Non-unitized | 114 W MAIN ST | KY | 0 | 0 | 0 | 0
E364.00-Poles, Towers, and Fixtures | 2010-11-01 | Non-unitized | 810 DELAPLAIN RD | KY | 0 | 0 | 0 | 0
E364.00-Poles, Towers, and Fixtures | 2010-11-01 | Non-unitized | 209 S 39TH ST 40965 | KY | 0 | 0 | 0 | 0
E364.00-Poles, Towers, and Fixtures | 2010-11-01 | Non-unitized | 973 CAMPBELLSVILLE | KY | 0 | 0 | 0 | 0
E364.00-Poles, Towers, and Fixtures | 2010-11-01 | Non-unitized | HWY 53 | KY | 0 | 0 | 0 | 0
E364.00-Poles, Towers, and Fixtures | 2010-11-01 | Non-unitized | 206 E KEIGAN ST | KY | 0 | 0 | 0 | 0
E364.00-Poles, Towers, and Fixtures | 2010-11-01 | Non-unitized | 1139 GRAHAM CYPRESS RD TRLR 42345 | KY | 0 | 0 | 0 | 0
E364.00-Poles, Towers, and Fixtures | 2010-11-01 | Non-unitized | 1133 LAKEWAY | KY | 0 | 0 | 0 | 0
E364.00-Poles, Towers, and Fixtures | 2010-11-01 | Non-unitized | KINGBROOK PKWY | KY | 0 | 0 | 0 | 0
E364.00-Poles, Towers, and Fixtures | 2010-11-01 | Non-unitized | 209 LIMA LANE | KY | 0 | 0 | 0 | 0
E364.00-Poles, Towers, and Fixtures | 2010-11-01 | Non-unitized | 175 SAMMONS PERRY RD | KY | 0 | 0 | 0 | 0
E364.00-Poles, Towers, and Fixtures | 2010-11-01 | Non-unitized | MILES HILL RD 42732 | KY | 0 | 0 | 0 | 0
E364.00-Poles, Towers, and Fixtures | 2010-11-01 | Non-unitized | LISA AVENUE | KY | 0 | 0 | 0 | 0
E364.00-Poles, Towers, and Fixtures | 2010-11-01 | Non-unitized | 2450 COTTON BEND ROAD | KY | 0 | 0 | 0 | 0
E364.00-Poles, Towers, and Fixtures | 2010-11-01 | Non-unitized | BAPTIST | KY | 0 | 0 | 0 | 0
E364.00-Poles, Towers, and Fixtures | 2010-11-01 | Non-unitized | CLEATON RD | KY | 0 | 0 | 0 | 0
E364.00-Poles, Towers, and Fixtures | 2010-11-01 | Non-unitized | US HIGHWAY 42 E | KY | 0 | 0 | 0 | 0
E364.00-Poles, Towers, and Fixtures | 2010-11-01 | Non-unitized | 939 FOXSPRINGS AVENUE 41041 | KY | 0 | 0 | 0 | 0
E364.00-Poles, Towers, and Fixtures | 2010-11-01 | Non-unitized | CUMBERLAND GAP PARKWAY | KY | 0 | 0 | 0 | 0
E364.00-Poles, Towers, and Fixtures | 2010-11-01 | Non-unitized | 3416 TAYLOR MINE RD 42320 | KY | 0 | 0 | 0 | 0
E364.00-Poles, Towers, and Fixtures | 2010-11-01 | Non-unitized | ARTESIAN WAY 42755 | KY | 0 | 0 | 0 | 0
E364.00-Poles, Towers, and Fixtures | 2010-11-01 | Non-unitized | 1140 LEXINGTON RD | KY | 0 | 0 | 0 | 0
E364.00-Poles, Towers, and Fixtures | 2010-11-01 | Non-unitized | FARRESTON CELL TOWER | KY | 0 | 0 | 0 | 0
E364.00-Poles, Towers, and Fixtures | 2010-12-31 | POLE WOOD 50 FT (DIST) | POLE WOOD 50 FT (00008) | KY | 13 | 20292.1 | 1560.9308 | 0
E364.00-Poles, Towers, and Fixtures | 2010-11-30 | POLE WOOD 50 FT (DIST) | POLE WOOD 50 FT (00008) | KY | 17 | 54177.53 | 3186.9135 | 0
E364.00-Poles, Towers, and Fixtures | 2010-11-30 | POLE WOOD 35 FT (DIST) | POLE WOOD 35 FT (00005) | KY | 44 | 88507.56 | 2011.5355 | 0
E364.00-Poles, Towers, and Fixtures | 2011-01-01 | Non-unitized | 4369 OLD BOONESBORO RD BARN 40391 | KY | 0 | 0 | 0 | 0
E364.00-Poles, Towers, and Fixtures | 2011-01-01 | Non-unitized | 12029 MARY INGLES HWY 41007 | KY | 0 | 0 | 0 | 0
E364.00-Poles, Towers, and Fixtures | 2011-01-01 | Non-unitized | 22035 HIGHWAY 38 40843 | KY | 0 | 0 | 0 | 0
E364.00-Poles, Towers, and Fixtures | 2011-01-01 | Non-unitized | 1253 LAKEWAY | KY | 0 | 0 | 0 | 0
E364.00-Poles, Towers, and Fixtures | 2011-01-01 | Non-unitized | BOONESBORO RD 40391 | KY | 0 | 0 | 0 | 0
E364.00-Poles, Towers, and Fixtures | 2011-01-01 | Non-unitized | 315 WELCH RD 40337 | KY | 0 | 0 | 0 | 0
E364.00-Poles, Towers, and Fixtures | 2011-01-01 | Non-unitized | JACKSON RD. EAST BERNSTADT | KY | 0 | 0 | 0 | 0
E364.00-Poles, Towers, and Fixtures | 2011-01-01 | Non-unitized | 2938 LYONS STATION RD BARN 40051 | KY | 0 | 0 | 0 | 0
E364.00-Poles, Towers, and Fixtures | 2011-01-01 | Non-unitized | 114 W MAIN ST | KY | 0 | 0 | 0 | 0
E364.00-Poles, Towers, and Fixtures | 2010-11-30 | Non-unitized | ECAPRR236-Inst cap/reg/recl-Richmond | KY | 0 | 0 | 0 | 0
E364.00-Poles, Towers, and Fixtures | 2011-01-01 | Non-unitized | 10189 STATE HWY 416 42452 | KY | 0 | 0 | 0 | 0
E364.00-Poles, Towers, and Fixtures | 2011-01-01 | Non-unitized | 318 PARK AVE 40509 | KY | 0 | 0 | 0 | 0
E364.00-Poles, Towers, and Fixtures | 2011-01-01 | Non-unitized | 1350 BULL LEA RD 40511 | KY | 0 | 0 | 0 | 0
E364.00-Poles, Towers, and Fixtures | 2011-01-01 | Non-unitized | POLD256-OUTDOOR LIGHTING 256 | KY | 0 | 0 | 0 | 0
E364.00-Poles, Towers, and Fixtures | 2011-01-01 | Non-unitized | STATE HWY 49 | KY | 0 | 0 | 0 | 0
E364.00-Poles, Towers, and Fixtures | 2011-01-01 | Non-unitized | 4512 KY HWY 1032 E 41003 | KY | 0 | 0 | 0 | 0
E364.00-Poles, Towers, and Fixtures | 2011-01-01 | Non-unitized | 2500 SANDERSVILLE RD 40511 | KY | 0 | 0 | 0 | 0
E364.00-Poles, Towers, and Fixtures | 2011-01-01 | Non-unitized | 3365 OWINGSVILLE RD 40353 | KY | 0 | 0 | 0 | 0
E364.00-Poles, Towers, and Fixtures | 2011-01-01 | Non-unitized | 2450 COTTON BEND ROAD | KY | 0 | 0 | 0 | 0
E364.00-Poles, Towers, and Fixtures | 2011-01-01 | Non-unitized | 1287 ROBINSON CREEK RD 40740 | KY | 0 | 0 | 0 | 0
E364.00-Poles, Towers, and Fixtures | 2011-01-01 | Non-unitized | 9047 MASON LEWIS RD 41056 | KY | 0 | 0 | 0 | 0
E364.00-Poles, Towers, and Fixtures | 2011-01-01 | Non-unitized | GRAVEL RD OFF SQUIRES RD | KY | 0 | 0 | 0 | 0
E364.00-Poles, Towers, and Fixtures | 2011-01-01 | Non-unitized | 443 W BROADWAY 40422 | KY | 0 | 0 | 0 | 0
E364.00-Poles, Towers, and Fixtures | 2011-01-01 | Non-unitized | FALCON DRIVE | KY | 0 | 0 | 0 | 0
E364.00-Poles, Towers, and Fixtures | 2011-01-01 | Non-unitized | 1051 CAMARGO RD 40353 | KY | 0 | 0 | 0 | 0
E364.00-Poles, Towers, and Fixtures | 2011-01-01 | Non-unitized | 422 E SECOND STREET 41056 | KY | 0 | 0 | 0 | 0
E364.00-Poles, Towers, and Fixtures | 2011-01-01 | Non-unitized | 209 LIMA LANE | KY | 0 | 0 | 0 | 0
E364.00-Poles, Towers, and Fixtures | 2011-01-01 | Non-unitized | 939 FOXSPRINGS AVENUE 41041 | KY | 0 | 0 | 0 | 0
E364.00-Poles, Towers, and Fixtures | 2011-01-01 | Non-unitized | 1181 HIGHWAY 1137 40815 | KY | 0 | 0 | 0 | 0
E364.00-Poles, Towers, and Fixtures | 2011-01-01 | Non-unitized | 4812 STEPSTONE RD 40360 | KY | 0 | 0 | 0 | 0
E364.00-Poles, Towers, and Fixtures | 2011-01-01 | Non-unitized | E SECOND ST @ COMMERCE ST 41056 | KY | 0 | 0 | 0 | 0
E364.00-Poles, Towers, and Fixtures | 2011-01-01 | Non-unitized | 1139 GRAHAM CYPRESS RD TRLR 42345 | KY | 0 | 0 | 0 | 0
E364.00-Poles, Towers, and Fixtures | 2011-01-01 | Non-unitized | STLT366-STREET LIGHTING 366 | KY | 0 | 0 | 0 | 0
E364.00-Poles, Towers, and Fixtures | 2011-01-01 | Non-unitized | 187 HIGH ST 42442 | KY | 0 | 0 | 0 | 0
E364.00-Poles, Towers, and Fixtures | 2011-01-01 | Non-unitized | COLLINS RD 42459 | KY | 0 | 0 | 0 | 0
E364.00-Poles, Towers, and Fixtures | 2011-01-01 | Non-unitized | BETWEEN 1160 AND 116 ON HWY 300 40484 | KY | 0 | 0 | 0 | 0
E364.00-Poles, Towers, and Fixtures | 2011-01-31 | Non-unitized | RDPOLE256-Pole repair/replacement 256 | KY | 0 | 0 | 0 | 0
E364.00-Poles, Towers, and Fixtures | 2011-01-01 | Non-unitized | S 127 | KY | 0 | 0 | 0 | 0
E364.00-Poles, Towers, and Fixtures | 2011-01-01 | Non-unitized | WOOD | KY | 0 | 0 | 0 | 0
E364.00-Poles, Towers, and Fixtures | 2011-01-01 | Non-unitized | N MAIN ST | KY | 0 | 0 | 0 | 0
E364.00-Poles, Towers, and Fixtures | 2011-01-01 | Non-unitized | RDPOLE216-Pole repair/replacement 216 | KY | 0 | 0 | 0 | 0
E364.00-Poles, Towers, and Fixtures | 2011-01-01 | Non-unitized | NBSV426OH-New Elect Serv-Ovhd-London | KY | 0 | 0 | 0 | 0
E364.00-Poles, Towers, and Fixtures | 2011-01-01 | Non-unitized | NICHOLAS ST 42701 | KY | 0 | 0 | 0 | 0
E364.00-Poles, Towers, and Fixtures | 2011-01-01 | Non-unitized | 2020 HARRODSBURG RD 40504 | KY | 0 | 0 | 0 | 0
E364.00-Poles, Towers, and Fixtures | 2010-10-20 | Non-unitized | KENTON CIRCUIT ADDITION | KY | 0 | 0 | 0 | 0
E364.00-Poles, Towers, and Fixtures | 2011-01-01 | Non-unitized | EATON QUARRY RD 41095 | KY | 0 | 0 | 0 | 0
E364.00-Poles, Towers, and Fixtures | 2011-01-01 | Non-unitized | 75 OLD CLIFTON RD FG-20 | KY | 0 | 0 | 0 | 0
E364.00-Poles, Towers, and Fixtures | 2011-01-01 | Non-unitized | HIGNITE CREEK RD | KY | 0 | 0 | 0 | 0
E364.00-Poles, Towers, and Fixtures | 2011-01-01 | Non-unitized | 90 TOOMBS LN 42325 | KY | 0 | 0 | 0 | 0
E364.00-Poles, Towers, and Fixtures | 2011-01-01 | Non-unitized | 3210 LEXINGTON RD 40356 | KY | 0 | 0 | 0 | 0
E364.00-Poles, Towers, and Fixtures | 2011-01-01 | Non-unitized | 924 PIEDMONT STREET CT 40351 | KY | 0 | 0 | 0 | 0
E364.00-Poles, Towers, and Fixtures | 2011-01-01 | Non-unitized | PARIS PIKE 40391 | KY | 0 | 0 | 0 | 0
E364.00-Poles, Towers, and Fixtures | 2011-06-30 | CROSS ARMS | CROSS ARMS (07362) | KY | 1189 | 316326.7 | 266.0443 | 0
E364.00-Poles, Towers, and Fixtures | 2011-06-30 | POLE WOOD 50 FT (DIST) | POLE WOOD 50 FT (00008) | KY | 113 | 744068.9 | 6584.6805 | 0
E364.00-Poles, Towers, and Fixtures | 2011-07-01 | POLE WOOD 45 FT (DIST) | POLE WOOD 45 FT (00007) | KY | 88 | 517360.57 | 5879.0974 | 0
E364.00-Poles, Towers, and Fixtures | 2011-02-28 | POLE WOOD 50 FT (DIST) | POLE WOOD 50 FT (00008) | KY | 41 | 147597.99 | 3599.951 | 0
E364.00-Poles, Towers, and Fixtures | 2011-09-30 | POLE WOOD 45 FT (DIST) | POLE WOOD 45 FT (00007) | KY | 147 | 596658.78 | 4058.9033 | 0
E364.00-Poles, Towers, and Fixtures | 2011-02-16 | POLE WOOD 60 FT (DIST) | POLE WOOD 60 FT (00010) | KY | 3 | 8751.51 | 2917.17 | 0
E364.00-Poles, Towers, and Fixtures | 2011-02-01 | Non-unitized | ALLAH AVE | KY | 0 | 0 | 0 | 0
E364.00-Poles, Towers, and Fixtures | 2011-02-01 | Non-unitized | STATE HWY 38 | KY | 0 | 0 | 0 | 0
E364.00-Poles, Towers, and Fixtures | 2011-02-01 | Non-unitized | 183 KING MT SPUR 40769 | KY | 0 | 0 | 0 | 0
E364.00-Poles, Towers, and Fixtures | 2011-02-01 | Non-unitized | 3457 FRANKFORT RD | KY | 0 | 0 | 0 | 0
E364.00-Poles, Towers, and Fixtures | 2011-02-01 | Non-unitized | 3441 DUTCH RIDGE ROAD 41002 | KY | 0 | 0 | 0 | 0
E364.00-Poles, Towers, and Fixtures | 2011-02-01 | Non-unitized | 3668 COLBY RD 40391 | KY | 0 | 0 | 0 | 0
E364.00-Poles, Towers, and Fixtures | 2011-02-01 | Non-unitized | 157 JEFFERSON ST 40508 | KY | 0 | 0 | 0 | 0
E364.00-Poles, Towers, and Fixtures | 2011-02-01 | Non-unitized | 1143 S COLUMBIA | KY | 0 | 0 | 0 | 0
E364.00-Poles, Towers, and Fixtures | 2011-02-01 | Non-unitized | 105 INDUSTRIAL DR 42345 | KY | 0 | 0 | 0 | 0
E364.00-Poles, Towers, and Fixtures | 2011-02-16 | Non-unitized | London Pole Installation | KY | 0 | 0 | 0 | 0
E364.00-Poles, Towers, and Fixtures | 2011-04-01 | Non-unitized | 50 RAY CARDWELL RD 42431 | KY | 0 | 0 | 0 | 0
E364.00-Poles, Towers, and Fixtures | 2011-04-01 | Non-unitized | MCAPR156-CAP/REG/RECL - 011560 | KY | 0 | 0 | 0 | 0
E364.00-Poles, Towers, and Fixtures | 2011-04-01 | Non-unitized | 2555 ANTON RD | KY | 0 | 0 | 0 | 0
E364.00-Poles, Towers, and Fixtures | 2011-04-01 | Non-unitized | 556 SOUTHRIDGE DR 40505 | KY | 0 | 0 | 0 | 0
E364.00-Poles, Towers, and Fixtures | 2011-04-01 | Non-unitized | 185 CHERRY ST 42410 | KY | 0 | 0 | 0 | 0
E364.00-Poles, Towers, and Fixtures | 2011-04-01 | Non-unitized | 300 A FOWLER RD 42431 | KY | 0 | 0 | 0 | 0
E364.00-Poles, Towers, and Fixtures | 2011-04-30 | Non-unitized | MCAPR256-CAP/REG/RECL - 012560 | KY | 0 | 0 | 0 | 0
E364.00-Poles, Towers, and Fixtures | 2011-04-01 | Non-unitized | 750 N WALACE WILKINSON | KY | 0 | 0 | 0 | 0
E364.00-Poles, Towers, and Fixtures | 2011-04-01 | Non-unitized | STATE HWY 221 | KY | 0 | 0 | 0 | 0
E364.00-Poles, Towers, and Fixtures | 2011-04-01 | Non-unitized | 110 BURR RD 40456 | KY | 0 | 0 | 0 | 0
E364.00-Poles, Towers, and Fixtures | 2011-05-31 | STEEL POLES | STEEL POLES (07726) | KY | 2 | 3771.02 | 1885.51 | 0
E364.00-Poles, Towers, and Fixtures | 2011-04-01 | Non-unitized | 261 W SHORT ST 40507 | KY | 0 | 0 | 0 | 0
E364.00-Poles, Towers, and Fixtures | 2011-04-01 | Non-unitized | 1256 BURG HILL RD TEMP 40069 | KY | 0 | 0 | 0 | 0
E364.00-Poles, Towers, and Fixtures | 2011-04-01 | Non-unitized | 2735 BARDSTOWN RD 40061 | KY | 0 | 0 | 0 | 0
E364.00-Poles, Towers, and Fixtures | 2011-04-01 | Non-unitized | 6588 PARKER LANE 41055 | KY | 0 | 0 | 0 | 0
E364.00-Poles, Towers, and Fixtures | 2011-04-01 | Non-unitized | 634 N MULBERRY ST. 42701 | KY | 0 | 0 | 0 | 0
E364.00-Poles, Towers, and Fixtures | 2011-04-01 | Non-unitized | 208 HIGH ST | KY | 0 | 0 | 0 | 0
E364.00-Poles, Towers, and Fixtures | 2011-05-01 | Non-unitized | 322 CORNISHVILLE ST 40330 | KY | 0 | 0 | 0 | 0
E364.00-Poles, Towers, and Fixtures | 2011-05-01 | Non-unitized | 052311-I | KY | 0 | 0 | 0 | 0
E364.00-Poles, Towers, and Fixtures | 2011-05-01 | Non-unitized | 7843 BOONESBORO RD | KY | 0 | 0 | 0 | 0
E364.00-Poles, Towers, and Fixtures | 2011-05-01 | Non-unitized | 2600 CANE RIDGE RD 40361 | KY | 0 | 0 | 0 | 0
E364.00-Poles, Towers, and Fixtures | 2011-05-01 | Non-unitized | 363 CENTER ST TEMP 40051 | KY | 0 | 0 | 0 | 0
E364.00-Poles, Towers, and Fixtures | 2011-05-01 | Non-unitized | INVESTMENT | KY | 0 | 0 | 0 | 0
E364.00-Poles, Towers, and Fixtures | 2011-09-01 | POLE WOOD 40 FT (DIST) | POLE WOOD 40 FT (00006) | KY | 105 | 174532.94 | 1662.2185 | 0
E364.00-Poles, Towers, and Fixtures | 2011-05-01 | Non-unitized | 975 CONVICT PIKE 41041 | KY | 0 | 0 | 0 | 0
E364.00-Poles, Towers, and Fixtures | 2011-05-01 | Non-unitized | 1ST ALY W | KY | 0 | 0 | 0 | 0
E364.00-Poles, Towers, and Fixtures | 2011-05-01 | Non-unitized | 1446 KENNEDY BRIDGE ROAD | KY | 0 | 0 | 0 | 0
E364.00-Poles, Towers, and Fixtures | 2011-05-01 | Non-unitized | 611 RUSSELL AVE | KY | 0 | 0 | 0 | 0
E364.00-Poles, Towers, and Fixtures | 2011-05-01 | Non-unitized | 31059 KY HIGHWAY 435 41034 | KY | 0 | 0 | 0 | 0
E364.00-Poles, Towers, and Fixtures | 2011-05-01 | Non-unitized | 357 PARK HILLS RD., MOVE POLE | KY | 0 | 0 | 0 | 0
E364.00-Poles, Towers, and Fixtures | 2011-03-01 | Non-unitized | S WILSON AVENUE 40351 | KY | 0 | 0 | 0 | 0
E364.00-Poles, Towers, and Fixtures | 2011-04-01 | Non-unitized | CUBBAGE 40856 | KY | 0 | 0 | 0 | 0
E364.00-Poles, Towers, and Fixtures | 2011-04-01 | Non-unitized | 517 COLLEGE ST. MOVE POLE | KY | 0 | 0 | 0 | 0
E364.00-Poles, Towers, and Fixtures | 2011-04-01 | Non-unitized | 4391 CINCINNATI RD 40324 | KY | 0 | 0 | 0 | 0
E364.00-Poles, Towers, and Fixtures | 2011-04-30 | STEEL POLES | STEEL POLES (07726) | KY | 5 | 210995.51 | 42199.102 | 0
E364.00-Poles, Towers, and Fixtures | 2011-08-01 | POLE WOOD 50 FT (DIST) | POLE WOOD 50 FT (00008) | KY | 31 | 62742.28 | 2023.9445 | 0
E364.00-Poles, Towers, and Fixtures | 2011-08-01 | POLE WOOD 30 FT (DIST) | POLE WOOD 30 FT (00004) | KY | 78 | 62842.63 | 805.6747 | 0
E364.00-Poles, Towers, and Fixtures | 2011-07-01 | Non-unitized | 060511-I | KY | 0 | 0 | 0 | 0
E364.00-Poles, Towers, and Fixtures | 2011-07-01 | Non-unitized | 5457 INDUSTRIAL PARK RD 24273 | KY | 0 | 0 | 0 | 0
E364.00-Poles, Towers, and Fixtures | 2011-07-01 | Non-unitized | KY HWY 55 40011 | KY | 0 | 0 | 0 | 0
E364.00-Poles, Towers, and Fixtures | 2011-07-01 | Non-unitized | 763 E NEW CIRCLE RD 40505 | KY | 0 | 0 | 0 | 0
E364.00-Poles, Towers, and Fixtures | 2011-07-01 | Non-unitized | 3914 DELANEY FERRY RD FG-100 | KY | 0 | 0 | 0 | 0
E364.00-Poles, Towers, and Fixtures | 2011-07-01 | Non-unitized | 950 ROLLING HILLS 40391 | KY | 0 | 0 | 0 | 0
E364.00-Poles, Towers, and Fixtures | 2011-07-01 | Non-unitized | 14467 MADISONVILLE RD 42217 | KY | 0 | 0 | 0 | 0
E364.00-Poles, Towers, and Fixtures | 2011-07-01 | Non-unitized | BAKERSFIELD ROAD | KY | 0 | 0 | 0 | 0
E364.00-Poles, Towers, and Fixtures | 2011-07-01 | Non-unitized | 1200 HIGHWAY 568 40820 | KY | 0 | 0 | 0 | 0
E364.00-Poles, Towers, and Fixtures | 2011-12-01 | CROSS ARMS | CROSS ARMS (07362) | KY | 165 | 61614.09 | 373.4187 | 0
E364.00-Poles, Towers, and Fixtures | 2011-07-01 | Non-unitized | 1215 RINEYVILLE BIG SPRINGS RD 40162 | KY | 0 | 0 | 0 | 0
E364.00-Poles, Towers, and Fixtures | 2011-07-01 | Non-unitized | 104 INDUSTRIAL DR | KY | 0 | 0 | 0 | 0
E364.00-Poles, Towers, and Fixtures | 2011-07-01 | Non-unitized | DEERFIELD LN BLK 700 42501 | KY | 0 | 0 | 0 | 0
E364.00-Poles, Towers, and Fixtures | 2011-07-01 | Non-unitized | 124 CHURCH ST 42078 | KY | 0 | 0 | 0 | 0
E364.00-Poles, Towers, and Fixtures | 2011-07-01 | Non-unitized | KNIFLEY | KY | 0 | 0 | 0 | 0
E364.00-Poles, Towers, and Fixtures | 2011-11-30 | POLE WOOD 35 FT (DIST) | POLE WOOD 35 FT (00005) | KY | 13 | 7304.66 | 561.8969 | 0
E364.00-Poles, Towers, and Fixtures | 2011-11-30 | POLE WOOD 40 FT (DIST) | POLE WOOD 40 FT (00006) | KY | 18 | 16561.66 | 920.0922 | 0
E364.00-Poles, Towers, and Fixtures | 2011-08-31 | POLE WOOD 60 FT (DIST) | POLE WOOD 60 FT (00010) | KY | 18 | 22795.24 | 1266.4022 | 0
E364.00-Poles, Towers, and Fixtures | 2011-07-01 | Non-unitized | 361 LEBUS RD 41031 | KY | 0 | 0 | 0 | 0
E364.00-Poles, Towers, and Fixtures | 2011-07-01 | Non-unitized | 12 SHELBY ST 42629 | KY | 0 | 0 | 0 | 0
E364.00-Poles, Towers, and Fixtures | 2011-07-01 | Non-unitized | 417 PASADENA DR | KY | 0 | 0 | 0 | 0
E364.00-Poles, Towers, and Fixtures | 2011-07-01 | Non-unitized | 378 GISH RD TEMP 42325 | KY | 0 | 0 | 0 | 0
E364.00-Poles, Towers, and Fixtures | 2011-07-01 | Non-unitized | W U.S. HWY 60 | KY | 0 | 0 | 0 | 0
E364.00-Poles, Towers, and Fixtures | 2011-07-01 | Non-unitized | 323 HAMILTON AVENUE 41002 | KY | 0 | 0 | 0 | 0
E364.00-Poles, Towers, and Fixtures | 2011-07-01 | Non-unitized | 161 RUSSELL CAVE RD 40324 | KY | 0 | 0 | 0 | 0
E364.00-Poles, Towers, and Fixtures | 2011-07-01 | Non-unitized | 551 PARKSIDE DR 40505 | KY | 0 | 0 | 0 | 0
E364.00-Poles, Towers, and Fixtures | 2011-07-01 | Non-unitized | 1693 JUNIPER DR 40065 | KY | 0 | 0 | 0 | 0
E364.00-Poles, Towers, and Fixtures | 2011-07-01 | Non-unitized | 831 SHAWNEE RUN ROAD | KY | 0 | 0 | 0 | 0
E364.00-Poles, Towers, and Fixtures | 2011-07-01 | Non-unitized | REDHOUSE 40475 | KY | 0 | 0 | 0 | 0
E364.00-Poles, Towers, and Fixtures | 2011-07-01 | Non-unitized | 205 WALNUT ST 42345 | KY | 0 | 0 | 0 | 0
E364.00-Poles, Towers, and Fixtures | 2011-07-01 | Non-unitized | 071911-I | KY | 0 | 0 | 0 | 0
E364.00-Poles, Towers, and Fixtures | 2011-07-01 | Non-unitized | 491 DOUBLE CULVERT RD 40370 | KY | 0 | 0 | 0 | 0
E364.00-Poles, Towers, and Fixtures | 2011-07-01 | Non-unitized | 842 BCREEK BROWDER RD 42321 | KY | 0 | 0 | 0 | 0
E364.00-Poles, Towers, and Fixtures | 2011-07-01 | Non-unitized | 3343 LEXINGTON ROAD | KY | 0 | 0 | 0 | 0
E364.00-Poles, Towers, and Fixtures | 2011-07-01 | Non-unitized | KY 840 | KY | 0 | 0 | 0 | 0
E364.00-Poles, Towers, and Fixtures | 2011-07-01 | Non-unitized | LINCOLN | KY | 0 | 0 | 0 | 0
E364.00-Poles, Towers, and Fixtures | 2011-08-01 | Non-unitized | 2000 HARRODSBURG RD | KY | 0 | 0 | 0 | 0
E364.00-Poles, Towers, and Fixtures | 2011-09-30 | POLE WOOD 55 FT (DIST) | POLE WOOD 55 FT (00009) | KY | 3 | 3606.71 | 1202.2367 | 0
E364.00-Poles, Towers, and Fixtures | 2011-08-01 | Non-unitized | New Bus Resid - Project Level Work Order | KY | 0 | 0 | 0 | 0
E364.00-Poles, Towers, and Fixtures | 2011-08-01 | Non-unitized | HALLS HIGH SCHOOL RD | KY | 0 | 0 | 0 | 0
E364.00-Poles, Towers, and Fixtures | 2011-08-01 | Non-unitized | 363 S MILL ST 40508 | KY | 0 | 0 | 0 | 0
E364.00-Poles, Towers, and Fixtures | 2011-08-01 | Non-unitized | POLD216-OUTDOOR LIGHTING 216 | KY | 0 | 0 | 0 | 0
E364.00-Poles, Towers, and Fixtures | 2011-08-01 | Non-unitized | CARY | KY | 0 | 0 | 0 | 0
E364.00-Poles, Towers, and Fixtures | 2011-08-01 | Non-unitized | 400 SUGARCAMP RD | KY | 0 | 0 | 0 | 0
E364.00-Poles, Towers, and Fixtures | 2011-08-01 | Non-unitized | STINKING CR RD 40935 | KY | 0 | 0 | 0 | 0
E364.00-Poles, Towers, and Fixtures | 2011-08-01 | Non-unitized | SHAMROCK 40475 | KY | 0 | 0 | 0 | 0
E364.00-Poles, Towers, and Fixtures | 2011-08-01 | Non-unitized | 1400 S MAIN ST 42347 | KY | 0 | 0 | 0 | 0
E364.00-Poles, Towers, and Fixtures | 2011-10-31 | POLE WOOD 65 FT (DIST) | POLE WOOD 65 FT (00011) | KY | 1 | 1569.54 | 1569.54 | 0
E364.00-Poles, Towers, and Fixtures | 2012-02-29 | POLE WOOD 40 FT (DIST) | POLE WOOD 40 FT (00006) | KY | 26 | 71723.49 | 2758.5958 | 0
E364.00-Poles, Towers, and Fixtures | 2012-02-01 | POLE WOOD 30 FT (DIST) | POLE WOOD 30 FT (00004) | KY | 34 | 41076.05 | 1208.1191 | 0
E364.00-Poles, Towers, and Fixtures | 2012-01-01 | Non-unitized | Project Level Work Order | KY | 0 | 0 | 0 | 0
E364.00-Poles, Towers, and Fixtures | 2012-01-01 | Non-unitized | 3840 CAMELOT DR 40517 | KY | 0 | 0 | 0 | 0
E364.00-Poles, Towers, and Fixtures | 2012-10-01 | STEEL POLES | STEEL POLES (07726) | KY | 4 | 10346.8 | 2586.7 | 0
E364.00-Poles, Towers, and Fixtures | 2011-10-01 | Non-unitized | 749 WILDERNESS RD 40509 | KY | 0 | 0 | 0 | 0
E364.00-Poles, Towers, and Fixtures | 2011-10-01 | Non-unitized | New Bus Com - Project Level Work Order | KY | 0 | 0 | 0 | 0
E364.00-Poles, Towers, and Fixtures | 2011-11-01 | Non-unitized | 120 BLAKE LN 40390 | KY | 0 | 0 | 0 | 0
E364.00-Poles, Towers, and Fixtures | 2012-01-31 | POLE WOOD 35 FT (DIST) | POLE WOOD 35 FT (00005) | KY | 1 | 1651.61 | 1651.61 | 0
E364.00-Poles, Towers, and Fixtures | 2011-11-01 | Non-unitized | N MAIN ST | KY | 0 | 0 | 0 | 0
E364.00-Poles, Towers, and Fixtures | 2011-11-01 | Non-unitized | REP THIRD PARTY DAM | KY | 0 | 0 | 0 | 0
E364.00-Poles, Towers, and Fixtures | 2011-10-01 | Non-unitized | 2984876 | KY | 0 | 0 | 0 | 0
E364.00-Poles, Towers, and Fixtures | 2011-10-01 | Non-unitized | STATE HWY 2012 | KY | 0 | 0 | 0 | 0
E364.00-Poles, Towers, and Fixtures | 2012-01-01 | Non-unitized | RDDD315OH-Rep Def Equip-OH-Lexington | KY | 0 | 0 | 0 | 0
E364.00-Poles, Towers, and Fixtures | 2011-10-31 | Non-unitized | Construction Work in Progress | KY | 0 | 0 | 0 | 0
E364.00-Poles, Towers, and Fixtures | 2012-01-01 | Non-unitized | Reloc Cust Pay - Project Level Work Order | KY | 0 | 0 | 0 | 0
E364.00-Poles, Towers, and Fixtures | 2012-01-01 | Non-unitized | RDDD216OH-Rep Def Equip-OH-Danville | KY | 0 | 0 | 0 | 0
E364.00-Poles, Towers, and Fixtures | 2012-01-01 | Non-unitized | New Business Comm - Project Level Work Order | KY | 0 | 0 | 0 | 0
E364.00-Poles, Towers, and Fixtures | 2012-01-01 | Non-unitized | RDSTLT426-REP REPL DEF ST LIGHTS 426 | KY | 0 | 0 | 0 | 0
E364.00-Poles, Towers, and Fixtures | 2012-02-01 | Non-unitized | New Bus Ind - UG - Project Level Work Order | KY | 0 | 0 | 0 | 0
E364.00-Poles, Towers, and Fixtures | 2012-02-01 | Non-unitized | New Bus Subd - UG - Project Level Work Order | KY | 0 | 0 | 0 | 0
E364.00-Poles, Towers, and Fixtures | 2012-02-01 | Non-unitized | ECAPRR216-Instl cap/reg/recl-Danville | KY | 0 | 0 | 0 | 0
E364.00-Poles, Towers, and Fixtures | 2012-01-01 | Non-unitized | Cap. Install Work | KY | 0 | 0 | 0 | 0
E364.00-Poles, Towers, and Fixtures | 2012-02-01 | Non-unitized | 2060 BUCK LN 40511 | KY | 0 | 0 | 0 | 0
E364.00-Poles, Towers, and Fixtures | 2011-01-31 | Non-unitized | KU MAJOR STORM 052511 | KY | 0 | 0 | 0 | 0
E364.00-Poles, Towers, and Fixtures | 2012-02-01 | Non-unitized | DERBY 24216 | KY | 0 | 0 | 0 | 0
E364.00-Poles, Towers, and Fixtures | 2012-01-01 | Non-unitized | RDDD256OH-Rep Def Equip-OH-Shelbyvl | KY | 0 | 0 | 0 | 0
E364.00-Poles, Towers, and Fixtures | 2012-02-01 | Non-unitized | New Bus Comm - Project Level Work Order | KY | 0 | 0 | 0 | 0
E364.00-Poles, Towers, and Fixtures | 2012-01-01 | Non-unitized | New Bus Subd - UG - Project Level Work Order | KY | 0 | 0 | 0 | 0
E364.00-Poles, Towers, and Fixtures | 2012-01-01 | Non-unitized | New Bus Resid - Ovhd - Project Level Work Order | KY | 0 | 0 | 0 | 0
E364.00-Poles, Towers, and Fixtures | 2012-01-01 | Non-unitized | STLT236-STREET LIGHTING 236 | KY | 0 | 0 | 0 | 0
E364.00-Poles, Towers, and Fixtures | 2012-01-01 | Non-unitized | New Bus Res - Project Level Work Order | KY | 0 | 0 | 0 | 0
E364.00-Poles, Towers, and Fixtures | 2012-04-01 | Non-unitized | 102610-I | KY | 0 | 0 | 0 | 0
E364.00-Poles, Towers, and Fixtures | 2012-01-01 | Non-unitized | 720 LANCASTER AVE 40508 | KY | 0 | 0 | 0 | 0
E364.00-Poles, Towers, and Fixtures | 2011-12-31 | Non-unitized | 1035976 | KY | 0 | 0 | 0 | 0
E364.00-Poles, Towers, and Fixtures | 2012-04-01 | Non-unitized | Cir Hard Reliab - OH | KY | 0 | 0 | 0 | 0
E364.00-Poles, Towers, and Fixtures | 2012-04-01 | Non-unitized | 5457 INDUSTRIAL PARK RD 24273 | KY | 0 | 0 | 0 | 0
E364.00-Poles, Towers, and Fixtures | 2012-06-30 | POLE WOOD 35 FT (DIST) | POLE WOOD 35 FT (00005) | KY | 83 | 187122.01 | 2254.482 | 0
E364.00-Poles, Towers, and Fixtures | 2012-01-01 | Non-unitized | New Bus Subd - Ovhd - Project Level Work Order | KY | 0 | 0 | 0 | 0
E364.00-Poles, Towers, and Fixtures | 2012-03-01 | CROSS ARMS | CROSS ARMS (07362) | KY | 18 | -56460.96 | -3136.72 | 0
E364.00-Poles, Towers, and Fixtures | 2012-03-31 | POLE WOOD 65 FT (DIST) | POLE WOOD 65 FT (00011) | KY | 46 | 284678.76 | 6188.6687 | 0
E364.00-Poles, Towers, and Fixtures | 2012-03-01 | POLE WOOD 35 FT (DIST) | POLE WOOD 35 FT (00005) | KY | 5 | 8127.3 | 1625.46 | 0
E364.00-Poles, Towers, and Fixtures | 2012-09-30 | POLE WOOD 35 FT (DIST) | POLE WOOD 35 FT (00005) | KY | 17 | 49209.96 | 2894.7035 | 0
E364.00-Poles, Towers, and Fixtures | 2012-03-01 | POLE WOOD 50 FT (DIST) | POLE WOOD 50 FT (00008) | KY | 1 | 3531.09 | 3531.09 | 0
E364.00-Poles, Towers, and Fixtures | 2012-04-01 | Non-unitized | RDPOLD426-REP/REPL DEF POL'S 426 | KY | 0 | 0 | 0 | 0
E364.00-Poles, Towers, and Fixtures | 2012-04-01 | Non-unitized | 2912074 | KY | 0 | 0 | 0 | 0
E364.00-Poles, Towers, and Fixtures | 2012-03-01 | Non-unitized | POLD246-OUTDOOR LIGHTING 246 | KY | 0 | 0 | 0 | 0
E364.00-Poles, Towers, and Fixtures | 2012-05-01 | Non-unitized | New Bus Ind - Ovhd - Project Level Work Order | KY | 0 | 0 | 0 | 0
E364.00-Poles, Towers, and Fixtures | 2012-04-01 | Non-unitized | 3728 HWY 840 40846 | KY | 0 | 0 | 0 | 0
E364.00-Poles, Towers, and Fixtures | 2012-04-01 | Non-unitized | MILL CREEK 40958 | KY | 0 | 0 | 0 | 0
E364.00-Poles, Towers, and Fixtures | 2012-04-01 | Non-unitized | New Bus Resid - UG - Project Level Work Order | KY | 0 | 0 | 0 | 0
E364.00-Poles, Towers, and Fixtures | 2012-04-01 | Non-unitized | SHOOTING MATCH HILL 40977 | KY | 0 | 0 | 0 | 0
E364.00-Poles, Towers, and Fixtures | 2012-04-01 | Non-unitized | SIMS FORK 40902 | KY | 0 | 0 | 0 | 0
E364.00-Poles, Towers, and Fixtures | 2012-04-01 | Non-unitized | Cap. Install Work | KY | 0 | 0 | 0 | 0
E364.00-Poles, Towers, and Fixtures | 2012-04-01 | Non-unitized | 1407 FONTAINE RD 40502 | KY | 0 | 0 | 0 | 0
E364.00-Poles, Towers, and Fixtures | 2012-04-01 | Non-unitized | RDSTLT236-REP REPL DEF ST LIGHTS 236 | KY | 4 | 0 | 0 | 0
E364.00-Poles, Towers, and Fixtures | 2012-10-01 | POLE WOOD 35 FT (DIST) | POLE WOOD 35 FT (00005) | KY | 60 | 119963.42 | 1999.3903 | 0
E364.00-Poles, Towers, and Fixtures | 2012-06-30 | GUY | GUY (00070) | KY | 90 | 4718.05 | 52.4228 | 0
E364.00-Poles, Towers, and Fixtures | 2012-05-01 | Non-unitized | 1122 SAINT CHARLES RD | KY | 0 | 0 | 0 | 0
E364.00-Poles, Towers, and Fixtures | 2012-05-01 | Non-unitized | 042912-I | KY | 0 | 0 | 0 | 0
E364.00-Poles, Towers, and Fixtures | 2012-08-01 | Non-unitized | WALLING | KY | 0 | 0 | 0 | 0
E364.00-Poles, Towers, and Fixtures | 2012-02-29 | Non-unitized | 675 ROLLING HILLS LN 40391 | KY | 0 | 0 | 0 | 0
E364.00-Poles, Towers, and Fixtures | 2012-10-01 | Non-unitized | 101412-I | KY | 0 | 0 | 0 | 0
E364.00-Poles, Towers, and Fixtures | 2012-10-01 | Non-unitized | 092612-I | KY | 0 | 0 | 0 | 0
E364.00-Poles, Towers, and Fixtures | 2012-08-01 | Non-unitized | ts 1430 | KY | 0 | 0 | 0 | 0
E364.00-Poles, Towers, and Fixtures | 2012-09-01 | POLE WOOD 65 FT (DIST) | POLE WOOD 65 FT (00011) | KY | 1 | 5532.91 | 5532.91 | 0
E364.00-Poles, Towers, and Fixtures | 2012-08-01 | POLE WOOD 45 FT (DIST) | POLE WOOD 45 FT (00007) | KY | 6 | 82901.39 | 13816.8983 | 0
E364.00-Poles, Towers, and Fixtures | 2012-08-01 | POLE WOOD 35 FT (DIST) | POLE WOOD 35 FT (00005) | KY | 3 | 9104.44 | 3034.8133 | 0
E364.00-Poles, Towers, and Fixtures | 2012-12-31 | Non-unitized | MAIN ST 40071 | KY | 0 | 0 | 0 | 0
E364.00-Poles, Towers, and Fixtures | 2012-12-31 | Non-unitized | EAST JELLICO OW HOLL 40977 | KY | 0 | 0 | 0 | 0
E364.00-Poles, Towers, and Fixtures | 2012-11-01 | Non-unitized | ROSARY HEIGHTS | KY | 0 | 0 | 0 | 0
E364.00-Poles, Towers, and Fixtures | 2013-02-28 | POLES, MODIFIED | POLES, MODIFIED (EACH) (07549) | KY | 11758 | 301534.23 | 25.645 | 0
E364.00-Poles, Towers, and Fixtures | 2012-11-01 | Non-unitized | INDUSTRIAL DR AND JOHNSON ST, CLO 42718 | KY | 0 | 0 | 0 | 0
E364.00-Poles, Towers, and Fixtures | 2013-01-01 | Non-unitized | Pole Reinforcement | KY | 0 | 0 | 0 | 0
E364.00-Poles, Towers, and Fixtures | 2013-01-01 | Non-unitized | SHEOC Pole Install | KY | 0 | 0 | 0 | 0
E364.00-Poles, Towers, and Fixtures | 2013-03-31 | POLE WOOD 35 FT (DIST) | POLE WOOD 35 FT (00005) | KY | 165 | 220731.42 | 1337.7662 | 0
E364.00-Poles, Towers, and Fixtures | 2013-03-31 | CROSS ARMS | CROSS ARMS (07362) | KY | 315 | 106133.49 | 336.9317 | 0
E364.00-Poles, Towers, and Fixtures | 2013-02-01 | Non-unitized | CNBSV315O-NB Elect Serv OH - 013150 | KY | 0 | 0 | 0 | 0
E364.00-Poles, Towers, and Fixtures | 2012-07-31 | Non-unitized | DSP Picadome 12kV Distribution | KY | 0 | 0 | 0 | 0
E364.00-Poles, Towers, and Fixtures | 2013-01-31 | CROSS ARMS | CROSS ARMS (07362) | KY | 93 | 51993.67 | 559.0717 | 0
E364.00-Poles, Towers, and Fixtures | 2013-01-31 | POLE WOOD 30 FT (DIST) | POLE WOOD 30 FT (00004) | KY | 6 | 10309.53 | 1718.255 | 0
E364.00-Poles, Towers, and Fixtures | 2011-06-30 | POLE WOOD 75 FT (DIST) | POLE WOOD 75 FT (00013) | KY | 1 | 1603.52 | 1603.52 | 0
E364.00-Poles, Towers, and Fixtures | 2013-02-01 | Non-unitized | CCAPR315-Capital CAP/REG/RECL - 013150 | KY | 0 | 0 | 0 | 0
E364.00-Poles, Towers, and Fixtures | 2013-02-01 | Non-unitized | CNBCD156U-NB Comm UG - 011560 | KY | 0 | 0 | 0 | 0
E364.00-Poles, Towers, and Fixtures | 2013-02-01 | Non-unitized | CNBCD315O-NB Comm OH - 013150 | KY | 0 | 0 | 0 | 0
E364.00-Poles, Towers, and Fixtures | 2013-01-01 | Non-unitized | REP THRD PARTY DAM | KY | 0 | 0 | 0 | 0
E364.00-Poles, Towers, and Fixtures | 2013-02-01 | Non-unitized | CRCST256-Cust Requested - 012560 | KY | 0 | 0 | 0 | 0
E364.00-Poles, Towers, and Fixtures | 2012-12-31 | Non-unitized | Water Works 0130 | KY | 0 | 0 | 0 | 0
E364.00-Poles, Towers, and Fixtures | 2013-01-31 | Non-unitized | KU MAJOR STORM 072712 | KY | 0 | 0 | 0 | 0
E364.00-Poles, Towers, and Fixtures | 2013-03-31 | Non-unitized | New Bus Comm - Project Level Work Order | KY | 0 | 0 | 0 | 0
E364.00-Poles, Towers, and Fixtures | 2013-01-01 | Non-unitized | 120912-I | KY | 0 | 0 | 0 | 0
E364.00-Poles, Towers, and Fixtures | 2013-01-01 | Non-unitized | CRDD236O-Capital Rep Def OH - 012360 | KY | 0 | 0 | 0 | 0
E364.00-Poles, Towers, and Fixtures | 2013-03-01 | Non-unitized | CNBSV246O-NB Elect Serv OH - 012460 | KY | 0 | 0 | 0 | 0
E364.00-Poles, Towers, and Fixtures | 2013-05-30 | POLE WOOD 35 FT (DIST) | POLE WOOD 35 FT (00005) | KY | 34 | 49629.43 | 1459.6891 | 0
E364.00-Poles, Towers, and Fixtures | 2013-04-01 | Non-unitized | CTBRD315O-Cap Trouble Orders OH - 013150 | KY | 0 | 0 | 0 | 0
E364.00-Poles, Towers, and Fixtures | 2013-04-30 | Non-unitized | New Bus Res - Project Level Work Order | KY | 0 | 0 | 0 | 0
E364.00-Poles, Towers, and Fixtures | 2013-04-01 | Non-unitized | CRCST236-Cust Requested - 012360 | KY | 0 | 0 | 0 | 0
E364.00-Poles, Towers, and Fixtures | 2013-04-01 | Non-unitized | CRCST315-Cust Requested - 013150 | KY | 0 | 0 | 0 | 0
E364.00-Poles, Towers, and Fixtures | 2013-04-01 | Non-unitized | CRDD216O-Capital Rep Def OH - 012160 | KY | 0 | 0 | 0 | 0
E364.00-Poles, Towers, and Fixtures | 2013-04-01 | Non-unitized | CRDD246O-Capital Rep Def OH - 012460 | KY | 0 | 0 | 0 | 0
E364.00-Poles, Towers, and Fixtures | 2013-04-01 | Non-unitized | CRPOL236-Repair Outdoor Lights - 012360 | KY | 0 | 0 | 0 | 0
E364.00-Poles, Towers, and Fixtures | 2013-04-01 | Non-unitized | Investment | KY | 0 | 0 | 0 | 0
E364.00-Poles, Towers, and Fixtures | 2013-04-01 | Non-unitized | CSYSEN216-Sys Enh - 012160 | KY | 0 | 0 | 0 | 0
E364.00-Poles, Towers, and Fixtures | 2013-05-30 | Non-unitized | RDPOLE236-Pole repair/replacement 236 | KY | 0 | 0 | 0 | 0
E364.00-Poles, Towers, and Fixtures | 2013-06-30 | GUY | GUY (00070) | KY | 2 | 12.29 | 6.145 | 0
E364.00-Poles, Towers, and Fixtures | 2013-07-01 | POLE WOOD 50 FT (DIST) | POLE WOOD 50 FT (00008) | KY | 10 | 44272.29 | 4427.229 | 0
E364.00-Poles, Towers, and Fixtures | 2013-07-01 | POLE WOOD 55 FT (DIST) | POLE WOOD 55 FT (00009) | KY | 3 | -27085.33 | -9028.4433 | 0
E364.00-Poles, Towers, and Fixtures | 2013-05-31 | Non-unitized | Greenville Ckt 1615 | KY | 0 | 0 | 0 | 0
E364.00-Poles, Towers, and Fixtures | 2013-07-31 | POLE WOOD 60 FT (DIST) | POLE WOOD 60 FT (00010) | KY | 2 | 6354.1 | 3177.05 | 0
E364.00-Poles, Towers, and Fixtures | 2013-07-01 | Non-unitized | SIMS FORK 40902 | KY | 0 | 0 | 0 | 0
E364.00-Poles, Towers, and Fixtures | 2013-10-31 | CROSS ARMS | CROSS ARMS (07362) | KY | 24 | 1478.05 | 61.5854 | 0
E364.00-Poles, Towers, and Fixtures | 2013-07-01 | Non-unitized | WHITE MTN 40977 | KY | 0 | 0 | 0 | 0
E364.00-Poles, Towers, and Fixtures | 2013-07-01 | Non-unitized | 217 W MAIN ST 40823 | KY | 0 | 0 | 0 | 0
E364.00-Poles, Towers, and Fixtures | 2013-07-01 | Non-unitized | LYNN HOLLOW RD | KY | 0 | 0 | 0 | 0
E364.00-Poles, Towers, and Fixtures | 2013-07-01 | Non-unitized | MEADOW CREEK TV44 WAGV 40873 | KY | 0 | 0 | 0 | 0
E364.00-Poles, Towers, and Fixtures | 2013-07-01 | Non-unitized | 400A LINCOLN AVE 42701 | KY | 0 | 0 | 0 | 0
E364.00-Poles, Towers, and Fixtures | 2013-07-01 | Non-unitized | HEADS CREEK 40843 | KY | 0 | 0 | 0 | 0
E364.00-Poles, Towers, and Fixtures | 2013-07-01 | Non-unitized | INVESTMENT | KY | 0 | 0 | 0 | 0
E364.00-Poles, Towers, and Fixtures | 2013-08-01 | Non-unitized | CSTLT246-NB Street Lights - 012460 | KY | 0 | 0 | 0 | 0
E364.00-Poles, Towers, and Fixtures | 2013-08-01 | Non-unitized | 071913-I | KY | 0 | 0 | 0 | 0
E364.00-Poles, Towers, and Fixtures | 2013-07-01 | Non-unitized | 061313-I | KY | 0 | 0 | 0 | 0
E364.00-Poles, Towers, and Fixtures | 2013-08-01 | Non-unitized | THUNDERSTORM AM | KY | 0 | 0 | 0 | 0
E364.00-Poles, Towers, and Fixtures | 2013-09-15 | Non-unitized | Cawood 0418 | KY | 0 | 0 | 0 | 0
E364.00-Poles, Towers, and Fixtures | 2013-09-15 | Non-unitized | May Reclosers | KY | 0 | 0 | 0 | 0
E364.00-Poles, Towers, and Fixtures | 2013-01-31 | Non-unitized | 072712-I | KY | 0 | 0 | 0 | 0
E364.00-Poles, Towers, and Fixtures | 2013-11-01 | Non-unitized | CRSTLT315-Repair Street Lights - 013150 | KY | 0 | 0 | 0 | 0
E364.00-Poles, Towers, and Fixtures | 2013-12-31 | Non-unitized | Clt 200 Reconductor | KY | 0 | 0 | 0 | 0
E364.00-Poles, Towers, and Fixtures | 2013-12-30 | Non-unitized | DIST-NA-TVA-PDYS-KU | KY | 0 | 0 | 0 | 0
E364.00-Poles, Towers, and Fixtures | 2014-01-01 | Non-unitized | ts 1800 | KY | 0 | 0 | 0 | 0
E364.00-Poles, Towers, and Fixtures | 2014-01-01 | Non-unitized | CTPD236-Capital Thrd Party - 012360 | KY | 0 | 0 | 0 | 0
E364.00-Poles, Towers, and Fixtures | 2014-07-31 | CROSS ARMS | CROSS ARMS (07362) | KY | 940 | 472615.18 | 502.7821 | 0
E364.00-Poles, Towers, and Fixtures | 2014-02-28 | POLE WOOD 35 FT (DIST) | POLE WOOD 35 FT (00005) | KY | 7 | 21018.41 | 3002.63 | 0
E364.00-Poles, Towers, and Fixtures | 2014-02-28 | POLE WOOD 30 FT (DIST) | POLE WOOD 30 FT (00004) | KY | 6 | 10064.99 | 1677.4983 | 0
E364.00-Poles, Towers, and Fixtures | 2014-01-01 | Non-unitized | CNBCD256O-NB Comm OH - 012560 | KY | 0 | 0 | 0 | 0
E364.00-Poles, Towers, and Fixtures | 2013-11-30 | POLE WOOD 50 FT (DIST) | POLE WOOD 50 FT (00008) | KY | 4 | 11270.13 | 2817.5325 | 0
E364.00-Poles, Towers, and Fixtures | 2013-12-31 | POLE WOOD 50 FT (DIST) | POLE WOOD 50 FT (00008) | KY | 47 | 249671.67 | 5312.1632 | 0
E364.00-Poles, Towers, and Fixtures | 2014-01-01 | Non-unitized | CNBSV256O-NB Elect Serv OH - 012560 | KY | 0 | 0 | 0 | 0
E364.00-Poles, Towers, and Fixtures | 2014-01-01 | Non-unitized | CNBSV426U-NB Elect Serv UG - 014260 | KY | 0 | 0 | 0 | 0
E364.00-Poles, Towers, and Fixtures | 2014-01-01 | Non-unitized | CPOL315-NB Outdoor Lights - 013150 | KY | 0 | 0 | 0 | 0
E364.00-Poles, Towers, and Fixtures | 2014-01-01 | Non-unitized | CRCST236-Cust Requested - 012360 | KY | 0 | 0 | 0 | 0
E364.00-Poles, Towers, and Fixtures | 2014-01-01 | Non-unitized | CRDD366O-Capital Rep Def OH - 013660 | KY | 0 | 0 | 0 | 0
E364.00-Poles, Towers, and Fixtures | 2014-01-01 | Non-unitized | CRPOLE156-Pole Repair/Replace - 011560 | KY | 0 | 0 | 0 | 0
E364.00-Poles, Towers, and Fixtures | 2014-02-01 | Non-unitized | CRDD256O-Taxable-Capital Rep Def OH - 01256012 | KY | 0 | 0 | 0 | 0
E364.00-Poles, Towers, and Fixtures | 2014-02-01 | Non-unitized | CSTLT216-NB Street Lights - 012160 | KY | 0 | 0 | 0 | 0
E364.00-Poles, Towers, and Fixtures | 2014-02-01 | Non-unitized | CTPD216-Taxable-Capital Thrd Party - 01216012 | KY | 0 | 0 | 0 | 0
E364.00-Poles, Towers, and Fixtures | 2013-10-26 | Non-unitized | 2013 CIFI Belt Line 0129 | KY | 0 | 0 | 0 | 0
E364.00-Poles, Towers, and Fixtures | 2014-04-01 | POLE WOOD 35 FT (DIST) | POLE WOOD 35 FT (00005) | KY | 1 | 2018.88 | 2018.88 | 0
E364.00-Poles, Towers, and Fixtures | 2013-12-31 | Non-unitized | Splinting | KY | 0 | 0 | 0 | 0
E364.00-Poles, Towers, and Fixtures | 2014-05-01 | POLE WOOD 30 FT (DIST) | POLE WOOD 30 FT (00004) | KY | 2 | 3190.04 | 1595.02 | 0
E364.00-Poles, Towers, and Fixtures | 2014-04-28 | Non-unitized | Construction Work in Progress | KY | 0 | 0 | 0 | 0
E364.00-Poles, Towers, and Fixtures | 2013-12-31 | Non-unitized | Construction Work in Progress | KY | 0 | 0 | 0 | 0
E364.00-Poles, Towers, and Fixtures | 2014-04-01 | Non-unitized | CSTRM426-022014-I-Taxable-022014-I-Taxable-11 | KY | 0 | 0 | 0 | 0
E364.00-Poles, Towers, and Fixtures | 2014-04-30 | Non-unitized | 2013 CIFI - Hopewell, 0286 | KY | 0 | 0 | 0 | 0
E364.00-Poles, Towers, and Fixtures | 1983-05-01 | Estimated Retirement | CIFI 2013 - BUTLER 0950 | KY | 0 | 0 | 0 | 0
E364.00-Poles, Towers, and Fixtures | 2014-06-01 | Non-unitized | CIFI 2013 CAMPBELLSBURG 0703 | KY | 0 | 0 | 0 | 0
E364.00-Poles, Towers, and Fixtures | 2014-07-01 | POLE WOOD 30 FT (DIST) | POLE WOOD 30 FT (00004) | KY | 2 | 4146.1 | 2073.05 | 0
E364.00-Poles, Towers, and Fixtures | 2014-07-01 | POLE WOOD 35 FT (DIST) | POLE WOOD 35 FT (00005) | KY | 1 | 3126.11 | 3126.11 | 0
E364.00-Poles, Towers, and Fixtures | 2014-07-01 | POLE WOOD 45 FT (DIST) | POLE WOOD 45 FT (00007) | KY | 1 | 6270.19 | 6270.19 | 0
E364.00-Poles, Towers, and Fixtures | 2014-07-01 | Non-unitized | MAYSVILLE ROAD CAPAC | KY | 0 | 0 | 0 | 0
E364.00-Poles, Towers, and Fixtures | 2014-10-31 | CROSS ARMS | CROSS ARMS (07362) | KY | 882 | 419659.7 | 475.8046 | 0
E364.00-Poles, Towers, and Fixtures | 2014-09-30 | CROSS ARMS | CROSS ARMS (07362) | KY | 470 | 341033.63 | 725.6035 | 0
E364.00-Poles, Towers, and Fixtures | 2014-09-30 | POLE WOOD 35 FT (DIST) | POLE WOOD 35 FT (00005) | KY | 39 | 54648.68 | 1401.2482 | 0
E364.00-Poles, Towers, and Fixtures | 2013-12-31 | Non-unitized | Lexington 34.5KV 2013 | KY | 0 | 0 | 0 | 0
E364.00-Poles, Towers, and Fixtures | 2014-07-31 | Non-unitized | 2013 CIFI IBM 110 | KY | 0 | 0 | 0 | 0
E364.00-Poles, Towers, and Fixtures | 2015-02-01 | Non-unitized | CNBRD416U-NB Resid UG - 014160 | KY | 0 | 0 | 0 | 0
E364.00-Poles, Towers, and Fixtures | 2015-06-30 | POLE WOOD 40 FT (DIST) | POLE WOOD 40 FT (00006) | KY | 84 | 326151.83 | 3882.7599 | 0
E364.00-Poles, Towers, and Fixtures | 2015-06-30 | POLE WOOD 35 FT (DIST) | POLE WOOD 35 FT (00005) | KY | 30 | 80605.97 | 2686.8657 | 0
E364.00-Poles, Towers, and Fixtures | 2015-02-01 | Non-unitized | CNBSV256U-NB Elect Serv UG - 012560 | KY | 0 | 0 | 0 | 0
E364.00-Poles, Towers, and Fixtures | 2015-02-01 | Non-unitized | CNBSV416O-NB Elect Serv OH - 014160 | KY | 0 | 0 | 0 | 0
E364.00-Poles, Towers, and Fixtures | 2015-01-01 | Non-unitized | CNBCD246U-NB Comm UG - 012460 | KY | 0 | 0 | 0 | 0
E364.00-Poles, Towers, and Fixtures | 2015-01-01 | Non-unitized | CNBCD315U-NB Comm UG - 013150 | KY | 0 | 0 | 0 | 0
E364.00-Poles, Towers, and Fixtures | 2015-04-01 | Non-unitized | CNBCD416O-NB Comm OH - 014160 | KY | 0 | 0 | 0 | 0
E364.00-Poles, Towers, and Fixtures | 2015-01-01 | Non-unitized | CRCST315-Cust Requested - 013150 | KY | 0 | 0 | 0 | 0
E364.00-Poles, Towers, and Fixtures | 2015-01-01 | Non-unitized | CRDD216U-Taxable-Capital Rep Def UG - 01216012 | KY | 0 | 0 | 0 | 0
E364.00-Poles, Towers, and Fixtures | 2015-01-31 | Non-unitized | CNBRD156O-NB Resid OH - 011560 | KY | 0 | 0 | 0 | 0
E364.00-Poles, Towers, and Fixtures | 2015-01-01 | Non-unitized | CNBRD236U-NB Resid UG - 012360 | KY | 1 | 0 | 0 | 0
E364.00-Poles, Towers, and Fixtures | 2015-01-01 | Non-unitized | CNBRD246O-NB Resid OH - 012460 | KY | 0 | 0 | 0 | 0
E364.00-Poles, Towers, and Fixtures | 1949-12-01 | Estimated Retirement | DSP Hume Road DIST | KY | 0 | 0 | 0 | 0
E364.00-Poles, Towers, and Fixtures | 1947-12-01 | Estimated Retirement | DSP Hume Road DIST | KY | 0 | 0 | 0 | 0
E364.00-Poles, Towers, and Fixtures | 2015-04-30 | POLE WOOD 40 FT (DIST) | POLE WOOD 40 FT (00006) | KY | 338 | 557137.4 | 1648.3355 | 0
E364.00-Poles, Towers, and Fixtures | 2015-04-01 | Non-unitized | CRELD236-Capital Reliability - 012360 | KY | 0 | 0 | 0 | 0
E364.00-Poles, Towers, and Fixtures | 2015-07-31 | POLE WOOD 50 FT (DIST) | POLE WOOD 50 FT (00008) | KY | 16 | 79490.89 | 4968.1806 | 0
E364.00-Poles, Towers, and Fixtures | 2015-02-01 | Non-unitized | CRELD246-Capital Reliability - 012460 | KY | 0 | 0 | 0 | 0
E364.00-Poles, Towers, and Fixtures | 1946-12-01 | Estimated Retirement | 133250-Leestown Road Highway Project | KY | 0 | 0 | 0 | 0
E364.00-Poles, Towers, and Fixtures | 1951-12-01 | Estimated Retirement | 133250-Leestown Road Highway Project | KY | 0 | 0 | 0 | 0
E364.00-Poles, Towers, and Fixtures | 2015-08-25 | POLE WOOD 45 FT (DIST) | POLE WOOD 45 FT (00007) | KY | 2 | 3183.4 | 1591.7 | 0
E364.00-Poles, Towers, and Fixtures | 2014-12-31 | STEEL POLES | STEEL POLES | KY | 1 | 9494.89 | 9494.89 | 0
E364.00-Poles, Towers, and Fixtures | 2014-12-31 | POLE WOOD 55 FT (DIST) | POLE WOOD 55 FT (00009) | KY | 39 | 136399.34 | 3497.419 | 0
E364.00-Poles, Towers, and Fixtures | 2015-02-01 | Non-unitized | CRSTLT256-Taxable-Repair Street Lights - 01256012 | KY | 0 | 0 | 0 | 0
E364.00-Poles, Towers, and Fixtures | 2014-12-31 | POLE WOOD 50 FT (DIST) | POLE WOOD 50 FT (00008) | KY | 103 | 319470.83 | 3101.6585 | 0
E364.00-Poles, Towers, and Fixtures | 2014-12-31 | Non-unitized | HARTFORD CIFI 2014 | KY | 0 | 0 | 0 | 0
E364.00-Poles, Towers, and Fixtures | 2015-02-01 | Non-unitized | CTBRD315U-Taxable-Cap Trouble Orders UG - 01315012 | KY | 0 | 0 | 0 | 0
E364.00-Poles, Towers, and Fixtures | 2015-02-01 | Non-unitized | CTBRD366O-Taxable-Cap Trouble Orders OH - 01366012 | KY | 0 | 0 | 0 | 0
E364.00-Poles, Towers, and Fixtures | 2015-01-31 | Non-unitized | CTBRD426O-Taxable-Cap Trouble Orders OH - 01426012 | KY | 0 | 0 | 0 | 0
E364.00-Poles, Towers, and Fixtures | 2015-01-01 | Non-unitized | CTPD156-Taxable-Capital Thrd Party - 01156012 | KY | 0 | 0 | 0 | 0
E364.00-Poles, Towers, and Fixtures | 2015-02-28 | CROSS ARMS | CROSS ARMS (07362) | KY | 359 | 164888.13 | 459.2984 | 0
E364.00-Poles, Towers, and Fixtures | 2015-02-28 | POLE WOOD 55 FT (DIST) | POLE WOOD 55 FT (00009) | KY | 25 | 41328.29 | 1653.1316 | 0
E364.00-Poles, Towers, and Fixtures | 2015-04-30 | STEEL POLES | STEEL POLES | KY | 11 | 101596.54 | 9236.0491 | 0
E364.00-Poles, Towers, and Fixtures | 2014-12-15 | Non-unitized | LEXOC Liberty Road 0095 | KY | 0 | 0 | 0 | 0
E364.00-Poles, Towers, and Fixtures | 2015-01-01 | Non-unitized | CSTRM246-120613-I-Taxable-120613-I-Taxable-11 | KY | 0 | 0 | 0 | 0
E364.00-Poles, Towers, and Fixtures | 2014-12-31 | Non-unitized | NEW HAVEN/NEW HOPE - CEMI 2014 | KY | 0 | 0 | 0 | 0
E364.00-Poles, Towers, and Fixtures | 2015-04-30 | POLE WOOD 50 FT (DIST) | POLE WOOD 50 FT (00008) | KY | 42 | 125873.78 | 2996.9948 | 0
E364.00-Poles, Towers, and Fixtures | 2014-12-15 | Non-unitized | CIFI 2013 KENTENIA 0422 | KY | 0 | 0 | 0 | 0
E364.00-Poles, Towers, and Fixtures | 2015-03-31 | Non-unitized | CTPD156-Taxable-Capital Thrd Party - 01156012 | KY | 0 | 0 | 0 | 0
E364.00-Poles, Towers, and Fixtures | 2015-04-30 | POLE WOOD 70 FT (DIST) | POLE WOOD 70 FT (00012) | KY | 0 | -54.05 | 0 | 0
E364.00-Poles, Towers, and Fixtures | 2014-08-31 | CROSS ARMS | CROSS ARMS (07362) | KY | 701 | 265209.82 | 378.3307 | 0
E364.00-Poles, Towers, and Fixtures | 2015-04-28 | Non-unitized | Loudon Ave. - 0127 | KY | 0 | 0 | 0 | 0
E364.00-Poles, Towers, and Fixtures | 2015-03-31 | POLE WOOD 35 FT (DIST) | POLE WOOD 35 FT (00005) | KY | 15 | 9865.03 | 657.6687 | 0
E364.00-Poles, Towers, and Fixtures | 2014-08-31 | POLE WOOD 35 FT (DIST) | POLE WOOD 35 FT (00005) | KY | 4 | 10980.78 | 2745.195 | 0
E364.00-Poles, Towers, and Fixtures | 2014-08-31 | POLE WOOD 50 FT (DIST) | POLE WOOD 50 FT (00008) | KY | 5 | 13035.76 | 2607.152 | 0
E364.00-Poles, Towers, and Fixtures | 2015-12-31 | Non-unitized | CRSTLT246-Taxable-Repair Street Lights - 01246012 | KY | 0 | 0 | 0 | 0
E364.00-Poles, Towers, and Fixtures | 2015-02-01 | Non-unitized | CPOL256-NB Outdoor Lights - 012560 | KY | 0 | 0 | 0 | 0
E364.00-Poles, Towers, and Fixtures | 2014-11-30 | POLE WOOD 45 FT (DIST) | POLE WOOD 45 FT (DIST) | KY | 297 | 1237824.49 | 4167.7592 | 0
E364.00-Poles, Towers, and Fixtures | 2013-04-30 | POLE WOOD 45 FT (DIST) | POLE WOOD 45 FT (DIST) | KY | 14 | 47992.45 | 3428.0321 | 0
E364.00-Poles, Towers, and Fixtures | 2014-12-31 | POLE WOOD 50 FT (DIST) | POLE WOOD 50 FT (DIST) | KY | 86 | 372923.57 | 4336.3206 | 0
E364.00-Poles, Towers, and Fixtures | 2016-01-01 | Non-unitized | CCAPR236-Taxable-Capital CAP/REG/RECL - 01236012 | KY | 0 | 0 | 0 | 0
E364.00-Poles, Towers, and Fixtures | 2016-01-01 | Non-unitized | CRDD315O-Taxable-Capital Rep Def OH - 01315012 | KY | 0 | 0 | 0 | 0
E364.00-Poles, Towers, and Fixtures | 2016-01-01 | Non-unitized | CRDD216U-Taxable-Capital Rep Def UG - 01216012 | KY | 0 | 0 | 0 | 0
E364.00-Poles, Towers, and Fixtures | 2016-01-01 | Non-unitized | CRDD236U-Taxable-Capital Rep Def UG - 01236012 | KY | 0 | 0 | 0 | 0
E364.00-Poles, Towers, and Fixtures | 2016-01-01 | Non-unitized | CRDD246O-Taxable-Capital Rep Def OH - 01246012 | KY | 0 | 0 | 0 | 0
E364.00-Poles, Towers, and Fixtures | 2016-01-01 | Non-unitized | CRELD236-Capital Reliability - 012360 | KY | 0 | 0 | 0 | 0
E364.00-Poles, Towers, and Fixtures | 2016-01-01 | Non-unitized | CRPOL416-Taxable-Repair Outdoor Lights - 01416012 | KY | 0 | 0 | 0 | 0
E364.00-Poles, Towers, and Fixtures | 2016-01-01 | Non-unitized | CRPOLE156-Taxable-Pole Repair/Replace - 01156012 | KY | 0 | 0 | 0 | 0
E364.00-Poles, Towers, and Fixtures | 2015-10-31 | POLE WOOD 60 FT (DIST) | POLE WOOD 60 FT (00010) | KY | 1 | 8683.05 | 8683.05 | 0
E364.00-Poles, Towers, and Fixtures | 2016-01-01 | Non-unitized | CSTLT236-NB Street Lights - 012360 | KY | 0 | 0 | 0 | 0
E364.00-Poles, Towers, and Fixtures | 2014-01-31 | POLE WOOD 35 FT (DIST) | POLE WOOD 35 FT (00005) | KY | 1 | 50.54 | 50.54 | 0
E364.00-Poles, Towers, and Fixtures | 2016-01-01 | Non-unitized | CTPD366-Taxable-Capital Thrd Party - 01366012 | KY | 0 | 0 | 0 | 0
E364.00-Poles, Towers, and Fixtures | 2016-01-01 | Non-unitized | CNBCD156U-NB Comm UG - 011560 | KY | 0 | 0 | 0 | 0
E364.00-Poles, Towers, and Fixtures | 2015-03-31 | POLE WOOD 60 FT (DIST) | POLE WOOD 60 FT (00010) | KY | 1 | 3890.27 | 3890.27 | 0
E364.00-Poles, Towers, and Fixtures | 2016-01-01 | Non-unitized | CNBRD315U-NB Resid UG - 013150 | KY | 0 | 0 | 0 | 0
E364.00-Poles, Towers, and Fixtures | 2016-01-01 | Non-unitized | CNBRD416O-NB Resid OH - 014160 | KY | 0 | 0 | 0 | 0
E364.00-Poles, Towers, and Fixtures | 2016-01-01 | Non-unitized | CNBSV156U-NB Elect Serv UG - 011560 | KY | 0 | 0 | 0 | 0
E364.00-Poles, Towers, and Fixtures | 2015-10-31 | POLE WOOD 35 FT (DIST) | POLE WOOD 35 FT (DIST) | KY | 22 | 30570.91 | 1389.5868 | 0
E364.00-Poles, Towers, and Fixtures | 2015-10-31 | POLE WOOD 40 FT (DIST) | POLE WOOD 40 FT (DIST) | KY | 50 | 106423.45 | 2128.469 | 0
E364.00-Poles, Towers, and Fixtures | 2015-01-01 | Non-unitized | 146436-Lexington 2015 PITP | KY | 0 | 0 | 0 | 0
E364.00-Poles, Towers, and Fixtures | 2015-12-31 | Non-unitized | Carhartt Dist Ckt | KY | 0 | 0 | 0 | 0
E364.00-Poles, Towers, and Fixtures | 2015-06-30 | POLE WOOD 45 FT (DIST) | POLE WOOD 45 FT (DIST) | KY | 656 | 1990347.8 | 3034.0668 | 0
E364.00-Poles, Towers, and Fixtures | 2014-10-31 | Non-unitized | CTBRD256O-Taxable-Cap Trouble Orders OH - 01256012 | KY | 0 | 0 | 0 | 0
E364.00-Poles, Towers, and Fixtures | 2015-12-31 | CROSS ARMS | CROSS ARMS (07362) | KY | 310 | 93550.29 | 301.7751 | 0
E364.00-Poles, Towers, and Fixtures | 2016-06-30 | POLE WOOD 55 FT (DIST) | POLE WOOD 55 FT (DIST) | KY | 11 | 31976.41 | 2906.9464 | 0
E364.00-Poles, Towers, and Fixtures | 2015-12-31 | POLE WOOD 40 FT (DIST) | POLE WOOD 40 FT (DIST) | KY | 20 | 37381.94 | 1869.097 | 0
E364.00-Poles, Towers, and Fixtures | 2016-05-01 | Non-unitized | CCAPR416-Taxable-Capital CAP/REG/RECL - 01416012 | KY | 0 | 0 | 0 | 0
E364.00-Poles, Towers, and Fixtures | 2016-02-29 | Non-unitized | Parkers Mill 0100 CIFI 2015 | KY | 0 | 0 | 0 | 0
E364.00-Poles, Towers, and Fixtures | 2016-04-30 | POLE WOOD 40 FT (DIST) | POLE WOOD 40 FT (DIST) | KY | 47 | 82444.47 | 1754.1377 | 0
E364.00-Poles, Towers, and Fixtures | 2015-01-01 | POLES, MODIFIED | POLES, MODIFIED (EACH) (07549) | KY | 23765 | 1249733.11 | 52.5871 | 0
E364.00-Poles, Towers, and Fixtures | 2016-05-31 | Non-unitized | Verda 4479 | KY | 0 | 0 | 0 | 0
E364.00-Poles, Towers, and Fixtures | 2015-12-31 | Non-unitized | Lex Arc Flash-Higby Mill 1071 | KY | 0 | 0 | 0 | 0
E364.00-Poles, Towers, and Fixtures | 2016-11-30 | POLE WOOD 55 FT (DIST) | POLE WOOD 55 FT (DIST) | KY | 2 | 6673.23 | 3336.615 | 0
E364.00-Poles, Towers, and Fixtures | 2016-02-29 | POLE WOOD 40 FT (DIST) | POLE WOOD 40 FT (DIST) | KY | 19 | 62665.27 | 3298.1721 | 0
E364.00-Poles, Towers, and Fixtures | 2015-12-31 | POLE WOOD 65 FT (DIST) | POLE WOOD 65 FT (DIST) | KY | 1 | 2154.02 | 2154.02 | 0
E364.00-Poles, Towers, and Fixtures | 2016-06-30 | Non-unitized | LEXINGTON CEMI | KY | 0 | 0 | 0 | 0
E364.00-Poles, Towers, and Fixtures | 2016-06-30 | Non-unitized | Haefling Ckt 0055 Dist | KY | 0 | 0 | 0 | 0
E364.00-Poles, Towers, and Fixtures | 2016-02-29 | PLATFORMS NEW (05491) | PLATFORMS NEW (05491) | KY | 2 | 8783.85 | 4391.925 | 0
E364.00-Poles, Towers, and Fixtures | 2015-12-05 | POLE WOOD 40 FT (DIST) | POLE WOOD 40 FT (DIST) | KY | 6 | 14927.68 | 2487.9467 | 0
E364.00-Poles, Towers, and Fixtures | 2014-07-31 | POLE WOOD 35 FT (DIST) | POLE WOOD 35 FT (DIST) | KY | 147 | 110483.38 | 751.5876 | 0
E364.00-Poles, Towers, and Fixtures | 2014-12-31 | POLE,STEEL, 35 FT | POLE,STEEL, 35 FT | KY | 0 | 0 | 0 | 0
E364.00-Poles, Towers, and Fixtures | 2014-07-31 | POLE WOOD 85 FT (DIST) | POLE WOOD 85 FT (DIST) | KY | 2 | 34383.42 | 17191.71 | 0
E364.00-Poles, Towers, and Fixtures | 2017-01-01 | Non-unitized | Investment | KY | 0 | 0 | 0 | 0
E364.00-Poles, Towers, and Fixtures | 2017-01-01 | Non-unitized | NONE | KY | 0 | 0 | 0 | 0
E364.00-Poles, Towers, and Fixtures | 2017-01-01 | Non-unitized | CTPD416-Taxable-Capital Thrd Party - 01416012 | KY | 0 | 0 | 0 | 0
E364.00-Poles, Towers, and Fixtures | 2017-01-01 | Non-unitized | CRSTLT256-Taxable-Repair Street Lights - 01256012 | KY | 0 | 0 | 0 | 0
E364.00-Poles, Towers, and Fixtures | 2015-01-31 | GUY | GUY (00070) | KY | 5624 | 713053.52 | 126.7876 | 0
E364.00-Poles, Towers, and Fixtures | 2015-04-30 | POLE WOOD 65 FT (DIST) | POLE WOOD 65 FT (DIST) | KY | 2 | 13045.47 | 6522.735 | 0
E364.00-Poles, Towers, and Fixtures | 2017-01-01 | Non-unitized | CCAPR236-Taxable-Capital CAP/REG/RECL - 01236012 | KY | 0 | 0 | 0 | 0
E364.00-Poles, Towers, and Fixtures | 2016-08-10 | POLE WOOD 30 FT (DIST) | POLE WOOD 30 FT (DIST) | KY | 1 | 2457.08 | 2457.08 | 0
E364.00-Poles, Towers, and Fixtures | 2016-01-31 | POLE WOOD 35 FT (DIST) | POLE WOOD 35 FT (DIST) | KY | 1 | 1038.5 | 1038.5 | 0
E364.00-Poles, Towers, and Fixtures | 2014-10-31 | POLES, MODIFIED | POLES, MODIFIED (EACH) (07549) | KY | 1 | 6984.81 | 6984.81 | 0
E364.00-Poles, Towers, and Fixtures | 2017-04-01 | Non-unitized | CCAPR366-Taxable-Capital CAP/REG/RECL - 01366012 | KY | 0 | 0 | 0 | 0
E364.00-Poles, Towers, and Fixtures | 2017-04-01 | Non-unitized | CNBCD315O-NB Comm OH - 013150 | KY | 0 | 0 | 0 | 0
E364.00-Poles, Towers, and Fixtures | 2017-07-31 | Non-unitized | Evarts 4475 Small Wire 2016 | KY | 0 | 0 | 0 | 0
E364.00-Poles, Towers, and Fixtures | 2017-04-01 | Non-unitized | CNBRD236O-NB Resid OH - 012360 | KY | 0 | 0 | 0 | 0
E364.00-Poles, Towers, and Fixtures | 2017-04-01 | Non-unitized | CNBRD426O-NB Resid OH - 014260 | KY | 0 | 0 | 0 | 0
E364.00-Poles, Towers, and Fixtures | 2017-04-01 | Non-unitized | CNBSV246O-NB Elect Serv OH - 012460 | KY | 0 | 0 | 0 | 0
E364.00-Poles, Towers, and Fixtures | 2017-04-01 | Non-unitized | CNBSV256O-NB Elect Serv OH - 012560 | KY | 0 | 0 | 0 | 0
E364.00-Poles, Towers, and Fixtures | 2017-04-01 | Non-unitized | CNBSV315O-NB Elect Serv OH - 013150 | KY | 0 | 0 | 0 | 0
E364.00-Poles, Towers, and Fixtures | 2017-04-01 | Non-unitized | CPOL246-NB Outdoor Lights - 012460 | KY | 0 | 0 | 0 | 0
E364.00-Poles, Towers, and Fixtures | 2017-04-01 | Non-unitized | CRCST256-Cust Requested - 012560 | KY | 0 | 0 | 0 | 0
E364.00-Poles, Towers, and Fixtures | 2017-04-01 | Non-unitized | CRDD416O-Taxable-Capital Rep Def OH - 01416012 | KY | 0 | 0 | 0 | 0
E364.00-Poles, Towers, and Fixtures | 2017-04-01 | Non-unitized | CRELD236-Capital Reliability - 012360 | KY | 0 | 0 | 0 | 0
E364.00-Poles, Towers, and Fixtures | 2017-04-01 | Non-unitized | CRPOLE366-Taxable-Pole Repair/Replace - 01366012 | KY | 0 | 0 | 0 | 0
E364.00-Poles, Towers, and Fixtures | 2017-04-01 | Non-unitized | CSTLT156-NB Street Lights - 011560 | KY | 0 | 0 | 0 | 0
E364.00-Poles, Towers, and Fixtures | 2017-04-01 | Non-unitized | NONE | KY | 0 | 0 | 0 | 0
E364.00-Poles, Towers, and Fixtures | 2017-04-01 | Non-unitized | CSYSEN216-Sys Enh - 012160 | KY | 0 | 0 | 0 | 0
E364.00-Poles, Towers, and Fixtures | 2018-02-01 | Non-unitized | CNBRD315U-NB Resid UG - 013150 | KY | 0 | 0 | 0 | 0
E364.00-Poles, Towers, and Fixtures | 2018-01-01 | Non-unitized | CNBSV236O-NB Elect Serv OH - 012360 | KY | 0 | 0 | 0 | 0
E364.00-Poles, Towers, and Fixtures | 2018-01-01 | Non-unitized | CNBSV366U-NB Elect Serv UG - 013660 | KY | 0 | 0 | 0 | 0
E364.00-Poles, Towers, and Fixtures | 2018-01-01 | Non-unitized | CRCST246-Cust Requested - 012460 | KY | 0 | 0 | 0 | 0
E364.00-Poles, Towers, and Fixtures | 2018-02-01 | Non-unitized | CRDD426O-Taxable-Capital Rep Def OH - 01426012 | KY | 3 | 0 | 0 | 0
E364.00-Poles, Towers, and Fixtures | 2018-02-01 | Non-unitized | CRELD246-Capital Reliability - 012460 | KY | 0 | 0 | 0 | 0
E364.00-Poles, Towers, and Fixtures | 2018-01-01 | Non-unitized | CRPOLE315-Taxable-Pole Repair/Replace - 01315012 | KY | 0 | 0 | 0 | 0
E364.00-Poles, Towers, and Fixtures | 2018-01-01 | Non-unitized | CRPOLE416-Taxable-Pole Repair/Replace - 01416012 | KY | 10 | 0 | 0 | 0
E364.00-Poles, Towers, and Fixtures | 2018-01-01 | Non-unitized | CRPOLE426-Taxable-Pole Repair/Replace - 01426012 | KY | 0 | 0 | 0 | 0
E364.00-Poles, Towers, and Fixtures | 2018-01-01 | Non-unitized | CRSTLT156-Taxable-Repair Street Lights - 01156012 | KY | 0 | 0 | 0 | 0
E364.00-Poles, Towers, and Fixtures | 2018-02-01 | Non-unitized | CSTLT256-NB Street Lights - 012560 | KY | 0 | 0 | 0 | 0
E364.00-Poles, Towers, and Fixtures | 2018-02-01 | Non-unitized | CSTLT426-NB Street Lights - 014260 | KY | 0 | 0 | 0 | 0
E364.00-Poles, Towers, and Fixtures | 2018-01-01 | Non-unitized | CSYSEN366-Sys Enh - 013660 | KY | 0 | 0 | 0 | 0
E364.00-Poles, Towers, and Fixtures | 2018-02-28 | Non-unitized | 153577-Lexington Pole Inspection 2017 | KY | 0 | 0 | 0 | 0
E364.00-Poles, Towers, and Fixtures | 2018-01-01 | Non-unitized | CTBRD416O-Taxable-Cap Trouble Orders OH - 01416012 | KY | 0 | 0 | 0 | 0
E364.00-Poles, Towers, and Fixtures | 2018-01-01 | Non-unitized | CXFRM315-NB Transformers - 013150 | KY | 0 | 0 | 0 | 0
E364.00-Poles, Towers, and Fixtures | 2018-02-01 | Non-unitized | CNBCD246O-NB Comm OH - 012460 | KY | 0 | 0 | 0 | 0
E364.00-Poles, Towers, and Fixtures | 2018-02-01 | Non-unitized | CNBCD315O-NB Comm OH - 013150 | KY | 0 | 0 | 0 | 0
E364.00-Poles, Towers, and Fixtures | 2018-02-01 | Non-unitized | CNBRD156O-NB Resid OH - 011560 | KY | 0 | 0 | 0 | 0
E364.00-Poles, Towers, and Fixtures | 2018-02-01 | Non-unitized | CNBRD216O-NB Resid OH - 012160 | KY | 0 | 0 | 0 | 0
E364.00-Poles, Towers, and Fixtures | 2016-01-01 | POLE WOOD 30 FT (DIST) | POLE WOOD 30 FT (DIST) | KY | 142 | 127363.72 | 896.9276 | 0
E364.00-Poles, Towers, and Fixtures | 2017-04-01 | Non-unitized | CSTLT216-NB Street Lights - 012160 | KY | 0 | 0 | 0 | 0
E364.00-Poles, Towers, and Fixtures | 2017-04-01 | Non-unitized | CSTLT236-NB Street Lights - 012360 | KY | 0 | 0 | 0 | 0
E364.00-Poles, Towers, and Fixtures | 2016-01-01 | POLE WOOD 65 FT (DIST) | POLE WOOD 65 FT (DIST) | KY | 7 | 63944.31 | 9134.9014 | 0
E364.00-Poles, Towers, and Fixtures | 2018-02-28 | Non-unitized | 1-187.23 HWY 641 NOR | KY | 0 | 0 | 0 | 0
E364.00-Poles, Towers, and Fixtures | 2017-08-31 | GUY | GUY (00070) | KY | 347 | 45883.92 | 132.2303 | 0
E364.00-Poles, Towers, and Fixtures | 2017-08-31 | POLE WOOD 65 FT (DIST) | POLE WOOD 65 FT (DIST) | KY | 1 | 22387.79 | 22387.79 | 0
E364.00-Poles, Towers, and Fixtures | 2018-02-28 | POLE WOOD 40 FT (DIST) | POLE WOOD 40 FT (DIST) | KY | 427 | 827681.62 | 1938.3644 | 0
E364.00-Poles, Towers, and Fixtures | 2017-09-30 | Non-unitized | 153776-Corbin East 0279 Ckt Hard 2017 | KY | 0 | 0 | 0 | 0
E364.00-Poles, Towers, and Fixtures | 2017-11-01 | Non-unitized | NONE | KY | 0 | 0 | 0 | 0
E364.00-Poles, Towers, and Fixtures | 2017-03-31 | Non-unitized | Distribution Capacitors KU | KY | 0 | 0 | 0 | 0
E364.00-Poles, Towers, and Fixtures | 2014-08-31 | Non-unitized | CNBCD416U-NB Comm UG - 014160 | KY | 0 | 0 | 0 | 0
E364.00-Poles, Towers, and Fixtures | 2017-05-31 | POLE WOOD 45 FT (DIST) | POLE WOOD 45 FT (DIST) | KY | 7 | 1992.56 | 284.6514 | 0
E364.00-Poles, Towers, and Fixtures | 2017-03-31 | POLE WOOD 45 FT (DIST) | POLE WOOD 45 FT (DIST) | KY | 5 | 10661.73 | 2132.346 | 0
E364.00-Poles, Towers, and Fixtures | 2017-05-31 | Non-unitized | CLAYS MILL 0145 CIFI 2016 | KY | 0 | 0 | 0 | 0
E364.00-Poles, Towers, and Fixtures | 2016-12-31 | POLE WOOD 40 FT (DIST) | POLE WOOD 40 FT (DIST) | KY | 8 | 8370.58 | 1046.3225 | 0
E364.00-Poles, Towers, and Fixtures | 2017-10-31 | GUY | GUY (00070) | KY | 314 | 47539.65 | 151.4002 | 0
E364.00-Poles, Towers, and Fixtures | 2016-10-31 | GUY | GUY (00070) | KY | 3 | 84.85 | 28.2833 | 0
E364.00-Poles, Towers, and Fixtures | 2017-06-27 | Non-unitized | NONE | KY | 0 | 0 | 0 | 0
E364.00-Poles, Towers, and Fixtures | 2017-06-30 | Non-unitized | BEANS FORK RD | KY | 0 | 0 | 0 | 0
E364.00-Poles, Towers, and Fixtures | 2017-05-31 | Non-unitized | 151318-Mount Sterling 12kV CIFI 2016. Install Mid-Line electronic recloser and complete necessary fuse coordiantion | KY | 0 | 0 | 0 | 0
E364.00-Poles, Towers, and Fixtures | 2017-09-30 | POLE WOOD 85 FT (DIST) | POLE WOOD 85 FT (DIST) | KY | 1 | 3555.57 | 3555.57 | 0
E364.00-Poles, Towers, and Fixtures | 2018-06-01 | GUY | GUY (00070) | KY | 1019 | 108705.47 | 106.6786 | 0
E364.00-Poles, Towers, and Fixtures | 2018-05-01 | POLE WOOD 40 FT (DIST) | POLE WOOD 40 FT (DIST) | KY | 27 | 69683.55 | 2580.8722 | 0
E364.00-Poles, Towers, and Fixtures | 2018-04-01 | POLE WOOD 55 FT (DIST) | POLE WOOD 55 FT (DIST) | KY | 2 | 13246.43 | 6623.215 | 0
E364.00-Poles, Towers, and Fixtures | 2016-07-31 | CROSS ARMS | CROSS ARMS (07362) | KY | 6 | 2360.24 | 393.3733 | 0
E364.00-Poles, Towers, and Fixtures | 2018-01-31 | Non-unitized | 154353-Taxable-DSP Earlington 4KV Conversion. | KY | 0 | 0 | 0 | 0
E364.00-Poles, Towers, and Fixtures | 2018-03-31 | Non-unitized | 150279-LAWRENCEBURG 2515 CIFI 2017 | KY | 0 | 0 | 0 | 0
E364.00-Poles, Towers, and Fixtures | 2018-03-31 | Non-unitized | 152599-DSP Paris Ckt 805 ckt addition | KY | 0 | 0 | 0 | 0
E364.00-Poles, Towers, and Fixtures | 2018-07-01 | POLE WOOD 40 FT (DIST) | POLE WOOD 40 FT (DIST) | KY | 44 | 32981.81 | 749.5866 | 0
E364.00-Poles, Towers, and Fixtures | 2018-04-30 | Non-unitized | 154105-CKT 2522 TRANS UNDERBLD | KY | 0 | 0 | 0 | 0
E364.00-Poles, Towers, and Fixtures | 2018-05-01 | POLE WOOD 45 FT (DIST) | POLE WOOD 45 FT (DIST) | KY | 28 | 71123.37 | 2540.1204 | 0
E364.00-Poles, Towers, and Fixtures | 2014-04-30 | Non-unitized | CRPOLE236-Taxable-Pole Repair/Replace - 01236012 | KY | 0 | 0 | 0 | 0
E364.00-Poles, Towers, and Fixtures | 2018-06-30 | Non-unitized | NONE | KY | 0 | 0 | 0 | 0
E364.00-Poles, Towers, and Fixtures | 2019-01-01 | Non-unitized | CXFRM246-NB Transformers - 012460 | KY | 0 | 0 | 0 | 0
E364.00-Poles, Towers, and Fixtures | 2018-12-31 | Non-unitized | 18PITP416-Pineville PITP 2018 | KY | 0 | 0 | 0 | 0
E364.00-Poles, Towers, and Fixtures | 2018-12-31 | Non-unitized | 18XMUB256-2018 XM Underbuild SHEOC | KY | 0 | 0 | 0 | 0
E364.00-Poles, Towers, and Fixtures | 2017-12-15 | POLE WOOD 60 FT (DIST) | POLE WOOD 60 FT (DIST) | KY | 2 | 671.03 | 335.515 | 0
E364.00-Poles, Towers, and Fixtures | 2019-01-01 | Non-unitized | CCAPR315-Taxable-Capital CAP/REG/RECL - 01315012 | KY | 0 | 0 | 0 | 0
E364.00-Poles, Towers, and Fixtures | 2019-01-01 | Non-unitized | CNBCD156U-NB Comm UG - 011560 | KY | 0 | 0 | 0 | 0
E364.00-Poles, Towers, and Fixtures | 2019-01-01 | Non-unitized | CNBCD315O-NB Comm OH - 013150 | KY | 0 | 0 | 0 | 0
E364.00-Poles, Towers, and Fixtures | 2019-01-01 | Non-unitized | CNBCD315U-NB Comm UG - 013150 | KY | 0 | 0 | 0 | 0
E364.00-Poles, Towers, and Fixtures | 2019-01-01 | Non-unitized | CNBRD156O-NB Resid OH - 011560 | KY | 0 | 0 | 0 | 0
E364.00-Poles, Towers, and Fixtures | 2019-01-01 | Non-unitized | CNBSV156U-NB Elect Serv UG - 011560 | KY | 0 | 0 | 0 | 0
E364.00-Poles, Towers, and Fixtures | 2019-01-01 | Non-unitized | CNBSV236U-NB Elect Serv UG - 012360 | KY | 0 | 0 | 0 | 0
E364.00-Poles, Towers, and Fixtures | 2019-01-01 | Non-unitized | CRDD216U-Taxable-Capital Rep Def UG - 01216012 | KY | 0 | 0 | 0 | 0
E364.00-Poles, Towers, and Fixtures | 2019-01-01 | Non-unitized | CRPOLE246-Taxable-Pole Repair/Replace - 01246012 | KY | 8 | 0 | 0 | 0
E364.00-Poles, Towers, and Fixtures | 2019-01-01 | Non-unitized | CSTLT156-NB Street Lights - 011560 | KY | 0 | 0 | 0 | 0
E364.00-Poles, Towers, and Fixtures | 2019-01-01 | Non-unitized | CSTLT256-NB Street Lights - 012560 | KY | 0 | 0 | 0 | 0
E364.00-Poles, Towers, and Fixtures | 2019-01-31 | Non-unitized | NONE | KY | 0 | 0 | 0 | 0
E364.00-Poles, Towers, and Fixtures | 2018-12-31 | Non-unitized | 152792-DSP Richmond North Substation Project Distribution | KY | 0 | 0 | 0 | 0
E364.00-Poles, Towers, and Fixtures | 2019-01-01 | Non-unitized | CSYSEN256-Sys Enh - 012560 | KY | 1 | 0 | 0 | 0
E364.00-Poles, Towers, and Fixtures | 2019-01-01 | Non-unitized | CSYSEN315-Sys Enh - 013150 | KY | 0 | 0 | 0 | 0
E364.00-Poles, Towers, and Fixtures | 2019-12-01 | POLE WOOD 35 FT (DIST) | POLE WOOD 35 FT (DIST) | KY | 154 | 261368.17 | 1697.1959 | 0
E364.00-Poles, Towers, and Fixtures | 2019-12-01 | POLE WOOD 45 FT (DIST) | POLE WOOD 45 FT (DIST) | KY | 766 | 2449131.37 | 3197.2994 | 0
E364.00-Poles, Towers, and Fixtures | 2018-09-30 | POLE WOOD 65 FT (DIST) | POLE WOOD 65 FT (DIST) | KY | 1 | -1502.6 | -1502.6 | 0
E364.00-Poles, Towers, and Fixtures | 2019-03-31 | Non-unitized | 156686 -- Okonite 0334 Reconductor Rice Lane Circuit Hardening 2018 | KY | 0 | 0 | 0 | 0
E364.00-Poles, Towers, and Fixtures | 2018-06-30 | POLE WOOD 50 FT (DIST) | POLE WOOD 50 FT (DIST) | KY | 89 | 286375.37 | 3217.7008 | 0
E364.00-Poles, Towers, and Fixtures | 2018-09-30 | GUY | GUY (00070) | KY | 900 | 34531.95 | 38.3688 | 0
E364.00-Poles, Towers, and Fixtures | 2018-06-30 | Non-unitized | KY 359 PROJECT IT | KY | 0 | 0 | 0 | 0
E364.00-Poles, Towers, and Fixtures | 2017-11-30 | CROSS ARMS | CROSS ARMS (07362) | KY | 63 | 31418.91 | 498.7129 | 0
E364.00-Poles, Towers, and Fixtures | 2018-11-30 | CROSS ARMS | CROSS ARMS (07362) | KY | 64 | 24366.53 | 380.727 | 0
E364.00-Poles, Towers, and Fixtures | 2018-07-31 | Non-unitized | KYTC-MEMORIAL DRIVE | KY | 0 | 0 | 0 | 0
E364.00-Poles, Towers, and Fixtures | 2018-11-30 | Non-unitized | CKM053118-KU MAJOR STORM-053118 | KY | 0 | 0 | 0 | 0
E364.00-Poles, Towers, and Fixtures | 2018-09-05 | Non-unitized | NONE | KY | 0 | 0 | 0 | 0
E364.00-Poles, Towers, and Fixtures | 2018-02-28 | POLE WOOD 30 FT (DIST) | POLE WOOD 30 FT (DIST) | KY | 144 | 118559.69 | 823.3312 | 0
E364.00-Poles, Towers, and Fixtures | 2018-02-28 | POLES, MODIFIED | POLES, MODIFIED (EACH) | KY | 15703 | 1781393.02 | 113.4428 | 0
E364.00-Poles, Towers, and Fixtures | 2019-01-01 | Non-unitized | CRSTLT416-Taxable-Repair Street Lights - 01416012 | KY | 0 | 0 | 0 | 0
E364.00-Poles, Towers, and Fixtures | 2019-01-14 | Non-unitized | NONE | KY | 0 | 0 | 0 | 0
E364.00-Poles, Towers, and Fixtures | 2019-01-01 | Non-unitized | CCAPR366-Taxable-Capital CAP/REG/RECL - 01366012 | KY | 0 | 0 | 0 | 0
E364.00-Poles, Towers, and Fixtures | 2019-09-30 | Non-unitized | 163042-Middlesboro 2 Ckt 355 to 364 | KY | 3 | 0 | 0 | 0
E364.00-Poles, Towers, and Fixtures | 2019-09-30 | Non-unitized | CKM031419-KU MAJOR STORM-031419 | KY | 0 | 0 | 0 | 0
E364.00-Poles, Towers, and Fixtures | 2019-08-01 | Non-unitized | CTBRD315U-Taxable-Cap Trouble Orders UG - 01315012 | KY | 0 | 0 | 0 | 0
E364.00-Poles, Towers, and Fixtures | 2019-11-30 | Non-unitized | HIGHWAY 363 RELOCATI | KY | 0 | 0 | 0 | 0
E364.00-Poles, Towers, and Fixtures | 2019-01-20 | Non-unitized | NONE | KY | 0 | 0 | 0 | 0
E364.00-Poles, Towers, and Fixtures | 2019-10-31 | Non-unitized | 157817 - Calloway 0312 Circuit Hardening | KY | 0 | 0 | 0 | 0
E364.00-Poles, Towers, and Fixtures | 2019-03-31 | Non-unitized | 156237 - Cynthiana 0853 2018 CIFI | KY | 0 | 0 | 0 | 0
E364.00-Poles, Towers, and Fixtures | 2019-05-01 | Non-unitized | CRDD256U-Taxable-Capital Rep Def UG - 01256012 | KY | 0 | 0 | 0 | 0
E364.00-Poles, Towers, and Fixtures | 2015-06-30 | Non-unitized | CCAPR315-Taxable-Capital CAP/REG/RECL - 01315012 | KY | 0 | 0 | 0 | 0
E364.00-Poles, Towers, and Fixtures | 2019-09-28 | Non-unitized | NONE | KY | 0 | 0 | 0 | 0
E364.00-Poles, Towers, and Fixtures | 2018-12-31 | POLE WOOD 55 FT (DIST) | POLE WOOD 55 FT (DIST) | KY | 7 | 17537.82 | 2505.4029 | 0
E364.00-Poles, Towers, and Fixtures | 2019-07-31 | Non-unitized | 155275-Middlesboro Ckt 0360 Reloc | KY | 0 | 0 | 0 | 0
E364.00-Poles, Towers, and Fixtures | 2019-06-30 | Non-unitized | 163048-DSP Fairfield Distribution | KY | 0 | 0 | 0 | 0
E364.00-Poles, Towers, and Fixtures | 2019-06-30 | Non-unitized | CKM120918-KU MAJOR STORM-120918 | KY | 0 | 0 | 0 | 0
E364.00-Poles, Towers, and Fixtures | 2014-09-30 | POLE WOOD 75 FT (DIST) | POLE WOOD 75 FT (DIST) | KY | 1 | 21505.08 | 21505.08 | 0
E364.00-Poles, Towers, and Fixtures | 2019-10-11 | Non-unitized | NONE | KY | 0 | 0 | 0 | 0
E364.00-Poles, Towers, and Fixtures | 2019-08-31 | POLE WOOD 40 FT (DIST) | POLE WOOD 40 FT (DIST) | KY | 3 | 11915.57 | 3971.8567 | 0
E364.00-Poles, Towers, and Fixtures | 2019-12-31 | Non-unitized | 163045-Reconductor Irvine Broadway | KY | 0 | 0 | 0 | 0
E364.00-Poles, Towers, and Fixtures | 2020-01-01 | Non-unitized | CSYSEN236-Sys Enh - 012360 | KY | 0 | 0 | 0 | 0
E364.00-Poles, Towers, and Fixtures | 2019-12-31 | Non-unitized | 156227 - Pineville 0301 2019 CIFI | KY | 0 | 0 | 0 | 0
E364.00-Poles, Towers, and Fixtures | 2020-06-30 | Non-unitized | 158978 - Rineyville 2334 CIFI 2019 | KY | 0 | 0 | 0 | 0
E364.00-Poles, Towers, and Fixtures | 2020-02-01 | Non-unitized | CTBRD426O-Taxable-Cap Trouble Orders OH - 01426012 | KY | 0 | 0 | 0 | 0
E364.00-Poles, Towers, and Fixtures | 2020-01-01 | Non-unitized | CTPD216-Taxable-Capital Thrd Party - 01216012 | KY | 0 | 0 | 0 | 0
E364.00-Poles, Towers, and Fixtures | 2018-08-31 | POLE WOOD 50 FT (DIST) | POLE WOOD 50 FT (DIST) | KY | 4 | 8289.99 | 2072.4975 | 0
E364.00-Poles, Towers, and Fixtures | 2020-01-01 | Non-unitized | CCAPR246-Taxable-Capital CAP/REG/RECL - 01246012 | KY | 0 | 0 | 0 | 0
E364.00-Poles, Towers, and Fixtures | 2020-01-01 | Non-unitized | CNBCD216O-NB Comm OH - 012160 | KY | 0 | 0 | 0 | 0
E364.00-Poles, Towers, and Fixtures | 2020-01-01 | Non-unitized | CNBCD246O-NB Comm OH - 012460 | KY | 0 | 0 | 0 | 0
E364.00-Poles, Towers, and Fixtures | 2020-02-01 | Non-unitized | CNBCD366U-NB Comm UG - 013660 | KY | 0 | 0 | 0 | 0
E364.00-Poles, Towers, and Fixtures | 2020-01-01 | Non-unitized | CNBRD156U-NB Resid UG - 011560 | KY | 0 | 0 | 0 | 0
E364.00-Poles, Towers, and Fixtures | 2020-01-01 | Non-unitized | CNBRD216U-NB Resid UG - 012160 | KY | 0 | 0 | 0 | 0
E364.00-Poles, Towers, and Fixtures | 2020-01-01 | Non-unitized | CNBRD236O-NB Resid OH - 012360 | KY | 0 | 0 | 0 | 0
E364.00-Poles, Towers, and Fixtures | 2020-01-01 | Non-unitized | CNBRD315O-NB Resid OH - 013150 | KY | 0 | 0 | 0 | 0
E364.00-Poles, Towers, and Fixtures | 2020-01-01 | Non-unitized | CNBRD315U-NB Resid UG - 013150 | KY | 0 | 0 | 0 | 0
E364.00-Poles, Towers, and Fixtures | 2020-02-01 | Non-unitized | CNBRD366O-NB Resid OH - 013660 | KY | 0 | 0 | 0 | 0
E364.00-Poles, Towers, and Fixtures | 2020-02-01 | Non-unitized | CNBSV315U-NB Elect Serv UG - 013150 | KY | 0 | 0 | 0 | 0
E364.00-Poles, Towers, and Fixtures | 2020-02-01 | Non-unitized | CNBSV366U-NB Elect Serv UG - 013660 | KY | 0 | 0 | 0 | 0
E364.00-Poles, Towers, and Fixtures | 2020-02-01 | Non-unitized | CNBSV426O-NB Elect Serv OH - 014260 | KY | 0 | 0 | 0 | 0
E364.00-Poles, Towers, and Fixtures | 2014-12-31 | Non-unitized | CRDD426U-Taxable-Capital Rep Def UG - 01426012 | KY | 0 | 0 | 0 | 0
E364.00-Poles, Towers, and Fixtures | 2020-01-01 | Non-unitized | CRCST156-Cust Requested - 011560 | KY | 0 | 0 | 0 | 0
E364.00-Poles, Towers, and Fixtures | 2020-01-01 | Non-unitized | CRDD156U-Taxable-Capital Rep Def UG - 01156012 | KY | 0 | 0 | 0 | 0
E364.00-Poles, Towers, and Fixtures | 2019-12-31 | CROSS ARMS | CROSS ARMS (07362) | KY | 1332 | 2470630.88 | 1854.828 | 0
E364.00-Poles, Towers, and Fixtures | 2019-12-31 | POLE WOOD 45 FT (DIST) | POLE WOOD 45 FT (DIST) | KY | 161 | 834786.72 | 5185.0107 | 0
E364.00-Poles, Towers, and Fixtures | 2019-12-31 | GUY | GUY (00070) | KY | 497 | 74829.32 | 150.562 | 0
E364.00-Poles, Towers, and Fixtures | 2020-07-01 | POLE WOOD 45 FT (DIST) | POLE WOOD 45 FT (DIST) | KY | 4 | 6837.69 | 1709.4225 | 0
E364.00-Poles, Towers, and Fixtures | 2020-06-30 | Non-unitized | 25E PROJECT | KY | 0 | 0 | 0 | 0
E364.00-Poles, Towers, and Fixtures | 2020-06-30 | Non-unitized | LFUCG - WINDBURN SEW | KY | 0 | 0 | 0 | 0
E364.00-Poles, Towers, and Fixtures | 2020-01-01 | Non-unitized | CRELD246-Capital Reliability - 012460 | KY | 0 | 0 | 0 | 0
E364.00-Poles, Towers, and Fixtures | 2020-06-19 | Non-unitized | Investment | KY | 0 | 0 | 0 | 0
E364.00-Poles, Towers, and Fixtures | 2020-02-01 | Non-unitized | CRDD315O-Taxable-Capital Rep Def OH - 01315012 | KY | 0 | 0 | 0 | 0
E364.00-Poles, Towers, and Fixtures | 2020-02-01 | Non-unitized | CRDD315U-Taxable-Capital Rep Def UG - 01315012 | KY | 0 | 0 | 0 | 0
E364.00-Poles, Towers, and Fixtures | 2020-01-01 | Non-unitized | CRPOLE236-Taxable-Pole Repair/Replace - 01236012 | KY | 1 | 0 | 0 | 0
E364.00-Poles, Towers, and Fixtures | 2020-04-01 | Non-unitized | THUNDERSTORM | KY | 0 | 0 | 0 | 0
E364.00-Poles, Towers, and Fixtures | 2020-04-30 | Non-unitized | HIGH WIND | KY | 0 | 0 | 0 | 0
E364.00-Poles, Towers, and Fixtures | 2020-02-29 | POLE WOOD 45 FT (DIST) | POLE WOOD 45 FT (DIST) | KY | 26 | 100868.66 | 3879.5638 | 0
E364.00-Poles, Towers, and Fixtures | 2019-06-30 | CROSS ARMS | CROSS ARMS (07362) | KY | 59 | 76466.85 | 1296.0483 | 0
E364.00-Poles, Towers, and Fixtures | 2020-01-01 | Non-unitized | NONE | KY | 0 | 0 | 0 | 0
E364.00-Poles, Towers, and Fixtures | 2020-02-01 | POLE WOOD 30 FT (DIST) | POLE WOOD 30 FT (DIST) | KY | 9 | 4290.77 | 476.7522 | 0
E364.00-Poles, Towers, and Fixtures | 2020-02-01 | GUY | GUY (00070) | KY | 24 | 114.75 | 4.7812 | 0
E364.00-Poles, Towers, and Fixtures | 2019-12-31 | Non-unitized | 19PITP216-Danville PITP 2019 | KY | 0 | 0 | 0 | 0
E364.00-Poles, Towers, and Fixtures | 2020-05-01 | Non-unitized | TS | KY | 0 | 0 | 0 | 0
E364.00-Poles, Towers, and Fixtures | 2019-12-31 | POLES, MODIFIED | POLES, MODIFIED (EACH) | KY | 10745 | 1402266.48 | 130.5041 | 0
E364.00-Poles, Towers, and Fixtures | 2014-07-31 | Non-unitized | CRDD256O-Taxable-Capital Rep Def OH - 01256012 | KY | 0 | 0 | 0 | 0
E364.00-Poles, Towers, and Fixtures | 2020-04-01 | POLE WOOD 30 FT (DIST) | POLE WOOD 30 FT (DIST) | KY | 2 | 954.56 | 477.28 | 0
E364.00-Poles, Towers, and Fixtures | 2018-11-30 | POLE WOOD 35 FT (DIST) | POLE WOOD 35 FT (DIST) | KY | 1 | 2098.33 | 2098.33 | 0
E364.00-Poles, Towers, and Fixtures | 2019-11-30 | CROSS ARMS | CROSS ARMS (07362) | KY | 4 | 5420.35 | 1355.0875 | 0
E364.00-Poles, Towers, and Fixtures | 2019-11-30 | Non-unitized | FORBES RD. WIDENING | KY | 0 | 0 | 0 | 0
E364.00-Poles, Towers, and Fixtures | 2020-08-01 | POLE WOOD 40 FT (DIST) | POLE WOOD 40 FT (DIST) | KY | 7 | 7242.62 | 1034.66 | 0
E364.00-Poles, Towers, and Fixtures | 2020-07-31 | Non-unitized | I75, Exit 95 Richmond HWY | KY | 0 | 0 | 0 | 0
E364.00-Poles, Towers, and Fixtures | 2020-04-01 | Non-unitized | Investment | KY | 0 | 0 | 0 | 0
E364.00-Poles, Towers, and Fixtures | 2020-06-30 | Non-unitized | CLARKSON - HWY 62 RE | KY | 0 | 0 | 0 | 0
E364.00-Poles, Towers, and Fixtures | 2020-08-31 | Non-unitized | RESET ABS POLE REMOV | KY | 0 | 0 | 0 | 0
E364.00-Poles, Towers, and Fixtures | 2020-07-31 | POLE WOOD 40 FT (DIST) | POLE WOOD 40 FT (DIST) | KY | 1 | 758.07 | 758.07 | 0
E364.00-Poles, Towers, and Fixtures | 2020-07-31 | POLE WOOD 50 FT (DIST) | POLE WOOD 50 FT (DIST) | KY | 19 | 25091.29 | 1320.5942 | 0
E364.00-Poles, Towers, and Fixtures | 2020-07-31 | POLE WOOD 55 FT (DIST) | POLE WOOD 55 FT (DIST) | KY | 5 | 6515.25 | 1303.05 | 0
E364.00-Poles, Towers, and Fixtures | 2020-08-19 | Non-unitized | Investment | KY | 0 | 0 | 0 | 0
E364.00-Poles, Towers, and Fixtures | 2020-02-29 | Non-unitized | DORSEY STREET BRIDGE | KY | 0 | 0 | 0 | 0
E364.00-Poles, Towers, and Fixtures | 2020-11-01 | Non-unitized | ATPD256-Taxable-Cap Third Party 01256012 Replacement cost of complete units of property due to damage from a third party, typically reimbursed. | KY | 0 | 0 | 0 | 0
E364.00-Poles, Towers, and Fixtures | 2020-11-01 | Non-unitized | ANBCD426O-Taxable-NB Comm OH 01426012Includes all primary work or extensions to serve this customer or group of customers. Transformer installation charged to CXFRMXXX. Does not include residential multi-family buildings exceeding three stories, these | KY | 0 | 0 | 0 | 0
E364.00-Poles, Towers, and Fixtures | 2020-11-01 | Non-unitized | ARPOLE236-Taxable-Cap Pole Rep/Repl 01236012 | KY | 0 | 0 | 0 | 0
E364.00-Poles, Towers, and Fixtures | 2020-11-17 | Non-unitized | 062920-I | KY | 0 | 0 | 0 | 0
E364.00-Poles, Towers, and Fixtures | 2020-11-01 | Non-unitized | ARCST216-Taxable-Cust Requested 01216012 | KY | 0 | 0 | 0 | 0
E364.00-Poles, Towers, and Fixtures | 2020-11-01 | Non-unitized | ANBCD315U-Taxable-NB Comm UG 01315012 | KY | 0 | 0 | 0 | 0
E364.00-Poles, Towers, and Fixtures | 2020-11-01 | Non-unitized | ANBCD426U-Taxable-NB Comm UG 01426012 | KY | 0 | 0 | 0 | 0
E364.00-Poles, Towers, and Fixtures | 2020-11-01 | Non-unitized | ANBRD256O-Taxable-NB Resid OH 01256012 | KY | 0 | 0 | 0 | 0
E364.00-Poles, Towers, and Fixtures | 2020-11-01 | Non-unitized | ACAPR156-Taxable-Cap/Reg/Recloser 01156012 | KY | 0 | 0 | 0 | 0
E364.00-Poles, Towers, and Fixtures | 2020-11-01 | Non-unitized | ARPOLE246-Taxable-Cap Pole Rep/Repl 01246012 | KY | 0 | 0 | 0 | 0
E364.00-Poles, Towers, and Fixtures | 2020-11-01 | Non-unitized | ACAPR246-Taxable-Cap/Reg/Recloser 01246012 | KY | 0 | 0 | 0 | 0
E364.00-Poles, Towers, and Fixtures | 2021-01-01 | Non-unitized | CNBRD315O-NB Resid OH - 013150 | KY | 0 | 0 | 0 | 0
E364.00-Poles, Towers, and Fixtures | 2021-01-01 | Non-unitized | CNBRD416O-NB Resid OH - 014160 | KY | 0 | 0 | 0 | 0
E364.00-Poles, Towers, and Fixtures | 2021-01-01 | Non-unitized | CRPOLE156-Taxable-Pole Repair/Replace - 01156012 | KY | 0 | 0 | 0 | 0
E364.00-Poles, Towers, and Fixtures | 2021-01-01 | Non-unitized | CRCST315-Cust Requested - 013150 | KY | 0 | 0 | 0 | 0
E364.00-Poles, Towers, and Fixtures | 2020-12-23 | Non-unitized | 152886-URD Cable Repl/Rejuv Program STR RAP KU 2019 | KY | 0 | 0 | 0 | 0
E364.00-Poles, Towers, and Fixtures | 2021-04-01 | POLE WOOD 30 FT (DIST) | POLE WOOD 30 FT (DIST) | KY | 54 | 37852.36 | 700.9696 | 0
E364.00-Poles, Towers, and Fixtures | 2020-10-01 | Non-unitized | Investment | KY | 0 | 0 | 0 | 0
E364.00-Poles, Towers, and Fixtures | 2020-10-30 | Non-unitized | Investment | KY | 0 | 0 | 0 | 0
E364.00-Poles, Towers, and Fixtures | 2021-01-01 | Non-unitized | CRCST416-Cust Requested - 014160 | KY | 0 | 0 | 0 | 0
E364.00-Poles, Towers, and Fixtures | 2021-01-01 | Non-unitized | CRDD236O-Taxable-Capital Rep Def OH - 01236012 | KY | 0 | 0 | 0 | 0
E364.00-Poles, Towers, and Fixtures | 2021-03-31 | POLE WOOD 45 FT (DIST) | POLE WOOD 45 FT (DIST) | KY | 370 | 1551156.53 | 4192.3149 | 0
E364.00-Poles, Towers, and Fixtures | 2019-12-31 | POLE WOOD 40 FT (DIST) | POLE WOOD 40 FT (DIST) | KY | 37 | 284103.75 | 7678.4797 | 0
E364.00-Poles, Towers, and Fixtures | 2021-01-01 | Non-unitized | CRPOLE416-Taxable-Pole Repair/Replace - 01416012 | KY | 0 | 0 | 0 | 0
E364.00-Poles, Towers, and Fixtures | 2021-01-01 | Non-unitized | ACAPR416-Taxable-Cap/Reg/Recloser 01416012 | KY | 0 | 0 | 0 | 0
E364.00-Poles, Towers, and Fixtures | 2021-01-01 | Non-unitized | ANBCD236U-Taxable-NB Comm UG 01236012 | KY | 0 | 0 | 0 | 0
E364.00-Poles, Towers, and Fixtures | 2021-01-01 | Non-unitized | CRSTLT315-Taxable-Repair Street Lights - 01315012 | KY | 0 | 0 | 0 | 0
E364.00-Poles, Towers, and Fixtures | 2021-01-01 | Non-unitized | ANBRD156O-Taxable-NB Resid OH 01156012 | KY | 0 | 0 | 0 | 0
E364.00-Poles, Towers, and Fixtures | 2021-01-01 | Non-unitized | ANBRD366O-Taxable-NB Resid OH 01366012 | KY | 0 | 0 | 0 | 0
E364.00-Poles, Towers, and Fixtures | 2021-01-01 | Non-unitized | ARCST236-Taxable-Cust Requested 01236012 | KY | 0 | 0 | 0 | 0
E364.00-Poles, Towers, and Fixtures | 2021-01-01 | Non-unitized | ARCST416-Taxable-Cust Requested 01416012 | KY | 0 | 0 | 0 | 0
E364.00-Poles, Towers, and Fixtures | 2021-01-01 | Non-unitized | ARDD216O-Taxable-Cap Rep Def OH 01216012 | KY | 0 | 0 | 0 | 0
E364.00-Poles, Towers, and Fixtures | 2021-01-01 | Non-unitized | ARDD246O-Taxable-Cap Rep Def OH 01246012 | KY | 0 | 0 | 0 | 0
E364.00-Poles, Towers, and Fixtures | 2021-01-01 | Non-unitized | ARDD366O-Taxable-Cap Rep Def OH 01366012 | KY | 0 | 0 | 0 | 0
E364.00-Poles, Towers, and Fixtures | 2020-11-19 | POLE WOOD 55 FT (DIST) | POLE WOOD 55 FT (DIST) | KY | 2 | 18314.56 | 9157.28 | 0
E364.00-Poles, Towers, and Fixtures | 2019-02-28 | CROSS ARMS | CROSS ARMS (07362) | KY | 26 | -2498.44 | -96.0938 | 0
E364.00-Poles, Towers, and Fixtures | 2020-10-31 | Non-unitized | INV | KY | 0 | 0 | 0 | 0
E364.00-Poles, Towers, and Fixtures | 2021-01-01 | Non-unitized | CNBCD315U-NB Comm UG - 013150 | KY | 0 | 0 | 0 | 0
E364.00-Poles, Towers, and Fixtures | 2021-01-01 | Non-unitized | ANBCD256O-Taxable-NB Comm OH 01256012 Any work that is performed related to extending or adding primary (or secondary to a common splice or pull off point) to serve overhead a new residential customer or group of residential customers (includes all subd | KY | 0 | 0 | 0 | 0
E364.00-Poles, Towers, and Fixtures | 2021-01-01 | Non-unitized | ASYSEN246-Taxable-Sys Enhance 01246012 Any improvements/upgrades to the electric/gas distribution system for the benefit of existing customers, but does not include load growth or expansion of a specific customer, this would be charged to a Connect New | KY | 0 | 0 | 0 | 0
E364.00-Poles, Towers, and Fixtures | 2021-01-01 | Non-unitized | ASYSEN256-Taxable-Sys Enhance 01256012 Any improvements/upgrades to the electric/gas distribution system for the benefit of existing customers, but does not include load growth or expansion of a specific customer, this would be charged to a Connect New | KY | 0 | 0 | 0 | 0
E364.00-Poles, Towers, and Fixtures | 2021-01-31 | Non-unitized | 158862 - Kentucky River 0043 Ckt Hard 2019 | KY | 0 | 0 | 0 | 0
E364.00-Poles, Towers, and Fixtures | 2021-01-01 | Non-unitized | ATBRD416U-Taxable-Cap Trouble Orders UG 01416012 | KY | 0 | 0 | 0 | 0
E364.00-Poles, Towers, and Fixtures | 2021-02-16 | Non-unitized | MCLEANSLIDE REPAIR | KY | 0 | 0 | 0 | 0
E364.00-Poles, Towers, and Fixtures | 2020-12-23 | GUY | GUY (00070) | KY | 358 | 59654.17 | 166.6318 | 0
E364.00-Poles, Towers, and Fixtures | 2021-03-01 | POLE WOOD 50 FT (DIST) | POLE WOOD 50 FT (DIST) | KY | 24 | 82492.84 | 3437.2017 | 0
E364.00-Poles, Towers, and Fixtures | 2021-03-31 | Non-unitized | 161498-2020XMUB Hartford-BR Inter | KY | 0 | 0 | 0 | 0
E364.00-Poles, Towers, and Fixtures | 2021-03-31 | Non-unitized | 162206-20XMUB Adams Haefling PR | KY | 0 | 0 | 0 | 0
E364.00-Poles, Towers, and Fixtures | 2018-04-30 | POLE WOOD 30 FT (DIST) | POLE WOOD 30 FT (DIST) | KY | 1 | 393.88 | 393.88 | 0
E364.00-Poles, Towers, and Fixtures | 2021-01-31 | POLE WOOD 50 FT (DIST) | POLE WOOD 50 FT (DIST) | KY | 75 | 336253.39 | 4483.3785 | 0
E364.00-Poles, Towers, and Fixtures | 2021-03-31 | POLE WOOD 70 FT (DIST) | POLE WOOD 70 FT (DIST) | KY | 1 | 15920.63 | 15920.63 | 0
E364.00-Poles, Towers, and Fixtures | 2021-09-01 | Non-unitized | CKM111520-KU MAJOR STORM-111520 | KY | 0 | 0 | 0 | 0
E364.00-Poles, Towers, and Fixtures | 2021-11-01 | Non-unitized | CCAPR315-Taxable-Capital CAP/REG/RECL - 01315012 | KY | 0 | 0 | 0 | 0
E364.00-Poles, Towers, and Fixtures | 2020-11-30 | POLE WOOD 35 FT (DIST) | POLE WOOD 35 FT (DIST) | KY | 4 | 12962.17 | 3240.5425 | 0
E364.00-Poles, Towers, and Fixtures | 2021-09-30 | Non-unitized | 162612-2020XMUB Dan East to Buena V | KY | 0 | 0 | 0 | 0
E364.00-Poles, Towers, and Fixtures | 2021-02-01 | Non-unitized | Investment | KY | 0 | 0 | 0 | 0
E364.00-Poles, Towers, and Fixtures | 2021-01-14 | POLE WOOD 60 FT (DIST) | POLE WOOD 60 FT (DIST) | KY | 4 | 41277.14 | 10319.285 | 0
E364.00-Poles, Towers, and Fixtures | 2021-04-01 | Non-unitized | ANBSV216U-Taxable-NB Elec Serv UG 01216012 | KY | 0 | 0 | 0 | 0
E364.00-Poles, Towers, and Fixtures | 2021-05-01 | Non-unitized | CCAPR366-Taxable-Capital CAP/REG/RECL - 01366012 | KY | 0 | 0 | 0 | 0
E364.00-Poles, Towers, and Fixtures | 2021-08-01 | Non-unitized | F/S STORMS | KY | 0 | 0 | 0 | 0
E364.00-Poles, Towers, and Fixtures | 2021-04-01 | Non-unitized | ARELD315-Taxable-Capital Reliability 01315012 | KY | 0 | 0 | 0 | 0
E364.00-Poles, Towers, and Fixtures | 2021-11-01 | GUY | GUY (00070) | KY | 93 | 22578.62 | 242.7809 | 0
E364.00-Poles, Towers, and Fixtures | 2021-08-31 | Non-unitized | Investment | KY | 4 | 1004.5 | 251.125 | 0
E364.00-Poles, Towers, and Fixtures | 2021-08-01 | Non-unitized | ANBRD216U-Taxable-NB Resid UG 01216012 Includes all primary work or extensions to serve this customer or group of customers. Transformer installation charged to CXFRMXXX Does not include residential multi-family buildings exceeding three stories, thes | KY | 0 | 0 | 0 | 0
E364.00-Poles, Towers, and Fixtures | 2021-04-01 | Non-unitized | 161433-2020 SIO Fuse Savings KU | KY | 0 | 0 | 0 | 0
E364.00-Poles, Towers, and Fixtures | 2021-08-18 | Non-unitized | 032321-I | KY | 0 | 0 | 0 | 0
E364.00-Poles, Towers, and Fixtures | 2021-05-28 | Non-unitized | INVESTMENT | KY | 0 | 0 | 0 | 0
E364.00-Poles, Towers, and Fixtures | 2021-11-01 | POLE WOOD 55 FT (DIST) | POLE WOOD 55 FT (DIST) | KY | 3 | 15887.36 | 5295.7867 | 0
E364.00-Poles, Towers, and Fixtures | 2015-07-31 | POLE,STEEL, 65 FT | POLE,STEEL, 65 FT | KY | 0 | 0 | 0 | 0
E364.00-Poles, Towers, and Fixtures | 2021-12-31 | Non-unitized | 165382 - Buccee Richmond | KY | 27 | 130812.18 | 4844.8956 | 0
E364.00-Poles, Towers, and Fixtures | 2021-12-31 | Non-unitized | 21PITP315-2021 PITP Lexington | KY | 0 | 0 | 0 | 0
E364.00-Poles, Towers, and Fixtures | 2021-05-31 | Non-unitized | 161772 - Carrollton 0707 Ckt Hard 2020 | KY | 0 | 0 | 0 | 0
E364.00-Poles, Towers, and Fixtures | 2022-01-01 | POLE WOOD 30 FT (DIST) | POLE WOOD 30 FT (DIST) | KY | 26 | 37683.97 | 1449.3835 | 0
E364.00-Poles, Towers, and Fixtures | 2022-01-01 | Non-unitized | ANBRD156U-Taxable-NB Resid UG 01156012 Any work that is performed related to extending or adding primary (or secondary to a common splice or pull off point) to serve underground a new residential customer or group of residential customers (includes all | KY | 0 | 0 | 0 | 0
E364.00-Poles, Towers, and Fixtures | 2022-01-01 | Non-unitized | ANBSV416U-Taxable-NB Elec Serv UG 01416012 | KY | 0 | 0 | 0 | 0
E364.00-Poles, Towers, and Fixtures | 2022-01-01 | Non-unitized | ARCST236-Taxable-Cust Requested 01236012 | KY | 0 | 0 | 0 | 0
E364.00-Poles, Towers, and Fixtures | 2022-01-01 | Non-unitized | ARELD246-Taxable-Capital Reliability 01246012 | KY | 0 | 0 | 0 | 0
E364.00-Poles, Towers, and Fixtures | 2022-01-01 | Non-unitized | 120521-I | KY | 0 | 0 | 0 | 0
E364.00-Poles, Towers, and Fixtures | 2022-01-01 | Non-unitized | THDR STORMS | KY | 0 | 0 | 0 | 0
E364.00-Poles, Towers, and Fixtures | 2022-01-01 | Non-unitized | ATBRD246O-Taxable-Cap Trouble Orders OH 01246012 | KY | 0 | 0 | 0 | 0
E364.00-Poles, Towers, and Fixtures | 2022-01-01 | Non-unitized | ATPD246-Taxable-Cap Third Party 0124601222 Replacement cost of complete units of property due to damage from a third party, typically reimbursed. | KY | 0 | 0 | 0 | 0
E364.00-Poles, Towers, and Fixtures | 2022-01-01 | Non-unitized | CNBSV216O-NB Elect Serv OH - 012160 | KY | 0 | 0 | 0 | 0
E364.00-Poles, Towers, and Fixtures | 2022-01-01 | Non-unitized | CNBSV246U-NB Elect Serv UG - 012460 | KY | 0 | 0 | 0 | 0
E364.00-Poles, Towers, and Fixtures | 2022-01-01 | Non-unitized | CRPOLE216-Taxable-Pole Repair/Replace - 01216012 | KY | 0 | 0 | 0 | 0
E364.00-Poles, Towers, and Fixtures | 2022-01-01 | Non-unitized | CRPOLE315-Taxable-Pole Repair/Replace - 01315012 | KY | 0 | 0 | 0 | 0
E364.00-Poles, Towers, and Fixtures | 2021-11-30 | Non-unitized | 156252 - Williamsburg South 0226 Ckt Hard 2020 | KY | 0 | 0 | 0 | 0
E364.00-Poles, Towers, and Fixtures | 2022-01-01 | Non-unitized | ANBCD416O-Taxable-NB Comm OH 01416012 Includes all primary work or extensions to serve this customer or group of customers. Transformer installation charged to CXFRMXXX. Does not include residential multi-family buildings exceeding three stories, thes | KY | 0 | 0 | 0 | 0
E364.00-Poles, Towers, and Fixtures | 2022-01-01 | Non-unitized | ANBCD426O-Taxable-NB Comm OH 01426012Includes all primary work or extensions to serve this customer or group of customers. Transformer installation charged to CXFRMXXX. Does not include residential multi-family buildings exceeding three stories, these | KY | 0 | 0 | 0 | 0
E364.00-Poles, Towers, and Fixtures | 2022-01-01 | Non-unitized | ANBCD426U-Taxable-NB Comm UG 01426012 | KY | 0 | 0 | 0 | 0
E364.00-Poles, Towers, and Fixtures | 2022-01-01 | Non-unitized | ARDD246O-Taxable-Cap Rep Def OH 01246012 | KY | 0 | 0 | 0 | 0
E364.00-Poles, Towers, and Fixtures | 2022-01-01 | Non-unitized | ATPD416-Taxable-Cap Third Party 01416012 Replacement cost of complete units of property due to damage from a third party, typically reimbursed. | KY | 0 | 0 | 0 | 0
E364.00-Poles, Towers, and Fixtures | 2022-01-01 | Non-unitized | CNBSV416U-NB Elect Serv UG - 014160 | KY | 0 | 0 | 0 | 0
E364.00-Poles, Towers, and Fixtures | 2022-01-01 | Non-unitized | CNBSV426O-NB Elect Serv OH - 014260 | KY | 0 | 0 | 0 | 0
E364.00-Poles, Towers, and Fixtures | 2022-01-01 | Non-unitized | CNBSV426U-NB Elect Serv UG - 014260 | KY | 0 | 0 | 0 | 0
E364.00-Poles, Towers, and Fixtures | 2022-01-01 | Non-unitized | CXFRM246-Taxable-NB Transformers - 01246012 | KY | 0 | 0 | 0 | 0
E364.00-Poles, Towers, and Fixtures | 2015-01-31 | POLE,STEEL, 60 FT | POLE,STEEL, 60 FT | KY | 0 | 0 | 0 | 0
E364.00-Poles, Towers, and Fixtures | 2021-06-30 | Non-unitized | 158979 - Rio 2450 CIFI 2020 | KY | 0 | 0 | 0 | 0
E364.00-Poles, Towers, and Fixtures | 2021-12-01 | Non-unitized | CRPOLE236-Taxable-Pole Repair/Replace - 01236012 | KY | 0 | 0 | 0 | 0
E364.00-Poles, Towers, and Fixtures | 2021-11-11 | Non-unitized | PERRYVILLE BRIDGE HW | KY | 0 | 0 | 0 | 0
E364.00-Poles, Towers, and Fixtures | 2021-11-11 | Non-unitized | Construction Work in | KY | 1 | 526.02 | 526.02 | 0
E364.00-Poles, Towers, and Fixtures | 2022-05-15 | Non-unitized | LEITCHFIELD - KYTC 4 | KY | 0 | 0 | 0 | 0
E364.00-Poles, Towers, and Fixtures | 2022-01-01 | Non-unitized | ANBCD246U-Taxable-NB Comm UG 01246012 | KY | 0 | 0 | 0 | 0
E364.00-Poles, Towers, and Fixtures | 2022-04-30 | Non-unitized | 21PITP246-2021 PITP Elizabethtown | KY | 0 | 0 | 0 | 0
E364.00-Poles, Towers, and Fixtures | 2022-02-01 | Non-unitized | ANBRD315U-Taxable-NB Resid UG 01315012 Includes all primary work or extensions to serve this customer or group of customers. Transformer installation charged to CXFRMXXX Does not include residential multi-family buildings exceeding three stories, thes | KY | 0 | 0 | 0 | 0
E364.00-Poles, Towers, and Fixtures | 2022-01-01 | Non-unitized | ANBRD426U-Taxable-NB Resid UG 01426012: Includes all primary work or extensions to serve this customer or group of customers. Transformer installation charged to AXFRMXXX Does not include residential multi-family buildings exceeding three stories, the | KY | 0 | 0 | 0 | 0
E364.00-Poles, Towers, and Fixtures | 2022-03-31 | Non-unitized | 166583 - Pineville Excavator | KY | 0 | 0 | 0 | 0
E364.00-Poles, Towers, and Fixtures | 2022-01-01 | Non-unitized | ARDD426O-Taxable-Cap Rep Def OH 01426012 | KY | 0 | 0 | 0 | 0
E364.00-Poles, Towers, and Fixtures | 2022-04-15 | Non-unitized | KY DEPT OF TRANSPORT | KY | 0 | 0 | 0 | 0
E364.00-Poles, Towers, and Fixtures | 2022-04-15 | Non-unitized | LFUCG - BRIAGTHON RA | KY | 0 | 0 | 0 | 0
E364.00-Poles, Towers, and Fixtures | 2022-02-01 | POLE WOOD 45 FT (DIST) | POLE WOOD 45 FT (DIST) | KY | 1857 | 5348150.51 | 2879.9949 | 0
E364.00-Poles, Towers, and Fixtures | 2022-01-01 | Non-unitized | ATBRD236U-Taxable-Cap Trouble Orders UG 01236012 | KY | 0 | 0 | 0 | 0
E364.00-Poles, Towers, and Fixtures | 2022-04-01 | Non-unitized | MAR LIGHTNING | KY | 0 | 0 | 0 | 0
E364.00-Poles, Towers, and Fixtures | 2022-05-01 | Non-unitized | MAY THDRSTRMS | KY | 0 | 0 | 0 | 0
E364.00-Poles, Towers, and Fixtures | 2022-05-01 | Non-unitized | 052122-I | KY | 0 | 0 | 0 | 0
E364.00-Poles, Towers, and Fixtures | 2022-05-01 | Non-unitized | CRDD315O-Taxable-Capital Rep Def OH - 01315012 | KY | 0 | 0 | 0 | 0
E364.00-Poles, Towers, and Fixtures | 2022-02-01 | Non-unitized | FEB1822 HIGH WINDS | KY | 0 | 0 | 0 | 0
E364.00-Poles, Towers, and Fixtures | 2021-04-30 | Non-unitized | HARLAN CO ROAD DEPT- | KY | 0 | 0 | 0 | 0
E364.00-Poles, Towers, and Fixtures | 2021-11-04 | POLE WOOD 45 FT (DIST) | POLE WOOD 45 FT (DIST) | KY | 3 | 5257.09 | 1752.3633 | 0
E364.00-Poles, Towers, and Fixtures | 2021-11-04 | POLE WOOD 50 FT (DIST) | POLE WOOD 50 FT (DIST) | KY | 15 | 35361.68 | 2357.4453 | 0
E364.00-Poles, Towers, and Fixtures | 2022-02-28 | Non-unitized | 166539 - XMUB Lagrange East to Penal Tap | KY | 0 | 0 | 0 | 0
E364.00-Poles, Towers, and Fixtures | 2022-02-01 | Non-unitized | CTPD246-Taxable-Capital Thrd Party - 01246012 | KY | 0 | 0 | 0 | 0
E364.00-Poles, Towers, and Fixtures | 2021-11-11 | POLE,STEEL, 95 FT | POLE,STEEL, 95 FT | KY | 1 | 15009.43 | 15009.43 | 0
E364.00-Poles, Towers, and Fixtures | 2020-10-31 | CROSS ARMS | CROSS ARMS (07362) | KY | 77 | 63651.09 | 826.6375 | 0
E364.00-Poles, Towers, and Fixtures | 2021-11-11 | POLE WOOD 30 FT (DIST) | POLE WOOD 30 FT (DIST) | KY | 49 | 62269.55 | 1270.8071 | 0
E364.00-Poles, Towers, and Fixtures | 2022-07-31 | Non-unitized | HENDERSON INTERSECTI | KY | 0 | 0 | 0 | 0
E364.00-Poles, Towers, and Fixtures | 2022-08-01 | Non-unitized | Investment | KY | 0 | 0 | 0 | 0
E364.00-Poles, Towers, and Fixtures | 2022-06-10 | Non-unitized | LYTTLETOW ROAD LINE | KY | 0 | 0 | 0 | 0
E364.00-Poles, Towers, and Fixtures | 2022-11-30 | Non-unitized | AKM020322 -KU MAJOR STORM-020322 | KY | 0 | 0 | 0 | 0
E364.00-Poles, Towers, and Fixtures | 2022-11-01 | POLE,STEEL, 65 FT | POLE,STEEL, 65 FT | KY | 0 | 0 | 0 | 0
E364.00-Poles, Towers, and Fixtures | 2022-11-01 | POLE,STEEL, 75 FT | POLE,STEEL, 75 FT | KY | 2 | 77358.26 | 38679.13 | 0
E364.00-Poles, Towers, and Fixtures | 2022-10-01 | Non-unitized | CRPOLE246-Taxable-Pole Repair/Replace - 01246012 | KY | 0 | 0 | 0 | 0
E364.00-Poles, Towers, and Fixtures | 2022-10-31 | Non-unitized | CRSTLT246-Taxable-Repair Street Lights - 01246012 | KY | 0 | 0 | 0 | 0
E364.00-Poles, Towers, and Fixtures | 2022-11-30 | Non-unitized | 164157-Eddyville Prison 1503 CH 2021 | KY | 0 | 0 | 0 | 0
E364.00-Poles, Towers, and Fixtures | 2023-01-13 | POLE WOOD 45 FT (DIST) | POLE WOOD 45 FT (DIST) | KY | 2467 | 7611163.65 | 3085.19 | 0
E364.00-Poles, Towers, and Fixtures | 2021-04-30 | POLE WOOD 65 FT (DIST) | POLE WOOD 65 FT (DIST) | KY | 2 | 7316.02 | 3658.01 | 0
E364.00-Poles, Towers, and Fixtures | 2023-01-01 | Non-unitized | ASYSEN216-Taxable-Sys Enhance 01216012 Any improvements/upgrades to the electric/gas distribution system for the benefit of existing customers, but does not include load growth or expansion of a specific customer, this would be charged to a Connect Ne | KY | 0 | 0 | 0 | 0
E364.00-Poles, Towers, and Fixtures | 2023-01-01 | Non-unitized | ATBRD156O-Taxable-Cap Trouble Orders OH 01156012 | KY | 0 | 0 | 0 | 0
E364.00-Poles, Towers, and Fixtures | 2023-01-01 | Non-unitized | ANBSV366O-Taxable-NB Elec Serv OH 01366012 | KY | 0 | 0 | 0 | 0
E364.00-Poles, Towers, and Fixtures | 2023-01-01 | Non-unitized | ANBSV366U-Taxable-NB Elec Serv UG 01366012 | KY | 0 | 0 | 0 | 0
E364.00-Poles, Towers, and Fixtures | 2023-01-01 | Non-unitized | ANBSV426U-Taxable-NB Elec Serv UG 01426012 | KY | 0 | 0 | 0 | 0
E364.00-Poles, Towers, and Fixtures | 2023-01-01 | Non-unitized | ATBRD256O-Taxable-Cap Trouble Orders OH 01256012 | KY | 0 | 0 | 0 | 0
E364.00-Poles, Towers, and Fixtures | 2023-01-01 | Non-unitized | ATBRD315O-Taxable-Cap Trouble Orders OH 01315012 | KY | 0 | 0 | 0 | 0
E364.00-Poles, Towers, and Fixtures | 2022-12-31 | POLE WOOD 45 FT (DIST) | POLE WOOD 45 FT (DIST) | KY | 103 | 108424.05 | 1052.6607 | 0
E364.00-Poles, Towers, and Fixtures | 2023-03-28 | Non-unitized | HWY421 RELOCATION 7- | KY | 0 | 0 | 0 | 0
E364.00-Poles, Towers, and Fixtures | 2023-01-01 | Non-unitized | ANBCD236O-Taxable-NB Comm OH 01236012 Any work that is performed related to extending or adding primary (or secondary to a common splice or pull off point) to serve overhead a new residential customer or group of residential customers (includes all subd | KY | 0 | 0 | 0 | 0
E364.00-Poles, Towers, and Fixtures | 2023-01-01 | Non-unitized | ANBCD246O-Taxable-NB Comm OH 01246012 Any work that is performed related to extending or adding primary (or secondary to a common splice or pull off point) to serve overhead a new residential customer or group of residential customers (includes all subd | KY | 0 | 0 | 0 | 0
E364.00-Poles, Towers, and Fixtures | 2023-04-01 | Non-unitized | 22PITP236-2022 PITP Richmond | KY | 0 | 0 | 0 | 0
E364.00-Poles, Towers, and Fixtures | 2023-03-31 | Non-unitized | AKM033022 -KU MAJOR STORM-033022 | KY | 0 | 0 | 0 | 0
E364.00-Poles, Towers, and Fixtures | 2023-01-01 | Non-unitized | ARDD156O-Taxable-Cap Rep Def OH 01156012 | KY | 0 | 0 | 0 | 0
E364.00-Poles, Towers, and Fixtures | 2023-01-01 | Non-unitized | ARDD246O-Taxable-Cap Rep Def OH 01246012 | KY | 0 | 0 | 0 | 0
E364.00-Poles, Towers, and Fixtures | 2023-01-01 | Non-unitized | ARPOLE366-Taxable-Cap Pole Rep/Repl 01366012 | KY | 0 | 0 | 0 | 0
E364.00-Poles, Towers, and Fixtures | 2023-07-31 | Non-unitized | 169961-167243 - Verda 4479 Circuit Hardening 2023 | KY | 0 | 0 | 0 | 0
E364.00-Poles, Towers, and Fixtures | 2023-01-01 | Non-unitized | ASTLT156-Taxable-NB Street Lights 01156012 | KY | 0 | 0 | 0 | 0
E364.00-Poles, Towers, and Fixtures | 2023-07-01 | Non-unitized | 081022-I | KY | 0 | 0 | 0 | 0
E364.00-Poles, Towers, and Fixtures | 2023-04-30 | Non-unitized | HWY 52 LANCASTER RO | KY | 0 | 0 | 0 | 0
E364.00-Poles, Towers, and Fixtures | 2020-07-31 | POLE WOOD 45 FT (DIST) | POLE WOOD 45 FT (DIST) | KY | 2 | -11643.09 | -5821.545 | 0
E364.00-Poles, Towers, and Fixtures | 2021-11-11 | GUY | GUY (00070) | KY | 48 | 2682.49 | 55.8852 | 0
E364.00-Poles, Towers, and Fixtures | 2023-02-28 | Non-unitized | ROUND-ABOUT- HARLAN. | KY | 0 | 0 | 0 | 0
E364.00-Poles, Towers, and Fixtures | 2023-02-28 | Non-unitized | Leitchfield Bypass | KY | 0 | 0 | 0 | 0
E364.00-Poles, Towers, and Fixtures | 2023-09-29 | Non-unitized | 170043 - Calloway 0311 Gasoline Alley Circuit Hardening 2023 | KY | 0 | 0 | 0 | 0
E364.00-Poles, Towers, and Fixtures | 2023-09-11 | Non-unitized | AKM122322 - KU | KY | 0 | 0 | 0 | 0
E364.00-Poles, Towers, and Fixtures | 2023-12-31 | Non-unitized | KY 812 - CANOE CREEK | KY | 0 | 0 | 0 | 0
E364.00-Poles, Towers, and Fixtures | 2023-11-01 | Non-unitized | ALEDC426-Taxable-CRCST LED Conversion 01426012 | KY | 3 | 22732.33 | 7577.4433 | 0
E364.00-Poles, Towers, and Fixtures | 2023-11-02 | Non-unitized | MANCHESTER POLE REPL | KY | 0 | 0 | 0 | 0
E364.00-Poles, Towers, and Fixtures | 2023-11-09 | Non-unitized | HWY 192 PROJECT- POL | KY | 0 | 0 | 0 | 0
E364.00-Poles, Towers, and Fixtures | 2023-07-04 | Non-unitized | FIELDS ROAD KYTC BRI | KY | 1 | 968.12 | 968.12 | 0
E364.00-Poles, Towers, and Fixtures | 2024-07-27 | Non-unitized | AKM072923-KU | KY | 2 | 125803.3 | 62901.65 | 0
E364.00-Poles, Towers, and Fixtures | 2024-01-01 | Non-unitized | ANBCD236U-Taxable-NB Comm UG 01236012 | KY | 4 | 90608.31 | 22652.0775 | 0
E364.00-Poles, Towers, and Fixtures | 2024-02-28 | Non-unitized | 170079 - 2023 Small Wire Rockwell 627 | KY | 0 | 0 | 0 | 0
E364.00-Poles, Towers, and Fixtures | 2024-03-01 | Non-unitized | 170088 - Morehead 0780 - CEMI 2023 | KY | 0 | 0 | 0 | 0
E364.00-Poles, Towers, and Fixtures | 2024-01-01 | Non-unitized | ANBCD256U-Taxable-NB Comm UG 01256012 | KY | 2 | 6379.15 | 3189.575 | 0
E364.00-Poles, Towers, and Fixtures | 2024-01-01 | Non-unitized | ANBCD366U-Taxable-NB Comm UG 01366012 | KY | 3 | 24646.74 | 8215.58 | 0
E364.00-Poles, Towers, and Fixtures | 2024-01-01 | Non-unitized | ANBCD416O-Taxable-NB Comm OH 01416012 Includes all primary work or extensions to serve this customer or group of customers. Transformer installation charged to CXFRMXXX. Does not include residential multi-family buildings exceeding three stories, thes | KY | 5 | 65329.58 | 13065.916 | 0
E364.00-Poles, Towers, and Fixtures | 2024-01-01 | Non-unitized | ANBRD156O-Taxable-NB Resid OH 01156012 | KY | 7 | 578220.19 | 82602.8843 | 0
E364.00-Poles, Towers, and Fixtures | 2024-03-01 | POLE WOOD 45 FT (DIST) | POLE WOOD 45 FT (DIST) | KY | 1845 | 6255377.37 | 3390.4484 | 0
E364.00-Poles, Towers, and Fixtures | 2024-01-01 | Non-unitized | ANBRD315O-Taxable-NB Resid OH 01315012 | KY | 0 | 0 | 0 | 0
E364.00-Poles, Towers, and Fixtures | 2024-01-01 | Non-unitized | ANBRD366U-Taxable-NB Resid UG 01366012 Includes all primary work or extensions to serve this customer or group of customers. Transformer installation charged to AXFRMXXX Does not include residential multi-family buildings exceeding three stories, thes | KY | 4 | 87479.23 | 21869.8075 | 0
E364.00-Poles, Towers, and Fixtures | 2024-01-01 | Non-unitized | ANBSV156O-Taxable-NB Elec Serv OH 01156012 | KY | 8 | 130078.41 | 16259.8013 | 0
E364.00-Poles, Towers, and Fixtures | 2024-01-01 | Non-unitized | ANBSV416O-Taxable-NB Elec Serv OH 01416012 | KY | 8 | 78226.77 | 9778.3463 | 0
E364.00-Poles, Towers, and Fixtures | 2024-01-01 | Non-unitized | ASTLT216-Taxable-NB Street Lights 01216012 | KY | 0 | 0 | 0 | 0
E364.00-Poles, Towers, and Fixtures | 2024-04-01 | POLE,STEEL, 65 FT | POLE,STEEL, 65 FT | KY | 107 | 960956.66 | 8980.9034 | 0
E364.00-Poles, Towers, and Fixtures | 2024-07-01 | Non-unitized | INVESTMENT | KY | 3 | 7398.71 | 2466.2367 | 0
E364.00-Poles, Towers, and Fixtures | 2024-07-01 | Non-unitized | Investment | KY | 4 | 34669.16 | 8667.29 | 0
E364.00-Poles, Towers, and Fixtures | 2024-01-01 | Non-unitized | ATBRD156O-Taxable-Cap Trouble Orders OH 01156012 | KY | 2 | 62440.93 | 31220.465 | 0
E364.00-Poles, Towers, and Fixtures | 2024-02-01 | Non-unitized | 022724-I | KY | 0 | 0 | 0 | 0
E364.00-Poles, Towers, and Fixtures | 2024-03-01 | POLE WOOD 60 FT (DIST) | POLE WOOD 60 FT (DIST) | KY | 12 | 74271.55 | 6189.2958 | 0
E364.00-Poles, Towers, and Fixtures | 2022-11-30 | POLE WOOD 45 FT (DIST) | POLE WOOD 45 FT (DIST) | KY | 14 | -19572.4 | -1398.0286 | 0
E364.00-Poles, Towers, and Fixtures | 2024-08-01 | Non-unitized | 172086-170274-Harrodsburg XMUB | KY | 0 | 0 | 0 | 0
E364.00-Poles, Towers, and Fixtures | 2024-01-01 | POLE WOOD 40 FT (DIST) | POLE WOOD 40 FT (DIST) | KY | 6 | 11681.25 | 1946.875 | 0
E364.00-Poles, Towers, and Fixtures | 2024-01-01 | POLE WOOD 50 FT (DIST) | POLE WOOD 50 FT (DIST) | KY | 9 | 33536.79 | 3726.31 | 0
E364.00-Poles, Towers, and Fixtures | 2024-10-01 | Non-unitized | INVESTMENT | KY | 4 | 24923.68 | 6230.92 | 0
E364.00-Poles, Towers, and Fixtures | 2024-10-01 | Non-unitized | 5/23/24 THURS LTNG | KY | 1 | 2109.71 | 2109.71 | 0
E364.00-Poles, Towers, and Fixtures | 2024-12-31 | Non-unitized | 24PITP256-24PIT256-24PITP256-2024 PITP Shelbyville | KY | 2 | 622514.54 | 311257.27 | 0
E364.00-Poles, Towers, and Fixtures | 2024-12-31 | Non-unitized | AKM040224-KU | KY | 1 | 817427.59 | 817427.59 | 0
E364.00-Poles, Towers, and Fixtures | 2024-12-31 | Non-unitized | AKM092724-KU | KY | 2 | 2795706.46 | 1397853.23 | 0
E364.00-Poles, Towers, and Fixtures | 2024-06-21 | Non-unitized | CORBIN WELLNESS ANCH | KY | 1 | 2754.81 | 2754.81 | 0
E364.00-Poles, Towers, and Fixtures | 2024-11-01 | Non-unitized | ACAPR236-Taxable-Cap/Reg/Recloser 01236012 | KY | 1 | 8828.44 | 8828.44 | 0
[5 empty] | 2083067 | 530583576.83