## DATA
DATA SHEET
INPUT CELLS
|  | Meter Count (Excluding MV90, Out of Scope Meters) | Total | % of Total | Opt-Out % | Opt-Out Meters | LG&E E/G Ratio - ODP/KU Ratio
Number of meters | LG&E-E |  | 448287 | 32.92% | 0.5% | 2241 | 57.08%
| LG&E-G |  | 337080 | 24.75% | 0.5% | 1685 | 42.92%
| KU |  | 548353 | 40.27% | 0.5% | 2742 | 95.14%
| ODP |  | 28004 | 2.057% | 0.5% | 140 | 4.859%
|  |  | 1361724 | 100% |  | 6808
|  | Contract Count (Total from BW 2150 BP/CA Master Data List @ 9-15-2020)(Excluding MV90, Out of Scope Meters) | Total | % of Total | Opt-Out % | Opt-Out Contracts | LG&E E/G Ratio - ODP/KU Ratio
Number of Contracts | LG&E-E |  | 447147 | 32.95% | 0.5% | 2236 | 57.2%
| LG&E-G |  | 334509 | 24.65% | 0.5% | 1673 | 42.8%
| KU |  | 547607 | 40.35% | 0.5% | 2738 | 95.14%
| ODP |  | 27981 | 2.062% | 0.5% | 140 | 4.864%
|  |  | 1357244 | 100% |  | 6787
EXPENSES
Category | Cost Type | Description | Cost Driver | Cost Total | LG&E-E | LG&E-G | KU | ODP | Check | Notes
Meter Readers | One-Time Fee | Cost to optimize manual meter re-routing. | Contract | 183449.708 | 57819.2333 | 43260.9917 | 79428.7046 | 2940.7784 | 0 | See Meter Reading - Field Services worksheet
| Annual | Ongoing costs for meter readers, dispatchers, and supervisors, plus transportation costs. | Contract | 1412978.3857 | 488609.6385 | 146229.1068 | 748986.0702 | 29153.5702 | 0 | See Meter Reading - Field Services worksheet
| Annual | Costs of manual off-cycle meter reads necessary due to inability to perform Remote Meter Readings Services for non-AMI meters (bill complaints, re-reads), plus transportation costs. | Contract | 40.2983 | 0 | 0 | 40.2983 | 0 | 0 | See Meter Reading - Field Services worksheet
Field Services | One-Time Fee | Costs to travel to and from customer premise, remove existing meter and replace with non-communicating meter, close work orders, plus transportation costs. | Contract | 317270.1873 | 111065.631 | 90530.0015 | 109805.8628 | 5868.692 | 0 | See Meter Reading - Field Services worksheet
| Annual | Costs of manual off-cycle meter reads (bill complaints, re-reads, move-in/move-out re-reads), plus transportation costs. | Contract | 23618.1949 | 6856.1554 | 5146.2314 | 10265.8534 | 1349.9546 | 0 | See Meter Reading - Field Services worksheet
Mesh Network | One-Time Capital | Cost of additional relays, access points, and supporting infrastructure, assuming an even distribution of lost endpoints throughout the territory. | Contract | 46495 | 15317.8793 | 11459.2483 | 18759.3295 | 958.5429 | 0 | See Mesh Network Est. worksheet (Whitehouse/L+G)
| Annual | Ongoing maintenance costs. | Contract | 1000 | 329.4522 | 246.4619 | 403.4698 | 20.616 | 0 | See Mesh Network Est. worksheet (Whitehouse/L+G)
Enrollment, Billing, and Reporting | One-Time Capital | Updates to billing system to handle opt‐out enrollment, training for staff, and testing. | Contract | 314525.3917 | 103621.0772 | 77518.5407 | 126901.5049 | 6484.2688 | 0 | Lowery estimate based on historical SAP My Account enhancement costs
| Annual - Ongoing | Customer Service Representative will take calls for opt-out customers, explain tariffs details, and set up account. Cost per contact. | Contract | 31024.5535 | 10148.2413 | 7593.0267 | 12637.1215 | 646.164 | 0 | See CSR Costs worksheet
| One-Time O&M | Updates to billing system to handle opt‐out billing and reporting, training for staff, and testing. | Contract | 89050 | 29337.717 | 21947.4365 | 35928.988 | 1835.8586 | 0 | Lowery estimate based on historical SAP My Account enhancement costs
|  | One-Time Capital |  | 450070.3917 | 148276.6735 | 110925.2254 | 181589.8225 | 9278.6703
|  | One-Time Expense |  | 531744.4488 | 179033.1056 | 141384.0198 | 201871.689 | 9455.6344
|  | Annual Costs |  | 1437636.8788 | 495795.2461 | 151621.8001 | 759695.6917 | 30524.1409
|  | Total |  | 2419451.7193 | 823105.0253 | 403931.0454 | 1143157.2031 | 49258.4456
|  | Percentage of Total |  |  | 34.02% | 16.7% | 47.25% | 2.036%
|  | Check amounts above to amount on individual company opt out sheets |  |  | 0 | 0 | 0 | 0
|  | Actual One Time Costs | Contract Level |  | 80.0685 | 84.5093 | 73.7296 | 67.5402
|  | Actual Monthly Charge | Contract Level |  | 19.6413 | 8.7171 | 24.2851 | 19.2816
|  | Proposed One Time Costs | Contract Level |  | 80 | 85 | 74 | 68
|  | Proposed Monthly Charge | Contract Level |  | 20 | 9 | 24 | 19
|  | LAST CASE Proposed One Time Costs | Contract Level |  | 35 | 33 | 39 | 33
|  | LAST CASE Proposed Monthly Charge | Contract Level |  | 12 | 5 | 15 | 14
Supporting schedules |  |  |  |  | LG&E-E | LG&E-G | KU | ODP
Description |  | Source
Cost Escalation Factor |  | Capital Evaluation Model (CEM) Model |  |  | 3% | 3% | 3% | 3%
Present Value Factor |  | CEM Model 9/16/2020 |  |  | 6.7% | 6.7% | 6.74% | 6.7%
Distribution O&M 12 Months Ended December 31, 2024 |  | PSC Financials - Electric page 16.1; Gas page 17.1 |  |  | 50438067 | 35120246 | 63460930 | 63460930
Distribution Plant in Service as December 31, 2024 |  | See below*** |  |  | 1069339719.24 | 727904688.69 | 1327194302.94 | 1327194302.94
Short-Term Debt - Amount | At July 1, 2021 | Unadjusted - Embedded Costs of Capital |  |  | 66272726 | 66272726 | 109575824 | 109575824
Long-Term Debt - Amount | At July 1, 2021 | Unadjusted - Embedded Costs of Capital |  |  | 2287339121 | 2287339121 | 2806177780 | 2806177780
Common Equity - Amount | At July 1, 2021 | Unadjusted - Comparative Balance Sheet PSC Financials page 5. |  |  | 2658676415 | 2658676415 | 3303236551 | 3303236551
Short-Term Debt - Rate | At July 1, 2021 | Unadjusted - Embedded Costs of Capital |  |  | 0.46% | 0.46% | 0.459% | 0.459%
Long-Term Debt - Rate | At July 1, 2021 | Unadjusted - Embedded Costs of Capital |  |  | 4.042% | 4.042% | 4.162% | 4.162%
Common Equity - Rate | At July 1, 2021 | 2020 Rate Case |  |  | 10% | 10% | 10% | 10%
Tax Rate |  | Composite Fed./KY Income Tax Rate |  |  | 24.95% | 24.95% | 24.95% | 24.95%
*** Distribution Plant in Service
KU - Kentucky - Total Plant In Service - Electric - Net Book Value (NBV) [Regulatory And Purchase Accounting] Page 7 of Plant Report
LG&E - Kentucky - Total Plant In Service - Electric - NBV [Regulatory And Purchase Accounting] Electric Page 13 of Plant Report; Gas Page 17
METER COUNT FROM MCGEORGE
741008 | 37.13% | KU electric only: 575905
648231 | 32.48% | LGE electric only: 123007
575905 | 28.86% | LGE gas only: 30230
30460 | 1.526% | LGE gas/electric: 618001
1995604 | 100%
At 200% Inefficiency factor:
|  | Monthly Rate per Meter at |  | 0.3% | 8.2629 | 8.2629 | 8.8869 | Not Calculated
|  | Monthly Rate per Meter at |  | 0.4% | 6.4873 | 6.4873 | 7.0945 | Not Calculated
|  | Monthly Rate per Meter at |  | 0.5% | 5.4317 | 5.4317 | 6.0603 | Not Calculated
|  | Monthly Rate per Meter at |  | 0.6% | 4.7305 | 4.7305 | 5.3471 | Not Calculated
|  | Monthly Rate per Meter at |  | 0.7% | 4.217 | 4.217 | 4.8476 | Not Calculated
|  | Monthly Rate per Meter at |  | 0.8% | 3.8319 | 3.8319 | 4.4533 | Not Calculated
|  | Monthly Rate per Meter at |  | 0.9% | 3.5476 | 3.5476 | 4.1667 | Not Calculated
|  | Monthly Rate per Meter at |  | 1% | 3.3129 | 3.3129 | 3.9258 | Not Calculated
|  | Monthly Rate per Meter at |  | 2% | 2.2463 | 2.2463 | 2.8727 | Not Calculated
|  | Monthly Rate per Meter at |  | #REF! | 2.0727 | 2.0727 | 2.6959 | Not Calculated
At 175% Inefficiency factor:
|  | Monthly Rate per Meter at |  | 0.3% | #REF! | #REF! | #REF! | Not Calculated
|  | Monthly Rate per Meter at |  | 0.4% | #REF! | #REF! | #REF! | Not Calculated
|  | Monthly Rate per Meter at |  | 0.5% | #REF! | #REF! | #REF! | Not Calculated
|  | Monthly Rate per Meter at |  | 0.6% | #REF! | #REF! | #REF! | Not Calculated
|  | Monthly Rate per Meter at |  | 0.7% | #REF! | #REF! | #REF! | Not Calculated
|  | Monthly Rate per Meter at |  | 0.8% | #REF! | #REF! | #REF! | Not Calculated
|  | Monthly Rate per Meter at |  | 0.9% | #REF! | #REF! | #REF! | Not Calculated
|  | Monthly Rate per Meter at |  | 1% | #REF! | #REF! | #REF! | Not Calculated
|  | Monthly Rate per Meter at |  | #REF! | 1.9459 | 1.9459 | 2.4864 | Not Calculated
At 150% Inefficiency factor:
|  | Monthly Rate per Meter at |  | 0.3% | #REF! | #REF! | #REF! | Not Calculated
|  | Monthly Rate per Meter at |  | 0.4% | #REF! | #REF! | #REF! | Not Calculated
|  | Monthly Rate per Meter at |  | 0.5% | #REF! | #REF! | #REF! | Not Calculated
|  | Monthly Rate per Meter at |  | 0.6% | #REF! | #REF! | #REF! | Not Calculated
|  | Monthly Rate per Meter at |  | 0.7% | #REF! | #REF! | #REF! | Not Calculated
|  | Monthly Rate per Meter at |  | 0.8% | #REF! | #REF! | #REF! | Not Calculated
|  | Monthly Rate per Meter at |  | 0.9% | 3.2846 | 3.2846 | 3.7477 | Not Calculated
|  | Monthly Rate per Meter at |  | 1% | 3.0536 | 3.0536 | 3.5172 | Not Calculated
|  | Monthly Rate per Meter at |  | #REF! | 1.8144 | 1.8144 | 2.2834 | Not Calculated
At 125% Inefficiency factor:
|  | Monthly Rate per Meter at |  | 0.3% | #REF! | #REF! | #REF! | Not Calculated
|  | Monthly Rate per Meter at |  | 0.4% | #REF! | #REF! | #REF! | Not Calculated
|  | Monthly Rate per Meter at |  | 0.5% | #REF! | #REF! | #REF! | Not Calculated
|  | Monthly Rate per Meter at |  | 0.6% | #REF! | #REF! | #REF! | Not Calculated
|  | Monthly Rate per Meter at |  | 0.7% | #REF! | #REF! | #REF! | Not Calculated
|  | Monthly Rate per Meter at |  | 0.8% | #REF! | #REF! | #REF! | Not Calculated
|  | Monthly Rate per Meter at |  | 0.9% | #REF! | #REF! | #REF! | Not Calculated
|  | Monthly Rate per Meter at |  | 1% | 2.9184 | 2.9184 | 3.313 | Not Calculated
|  | Monthly Rate per Meter at |  | #REF! | 1.6876 | 1.6876 | 2.0739 | Not Calculated

## Opt Out %
Current Opt out rate estimated through end of project | 0.5%

## Meter Read Costs (hidden)
LG&E and KU Energy LLC
Operations : Customer Services | [21 empty] | Juris
Forecast Table | [20 empty] | LGE | 100% | 4584072.3913
[21 empty] | KU | 94.88% | 5273777.2844
[21 empty] | ODP | 5.004% | 278146.4779
| Budget Version | 2016FC-8and4 | [18 empty] | KU Tenn | 0.118% | 6559.0097
[22 empty] | 100% | 10142555.1632
[10 empty] | LOUISVILLE GAS & ELECTRIC COMPANY | [6 empty] | KENTUCKY UTILITIES COMPANY |  | LG&E AND KU SERVICES COMPANY | Total
|  |  | 001280 | 002180 | 004480 | 013180 | 021280 | 025270 | 025770 |  | 011370 | 012560 | 013180 | 021280 | 025270 | 025770 |  | 021280
| Row Labels | Expenditure Type Description | LG&E | LG&E | LG&E | KU | ServCo | ServCo | ServCo
Joan Renfrow
| OpEx |  | 3983748.3851 | 303357.86 | 2108.8095 | 9107.01 | 285337.1866 | 330 | 83.14 | 4584072.3913 | 28744.9149 | 83.5751 | 5313737.9501 | 215478.6118 | 375 | 62.72 | 5558482.7719 | 0 | -0.06 | 10142555.1032
| MTLB: LABOR-TOTAL |  | 613959.6151 | 0 | 1929.4595 | 0 | 280219.8166 | 0 | 0 | 896108.8913 | 24436.7049 | 67.5651 | 734435.0901 | 210262.3618 | 0 | 0 | 969201.7219 | 0 | -0.06 | 1865310.5532
| MLST: LABOR - STRAIGHT TIME |  | 611945.1204 | 0 | 1844.4595 | 0 | 274898.7891 | 0 | 0 | 888688.3691 | 20209.6156 | 67.5651 | 725398.8856 | 207379.8425 | 0 | 0 | 953055.9089 | 0 | -0.03 | 1841744.248
| 0101 | LABOR - EXEMPT | 119655.13 | 0 | 0 | 0 | 109460.27 | 0 | 0 | 229115.4 | 0 | 0 | 216968.22 | 82575.28 | 0 | 0 | 299543.5 | 0 | 0 | 528658.9
| 0110 | LABOR - BARGAINING UNIT - STRAIGHT TIME | 134382.32 | 0 | 1046.18 | 0 | 0 | 0 | 0 | 135428.5 | 4970.62 | 0 | 285078 | 0 | 0 | 0 | 290048.62 | 0 | 0 | 425477.12
| 0120 | LABOR - NON-BARGAINING UNIT - STRAIGHT TIME | 99036.67 | 0 | 0 | 0 | 50511.01 | 0 | 0 | 149547.68 | 5992.7 | 0 | 0 | 38104.84 | 0 | 0 | 44097.54 | 0 | 0 | 193645.22
| 0125 | LABOR - HOURLY NON-UNION - STRAIGHT TIME | 0 | 0 | 0 | 0 | 0 | 0 | 0 | 0 | 364.09 | 37.87 | 0 | 0 | 0 | 0 | 401.96 | 0 | 0 | 401.96
| 0176 | LABOR - STRAIGHT TIME (FORECAST USE ONLY) | -5978 | 0 | 0 | 0 | 0 | 0 | 0 | -5978 | 0 | 0 | -95463 | 0 | 0 | 0 | -95463 | 0 | 0 | -101441
| 0751 | OVERHEADS - OTHER LABOR COST (BUDGET ONLY) | 264849.0004 | 0 | 798.2795 | 0 | 114927.5091 | 0 | 0 | 380574.7891 | 8882.2056 | 29.6951 | 318815.6656 | 86699.7225 | 0 | 0 | 414427.2889 | 0 | -0.03 | 795002.048
| MLOT: LABOR - OVERTIME |  | 2014.4947 | 0 | 0 | 0 | 3821.0275 | 0 | 0 | 5835.5222 | 4227.0893 | 0 | 9036.2044 | 2882.5192 | 0 | 0 | 16145.813 | 0 | -0.03 | 21981.3052
| 0111 | LABOR - BARGAINING UNIT - OVERTIME | 1673.99 | 0 | 0 | 0 | 853.44 | 0 | 0 | 2527.43 | 0 | 0 | 3259.3 | 643.84 | 0 | 0 | 3903.14 | 0 | 0 | 6430.57
| 0121 | LABOR - NON-BARGAINING UNIT - OVERTIME | 0 | 0 | 0 | 0 | 2270.37 | 0 | 0 | 2270.37 | 3275.27 | 0 | 0 | 1712.71 | 0 | 0 | 4987.98 | 0 | 0 | 7258.35
| 0126 | LABOR - HOURLY NON-UNION - OVERTIME | 0 | 0 | 0 | 0 | 0 | 0 | 0 | 0 | 290.87 | 0 | 0 | 0 | 0 | 0 | 290.87 | 0 | 0 | 290.87
| 0177 | LABOR - OVERTIME (FORECAST USE ONLY) | 0 | 0 | 0 | 0 | 0 | 0 | 0 | 0 | 0 | 0 | 4364 | 0 | 0 | 0 | 4364 | 0 | 0 | 4364
| 0752 | OVERHEADS - OVERTIME TAXES AND TIA (BUDGET ONLY) | 340.5047 | 0 | 0 | 0 | 697.2175 | 0 | 0 | 1037.7222 | 660.9493 | 0 | 1412.9044 | 525.9692 | 0 | 0 | 2599.823 | 0 | -0.03 | 3637.5152
| MLMS: LABOR - OTHER |  | 0 | 0 | 85 | 0 | 1500 | 0 | 0 | 1585 | 0 | 0 | 0 | 0 | 0 | 0 | 0 | 0 | 0 | 1585
| 0145 | LABOR - PREMIUMS | 0 | 0 | 85 | 0 | 0 | 0 | 0 | 85 | 0 | 0 | 0 | 0 | 0 | 0 | 0 | 0 | 0 | 85
| 0175 | LABOR - ACCTNG USE - MISC JE - NONALLOCATED | 0 | 0 | 0 | 0 | 1500 | 0 | 0 | 1500 | 0 | 0 | 0 | 0 | 0 | 0 | 0 | 0 | 0 | 1500
| MTNB: NON-LABOR TOTAL |  | 3369788.77 | 303357.86 | 179.35 | 9107.01 | 5117.37 | 330 | 83.14 | 3687963.5 | 4308.21 | 16.01 | 4579302.86 | 5216.25 | 375 | 62.72 | 4589281.05 | 0 | 0 | 8277244.55
| MMAT: MATERIAL - WAREHOUSE AND PURCHASED |  | 32149.69 | 0 | 0 | 0 | 249.28 | 0 | 0 | 32398.97 | 418.12 | 0 | 46704.53 | 219.92 | 0 | 0 | 47342.57 | 0 | 0 | 79741.54
| 0410 | PM - OFFICE SUPPLIES/EQUIPMENT/FURNITURE | 2465.76 | 0 | 0 | 0 | 0 | 0 | 0 | 2465.76 | 17.78 | 0 | 1563.62 | 0 | 0 | 0 | 1581.4 | 0 | 0 | 4047.16
| 0417 | PM - GASOLINE | 0 | 0 | 0 | 0 | 0 | 0 | 0 | 0 | 145.11 | 0 | 76.49 | 0 | 0 | 0 | 221.6 | 0 | 0 | 221.6
| 0418 | PM - SMALL TOOLS | 0 | 0 | 0 | 0 | 0 | 0 | 0 | 0 | 2.49 | 0 | 129 | 0 | 0 | 0 | 131.49 | 0 | 0 | 131.49
| 0420 | PM - SPARE PARTS | 0 | 0 | 0 | 0 | 203.58 | 0 | 0 | 203.58 | 0 | 0 | 0 | 185.45 | 0 | 0 | 185.45 | 0 | 0 | 389.03
| 0424 | PM - PROTECTIVE CLOTHING | 958.37 | 0 | 0 | 0 | 0 | 0 | 0 | 958.37 | 0 | 0 | 1041.16 | 0 | 0 | 0 | 1041.16 | 0 | 0 | 1999.53
| 0425 | PM - SAFETY SUPPLIES | 0 | 0 | 0 | 0 | 0 | 0 | 0 | 0 | 0 | 0 | 844.24 | 0 | 0 | 0 | 844.24 | 0 | 0 | 844.24
| 0427 | PM - OTHER | 28298.56 | 0 | 0 | 0 | 0 | 0 | 0 | 28298.56 | 252.74 | 0 | 39963.66 | 0 | 0 | 0 | 40216.4 | 0 | 0 | 68514.96
| 0460 | PM - COMPUTER HARDWARE PURCHASES | 0 | 0 | 0 | 0 | 45.7 | 0 | 0 | 45.7 | 0 | 0 | 114.36 | 34.47 | 0 | 0 | 148.83 | 0 | 0 | 194.53
| 0475 | PM - ACCTNG USE - MISC JE - NONALLOCATED | 427 | 0 | 0 | 0 | 0 | 0 | 0 | 427 | 0 | 0 | 2972 | 0 | 0 | 0 | 2972 | 0 | 0 | 3399
| MCRC: RESIDENT CONTRACTORS |  | 3230255.11 | 303357.86 | 0 | 9107.01 | 0 | 0 | 0 | 3542719.98 | 0 | 0 | 4389098.83 | 0 | 0 | 0 | 4389098.83 | 0 | 0 | 7931818.81
| 0304 | O/S RESIDENT CONTRACTOR | 3230255.11 | 303357.86 | 0 | 9107.01 | 0 | 0 | 0 | 3542719.98 | 0 | 0 | 4389098.83 | 0 | 0 | 0 | 4389098.83 | 0 | 0 | 7931818.81
| MCOC: OUTSIDE SERVICES - OTHER |  | 10064 | 0 | 0 | 0 | 0 | 330 | 0 | 10394 | 0 | 0 | 2370.38 | 0 | 375 | 0 | 2745.38 | 0 | 0 | 13139.38
| 0301 | O/S - OTHER-LABOR-3RD PARTY | 8264 | 0 | 0 | 0 | 0 | 0 | 0 | 8264 | 0 | 0 | 2318.38 | 0 | 0 | 0 | 2318.38 | 0 | 0 | 10582.38
| 0303 | O/S - MATERIAL & EQUIPMENT | 1800 | 0 | 0 | 0 | 0 | 0 | 0 | 1800 | 0 | 0 | 0 | 0 | 0 | 0 | 0 | 0 | 0 | 1800
| 0335 | O/S - PHYSICAL AND MEDICAL EXAMS | 0 | 0 | 0 | 0 | 0 | 330 | 0 | 330 | 0 | 0 | 52 | 0 | 375 | 0 | 427 | 0 | 0 | 757
| 0375 | O/S - ACCTNG USE - MISC JE - NONALLOCATED | 0 | 0 | 0 | 0 | 0 | 0 | 0 | 0 | 0 | 0 | 0 | 0 | 0 | 0 | 0 | 0 | 0 | 0
| MTRN: TRANSPORTATION |  | 67946 | 0 | 179.35 | 0 | 4015.3 | 0 | 0 | 72140.65 | 3676.28 | 16.01 | 112384.11 | 3029.18 | 0 | 0 | 119105.58 | 0 | 0 | 191246.23
| 0512 | T/E - VEHICLES/EQUIPMENT: UTILITY OWNED (ALLOC) | 39442 | 0 | 179.35 | 0 | 2845.8 | 0 | 0 | 42467.15 | 3631.76 | 16.01 | 70944.9 | 2146.68 | 0 | 0 | 76739.35 | 0 | 0 | 119206.5
| 0520 | T/E - TRANSPORTATION & MOTORIZED EQUIP - OTHER | 28504 | 0 | 0 | 0 | 1169.5 | 0 | 0 | 29673.5 | 44.52 | 0 | 59688.21 | 882.5 | 0 | 0 | 60615.23 | 0 | 0 | 90288.73
| 0575 | T/E - TRANSP - ACCTNG USE - MISC JE - NONALLOCATED | 0 | 0 | 0 | 0 | 0 | 0 | 0 | 0 | 0 | 0 | -18249 | 0 | 0 | 0 | -18249 | 0 | 0 | -18249
| MOTH: ALL OTHER EXPENDITURE TYPES |  | 29373.97 | 0 | 0 | 0 | 852.79 | 0 | 83.14 | 30309.9 | 213.81 | 0 | 28745.01 | 1967.15 | 0 | 62.72 | 30988.69 | 0 | 0 | 61298.59
| 0609 | TELECOMMUNICATIONS - OTHER | 0 | 0 | 0 | 0 | 0 | 0 | 0 | 0 | 0 | 0 | 8294.36 | 0 | 0 | 0 | 8294.36 | 0 | 0 | 8294.36
| 0619 | CELLULAR/PAGING SERVICES | 2276.46 | 0 | 0 | 0 | 646.17 | 0 | 0 | 2922.63 | 0 | 0 | 514.96 | 487.46 | 0 | 0 | 1002.42 | 0 | 0 | 3925.05
| 0624 | COMPUTER PREWRITTEN SOFTWARE OR UPGRADES/UPDATES MTCE - TAXABLE | 0 | 0 | 0 | 0 | 0 | 0 | 0 | 0 | 0 | 0 | 12120 | 0 | 0 | 0 | 12120 | 0 | 0 | 12120
| 0631 | LEASE/RENTAL - PARKING | 18500 | 0 | 0 | 0 | 0 | 0 | 0 | 18500 | 0 | 0 | 0 | 0 | 0 | 0 | 0 | 0 | 0 | 18500
| 0634 | EDUCATION & TRAINING - COURSE FEES | 0 | 0 | 0 | 0 | 0 | 0 | 57.65 | 57.65 | 0 | 0 | 0 | 0 | 0 | 43.49 | 43.49 | 0 | 0 | 101.14
| 0636 | EMPLOYEE RECOGNITION | 1357.12 | 0 | 0 | 0 | 89.55 | 0 | 0 | 1446.67 | 0 | 0 | 0 | 90.54 | 0 | 0 | 90.54 | 0 | 0 | 1537.21
| 0640 | MILEAGE REIMBURSEMENT | 0 | 0 | 0 | 0 | 0 | 0 | 0 | 0 | 0 | 0 | 0 | 862 | 0 | 0 | 862 | 0 | 0 | 862
| 0641 | TRAVEL | 217.5 | 0 | 0 | 0 | 11.17 | 0 | 0 | 228.67 | 0 | 0 | 0 | 355.66 | 0 | 0 | 355.66 | 0 | 0 | 584.33
| 0642 | MEALS /ENTER- PARTIALLY DEDUCTIBLE | 0 | 0 | 0 | 0 | 52.95 | 0 | 0 | 52.95 | 109.08 | 0 | 0 | 39.95 | 0 | 0 | 149.03 | 0 | 0 | 201.98
| 0643 | MEALS - FULLY DEDUCTIBLE | 740.57 | 0 | 0 | 0 | 0 | 0 | 25.49 | 766.06 | 62.73 | 0 | 662.49 | 91.59 | 0 | 19.23 | 836.04 | 0 | 0 | 1602.1
| 0648 | MEAL ALLOWANCE - FULLY DEDUCTIBLE (PAYROLL DEDUCTI | 0 | 0 | 0 | 0 | 0 | 0 | 0 | 0 | 42 | 0 | 5327 | 0 | 0 | 0 | 5369 | 0 | 0 | 5369
| 0653 | FREIGHT - OTHER | 19.35 | 0 | 0 | 0 | 0 | 0 | 0 | 19.35 | 0 | 0 | 10.6 | 0 | 0 | 0 | 10.6 | 0 | 0 | 29.95
| 0663 | UTILITIES | 0 | 0 | 0 | 0 | 0 | 0 | 0 | 0 | 0 | 0 | 113.55 | 0 | 0 | 0 | 113.55 | 0 | 0 | 113.55
| 0670 | MISCELLANEOUS | 29.97 | 0 | 0 | 0 | 0 | 0 | 0 | 29.97 | 0 | 0 | 127.19 | 0 | 0 | 0 | 127.19 | 0 | 0 | 157.16
| 0696 | INSURANCE | 6233 | 0 | 0 | 0 | 0 | 0 | 0 | 6233 | 0 | 0 | 1574.86 | 0 | 0 | 0 | 1574.86 | 0 | 0 | 7807.86
| 0699 | CORPORATE DEFAULT | 0 | 0 | 0 | 0 | 52.95 | 0 | 0 | 52.95 | 0 | 0 | 0 | 39.95 | 0 | 0 | 39.95 | 0 | 0 | 92.9
| Clearing (Off-Duty) |  | 92309.68 | 0 | 0 | 0 | 0 | 0 | 0 | 92309.68 | 6499.55 | 0 | 90131.13 | 0 | 0 | 0 | 96630.68 | 56435.17 | 56435.17 | 245375.53
| MTLB: LABOR-TOTAL |  | 92309.68 | 0 | 0 | 0 | 0 | 0 | 0 | 92309.68 | 6499.55 | 0 | 90131.13 | 0 | 0 | 0 | 96630.68 | 56435.17 | 56435.17 | 245375.53
| MLST: LABOR - STRAIGHT TIME |  | 92309.68 | 0 | 0 | 0 | 0 | 0 | 0 | 92309.68 | 6499.55 | 0 | 90131.13 | 0 | 0 | 0 | 96630.68 | 56435.17 | 56435.17 | 245375.53
| 0101 | LABOR - EXEMPT | 27150.39 | 0 | 0 | 0 | 0 | 0 | 0 | 27150.39 | 0 | 0 | 49544.1 | 0 | 0 | 0 | 49544.1 | 32598.27 | 32598.27 | 109292.76
| 0110 | LABOR - BARGAINING UNIT - STRAIGHT TIME | 25129.84 | 0 | 0 | 0 | 0 | 0 | 0 | 25129.84 | 1899.6 | 0 | 40587.03 | 0 | 0 | 0 | 42486.63 | 0 | 0 | 67616.47
| 0120 | LABOR - NON-BARGAINING UNIT - STRAIGHT TIME | 40029.45 | 0 | 0 | 0 | 0 | 0 | 0 | 40029.45 | 4599.95 | 0 | 0 | 0 | 0 | 0 | 4599.95 | 23836.9 | 23836.9 | 68466.3

## Meter Reading - Field Services
METER READING AND FIELD SERVICES COST ESTIMATES
INPUT CELLS
[6 empty] | METER READING | [7 empty] | FIELD SERVICES
Row | [5 empty] | Total/Average | LG&E -E | LG&E -G | LG&E -C | LG&E -Total | KU | ODP |  | Total/Average | LG&E -E | LG&E -G | LG&E -C | LG&E -Total | KU | ODP
1 | Opt-Out Meter Est |  |  |  |  | 6808 | 2241 | 1685 |  | 3926 | 2742 | 140 |  | 6808 | 2241 | 1685 |  | 3926 | 2742 | 140
[7 empty] | 57.08% | 42.92% |  | 57.67% | 40.28% | 2.056% |  |  | 57.08% | 42.92% |  | 57.67% | 40.28% | 2.056%
2 | Opt-Out Contract Est |  |  |  |  | 6787 | 2236 | 1673 |  | 3909 | 2738 | 140 |  | 6787 | 2236 | 1673 |  | 3909 | 2738 | 140
[7 empty] | 57.2% | 42.8% |  | 57.6% | 40.34% | 2.063% |  |  | 57.2% | 42.8% |  | 57.6% | 40.34% | 2.063%
Off Cycle Reads
3 | Move In/Out |  |  |  | ZMRR | [8 empty] | 105410 | 32612.0869 | 24520.9131 |  | 57133 | 45956 | 2321
4 | Office requested Read |  |  |  | ZORR | 331 | 53 | 60 |  | 113 | 212 | 6 |  | 28296 | 7310.9343 | 5497.0657 |  | 12808 | 13955 | 1533
5 | Customer requested Read |  |  |  | ZRRR | 35 | 25 | 10 |  | 35 | 0 | 0 |  | 3951 | 775.7308 | 583.2692 |  | 1359 | 2231 | 361
6 | Total Off Cycle Reads |  |  |  |  | 366 | 78 | 70 |  | 148 | 212 | 6 |  | 137657 | 40698.7519 | 30601.2481 |  | 71300 | 62142 | 4215
7 | Total Meters |  |  |  |  | . | 448287 | 337080 |  | 785367 | 548353 | 28004 |  | 1361724 | 448287 | 337080 |  | 785367 | 548353 | 28004
8 | Percent of Off Cycle read orders to total meters |  |  |  |  | 0% | 0.0174% | 0.02077% |  | 0.01884% | 0.03866% | 0.02143% |  | 10.11% | 9.079% | 9.078% |  | 9.079% | 11.33% | 15.05%
9 | Estimated number of Off Cycle Reads |  |  |  |  | 1 | 0 | 0 |  | 1 | 1 | 0 |  | 686 | 203 | 152 |  | 355 | 310 | 21
10 | Off Cycle read performed by Company Labor |  |  |  | 100% | 1 | 0 | 0 |  | 1 | 1 | 0 | 80% | 571 | 162 | 122 |  | 284 | 248 | 39
11 | Off Cycle read performed by Contract Labor |  |  |  | 0% | 0 | 0 | 0 |  | 0 | 0 | 0 | 20% | 133 | 41 | 30 |  | 71 | 62 | 0
Company Labor and Transportation
12 | Avg. Hourly Salary field worker |  |  |  |  | 36.12 | 36.12 | 36.12 |  | 36.12 | 39.94 | 28.92 |  | 38.23 | 40.32 | 40.32 |  | 40.32 | 31.96 | 31.47
13 | Full Burdens | [5 empty] | 71.81% | 71.81% |  | 71.81% | 74.32% | 74.32% |  |  | 71.81% | 71.81% |  | 71.81% | 74.32% | 74.32%
14 | Avg. Hourly Burdened Rate | [5 empty] | 62.06 | 62.06 |  | 62.06 | 69.6234 | 50.4133 |  |  | 69.2738 | 69.2738 |  | 69.2738 | 55.7127 | 54.8585
15 | Avg annual cost of transportations |  |  |  |  | 19666.67 | 19666.67 | 19666.67 |  | 19666.67 | 13250 | 13250 |  |  | 19222.22 | 19222.22 |  | 19222.22 | 20400 | 20400
16 | Avg. hourly transportation cost |  |  |  |  | 10.7822 | 10.78 | 10.78 |  | 10.78 | 7.2643 | 7.2643 |  | 10.6999 | 10.5385 | 10.5385 |  | 10.5385 | 11.1842 | 11.1842
17 | Avg. hourly fully Loaded Labor and Transportation | [5 empty] | 72.84 | 72.84 |  | 72.84 | 76.8877 | 57.6776 |  |  | 79.8123 | 79.8123 |  | 79.8123 | 66.8969 | 66.0427
18 | Contractor Labor and Transportation Costs |  |  |  |  | 0 | 0 | 0 |  | 0 | 0 | 0 |  | 43.2075 | 41.5 | 41.5 |  | 41.5 | 48.33 | 0
| Meter Reader Costs | LG&E E | LG&E G | KU | ODP
19 | Number of Reads (Contracts at 12 reads/year) |  |  |  |  | 81444 | 26832 | 20076 |  | 46908 | 32856 | 1680
20 | Estimated Minutes per Read | 11 | 2 | 14 | 13 |  | 11 | 2 |  | 13 | 14 | 13
21 | Total Read Minutes |  |  |  |  | 817128 | 295152 | 40152 |  | 609804 | 459984 | 21840
22 | Total Read Hours |  |  |  |  | 13618.8 | 4919.2 | 669.2 |  | 10163.4 | 7666.4 | 364
23 | Reads performed by Company Labor |  |  |  | 100% | 13619 | 4919 | 669 |  | 10163 | 7666 | 364
24 | Reads performed by Contract Labor |  |  |  | 0% | 0 | 0 | 0 |  | 0 | 0 | 0
25 | Company Labor and Transportation Costs |  |  |  |  | 1017445.3857 | 358299.96 | 48729.96 |  | 740272.92 | 589420.8199 | 20994.6458
26 | Contractor Labor and Transportation Costs |  |  |  |  | 0 | 0 | 0 |  | 0 | 0 | 0
27 | Supervision |  |  |  | 395533 |  | 130309.6785 | 97499.1468 |  | 227808.8253 | 159565.2503 | 8158.9244
28 | Total Meter Reading Costs |  |  |  |  | 1412978.3857 | 488609.6385 | 146229.1068 |  | 968081.7453 | 748986.0702 | 29153.5702
29 | Total Meter Reading Costs ratios by Company | [8 empty] | 55.44% | 42.89% | 1.67%
30 | Cost per Contract read |  |  |  |  | 17.3491 | 18.21 | 7.2838 |  | 20.6379 | 22.796 | 17.3533
31 | Hours to optimize manual meter re-routing. |  |  |  | Min per Contract | 25 | 0.41667 | 0.41667 |  | 0.41667 | 0.41667 | 0.41667
32 | Cost to optimize manual meter re-routing. |  |  |  |  | 183449.708 | 57819.2333 | 43260.9917 |  | 101080.225 | 79428.7046 | 2940.7784
33 | Hours of manual off-cycle meter reads (bill complaints, re-reads, move-in/move-out re-reads), plus transportation costs. | All order types not including ZMEX |  |  | Hrs per Contract |  | 0.4686 | 0.4686 |  | 0 | 0.52412 | 0.52412 |  |  | 0.4686 | 0.4686 |  | 0.4686 | 0.52412 | 0.52412
34 | Costs of manual off-cycle meter reads (bill complaints, re-reads, move-in/move-out re-reads), plus transportation costs. |  |  |  |  | 40.2983 | 0 | 0 |  | 0 | 40.2983 | 0 |  | 11615.808 | 6856.1554 | 5146.2314 |  |  | 10265.8534 | 1349.9546
Field Services Costs
35 | Hours per premise to travel to and from customer premise, remove existing meter and replace with non-communicating meter, close work orders, plus transportation costs. |  |  |  | ZMEX | [8 empty] | Per Average workorder in February 2025 | 0.68845 | 0.75 |  |  | 0.63473 | 0.63473
36 | Costs of premise to travel to and from customer premise, remove existing meter and replace with non-communicating meter, close work orders, plus transportation costs. | [12 empty] | 317270.1873 | 111065.631 | 90530.0015 |  | 201595.6325 | 109805.8628 | 5868.692
% of all customers that get disconnected
Note on L12: [Threaded comment] Your version of Excel allows you to read this threaded comment; however, any edits to it will get removed if the file is opened in a newer version of Excel. Learn more: https://go.microsoft.com/fwlink/?linkid=870924 Comment: These were passed onto field services.
Note on M12: [Threaded comment] Your version of Excel allows you to read this threaded comment; however, any edits to it will get removed if the file is opened in a newer version of Excel. Learn more: https://go.microsoft.com/fwlink/?linkid=870924 Comment: These were passed onto field services.
Note on G21: [Threaded comment] Your version of Excel allows you to read this threaded comment; however, any edits to it will get removed if the file is opened in a newer version of Excel. Learn more: https://go.microsoft.com/fwlink/?linkid=870924 Comment: 2025 post Feb raise from Michael Haycox

## Mesh Network Est.
Opt Out Rate | 0.5%
Full Network Design
Item | Quantity | Rate | Total
Router | 3302 | 1535 | 5068570
Router Installation | 3302 | 1450 | 4787900
Incremental Infrastructure for Opt-Outs |  |  |  | *L+G recommended applying opt out % assumption to router count to estimate
Item | Quantity | Rate | Total
Router | 17 | 1535 | 26095
Router Installation | 17 | 1200 | 20400
Total |  | 2735 | 46495
Recurring router expenses @1% annual failure rate
| Annual Qty | Cost (router + install cost)
Router replacement | 0.17 | 464.95 | 1000

## Customer Service Rep Costs
CSR ESTIMATED COSTS |  | USING AVERAGE CSR WAGE RATE
INPUT CELLS
CSR COST PER CALL TO SETUP OPT-OUT CUSTOMER
Row |  |  | Total/Average | LG&E -E | LG&E -G | LG&E -C | LG&E -Total | KU | ODP | Source
1 | Opt-Out Meter Est |  | 6808 | 2241 | 1685 |  | 3926 | 2742 | 140
|  |  |  | 57.08% | 42.92% |  | 57.67% | 40.28% | 2.056%
2 | Opt-Out Contract Est |  | 6787 | 2236 | 1673 |  | 3909 | 2738 | 140
|  |  |  | 57.2% | 42.8% |  | 57.6% | 40.34% | 2.063%
3 | Average Hourly Rate for RSC/BSC |  | 25.54 | 25.54 | 25.54 |  | 25.54 | 25.54 | 25.54
4 | O&M Burdens (January 2025 - Servco) |  | 71.42% | 71.42% | 71.42% |  | 71.42% | 74.32% | 74.32% | Source - Burden Rates from 2025BP
5 | Avg. Hourly Burdened Rate |  | 43.7804 | 43.7804 | 43.7804 |  | 43.7804 | 44.5221 | 44.5221
6 | Cost per minute |  | 0.72967 | 0.72967 | 0.72967 |  | 0.72967 | 0.74203 | 0.74203
7 | Estimated time in minutes for Customer Service Representative to take calls for opt-out customers, explain tariffs details, and set up account. Cost per contact. |  | 6.22 | 6.22 | 6.22 |  | 6.22 | 6.22 | 6.22
8 | Estimated total costs for Customer Service Representative to take calls for opt-out customers, explain tariffs details, and set up account. Cost per contact. |  | 4.5386 | 4.5386 | 4.5386 |  | 4.5386 | 4.6155 | 4.6155
9 | Estimated total costs for Customer Service Representative to take calls for opt-out customers, explain tariffs details, and set up account. Cost per contact. |  | 31024.5535 | 10148.2413 | 7593.0267 |  | 17741.2679 | 12637.1215 | 646.164
6.2208

## Report 2150 2025
LG&E and KU Energy LLC
2150 BP/CA Master Data List
Last Data Update:
02/22/2025 10:26:26
Dynamic Filters
Account Status | A
Company Code Group | Division | Dive | Y/N | Rate Category | Rate | # of BPs | # of CAs | # of Contracts | # of Installations | # of Meters
KU | 01 | Electricity | Y | KUCIE000 | Temporary Suspension | 5 | 5 | 5 | 5 | 4
KU | 01 | Electricity | Y | KUCIE555 | AMP-Meldahl Special Contract | 1 | 1 | 1 | 1 | 1
KU | 01 | Electricity | Y | KUCIE717 | PS Secondary, NMS - Commercial | 5 | 5 | 5 | 5 | 5
KU | 01 | Electricity | Y | KUCIE719 | PS Secondary PF Adj, NMS - Commercial | 1 | 1 | 1 | 1 | 1
KU | 01 | Electricity | Y | KUCME000 | Temporary Suspension | 347 | 444 | 464 | 464 | 423
KU | 01 | Electricity | Y | KUCME110CT | GS Single Phase - CATV Boosters | 27 | 50 | 50 | 50 | 50
KU | 01 | Electricity | Y | KUCME110DS | GS Single Phase - Commercial | 45294 | 64752 | 65193 | 65193 | 64625
KU | 01 | Electricity | N | KUCME112 | GS Single Phase Unmetered - Commercial | 42 | 48 | 48 | 48
KU | 01 | Electricity | Y | KUCME113DS | GS Three Phase - Commercial | 14514 | 20023 | 20222 | 20222 | 20070
KU | 01 | Electricity | Y | KUCME126 | GTOD-D Single Phase - Commercial | 1 | 40 | 40 | 40 | 40
KU | 01 | Electricity | Y | KUCME127 | GTOD-D Three Phase - Commercial | 1 | 1 | 1 | 1 | 1
KU | 01 | Electricity | Y | KUCME220 | AES Single Phase Secondary | 134 | 148 | 151 | 151 | 142
KU | 01 | Electricity | Y | KUCME221 | AES Single Phase Primary | 3 | 3 | 3 | 3 | 3
KU | 01 | Electricity | Y | KUCME223 | AES Three Phase Secondary | 49 | 54 | 54 | 54 | 54
KU | 01 | Electricity | Y | KUCME224 | AES Three Phase Primary | 4 | 4 | 4 | 4 | 4
KU | 01 | Electricity | Y | KUCME225 | AES Three Phase Secondary (PS Sec) | 77 | 88 | 88 | 88 | 85
KU | 01 | Electricity | Y | KUCME225NM | AES Three Phase Secondary NMS (PS Sec) | 1 | 1 | 1 | 1 | 1
KU | 01 | Electricity | Y | KUCME226 | AES Single Phase Secondary (PS Sec) | 10 | 11 | 11 | 11 | 11
KU | 01 | Electricity | Y | KUCME227 | AES Three Phase Secondary (TODS) | 75 | 91 | 91 | 91 | 91
KU | 01 | Electricity | Y | KUCME227NM | AES Three Phase Secondary NMS (TODS) | 4 | 4 | 4 | 4 | 4
KU | 01 | Electricity | Y | KUCME290 | Lighting Energy (Metered) | 134 | 165 | 169 | 169 | 168
KU | 01 | Electricity | N | KUCME291 | Lighting Energy (Burning Hours) | 2 | 2 | 4 | 4
KU | 01 | Electricity | Y | KUCME295 | Traffic Energy (Metered) | 516 | 1139 | 1149 | 1149 | 1143
KU | 01 | Electricity | N | KUCME296 | Traffic Energy (Flat kWh, Unmetered) | 1 | 1 | 1 | 1
KU | 01 | Electricity | Y | KUCME550 | RTS - Commercial | 2 | 2 | 2 | 2 | 2
KU | 01 | Electricity | Y | KUCME561 | PS Primary - Commercial | 132 | 144 | 144 | 144 | 142
KU | 01 | Electricity | Y | KUCME562 | PS Secondary - Commercial | 2889 | 3566 | 3584 | 3584 | 3548
KU | 01 | Electricity | Y | KUCME566 | PS Primary PF Adj - Commercial | 31 | 31 | 31 | 31 | 29
KU | 01 | Electricity | Y | KUCME568 | PS Secondary PF Adj - Commercial | 265 | 292 | 295 | 295 | 293
KU | 01 | Electricity | Y | KUCME571 | TODP - Commercial | 87 | 93 | 102 | 102 | 107
KU | 01 | Electricity | Y | KUCME572 | TODS - Commercial | 459 | 545 | 551 | 551 | 553
KU | 01 | Electricity | Y | KUCME575 | TODP with NMS - Commercial | 1 | 1 | 1 | 1 | 1
KU | 01 | Electricity | Y | KUCME576 | TODS with NMS - Commercial | 2 | 2 | 2 | 2 | 2
KU | 01 | Electricity | Y | KUCME710 | GS Single Phase NMS - Commercial | 147 | 167 | 170 | 170 | 170
KU | 01 | Electricity | Y | KUCME713DS | GS 3-Phase NMS - Commercial | 70 | 72 | 72 | 72 | 72
KU | 01 | Electricity | Y | KUCMELQF | Large Capacity Congeneration | 13 | 14 | 14 | 14 | 14
KU | 01 | Electricity | Y | KUCMEOSLS | Outdoor Sports Lighting - Secondary | 6 | 6 | 6 | 6 | 6
KU | 01 | Electricity | Y | KUCMESQF | Small Capacity Congeneration | 19 | 20 | 20 | 20 | 20
KU | 01 | Electricity | N | KUCSR791 | CSR-1: Option A - Primary | 1 | 1 | 1 | 1
KU | 01 | Electricity | N | KUCSR795 | CSR-2: Option A – Transmission | 4 | 4 | 4 | 4
KU | 01 | Electricity | N | KUCSR796 | CSR-2: Option A - Primary | 1 | 1 | 1 | 1
KU | 01 | Electricity | N | KUCUE851 | Informational Meter | 36 | 55 | 58 | 58 | 57
KU | 01 | Electricity | N | KUCUE852 | Company Use - Information | 39 | 48 | 60 | 60 | 50
KU | 01 | Electricity | N | KUCUE853 | Company Use - Substation Totalizer | 452 | 460 | 465 | 465 | 457
KU | 01 | Electricity | N | KUCUE855 | Company Use - Metered | 147 | 231 | 250 | 250 | 234
KU | 01 | Electricity | N | KUCUE857 | Company Use - Net Metered | 2 | 6 | 6 | 6 | 6
KU | 01 | Electricity | N | KUCUE859 | Company Use - Unmetered | 2 | 7 | 7 | 7 | 1
KU | 01 | Electricity | Y | KUCUEBSOLR | Business Solar: Stand Alone Array Rate | 1 | 1 | 1 | 1 | 1
KU | 01 | Electricity | N | KUCUESSP01 | Company Use - SSP Unallocated Shares | 1 | 1 | 1 | 1 | 1
KU | 01 | Electricity | Y | KUEVCFAST | Electric Vehicle Fast Charging Service | 1 | 1 | 1 | 1
KU | 01 | Electricity | Y | KUINE110DS | GS Single Phase - Industrial, DSM | 104 | 132 | 132 | 132 | 129
KU | 01 | Electricity | Y | KUINE113DS | GS Three Phase - Industrial, DSM | 434 | 500 | 509 | 509 | 504
KU | 01 | Electricity | Y | KUINE550DO | RTS - Industrial, DSM Opt-out | 13 | 16 | 16 | 16 | 23
KU | 01 | Electricity | Y | KUINE550DS | RTS - Industrial, DSM | 2 | 2 | 2 | 2 | 2
KU | 01 | Electricity | Y | KUINE561DS | PS Primary - Industrial, DSM | 17 | 23 | 23 | 23 | 23
KU | 01 | Electricity | Y | KUINE562DS | PS Secondary - Industrial, DSM | 171 | 196 | 196 | 196 | 195
KU | 01 | Electricity | Y | KUINE566DO | PS Primary PF Adj - Ind, DSM Opt-out | 1 | 1 | 1 | 1 | 1
KU | 01 | Electricity | Y | KUINE566DS | PS Primary PF Adj - Industrial, DSM | 13 | 13 | 13 | 13 | 13
KU | 01 | Electricity | Y | KUINE568DS | PS Secondary PF Adj - Industrial, DSM | 68 | 72 | 73 | 73 | 72
KU | 01 | Electricity | Y | KUINE571DO | TODP - Industrial, DSM Opt-out | 105 | 120 | 121 | 121 | 137
KU | 01 | Electricity | Y | KUINE571DS | TODP - Industrial, DSM | 40 | 43 | 43 | 43 | 39
KU | 01 | Electricity | Y | KUINE572DS | TODS - Industrial, DSM | 189 | 264 | 275 | 275 | 278
KU | 01 | Electricity | Y | KUINE573DO | TODP - Industrial, DSM Opt-out, 60 Mn Ex | 1 | 1 | 1 | 1 | 7
KU | 01 | Electricity | Y | KUINE576DS | TODS with NMS - Industrial, DSM | 1 | 1 | 1 | 1 | 1
KU | 01 | Electricity | Y | KUINE713DS | GS 3-Phase NMS - Industrial, DSM | 3 | 3 | 3 | 3 | 3
KU | 01 | Electricity | Y | KUINE730 | FLS Transmission, DSM Opt-out | 1 | 1 | 1 | 1 | 1
KU | 01 | Electricity | N | KUMNE902 | Wholesale Power Sales - Primary | 1 | 1 | 1 | 1 | 4
KU | 01 | Electricity | N | KUMNE903 | Wholesale Power Sales - Transmission | 1 | 1 | 1 | 1 | 6
KU | 01 | Electricity | Y | KURSE000 | Temporary Suspension | 129 | 142 | 143 | 143 | 122
KU | 01 | Electricity | Y | KURSE010 | Residential Service | 240722 | 260007 | 260212 | 260212 | 259967
KU | 01 | Electricity | Y | KURSE020 | Residential Service - All Electric | 180389 | 190991 | 191090 | 191090 | 190939
KU | 01 | Electricity | Y | KURSE025 | Residential Service - Three Phase | 186 | 188 | 188 | 188 | 187
KU | 01 | Electricity | Y | KURSE050 | RTOD-E: Residential Time-of-Day Energy | 105 | 105 | 105 | 105 | 105
KU | 01 | Electricity | Y | KURSE055 | RTOD-D: Residential Time-of-Day Demand | 1 | 1 | 1 | 1 | 1
KU | 01 | Electricity | Y | KURSE080 | Volunteer Fire Department | 60 | 65 | 66 | 66 | 65
KU | 01 | Electricity | Y | KURSE715 | Residential Service - Net Metering | 2404 | 2425 | 2428 | 2428 | 2425
KU | 01 | Electricity | Y | KURSE717 | RTOD-E: Residential TOD Energy with NMS | 5 | 5 | 5 | 5 | 5
KU | 01 | Electricity | N | KUUM_000 | Unmetered temp suspension | 7068 | 7275 | 8524 | 8524
KU | 01 | Electricity | N | KUUM_390 | LS 390: OH LED Cobra Head 8179L Fixture | 305 | 323 | 341 | 341
KU | 01 | Electricity | N | KUUM_390CU | LS 390CU: OH LED Cobra Head 8179L Fix | 1 | 1 | 1 | 1
KU | 01 | Electricity | N | KUUM_391 | LS 391: OH LED Cobra Head 14166L Fixture | 366 | 377 | 399 | 399
KU | 01 | Electricity | N | KUUM_391CU | LS 391CU: OH LED Cobra Head 14166L Fix | 3 | 3 | 3 | 3
KU | 01 | Electricity | N | KUUM_392 | LS 392: OH LED Cobra Head 23214L Fixture | 428 | 440 | 453 | 453
KU | 01 | Electricity | N | KUUM_392CU | LS 392CU: OH LED Cobra Head 23214L Fix | 3 | 3 | 3 | 3
KU | 01 | Electricity | N | KUUM_393 | LS 393: OH LED Open Bottom 5007L Fixture | 9347 | 9500 | 9573 | 9573
KU | 01 | Electricity | N | KUUM_393CU | LS 393CU: OH LED Open Bottom 5007L Fix | 4 | 4 | 4 | 4
KU | 01 | Electricity | N | KUUM_396 | LS 396: UG LED Cobra Head 8179L Dec Smth | 32 | 32 | 33 | 33
KU | 01 | Electricity | N | KUUM_397 | LS 397: UG LED Cobra Head 14166L Fixture | 35 | 37 | 37 | 37
KU | 01 | Electricity | N | KUUM_398 | LS 398: UG LED Cobra Head 23214L Fixture | 26 | 26 | 27 | 27
KU | 01 | Electricity | N | KUUM_399 | LS 399: UG LED Colonial 5665L Decorative | 183 | 188 | 193 | 193
KU | 01 | Electricity | N | KUUM_401 | RLS 401: UG HPS Acorn 5800L Decorative | 5 | 5 | 5 | 5
KU | 01 | Electricity | N | KUUM_404 | RLS 404: OH MV Open Bottom 7000L Fixture | 3242 | 3320 | 3349 | 3349
KU | 01 | Electricity | N | KUUM_404CU | RLS 404CU: OH MV Open Bottom 7000L Fix | 75 | 75 | 75 | 75
KU | 01 | Electricity | N | KUUM_405CU | 20,000L Cobra Head M V Std RC-405 Co Use | 5 | 5 | 5 | 5
KU | 01 | Electricity | N | KUUM_407CU | 50,000L Cobra Head HPS Std RC-407 Co Use | 11 | 13 | 13 | 13
KU | 01 | Electricity | N | KUUM_408CU | 20,000L MV Special Lighting Co Use | 6 | 6 | 6 | 6
KU | 01 | Electricity | N | KUUM_409 | RLS 409: OH HPS Cobra Head 50000L Fix | 33 | 33 | 33 | 33
KU | 01 | Electricity | N | KUUM_409CU | RLS 409CU: OH HPS Cobra Head 50000L Fix | 6 | 6 | 6 | 6
KU | 01 | Electricity | N | KUUM_410 | RLS 410: UG HPS Acorn 4000L Historic | 7 | 8 | 10 | 10
KU | 01 | Electricity | N | KUUM_411 | RLS 411: UG HPS Acorn 5800L Historic | 12 | 12 | 12 | 12
KU | 01 | Electricity | N | KUUM_412 | RLS 412: UG HPS Coach 5800L Decorative | 2 | 2 | 2 | 2
KU | 01 | Electricity | N | KUUM_413 | RLS 413: UG HPS Coach 9500L Decorative | 5 | 5 | 5 | 5
KU | 01 | Electricity | N | KUUM_414 | RLS 414: UG HPS Victorian 5800L Historic | 1 | 1 | 1 | 1
KU | 01 | Electricity | N | KUUM_415 | RLS 415: UG HPS Victorian 9500L Historic | 3 | 3 | 3 | 3
KU | 01 | Electricity | N | KUUM_420 | RLS 420: UG HPS Acorn 9500L Decorative | 79 | 81 | 84 | 84
KU | 01 | Electricity | N | KUUM_421 | RLS 421: OH Inc Tear Drop 1000L Fix Only | 1 | 1 | 1 | 1
KU | 01 | Electricity | N | KUUM_422 | RLS 422: OH Inc Tear Drop 2500L Fix Only | 9 | 9 | 9 | 9
KU | 01 | Electricity | N | KUUM_424 | RLS 424: OH Inc Tear Drop 4000L Fix Only | 6 | 6 | 6 | 6
KU | 01 | Electricity | N | KUUM_425 | RLS 425: OH Inc Tear Drop 6000L Fix Only | 2 | 2 | 2 | 2
KU | 01 | Electricity | N | KUUM_426 | RLS 426: OH HPS Open Bottom 5800L Fix | 99 | 99 | 99 | 99
KU | 01 | Electricity | N | KUUM_428 | RLS 428: OH HPS Open Bottom 9500L Fix | 24876 | 25536 | 26037 | 26037
KU | 01 | Electricity | N | KUUM_428CU | RLS 428CU: OH HPS Open Bottom 9500L Fix | 52 | 52 | 52 | 52
KU | 01 | Electricity | N | KUUM_429CU | 22,000L Cobra Head HPS Std Co Use | 6 | 6 | 6 | 6
KU | 01 | Electricity | N | KUUM_430 | RLS 430: UG HPS Acorn 9500L Historic | 97 | 99 | 103 | 103
KU | 01 | Electricity | N | KUUM_440 | RLS 440: UG HPS Acorn 4000L Decorative | 1 | 1 | 1 | 1
KU | 01 | Electricity | N | KUUM_446 | RLS 446: OH MV Cobra Head 7000L Fixture | 29 | 30 | 31 | 31
KU | 01 | Electricity | N | KUUM_447 | RLS 447: OH MV Cobra Head 10000L Fixture | 6 | 6 | 6 | 6
KU | 01 | Electricity | N | KUUM_448 | RLS 448: OH MV Cobra Head 20000L Fixture | 98 | 100 | 101 | 101
KU | 01 | Electricity | N | KUUM_449CU | 9,500L Acorn (His. Pole) UG Co Use | 1 | 1 | 1 | 1
KU | 01 | Electricity | N | KUUM_450 | RLS 450: OH MH Directional 12000L Fix | 299 | 306 | 308 | 308
KU | 01 | Electricity | N | KUUM_451 | RLS 451: OH MH Directional 32000L Fix | 1729 | 1825 | 1857 | 1857
KU | 01 | Electricity | N | KUUM_451CU | RLS 451CU: OH MH Directional 32000L Fix | 11 | 11 | 11 | 11
KU | 01 | Electricity | N | KUUM_452 | RLS 452: OH MH Directional 107800L Fix | 231 | 251 | 258 | 258
KU | 01 | Electricity | N | KUUM_452CU | LS 452CU: OH MH Directional 107800L Fix | 3 | 3 | 3 | 3
KU | 01 | Electricity | N | KUUM_454 | RLS 454: OH MH Directional 12000L Fix/Po | 71 | 71 | 72 | 72
KU | 01 | Electricity | N | KUUM_455 | RLS 455: OH MH Directional 32000L Fix/Po | 370 | 375 | 378 | 378
KU | 01 | Electricity | N | KUUM_456 | RLS 456: OH MV Cobra 7000L Fixture/Pole | 7 | 7 | 7 | 7
KU | 01 | Electricity | N | KUUM_457 | RLS 457: OH MV Cobra 10000L Fixture/Pole | 4 | 4 | 4 | 4
KU | 01 | Electricity | N | KUUM_458 | RLS 458: OH MV Cobra 20000L Fixture/Pole | 143 | 145 | 150 | 150
KU | 01 | Electricity | N | KUUM_459 | RLS 459: OH MH Directional 107800L Fix/P | 54 | 54 | 54 | 54
KU | 01 | Electricity | N | KUUM_459CU | RLS 459CU: OH MH Direct 107800L Fix/Pole | 1 | 1 | 1 | 1
KU | 01 | Electricity | N | KUUM_460 | RLS 460: UG MH Directional 12000L Deco | 3 | 3 | 3 | 3
KU | 01 | Electricity | N | KUUM_461 | RLS 461: OH HPS Cobra Head 4000L Fixture | 68 | 74 | 79 | 79
KU | 01 | Electricity | N | KUUM_462 | RLS 462: OH HPS Cobra Head 5800L Fixture | 88 | 90 | 91 | 91
KU | 01 | Electricity | N | KUUM_463 | RLS 463: OH HPS Cobra Head 9500L Fixture | 317 | 336 | 371 | 371
KU | 01 | Electricity | N | KUUM_463CU | RLS 463CU: OH HPS Cobra Hd 9500L Fixture | 3 | 3 | 3 | 3
KU | 01 | Electricity | N | KUUM_464 | RLS 464: OH HPS Cobra Head 22000L Fix | 974 | 1015 | 1047 | 1047
KU | 01 | Electricity | N | KUUM_464CU | RLS 464CU: OH HPS Cobra Hd 22000L Fixtur | 5 | 5 | 6 | 6
KU | 01 | Electricity | N | KUUM_465 | RLS 465: OH HPS Cobra Head 50000L Fix | 745 | 794 | 820 | 820
KU | 01 | Electricity | N | KUUM_465CU | RLS 465CU: OH HPS Cobra Hd 50000L Fixtur | 2 | 2 | 2 | 2
KU | 01 | Electricity | N | KUUM_466 | RLS 466: UG HPS Colonial 4000L Deco | 19 | 21 | 25 | 25
KU | 01 | Electricity | N | KUUM_467 | RLS 467: UG HPS Colonial 5800L Deco | 67 | 68 | 70 | 70
KU | 01 | Electricity | N | KUUM_468 | RLS 468: UG HPS Colonial 9500L Deco | 378 | 392 | 417 | 417
KU | 01 | Electricity | N | KUUM_468CU | RLS 468CU: UG HPS Colonial 9500L Decorat | 2 | 2 | 3 | 3
KU | 01 | Electricity | N | KUUM_469 | RLS 469: UG MH Directional 32000L Deco | 60 | 63 | 64 | 64
KU | 01 | Electricity | N | KUUM_470 | RLS 470: UG MH Directional 107800L Deco | 15 | 15 | 16 | 16
KU | 01 | Electricity | N | KUUM_471 | RLS 471: OH HPS Cobra Hd 4000L Fix/Pole | 8 | 8 | 8 | 8
KU | 01 | Electricity | N | KUUM_472 | RLS 472: OH HPS Cobra 5800L Ornamental | 11 | 11 | 11 | 11
KU | 01 | Electricity | N | KUUM_473 | RLS 473: OH HPS Cobra 9500L Ornamental | 70 | 72 | 81 | 81
KU | 01 | Electricity | N | KUUM_474 | RLS 474: OH HPS Cobra 22000L Ornamental | 74 | 77 | 81 | 81
KU | 01 | Electricity | N | KUUM_474CU | RLS 474CU: OH HPS Cobra 22000L Orn | 1 | 1 | 1 | 1
KU | 01 | Electricity | N | KUUM_475 | RLS 475: OH HPS Cobra 50000L Ornamental | 27 | 27 | 27 | 27
KU | 01 | Electricity | N | KUUM_475CU | RLS 475CU: OH HPS Cobra 50000L Ornamenta | 1 | 1 | 1 | 1
KU | 01 | Electricity | N | KUUM_476 | RLS 476: UG HPS Contemporary 5800L Deco | 7 | 7 | 7 | 7
KU | 01 | Electricity | N | KUUM_477 | RLS 477: UG HPS Contemporary 9500L Deco | 65 | 71 | 72 | 72
KU | 01 | Electricity | N | KUUM_478 | RLS 478: UG HPS Contemporary 22000L Deco | 111 | 121 | 126 | 126
KU | 01 | Electricity | N | KUUM_479 | RLS 479: UG HPS Contemporary 50000L Deco | 90 | 96 | 100 | 100
KU | 01 | Electricity | N | KUUM_485CU | 22,000L Contemp Decor UG Co Use | 1 | 1 | 1 | 1
KU | 01 | Electricity | N | KUUM_486CU | 50,000L Contemp Decor UG Co Use | 3 | 3 | 3 | 3
KU | 01 | Electricity | N | KUUM_487 | RLS 487: OH HPS Directional 9500L Fix | 8115 | 8256 | 8391 | 8391
KU | 01 | Electricity | N | KUUM_487CU | RLS 487CU: OH HPS Directional 9500L Fix | 9 | 9 | 9 | 9
KU | 01 | Electricity | N | KUUM_488 | RLS 488: OH HPS Directional 22000L Fix | 3489 | 3620 | 3707 | 3707
KU | 01 | Electricity | N | KUUM_488CU | RLS 488CU: OH HPS Directional 22000L Fix | 20 | 21 | 22 | 22
KU | 01 | Electricity | N | KUUM_489 | RLS 489: OH HPS Directional 50000L Fix | 2742 | 2984 | 3129 | 3129
KU | 01 | Electricity | N | KUUM_489CU | RLS 489CU: OH HPS Directional 50000L Fix | 33 | 36 | 36 | 36
KU | 01 | Electricity | N | KUUM_490 | RLS 490: UG MH Contemporary 12000L Fix | 12 | 12 | 12 | 12
KU | 01 | Electricity | N | KUUM_491 | RLS 491: UG MH Contemporary 32000L Fix | 53 | 53 | 53 | 53
KU | 01 | Electricity | N | KUUM_492 | RLS 492: UG HPS Contemporary 5800L Fix | 2 | 2 | 2 | 2
KU | 01 | Electricity | N | KUUM_493 | RLS 493: UG MH Contemporary 107800L Fix | 8 | 8 | 8 | 8
KU | 01 | Electricity | N | KUUM_494 | RLS 494: UG MH Contemporary 12000L Deco | 14 | 17 | 17 | 17
KU | 01 | Electricity | N | KUUM_495 | RLS 495: UG MH Contemporary 32000L Deco | 86 | 89 | 90 | 90
KU | 01 | Electricity | N | KUUM_495CU | RLS 495CU: UG MH Contemporary 32000L Dec | 1 | 1 | 1 | 1
KU | 01 | Electricity | N | KUUM_496 | RLS 496: UG MH Contemporary 107800L Deco | 16 | 16 | 16 | 16
KU | 01 | Electricity | N | KUUM_497 | RLS 497: UG HPS Contemporary 9500L Fix | 9 | 9 | 9 | 9
KU | 01 | Electricity | N | KUUM_498 | RLS 498: UG HPS Contemporary 22000L Fix | 14 | 15 | 15 | 15
KU | 01 | Electricity | N | KUUM_499 | RLS 499: UG HPS Contemporary 50000L Fix | 9 | 9 | 9 | 9
KU | 01 | Electricity | N | KUUM_820 | ODL Facility Charge | 6 | 6 | 7 | 7
KU | 01 | Electricity | N | KUUM_825 | Electric Excess Facilities | 58 | 59 | 65 | 65
KU | 01 | Electricity | N | KUUM_826 | Electric Excess Facilities CIAC | 39 | 44 | 45 | 45
KU | 01 | Electricity | N | KUUM_827 | Direct Assign | 2 | 2 | 2 | 2
KU | 01 | Electricity | N | KUUM_828 | Excess Facilities ODL | 5505 | 5811 | 6050 | 6050
KU | 01 | Electricity | N | KUUM_829 | Excess Facilities ODL CIAC | 1 | 1 | 1 | 1
KU | 01 | Electricity | N | KUUM_KA1 | LS KA1: UG LED Acorn | 84 | 85 | 89 | 89
KU | 01 | Electricity | N | KUUM_KC1 | LS KC1: OH LED Cobra Head | 127 | 135 | 143 | 143
KU | 01 | Electricity | N | KUUM_KC2 | LS KC2: UG LED Cobra Head | 13 | 13 | 13 | 13
KU | 01 | Electricity | N | KUUM_KC3 | LS KC3: OH LED Cobra Head | 51 | 53 | 56 | 56
KU | 01 | Electricity | N | KUUM_KC4 | LS KC4: UG LED Cobra Head | 13 | 13 | 13 | 13
KU | 01 | Electricity | N | KUUM_KF1 | LS KF1: OH LED Directional (Flood) | 1958 | 1977 | 1988 | 1988
KU | 01 | Electricity | N | KUUM_KF1CU | LS KF1 CU: OH LED Directional (Flood) | 1 | 1 | 1 | 1
KU | 01 | Electricity | N | KUUM_KF2 | LS KF2: OH LED Directional (Flood) | 1041 | 1059 | 1074 | 1074
KU | 01 | Electricity | N | KUUM_KF2CU | LS KF2 CU: OH LED Directional (Flood) | 5 | 5 | 5 | 5
KU | 01 | Electricity | N | KUUM_KF3 | LS KF3: OH LED Directional (Flood) | 2210 | 2333 | 2426 | 2426
KU | 01 | Electricity | N | KUUM_KF3CU | LS KF3 CU: OH LED Directional (Flood) | 11 | 11 | 12 | 12
KU | 01 | Electricity | N | KUUM_KF4 | LS KF4: OH LED Directional (Flood) | 663 | 702 | 729 | 729
KU | 01 | Electricity | #N/A | KUUM_KF4CU | LS KF4 CU: OH LED Directional (Flood) | 8 | 8 | 8 | 8
KU | 01 | Electricity | #N/A | KUUM_KF5 | LS KF5: UG LED Directional (Flood) | 10 | 11 | 11 | 11
KU | 01 | Electricity | N | KUUM_KF6 | LS KF6: UG LED Directional (Flood) | 13 | 13 | 13 | 13
KU | 01 | Electricity | N | KUUM_KF7 | LS KF7: UG LED Directional (Flood) | 57 | 58 | 58 | 58
KU | 01 | Electricity | N | KUUM_KF8 | LS KF8: UG LED Directional (Flood) | 20 | 20 | 22 | 22
KU | 01 | Electricity | N | KUUM_KN1 | LS KN1: UG LED Contemporary | 14 | 14 | 14 | 14
KU | 01 | Electricity | N | KUUM_KN2 | LS KN2: UG LED Contemporary | 31 | 35 | 35 | 35
KU | 01 | Electricity | N | KUUM_KN3 | LS KN3: UG LED Contemporary | 47 | 50 | 52 | 52
KU | 01 | Electricity | N | KUUM_KN4 | LS KN4: UG LED Contemporary | 104 | 109 | 119 | 119
KU | 01 | Electricity | #N/A | KUUM_KN4CU | LS KN4 CU: UG LED Contemporary | 1 | 1 | 1 | 1
KU | 01 | Electricity | N | KUUM_KN5 | LS KN5: UG LED Contemporary | 17 | 20 | 23 | 23
KU | 01 | Electricity | #N/A | KUUM_KV1 | LS KV1: UG LED Victorian | 2 | 2 | 2 | 2
KU | 01 | Electricity | N | KU_EVC | Electric Vehicle Charging - Level 2 | 1 | 10 | 10 | 10
KU | 01 | Electricity | N | ODCUE853 | Company Use - Substation Totalizer | 1 | 1 | 1 | 1 | 1
KU | 01 | Electricity | Y | ODRSE010 | Residential Service | 2 | 2 | 2 | 2 | 2
KU | 01 | Electricity | N | ODUM_393 | POLT 393: LED Open Bottom - Res | 1 | 1 | 1 | 1
KU | 01 | Electricity | N | ODUM_428 | POLT 428: HPS Yard Type 9,500L - Res | 1 | 1 | 1 | 1
LG&E | 01 | Electricity | N | LEUM_825 | Electric Excess Facilities | 2 | 3 | 3 | 3
LG&E | 01 | Electricity | N | LEUM_826 | Electric Excess Facilities CIAC | 6 | 12 | 13 | 13
LG&E | 01 | Electricity | N | LEUM_828 | Excess Facilities ODL | 432 | 462 | 501 | 501
LG&E | 01 | Electricity | N | LEUM_829 | Excess Facilities ODL CIAC | 2 | 2 | 2 | 2
LG&E | 01 | Electricity | Y | LGCME000 | Temporary Suspension - Commercial | 385 | 413 | 432 | 432 | 311
LG&E | 01 | Electricity | Y | LGCME451 | GS Single Phase, Water Heating - Comm | 54 | 55 | 55 | 55 | 43
LG&E | 01 | Electricity | Y | LGCME551DS | GS Single Phase - Commercial | 15396 | 30161 | 31024 | 31024 | 30321
LG&E | 01 | Electricity | N | LGCME551UM | GS Single Phase Unmetered - Commercial | 1 | 35 | 35 | 35
LG&E | 01 | Electricity | Y | LGCME552 | GS Single Phase Space Heating - Comm | 106 | 112 | 114 | 114 | 109
LG&E | 01 | Electricity | Y | LGCME553 | GTOD-E Single Phase - Commercial | 2 | 2 | 2 | 2 | 2
LG&E | 01 | Electricity | Y | LGCME554 | GTOD-D Single Phase - Commercial | 3 | 46 | 46 | 46 | 46
LG&E | 01 | Electricity | Y | LGCME557 | GS Single Phase, NMS - Commercial | 44 | 44 | 44 | 44 | 44
LG&E | 01 | Electricity | N | LGCME561 | RETIRED: PS Secondary - Commercial | 1 | 1 | 1 | 1
LG&E | 01 | Electricity | Y | LGCME561DS | PS Secondary - Commercial | 1513 | 2124 | 2170 | 2170 | 2253
LG&E | 01 | Electricity | Y | LGCME561PF | PS Secondary PF Adjusted - Commercial | 266 | 322 | 324 | 324 | 334
LG&E | 01 | Electricity | Y | LGCME563DS | PS Primary - Commercial | 24 | 33 | 33 | 33 | 31
LG&E | 01 | Electricity | Y | LGCME563PF | PS Primary PF Adj - Commercial | 21 | 21 | 21 | 21 | 21
LG&E | 01 | Electricity | Y | LGCME567 | PS Secondary NMS - Commercial | 5 | 5 | 5 | 5 | 5
LG&E | 01 | Electricity | Y | LGCME567PF | PS Secondary NMS PF Adjusted - Comm | 2 | 2 | 2 | 2 | 2
LG&E | 01 | Electricity | Y | LGCME591 | TODS - Commercial | 310 | 475 | 498 | 498 | 549
LG&E | 01 | Electricity | Y | LGCME593 | TODP - Commercial | 48 | 81 | 84 | 84 | 98
LG&E | 01 | Electricity | Y | LGCME594 | TODP - Commercial, 60 Min Ex | 1 | 1 | 1 | 1 | 3
LG&E | 01 | Electricity | Y | LGCME597 | TODS with NMS - Commercial | 1 | 2 | 2 | 2 | 2
LG&E | 01 | Electricity | Y | LGCME651DS | GS Three Phase - Commercial | 10186 | 16252 | 17097 | 17097 | 16546
LG&E | 01 | Electricity | Y | LGCME652 | GS Three Phase, Space Heating - Comm | 490 | 669 | 679 | 679 | 655
LG&E | 01 | Electricity | Y | LGCME654 | GTOD-D Three Phase - Commercial | 4 | 7 | 7 | 7 | 7
LG&E | 01 | Electricity | Y | LGCME657 | GS Three Phase, NMS - Commercial | 31 | 34 | 34 | 34 | 34
LG&E | 01 | Electricity | Y | LGCME671 | Louisville Water Company | 1 | 2 | 2 | 2 | 4
LG&E | 01 | Electricity | Y | LGCMELQF | Large Capacity Congeneration | 9 | 10 | 10 | 10 | 10
LG&E | 01 | Electricity | Y | LGCMEOSLS | Outdoor Sports Lighting - Secondary | 1 | 1 | 1 | 1 | 1
LG&E | 01 | Electricity | Y | LGCMESQF | Small Capacity Congeneration | 4 | 4 | 4 | 4 | 4
LG&E | 01 | Electricity | N | LGCSR791 | CSR-1: Option A - Primary | 1 | 1 | 1 | 1
LG&E | 01 | Electricity | N | LGCSR795 | CSR-2: Option A – Transmission | 1 | 1 | 1 | 1
LG&E | 01 | Electricity | N | LGCUE685 | Company Use - Information | 2 | 3 | 3 | 3 | 3
LG&E | 01 | Electricity | N | LGCUE686 | Company Use - Electric | 10 | 105 | 138 | 138 | 130
LG&E | 01 | Electricity | N | LGCUE687 | Company Use - Electric with Net Metering | 1 | 1 | 1 | 1 | 1
LG&E | 01 | Electricity | N | LGCUE689 | Company Use - Unmetered | 2 | 27 | 105 | 105 | 103
LG&E | 01 | Electricity | N | LGEEVCFAST | Electric Vehicle Fast Charging Service | 1 | 1 | 1 | 1
LG&E | 01 | Electricity | N | LGE_EVC | Electric Vehicle Charging - Level 2 | 1 | 10 | 10 | 10
LG&E | 01 | Electricity | N | LGE_EVSEN1 | EV Supply Equipment Non-Networked Chrgr | 1 | 1 | 1 | 1
LG&E | 01 | Electricity | Y | LGINE000 | Temporary Suspension - Industrial | 3 | 3 | 3 | 3
LG&E | 01 | Electricity | Y | LGINE551DS | GS Single Phase - Industrial, DSM | 49 | 54 | 56 | 56 | 55
LG&E | 01 | Electricity | Y | LGINE643DO | RTS - Industrial DSM Opt-out | 8 | 13 | 13 | 13 | 22
LG&E | 01 | Electricity | Y | LGINE651DS | GS Three Phase - Industrial, DSM | 158 | 198 | 222 | 222 | 220
LG&E | 01 | Electricity | Y | LGINE661DS | PS Secondary - Industrial, DSM | 47 | 50 | 50 | 50 | 41
LG&E | 01 | Electricity | Y | LGINE661PD | PS Secondary PF Adj - Industrial, DSM | 98 | 111 | 111 | 111 | 125
LG&E | 01 | Electricity | Y | LGINE663DS | PS Primary - Industrial, DSM | 1 | 1 | 1 | 1 | 2
LG&E | 01 | Electricity | Y | LGINE663PD | PS Primary PF Adj - Industrial, DSM | 7 | 8 | 8 | 8 | 8
LG&E | 01 | Electricity | Y | LGINE691 | TODS - Industrial, DSM | 76 | 94 | 111 | 111 | 110
LG&E | 01 | Electricity | Y | LGINE693 | TODP - Industrial, DSM | 10 | 14 | 15 | 15 | 14
LG&E | 01 | Electricity | Y | LGINE693DO | TODP - Industrial, DSM Opt-out | 40 | 44 | 45 | 45 | 58
LG&E | 01 | Electricity | N | LGINE694 | RETIRED: TODP: Time-of-Day Primary with | 1 | 1 | 1 | 1
LG&E | 01 | Electricity | Y | LGINE699DO | TODP - Industrial, DSM Opt-out, 60 Mn Ex | 1 | 1 | 1 | 1 | 1
LG&E | 01 | Electricity | N | LGMLE000 | Temporary Suspension - Metered Lighting | 1 | 1 | 1 | 1
LG&E | 01 | Electricity | N | LGMLE570 | Lighting Energy (Flat kWh, Unmetered) | 1 | 1 | 1 | 1
LG&E | 01 | Electricity | Y | LGMLE571 | Lighting Energy (Metered) | 99 | 236 | 244 | 244 | 237
LG&E | 01 | Electricity | N | LGMLE572 | Lighting Energy (Burning Hours) | 7 | 13 | 13 | 13
LG&E | 01 | Electricity | Y | LGMLE573 | Traffic Energy (Metered) | 319 | 1363 | 1390 | 1390 | 1365
LG&E | 01 | Electricity | N | LGMLE574 | Traffic Energy (Flat kWh, Unmetered) | 1 | 8 | 8 | 8
LG&E | 01 | Electricity | N | LGMLETECM1 | Traffic Energy - Surveillance Cameras | 1 | 1 | 1 | 1
LG&E | 01 | Electricity | N | LGMLETESS1 | Traffic Energy - Shot Spotters | 1 | 1 | 1 | 1
LG&E | 01 | Electricity | Y | LGRSE000 | Temporary Suspension | 243 | 249 | 249 | 249 | 121
LG&E | 01 | Electricity | Y | LGRSE411 | Residential Electric, Water Heating | 3645 | 3671 | 3671 | 3671 | 2418
LG&E | 01 | Electricity | Y | LGRSE511 | Residential Electric Service | 352933 | 384883 | 386264 | 386264 | 385369
LG&E | 01 | Electricity | Y | LGRSE519 | Residential Electric Net Metering | 2980 | 2993 | 2997 | 2997 | 2997
LG&E | 01 | Electricity | Y | LGRSE521 | RTOD-E: Residential Time-of-Day Energy | 129 | 130 | 130 | 130 | 130
LG&E | 01 | Electricity | Y | LGRSE523 | RTOD-D: Residential Time-of-Day Demand | 3 | 3 | 3 | 3 | 3
LG&E | 01 | Electricity | Y | LGRSE527 | RTOD-E: Residential TOD Energy with NMS | 8 | 8 | 8 | 8 | 8
LG&E | 01 | Electricity | Y | LGRSE529 | RTOD-D: Residential TOD Demand with NMS | 1 | 1 | 1 | 1 | 1
LG&E | 01 | Electricity | Y | LGRSE540 | Volunteer Fire Department Service | 2 | 3 | 3 | 3 | 3
LG&E | 01 | Electricity | N | LGUM_000 | Temporary Suspension - Unmetered Lights | 2472 | 2576 | 3295 | 3295
LG&E | 01 | Electricity | N | LGUM_201 | RLS 201: OH MV Open Bottom 4000L Fixture | 26 | 26 | 26 | 26
LG&E | 01 | Electricity | N | LGUM_203 | RLS 203: OH MV Cobra Head 13000L Fixture | 450 | 485 | 498 | 498
LG&E | 01 | Electricity | N | LGUM_204 | RLS 204: OH MV Cobra Head 25000L Fixture | 283 | 325 | 338 | 338
LG&E | 01 | Electricity | N | LGUM_204CU | RLS 204CU: OH MV Cobra Head 25000L Fix | 1 | 2 | 2 | 2
LG&E | 01 | Electricity | N | LGUM_206 | RLS 206: UG MV Coach 4000L Decorative | 9 | 9 | 9 | 9
LG&E | 01 | Electricity | N | LGUM_207 | RLS 207: OH MV Directional 25000L Fix | 269 | 282 | 288 | 288
LG&E | 01 | Electricity | N | LGUM_208 | RLS 208: UG MV Coach 8000L Decorative | 102 | 122 | 151 | 151
LG&E | 01 | Electricity | N | LGUM_209 | RLS 209: OH MV Cobra Head 60000L Fixture | 13 | 14 | 14 | 14
LG&E | 01 | Electricity | N | LGUM_209CU | RLS 209CU: OH MV Cobra Head 60000L Fix | 1 | 1 | 1 | 1
LG&E | 01 | Electricity | N | LGUM_210 | RLS 210: OH MV Directional 60000L Fix | 88 | 93 | 102 | 102
LG&E | 01 | Electricity | N | LGUM_252 | RLS 252: OH MV Cobra/Open Bottom 8000L | 1082 | 1141 | 1150 | 1150
LG&E | 01 | Electricity | N | LGUM_266 | RLS 266: UG HPS Cobra/Contemp 28500L | 97 | 134 | 192 | 192
LG&E | 01 | Electricity | N | LGUM_267 | RLS 267: UG HPS Cobra/Contemp 50000L | 251 | 304 | 348 | 348
LG&E | 01 | Electricity | N | LGUM_267CU | RLS 267CU: UG HPS Cobra/Contemp 50000L | 1 | 1 | 1 | 1
LG&E | 01 | Electricity | N | LGUM_274 | RLS 274: UG HPS Coach/Acorn 9500L Deco | 894 | 1153 | 2059 | 2059
LG&E | 01 | Electricity | N | LGUM_275 | RLS 275: UG HPS Cobra/Contemp 16000L | 19 | 34 | 49 | 49
LG&E | 01 | Electricity | N | LGUM_276 | RLS 276: UG HPS Coach/Acorn 5800L Deco | 357 | 368 | 417 | 417
LG&E | 01 | Electricity | N | LGUM_277 | RLS 277: UG HPS Coach/Acorn 16000L Deco | 189 | 216 | 296 | 296
LG&E | 01 | Electricity | N | LGUM_278 | RLS 278: UG HPS Contemporary 120000L Dec | 3 | 3 | 3 | 3
LG&E | 01 | Electricity | N | LGUM_279 | RLS 279: UG HPS Contemporary 120000L Fix | 2 | 2 | 3 | 3
LG&E | 01 | Electricity | N | LGUM_280 | RLS 280: UG HPS Victorian 5800L Fixture | 5 | 5 | 7 | 7
LG&E | 01 | Electricity | N | LGUM_281 | RLS 281: UG HPS Victorian 9500L Fixture | 17 | 19 | 24 | 24
LG&E | 01 | Electricity | N | LGUM_282 | RLS 282: UG HPS London 5800L Fixture | 9 | 9 | 13 | 13
LG&E | 01 | Electricity | N | LGUM_283 | RLS 283: UG HPS London 9500L Fixture | 6 | 9 | 12 | 12
LG&E | 01 | Electricity | N | LGUM_314 | RLS 314: UG MV Cobra Head 13000L Deco | 3 | 21 | 26 | 26
LG&E | 01 | Electricity | N | LGUM_315 | RLS 315: UG MV Cobra Head 25000L Deco | 5 | 10 | 14 | 14
LG&E | 01 | Electricity | N | LGUM_318 | RLS 318: UG MV Cobra Head 8000L Deco | 1 | 8 | 8 | 8
LG&E | 01 | Electricity | N | LGUM_348 | RLS 348: UG Inc Continental Jr 6000L Dec | 1 | 5 | 5 | 5
LG&E | 01 | Electricity | N | LGUM_349 | RLS 349: UG Inc Continental Jr 1500L Dec | 1 | 1 | 1 | 1
LG&E | 01 | Electricity | N | LGUM_400 | RLS 400: Dark Sky 4000L Deco Smooth | 4 | 8 | 8 | 8
LG&E | 01 | Electricity | N | LGUM_401 | RLS 401: Dark Sky 9500L Deco Smooth | 6 | 7 | 7 | 7
LG&E | 01 | Electricity | N | LGUM_412 | RLS 412: UG HPS Colonial 4-Sided 5800L | 35 | 42 | 42 | 42
LG&E | 01 | Electricity | N | LGUM_413 | RLS 413: UG HPS Colonial 4-Sided 9500L | 387 | 491 | 519 | 519
LG&E | 01 | Electricity | N | LGUM_415 | RLS 415: UG HPS Acorn 5800L Decorative | 26 | 29 | 29 | 29
LG&E | 01 | Electricity | N | LGUM_416 | RLS 416: UG HPS Acorn 9500L Decorative | 261 | 352 | 375 | 375
LG&E | 01 | Electricity | N | LGUM_417 | RLS 417: UG HPS Acorn Bronze 9500L Deco | 15 | 15 | 17 | 17
LG&E | 01 | Electricity | N | LGUM_419 | RLS 419: UG HPS Acorn Bronze 16000L Deco | 5 | 6 | 6 | 6
LG&E | 01 | Electricity | N | LGUM_420 | RLS 420: UG HPS Contemporary 16000L Deco | 15 | 16 | 16 | 16
LG&E | 01 | Electricity | N | LGUM_421 | RLS 421: UG HPS Contemporary 28500L Deco | 46 | 49 | 51 | 51
LG&E | 01 | Electricity | N | LGUM_422 | RLS 422: UG HPS Contemporary 50000L Deco | 90 | 94 | 99 | 99
LG&E | 01 | Electricity | N | LGUM_423 | RLS 423: UG HPS Cobra Head 16000L Deco | 9 | 16 | 16 | 16
LG&E | 01 | Electricity | N | LGUM_424 | RLS 424: UG HPS Cobra Head 28500L Deco | 5 | 30 | 30 | 30
LG&E | 01 | Electricity | N | LGUM_425 | RLS 425: UG HPS Cobra Head 50000L Deco | 11 | 13 | 13 | 13
LG&E | 01 | Electricity | N | LGUM_426 | RLS 426: UG HPS London 5800L Decorative | 3 | 3 | 3 | 3
LG&E | 01 | Electricity | N | LGUM_427 | RLS 427: UG HPS London 5800L Historic | 7 | 7 | 7 | 7
LG&E | 01 | Electricity | N | LGUM_428 | RLS 428: UG HPS London 9500L Decorative | 10 | 12 | 12 | 12
LG&E | 01 | Electricity | N | LGUM_429 | RLS 429: UG HPS London 9500L Historic | 26 | 50 | 50 | 50
LG&E | 01 | Electricity | N | LGUM_430 | RLS 430: UG HPS Victorian 5800L Deco | 2 | 3 | 3 | 3
LG&E | 01 | Electricity | N | LGUM_431 | RLS 431: UG HPS Victorian 5800L Historic | 8 | 15 | 16 | 16
LG&E | 01 | Electricity | N | LGUM_432 | RLS 432: UG HPS Victorian 9500L Deco | 2 | 2 | 2 | 2
LG&E | 01 | Electricity | N | LGUM_433 | RLS 433: UG HPS Victorian 9500L Historic | 30 | 33 | 36 | 36
LG&E | 01 | Electricity | N | LGUM_440 | RLS 440: UG HPS Contemporary 28500L Fix | 11 | 11 | 11 | 11
LG&E | 01 | Electricity | N | LGUM_441 | RLS 441: UG HPS Contemporary 50000L Fix | 18 | 19 | 19 | 19
LG&E | 01 | Electricity | N | LGUM_444 | RLS 444: UG HPS Colonial 4-Sided 16000L | 28 | 30 | 30 | 30
LG&E | 01 | Electricity | N | LGUM_445 | RLS 445: UG HPS Acorn 16000L Decorative | 15 | 15 | 15 | 15
LG&E | 01 | Electricity | N | LGUM_452 | RLS 452: OH HPS Cobra Head 16000L Fix | 1501 | 1593 | 1734 | 1734
LG&E | 01 | Electricity | N | LGUM_452CU | RLS 452CU: OH HPS Cobra Head 16000L Fix | 1 | 1 | 1 | 1
LG&E | 01 | Electricity | N | LGUM_453 | RLS 453: OH HPS Cobra Head 28500L Fix | 927 | 1041 | 1143 | 1143
LG&E | 01 | Electricity | N | LGUM_453CU | RLS 453CU: OH HPS Cobra Head 28500L Fix | 1 | 3 | 3 | 3
LG&E | 01 | Electricity | N | LGUM_454 | RLS 454: OH HPS Cobra Head 50000L Fix | 970 | 1173 | 1323 | 1323
LG&E | 01 | Electricity | N | LGUM_454CU | RLS 454CU: OH HPS Cobra Head 50000L Fix | 1 | 8 | 8 | 8
LG&E | 01 | Electricity | N | LGUM_455 | RLS 455: OH HPS Directional 16000L Fix | 295 | 310 | 316 | 316
LG&E | 01 | Electricity | N | LGUM_456 | RLS 456: OH HPS Directional 50000L Fix | 2697 | 3189 | 4150 | 4150
LG&E | 01 | Electricity | N | LGUM_456CU | RLS 456CU: OH HPS Directional 50000L Fix | 1 | 8 | 12 | 12
LG&E | 01 | Electricity | N | LGUM_457 | RLS 457: OH HPS Open Bottom 9500L Fix | 2057 | 2087 | 2147 | 2147
LG&E | 01 | Electricity | N | LGUM_470 | RLS 470: OH MH Directional 12000L Fix | 23 | 23 | 24 | 24
LG&E | 01 | Electricity | N | LGUM_471 | RLS 471: OH MH Directional 12000L Wood | 2 | 2 | 2 | 2
LG&E | 01 | Electricity | N | LGUM_473 | RLS 473: OH MH Directional 32000L Fix | 276 | 283 | 285 | 285
LG&E | 01 | Electricity | N | LGUM_474 | RLS 474: OH MH Directional 32000L Wood | 25 | 25 | 25 | 25
LG&E | 01 | Electricity | N | LGUM_475 | RLS 475: OH MH Directional 32000L Metal | 2 | 2 | 2 | 2
LG&E | 01 | Electricity | N | LGUM_476 | RLS 476: OH MH Directional 107800L Fix | 109 | 112 | 115 | 115
LG&E | 01 | Electricity | N | LGUM_477 | RLS 477: OH MH Directional 107800L Wood | 10 | 11 | 11 | 11
LG&E | 01 | Electricity | N | LGUM_480 | RLS 480: UG MH Contemporary 12000L Deco | 4 | 5 | 5 | 5
LG&E | 01 | Electricity | N | LGUM_481 | RLS 481: UG MH Contemporary 32000L Fix | 7 | 7 | 7 | 7
LG&E | 01 | Electricity | N | LGUM_482 | RLS 482: UG MH Contemporary 32000L Deco | 28 | 30 | 30 | 30
LG&E | 01 | Electricity | N | LGUM_483 | RLS 483: UG MH Contemporary 107800L Fix | 2 | 2 | 2 | 2
LG&E | 01 | Electricity | N | LGUM_484 | RLS 484: UG MH Contemporary 107800L Deco | 3 | 3 | 3 | 3
LG&E | 01 | Electricity | N | LGUM_490 | LS 490: OH LED Cobra Head 8179L Fixture | 791 | 856 | 898 | 898
LG&E | 01 | Electricity | N | LGUM_491 | LS 491: OH LED Cobra Head 14166L Fixture | 519 | 588 | 620 | 620
LG&E | 01 | Electricity | N | LGUM_492 | LS 492: OH LED Cobra Head 23214L Fixture | 347 | 413 | 426 | 426
LG&E | 01 | Electricity | N | LGUM_492CU | LS 492CU: OH LED Cobra Head 23214L Fix | 1 | 1 | 2 | 2
LG&E | 01 | Electricity | N | LGUM_493 | LS 493: OH LED Open Bottom 5007L Fixture | 779 | 796 | 808 | 808
LG&E | 01 | Electricity | N | LGUM_496 | LS 496: UG LED Cobra Head 8179L Dec Smth | 12 | 34 | 36 | 36
LG&E | 01 | Electricity | N | LGUM_497 | LS 497: UG LED Cobra Head 14166L Dec Smt | 11 | 30 | 32 | 32
LG&E | 01 | Electricity | N | LGUM_498 | LS 498: UG LED Cobra Head 23214L Dec Smt | 17 | 26 | 28 | 28
LG&E | 01 | Electricity | N | LGUM_499 | LS 499: UG LED Colonial 4-Sided 5665L De | 622 | 782 | 811 | 811
LG&E | 01 | Electricity | N | LGUM_499CU | LS 499CU: UG LED Colonial 4-Side 5665L D | 1 | 1 | 1 | 1
LG&E | 01 | Electricity | N | LGUM_LA1 | LS LA1: UG LED Acorn | 394 | 492 | 506 | 506
LG&E | 01 | Electricity | N | LGUM_LC1 | LS LC1: OH LED Cobra Head | 55 | 74 | 79 | 79
LG&E | 01 | Electricity | N | LGUM_LC1CU | LS LC1 CU: OH LED Cobra Head | 1 | 1 | 1 | 1
LG&E | 01 | Electricity | N | LGUM_LC2 | LS LC2: UG LED Cobra Head | 3 | 6 | 6 | 6
LG&E | 01 | Electricity | N | LGUM_LC3 | LS LC3: OH LED Cobra Head | 31 | 32 | 33 | 33
LG&E | 01 | Electricity | N | LGUM_LF1 | LS LF1: OH LED Directional (Flood) | 10 | 10 | 10 | 10
LG&E | 01 | Electricity | N | LGUM_LF2 | LS LF2: OH LED Directional (Flood) | 153 | 162 | 163 | 163
LG&E | 01 | Electricity | N | LGUM_LF3 | LS LF3: OH LED Directional (Flood) | 1058 | 1208 | 1263 | 1263
LG&E | 01 | Electricity | N | LGUM_LF3CU | LS LF3 CU: OH LED Directional (Flood) | 1 | 2 | 2 | 2
LG&E | 01 | Electricity | N | LGUM_LF4 | LS LF4: OH LED Directional (Flood) | 133 | 137 | 142 | 142
LG&E | 01 | Electricity | N | LGUM_LF4CU | LS LF4 CU: OH LED Directional (Flood) | 1 | 2 | 2 | 2
LG&E | 01 | Electricity | N | LGUM_LF6 | LS LF6: UG LED Directional (Flood) | 6 | 6 | 6 | 6
LG&E | 01 | Electricity | N | LGUM_LF7 | LS LF7: UG LED Directional (Flood) | 46 | 51 | 55 | 55
LG&E | 01 | Electricity | N | LGUM_LF8 | LS LF8: UG LED Directional (Flood) | 5 | 5 | 5 | 5
LG&E | 01 | Electricity | N | LGUM_LL1 | LS LL1: UG LED London | 32 | 37 | 37 | 37
LG&E | 01 | Electricity | N | LGUM_LN1 | LS LN1: UG LED Contemporary | 4 | 4 | 4 | 4
LG&E | 01 | Electricity | N | LGUM_LN2 | LS LN2: UG LED Contemporary | 34 | 41 | 45 | 45
LG&E | 01 | Electricity | N | LGUM_LN3 | LS LN3: UG LED Contemporary | 93 | 107 | 111 | 111
LG&E | 01 | Electricity | N | LGUM_LN4 | LS LN4: UG LED Contemporary | 135 | 146 | 165 | 165
LG&E | 01 | Electricity | N | LGUM_LN5 | LS LN5: UG LED Contemporary | 10 | 11 | 11 | 11
LG&E | 01 | Electricity | N | LGUM_LV1 | LS LV1: UG LED Victorian | 29 | 32 | 32 | 32
LG&E | 02 | Gas | Y | LGCMG000 | Temporary Suspension - Commercial | 974 | 1072 | 1080 | 1080 | 1030
LG&E | 02 | Gas | Y | LGCMG851 | CGS: Firm Commercial Gas Service | 17244 | 25319 | 26118 | 26118 | 25740
LG&E | 02 | Gas | Y | LGCMG851LT | CGS: Gas Lights | 1 | 1 | 1 | 1 | 1
LG&E | 02 | Gas | N | LGCMG863 | CGS: Unmetered Gas Generators | 4 | 605 | 606 | 606
LG&E | 02 | Gas | Y | LGCMG865 | AAGS - Commercial | 3 | 3 | 3 | 3 | 1
LG&E | 02 | Gas | Y | LGCMG870 | SGSS: Substitute Gas Sales Service, Comm | 1 | 1 | 1 | 1 | 2
LG&E | 02 | Gas | Y | LGCMG875 | DGGS: Distributed Generation Gas Service | 8 | 8 | 8 | 8 | 8
LG&E | 02 | Gas | N | LGCUG994 | Company Use - Gas | 2 | 42 | 52 | 52 | 61
LG&E | 02 | Gas | Y | LGGTCFT | FT - Commercial, not in pool | 1 | 1 | 1 | 1 | 2
LG&E | 02 | Gas | Y | LGGTCFTIP | FT - Commercial, In Pool | 6 | 8 | 8 | 8 | 16
LG&E | 02 | Gas | Y | LGGTIFTDIP | FT - Industrial, DSM, In Pool | 14 | 14 | 14 | 14 | 22
LG&E | 02 | Gas | Y | LGGTIFTOIP | FT - Industrial, No DSM, In Pool | 45 | 55 | 55 | 55 | 123
LG&E | 02 | Gas | Y | LGGTITS2ID | TS-2: Firm Balancing IGS, DSM | 6 | 7 | 7 | 7 | 14
LG&E | 02 | Gas | Y | LGGTITS2IO | TS-2: Firm Balancing IGS, No DSM | 2 | 2 | 2 | 2 | 5
LG&E | 02 | Gas | N | LGGTPSFT | PS-FT: Pooling Serivce for FT Rate | 4 | 4 | 4 | 4
LG&E | 02 | Gas | N | LGGTPSTS2 | PS-TS-2: Pooling Service for TS-2 Rider | 2 | 2 | 2 | 2
LG&E | 02 | Gas | Y | LGING000 | Temporary Suspension - Industrial | 7 | 7 | 9 | 9 | 2
LG&E | 02 | Gas | Y | LGING855 | IGS: Industrial Gas Service DSM Opt-out | 61 | 85 | 89 | 89 | 96
LG&E | 02 | Gas | Y | LGING855DS | IGS: Industrial Gas Service, DSM | 109 | 121 | 137 | 137 | 134
LG&E | 02 | Gas | Y | LGING866DS | AAGS - Industrial, DSM | 1 | 1 | 1 | 1 | 2
LG&E | 02 | Gas | Y | LGING882DS | TS-2 Firm Balancing IGS, DSM | 1 | 1 | 1 | 1
LG&E | 02 | Gas | Y | LGING896 | FT - Industrial DSM opt-out | 1 | 2 | 2 | 2
LG&E | 02 | Gas | N | LGING995 | Off System Gas Sales | 8 | 8 | 8 | 8
LG&E | 02 | Gas | Y | LGRSG000 | Temporary Suspension | 2551 | 2845 | 2848 | 2848 | 2802
LG&E | 02 | Gas | Y | LGRSG811 | Residential Gas Service | 291545 | 306426 | 306693 | 306693 | 305779
LG&E | 02 | Gas | Y | LGRSG840 | Volunteer Fire Department Gas | 1 | 1 | 1 | 1 | 1
LG&E | 02 | Gas | N | LGUMG860 | RETIRED: Commercial Gas Light | 1 | 1 | 1 | 1
LG&E | 02 | Gas | Y | LGUM_825 | Gas Excess Facilities | 1 | 1 | 1 | 1
ODP | 01 | Electricity | N | KUCUE901 | ODP Trans - Co Informational | 1 | 1 | 1 | 1
ODP | 01 | Electricity | Y | ODBSAAPC01 | Borderline Service - App Power High Knob | 1 | 1 | 1 | 1 | 1
ODP | 01 | Electricity | Y | ODCIE000 | Temp Suspension for ODP C/I Rates | 1 | 1 | 1 | 1
ODP | 01 | Electricity | Y | ODCIE551C | Power Service/Primary - Commercial | 13 | 13 | 15 | 15 | 13
ODP | 01 | Electricity | Y | ODCIE551I | Power Service/Primary - Industrial | 2 | 3 | 3 | 3 | 3
ODP | 01 | Electricity | Y | ODCIE551TE | Power Service/Primary - Tax Exempt | 2 | 2 | 2 | 2 | 2
ODP | 01 | Electricity | Y | ODCIE552C | Power Service/Secondary - Commercial | 83 | 98 | 99 | 99 | 99
ODP | 01 | Electricity | Y | ODCIE552I | Power Service/Secondary - Industrial | 1 | 1 | 1 | 1 | 1
ODP | 01 | Electricity | Y | ODCIE552TE | Power Service/Secondary - Tax Exempt | 33 | 36 | 36 | 36 | 35
ODP | 01 | Electricity | Y | ODCIE556C | PS Primary PF - Commercial | 1 | 2 | 2 | 2 | 2
ODP | 01 | Electricity | Y | ODCIE556I | PS Primary PF - Industrial | 4 | 4 | 4 | 4 | 4
ODP | 01 | Electricity | Y | ODCIE556TE | PS Primary PF - Tax Exempt | 1 | 1 | 1 | 1 | 1
ODP | 01 | Electricity | Y | ODCIE558C | PS Secondary PF - Commercial | 9 | 9 | 9 | 9 | 7
ODP | 01 | Electricity | Y | ODCIE558I | PS Secondary PF - Industrial | 2 | 2 | 2 | 2 | 2
ODP | 01 | Electricity | Y | ODCIE558TE | PS Secondary PF - Tax Exempt | 1 | 1 | 1 | 1 | 1
ODP | 01 | Electricity | Y | ODCIE558TN | PS Secondary PF NMS - Tax Exempt | 1 | 1 | 1 | 1 | 1
ODP | 01 | Electricity | Y | ODCIE571C | Time-of-Day Primary - Commercial | 4 | 4 | 4 | 4 | 4
ODP | 01 | Electricity | Y | ODCIE571I | Time-of-Day Primary - Industrial | 5 | 7 | 7 | 7 | 7
ODP | 01 | Electricity | Y | ODCIE571TE | Time-of-Day Primary - Tax Exempt | 3 | 3 | 4 | 4 | 4
ODP | 01 | Electricity | Y | ODCIE572C | Time-of-Day Secondary - Commercial | 8 | 8 | 8 | 8 | 8
ODP | 01 | Electricity | Y | ODCIE572I | Time-of-Day Secondary - Industrial | 1 | 1 | 1 | 1 | 1
ODP | 01 | Electricity | Y | ODCIE572TE | Time-of-Day Secondary - Tax Exempt | 2 | 2 | 2 | 2 | 2
ODP | 01 | Electricity | Y | ODCIE575C | TODP with NMS - Commercial | 1 | 1 | 1 | 1 | 1
ODP | 01 | Electricity | Y | ODCIE643I | Retail Transmission Service | 2 | 2 | 2 | 2 | 2
ODP | 01 | Electricity | Y | ODCME000 | Temporary Suspension | 40 | 41 | 47 | 47 | 37
ODP | 01 | Electricity | Y | ODCME110C | General Service - Commercial | 2248 | 3037 | 3112 | 3112 | 3031
ODP | 01 | Electricity | Y | ODCME110I | General Service - Industrial | 18 | 22 | 23 | 23 | 22
ODP | 01 | Electricity | Y | ODCME110TE | General Service - Tax Exempt | 371 | 543 | 583 | 583 | 565
ODP | 01 | Electricity | Y | ODCME110UE | General Service - Utility Tax Exempt | 2 | 3 | 3 | 3 | 3
ODP | 01 | Electricity | N | ODCME112C | General Serv (Unmetered) Commercial | 9 | 9 | 9 | 9
ODP | 01 | Electricity | N | ODCME112TE | General Serv (Unmetered) Tax Exempt | 11 | 11 | 11 | 11
ODP | 01 | Electricity | Y | ODCME113C | General Service, 3 Phase - Commercial | 493 | 627 | 639 | 639 | 629
ODP | 01 | Electricity | Y | ODCME113I | General Service, 3 Phase - Industrial | 17 | 18 | 18 | 18 | 18
ODP | 01 | Electricity | Y | ODCME113TE | General Service, 3 Phase - Tax Exempt | 117 | 151 | 155 | 155 | 151
ODP | 01 | Electricity | Y | ODCME170TE | School Service - Tax Exempt | 16 | 16 | 21 | 21
ODP | 01 | Electricity | Y | ODCME650TE | Water Pumping Service - Tax exempt | 10 | 15 | 15 | 15 | 15
ODP | 01 | Electricity | Y | ODCME710C | General Service with NMS - Commercial | 1 | 1 | 1 | 1 | 1
ODP | 01 | Electricity | N | ODCSR781 | CSR 150/200 hrs Primary | 1 | 1 | 1 | 1
ODP | 01 | Electricity | N | ODCUE853 | Company Use - Substation Totalizer | 46 | 46 | 46 | 46 | 46
ODP | 01 | Electricity | N | ODCUE855 | Company Use - Metered | 11 | 18 | 20 | 20 | 19
ODP | 01 | Electricity | N | ODCUE859 | Company Use - Unmetered | 1 | 5 | 5 | 5
ODP | 01 | Electricity | Y | ODRSE000 | Temporary Suspension | 20 | 20 | 20 | 20 | 16
ODP | 01 | Electricity | Y | ODRSE010 | Residential Service | 6601 | 6971 | 7020 | 7020 | 6990
ODP | 01 | Electricity | Y | ODRSE010TE | Residential Service - Tax Exempt | 19 | 20 | 20 | 20 | 20
ODP | 01 | Electricity | Y | ODRSE010UE | Residential Service Util Tax Exempt | 23 | 32 | 32 | 32 | 32
ODP | 01 | Electricity | Y | ODRSE020 | Res Total Electric | 14756 | 15552 | 15631 | 15631 | 15610
ODP | 01 | Electricity | Y | ODRSE020TE | Res Total Electric - Tax Exempt | 99 | 111 | 111 | 111 | 111
ODP | 01 | Electricity | Y | ODRSE020UE | Res Total Electric - Util Exempt | 68 | 71 | 74 | 74 | 74
ODP | 01 | Electricity | Y | ODRSE025 | Residential Service (3 Phase) | 2 | 2 | 2 | 2 | 2
ODP | 01 | Electricity | Y | ODRSE025TE | Residential Service (3 Phase) Tax Exempt | 1 | 1 | 1 | 1 | 1
ODP | 01 | Electricity | Y | ODRSE030 | Residential Service (Church) | 41 | 43 | 43 | 43 | 42
ODP | 01 | Electricity | Y | ODRSE030TE | Residential Service (Church) Tax Exempt | 3 | 3 | 3 | 3 | 3
ODP | 01 | Electricity | Y | ODRSE030UE | Residential Service (Church) Util Exempt | 5 | 5 | 5 | 5 | 5
ODP | 01 | Electricity | Y | ODRSE715 | Res Net Metering | 61 | 61 | 61 | 61 | 61
ODP | 01 | Electricity | Y | ODSSGS_1 | SS GS Single Phase | 65 | 94 | 96 | 96 | 93
ODP | 01 | Electricity | Y | ODSSGS_1N | SS GS Single Phase NMS | 4 | 4 | 4 | 4 | 4
ODP | 01 | Electricity | Y | ODSSGS_3 | SS GS Three Phase | 16 | 17 | 17 | 17 | 17
ODP | 01 | Electricity | Y | ODSSPS_P | SS PS Primary | 5 | 5 | 5 | 5 | 5
ODP | 01 | Electricity | Y | ODSSPS_S | SS PS Secondary | 14 | 14 | 14 | 14 | 14
ODP | 01 | Electricity | Y | ODSSPS_SN | SS PS Secondary - NMS | 6 | 8 | 8 | 8 | 8
ODP | 01 | Electricity | Y | ODSSPS_SP | SS PS Secondary - PF Adj | 1 | 1 | 1 | 1 | 1
ODP | 01 | Electricity | Y | ODSSTODP | School Service TODP | 1 | 1 | 1 | 1 | 1
ODP | 01 | Electricity | Y | ODSSTODS | School Service TODS | 4 | 5 | 5 | 5 | 5
ODP | 01 | Electricity | Y | ODSSTODS_N | School Service TODS - NMS | 6 | 6 | 6 | 6 | 6
ODP | 01 | Electricity | N | ODUM_000 | Unmetered temp suspension | 496 | 498 | 549 | 549
ODP | 01 | Electricity | N | ODUM_390 | POLT 390: LED Cobra Head - Res | 1 | 1 | 1 | 1
ODP | 01 | Electricity | N | ODUM_390ST | ST.LT. 390: LS OH LED Cobra Head | 13 | 13 | 13 | 13
ODP | 01 | Electricity | N | ODUM_390TE | POLT 390: LED Cobra Head - TaxEx | 11 | 11 | 12 | 12
ODP | 01 | Electricity | N | ODUM_391ST | ST.LT. 391: LS OH LED Cobra Head | 5 | 5 | 5 | 5
ODP | 01 | Electricity | N | ODUM_391TE | POLT 391: LED Cobra Head - TaxEx | 6 | 6 | 6 | 6
ODP | 01 | Electricity | N | ODUM_392ST | ST.LT. 392: LS OH LED Cobra Head | 2 | 2 | 2 | 2
ODP | 01 | Electricity | N | ODUM_393 | POLT 393: LED Open Bottom - Res | 1497 | 1526 | 1538 | 1538
ODP | 01 | Electricity | N | ODUM_393C | POLT 393: LED Open Bottom - Com | 46 | 46 | 48 | 48
ODP | 01 | Electricity | N | ODUM_393ST | ST.LT. 393: LS OH LED Open Bottom | 3 | 3 | 3 | 3
ODP | 01 | Electricity | N | ODUM_393TE | POLT 393: LED Open Bottom - TaxEx | 30 | 33 | 33 | 33
ODP | 01 | Electricity | N | ODUM_393UE | POLT 393: LED Open Bottom - UtlEx | 1 | 1 | 1 | 1
ODP | 01 | Electricity | N | ODUM_406 | POLT 406: MV Open Bottom 7,000L - Res | 753 | 758 | 773 | 773
ODP | 01 | Electricity | N | ODUM_406C | POLT 406: MV Open Bottom 7,000L - Com | 106 | 108 | 110 | 110
ODP | 01 | Electricity | N | ODUM_406CU | 7,000L Mercury Vapor - Co Use | 6 | 6 | 6 | 6
ODP | 01 | Electricity | N | ODUM_406I | POLT 406: MV Open Bottom 7,000L - Ind | 2 | 2 | 2 | 2
ODP | 01 | Electricity | N | ODUM_406TE | POLT 406: MV Open Bottom 7,000L - Tax Ex | 43 | 45 | 47 | 47
ODP | 01 | Electricity | N | ODUM_406UE | POLT 406: MV Open Bottom 7,000L - Utl Ex | 1 | 1 | 1 | 1
ODP | 01 | Electricity | N | ODUM_407 | POLT 407: HPS Cobra Head 50,000L - Res | 2 | 2 | 2 | 2
ODP | 01 | Electricity | N | ODUM_407TE | POLT 407: HPS Cobra Head 50000L - Tax Ex | 1 | 1 | 1 | 1
ODP | 01 | Electricity | N | ODUM_428 | POLT 428: HPS Yard Type 9,500L - Res | 2352 | 2390 | 2420 | 2420
ODP | 01 | Electricity | N | ODUM_428C | POLT 428: HPS Yard Type 9,500L - Com | 101 | 104 | 105 | 105
ODP | 01 | Electricity | N | ODUM_428CU | 9,500L Yard Type HPS - Co use | 4 | 4 | 4 | 4
ODP | 01 | Electricity | N | ODUM_428I | POLT 428: HPS Yard Type 9,500L - Ind | 2 | 2 | 2 | 2
ODP | 01 | Electricity | N | ODUM_428TE | POLT 428: HPS Yard Type 9,500L - Tax Ex | 53 | 57 | 59 | 59
ODP | 01 | Electricity | N | ODUM_428UE | POLT 428: HPS Yard Type 9,500L - Utl Ex | 2 | 2 | 2 | 2
ODP | 01 | Electricity | N | ODUM_429C | POLT 429: HPS Cobra Head 22,000L - Com | 4 | 4 | 4 | 4
ODP | 01 | Electricity | N | ODUM_429I | POLT 429: HPS Cobra Head 22,000L - Ind | 1 | 1 | 1 | 1
ODP | 01 | Electricity | N | ODUM_429TE | POLT 429: HPS Cobra Head 22000L - Tax Ex | 3 | 3 | 3 | 3
ODP | 01 | Electricity | N | ODUM_456 | ST.LT. 456: RLS MV Cobra Head Fix/Pole | 1 | 1 | 1 | 1
ODP | 01 | Electricity | N | ODUM_462 | ST.LT. 462: RLS HPS 5800L Cobra Fixture | 1 | 2 | 3 | 3
ODP | 01 | Electricity | N | ODUM_463 | ST.LT. 463: RLS HPS 9500L Cobra Fixture | 17 | 18 | 27 | 27
ODP | 01 | Electricity | N | ODUM_464 | ST.LT. 464: RLS HPS 22000L Cobra Fixture | 12 | 12 | 13 | 13
ODP | 01 | Electricity | N | ODUM_465 | ST.LT. 465: RLS HPS 50000L Cobra Fixture | 7 | 7 | 10 | 10
ODP | 01 | Electricity | N | ODUM_472 | ST.LT. 472: RLS HPS 5800L Cobra Fix/Pole | 1 | 1 | 1 | 1
ODP | 01 | Electricity | N | ODUM_473 | ST.LT. 473: RLS HPS 9500L Cobra Fix/Pole | 4 | 4 | 4 | 4
ODP | 01 | Electricity | N | ODUM_474 | ST.LT. 474: RLS HPS 22000L Cobra Fix/Pol | 9 | 9 | 9 | 9
ODP | 01 | Electricity | N | ODUM_475 | ST.LT. 475: RLS HPS 50000L Cobra Fix/Pol | 2 | 2 | 2 | 2
ODP | 01 | Electricity | N | ODUM_487 | POLT 487: HPS Directional 9,500L - Res | 143 | 143 | 145 | 145
ODP | 01 | Electricity | N | ODUM_487C | POLT 487: HPS Directional 9,500L - Com | 24 | 24 | 24 | 24
ODP | 01 | Electricity | N | ODUM_487CU | 9,500L Directional HPS - Co Use | 2 | 2 | 2 | 2
ODP | 01 | Electricity | N | ODUM_487TE | POLT 487: HPS Directional 9500L - Tax Ex | 26 | 27 | 29 | 29
ODP | 01 | Electricity | N | ODUM_488 | POLT 488: HPS Directional 22,000L - Res | 116 | 117 | 122 | 122
ODP | 01 | Electricity | N | ODUM_488C | POLT 488: HPS Directional 22,000L - Com | 86 | 90 | 94 | 94
ODP | 01 | Electricity | N | ODUM_488CU | 22,000L Directional HPS - Co Use | 1 | 2 | 2 | 2
ODP | 01 | Electricity | N | ODUM_488TE | POLT 488: HPS Directional 22000L - TaxEx | 55 | 60 | 66 | 66
ODP | 01 | Electricity | N | ODUM_489 | POLT 489: HPS Directional 50,000L - Res | 48 | 50 | 54 | 54
ODP | 01 | Electricity | N | ODUM_489C | POLT 489: HPS Directional 50,000L - Com | 109 | 118 | 140 | 140
ODP | 01 | Electricity | N | ODUM_489CU | 50,000L Directional HPS - Co Use | 3 | 3 | 3 | 3
ODP | 01 | Electricity | N | ODUM_489TE | POLT 489: HPS Directional 50000L - TaxEx | 48 | 59 | 68 | 68
ODP | 01 | Electricity | N | ODUM_489UE | POLT 489: HPS Directional 50000L - UtlEx | 1 | 1 | 1 | 1
ODP | 01 | Electricity | N | ODUM_825 | Electric Excess Facilities | 4 | 4 | 5 | 5
ODP | 01 | Electricity | N | ODUM_828 | Excess Facilities ODL | 184 | 188 | 193 | 193
ODP | 01 | Electricity | N | ODUM_KC1ST | ST.LT. KC1: LS OH LED Cobra Head | 1 | 1 | 1 | 1
ODP | 01 | Electricity | N | ODUM_KC1TE | POLT KC1: LED Cobra Head - TaxEx | 5 | 5 | 5 | 5
ODP | 01 | Electricity | N | ODUM_KF1 | POLT KF1: Directional (Flood) - Res | 43 | 43 | 43 | 43
ODP | 01 | Electricity | N | ODUM_KF1C | POLT KF1: Directional (Flood) - Com | 2 | 2 | 2 | 2
ODP | 01 | Electricity | N | ODUM_KF1TE | POLT KF1: Directional (Flood) - TaxEx | 2 | 2 | 2 | 2
ODP | 01 | Electricity | N | ODUM_KF2 | POLT KF2: Directional (Flood) - Res | 113 | 115 | 118 | 118
ODP | 01 | Electricity | N | ODUM_KF2C | POLT KF2: Directional (Flood) - Com | 21 | 21 | 23 | 23
ODP | 01 | Electricity | N | ODUM_KF2TE | POLT KF2: Directional (Flood) - TaxEx | 3 | 3 | 3 | 3
ODP | 01 | Electricity | N | ODUM_KF2UE | POLT KF2: Directional (Flood) - UtlEx | 1 | 1 | 1 | 1
ODP | 01 | Electricity | N | ODUM_KF3 | POLT KF3: Directional (Flood) - Res | 56 | 57 | 59 | 59
ODP | 01 | Electricity | N | ODUM_KF3C | POLT KF3: Directional (Flood) - Com | 43 | 44 | 45 | 45
ODP | 01 | Electricity | N | ODUM_KF3I | POLT KF3: Directional (Flood) - Ind | 1 | 1 | 1 | 1
ODP | 01 | Electricity | N | ODUM_KF3ST | ST.LT. KF3: LS OH Directional (Flood) | 3 | 3 | 3 | 3
ODP | 01 | Electricity | N | ODUM_KF3TE | POLT KF3: Directional (Flood) - TaxEx | 28 | 28 | 32 | 32
ODP | 01 | Electricity | N | ODUM_KF3UE | POLT KF3: Directional (Flood) - UtlEx | 1 | 1 | 1 | 1
ODP | 01 | Electricity | N | ODUM_KF4 | POLT KF4: Directional (Flood) - Res | 22 | 22 | 22 | 22
ODP | 01 | Electricity | N | ODUM_KF4C | POLT KF4: Directional (Flood) - Com | 10 | 10 | 11 | 11
ODP | 01 | Electricity | N | ODUM_KF4TE | POLT KF4: Directional (Flood) - TaxEx | 6 | 6 | 6 | 6
[6 empty] | 1260785 | 1378090 | 1390076 | 1390076 | 1262838
Count of Contracts (excludes unmetered rate categories highlighted above) | [7 empty] | Contracts | Less MV90 and Out of Scope | Contracts less MV90 | Source
KU | 01 | Electricity | [5 empty] | 548353 | 746 | 547607 | KU: 678 MV-90 + 68 interconnection (meter retirements email)
LG&E | 01 | Electricity | [5 empty] | 448287 | 1140 | 447147 | LG&E electric: 1,116 MV-90 + 24 interconnection (meter retirements email)
LG&E | 02 | Gas | [5 empty] | 337080 | 2571 | 334509 | Rotary meters: 2,345 (AMI/AMR follow-up questions email). Pad meters: 226 (AMI/AMR follow-up questions email)
ODP | 01 | Electricity | [5 empty] | 28004 | 23 | 27981 | ODP: 16 MV-90 + 7 interconnection (meter retirements email)
[8 empty] | 1361724 | 4480 | 1357244

## LG&E-E AMI Opt Out
Louisville Gas and Electric Company
AMI Opt-Out - Electric Only
Cost Justification
Opt-Out Costs - Keep Existing Meter
| Category | Cost Type | Description | Unit Price/ Hourly Rate | Hours to Complete | Quantity/ Events | Cost
| Meter Readers | One-Time Fee | Cost to create initial work orders for meter exchange and optimize manual meter read routing. | 62.06 | 0.41667 | 2236 | 57819.2333
|  | Annual | Ongoing costs for meter readers, dispatchers, and supervisors, plus transportation costs. | 99.3271 | 0.18333 | 26832 | 488609.6385
|  | Annual | Costs of manual off-cycle meter reads necessary due to inability to perform Remote Meter Readings Services for non-AMI meters (bill complaints, re-reads), plus transportation costs. | #DIV/0! | 0.4686 | 0 | 0
| Field Services | One-Time Fee | Costs to travel to and from customer premise, remove existing meter and replace with non-communicating meter, close work orders, plus transportation costs. | 72.1498 | 0.68845 | 2236 | 111065.631
|  | Annual | Costs of manual off-cycle meter reads (bill complaints, re-reads, move-in/move-out re-reads), plus transportation costs. | 72.0743 | 0.4686 | 203 | 6856.1554
| Mesh Network | One-Time Capital | Cost of additional relays, access points, and supporting infrastructure, assuming an even distribution of lost endpoints throughout the territory. | 2735 |  | 5.6007 | 15317.8793
|  | Annual | Ongoing maintenance costs. | 1000 |  | 32.95% | 329.4522
| Enrollment, Billing, and Reporting | One-Time Capital | Updates to billing system to handle opt‐out enrollment, training for staff, and testing. | 103621.0772 |  | 1 | 103621.0772
|  | One-Time Fee | Customer Service Representative will take calls for opt-out customers, explain tariffs details, and set up account costs. | 4.5386 |  | 2236 | 10148.2413
|  | One-Time Capital | Updates to billing system to handle opt‐out billing and reporting, training for staff, and testing. | 29337.717 |  | 1 | 29337.717
|  |  | Total |  |  |  | 823105.0253
Proposed Opt-Out Rate Structure
Opt-Out Customers Who Keep Their Existing Meter
Contracts
1 | Number of targeted for AMI Replacement | [5 empty] | 447147
2 | Percent Opt-Out | [5 empty] | 0.5%
3 | Estimated Customers Opt-Out | [5 empty] | 2236
LG&E -- Electric AMI Opt-Out Charge
One-Time Fee
4 | Meter Readers | [5 empty] | 57819.2333
5 | Field Services | [5 empty] | 111065.631
6 | Enrollment | [5 empty] | 10148.2413
7 | One-Time Fee | [5 empty] | 179033.1056
8 | One-Time Fee costs divided by All Opt-Out Contracts | [5 empty] | 80.0685 | $18 due to change in all in burden rates
$29 due to change in average workorder time - Meter Reading - Field Services Q52
| One-Time and Recurring Capital Costs | [6 empty] | 47
15 Year Life
9 | Mesh Network | [5 empty] | 15317.8793
10 | Enrollment, Billing and Reporting | [5 empty] | 132958.7942
11 | One-Time and Recurring Capital Costs to be recovered | [5 empty] | 148276.6735
12 | One-Time and Recurring Capital Costs divided by All Opt-Out Contracts | [5 empty] | 66.3134
13 | Monthly Levelized Revenue Requirement Recovery of One-Time and Recurring Capital per Customer1 | [5 empty] | 1.1613
Annual Recurring Costs
14 | Meter Readers | [5 empty] | 488609.6385
15 | Field Services | [5 empty] | 6856.1554
16 | Mesh Network | [5 empty] | 329.4522
17 | Annual Recovery of on-going Costs | [5 empty] | 495795.2461
18 | Monthly Recovery of Recurring Costs per Contract | [5 empty] | 18.48
19 | Total Monthly Fee (13 + 18) | [5 empty] | 19.6413
1 15 year amortization rate including a return component

## LG&E-G AMI Opt Out
Louisville Gas and Electric Company
AMI Opt-Out - Gas Only
Cost Justification
Opt-Out Costs - Keep Existing Meter
| Category | Cost Type | Description | Unit Price/ Hourly Rate | Hours to Complete | Quantity/ Events | Cost
| Meter Readers | One-Time Fee | Cost to create initial work orders for meter exchange and optimize manual meter read routing. | 62.06 | 0.41667 | 1673 | 43260.9917
|  | Annual | Ongoing costs for meter readers, dispatchers, and supervisors, plus transportation costs. | 218.5133 | 0.033333 | 20076 | 146229.1068
|  | Annual | Costs of manual off-cycle meter reads necessary due to inability to perform Remote Meter Readings Services for non-AMI meters (bill complaints, re-reads), plus transportation costs. | #DIV/0! | 0.4686 | 0 | 0
| Field Services | One-Time Fee | Costs to travel to and from customer premise, remove existing meter and replace with non-communicating meter, close work orders, plus transportation costs. | 72.1498 | 0.75 | 1673 | 90530.0015
|  | Annual | Costs of manual off-cycle meter reads (bill complaints, re-reads, move-in/move-out re-reads), plus transportation costs. | 72.2507 | 0.4686 | 152 | 5146.2314
| Mesh Network | One-Time Capital | Cost of additional relays, access points, and supporting infrastructure, assuming an even distribution of lost endpoints throughout the territory. | 2735 |  | 4.1899 | 11459.2483
|  | Annual | Ongoing maintenance costs. | 1000 |  | 24.65% | 246.4619
| Enrollment, Billing, and Reporting | One-Time Capital | Updates to billing system to handle opt‐out enrollment, training for staff, and testing. | 77518.5407 |  | 1 | 77518.5407
|  | One-Time Fee | Customer Service Representative will take calls for opt-out customers, explain tariffs details, and set up account costs. | 4.5386 |  | 1673 | 7593.0267
|  | One-Time Capital | Updates to billing system to handle opt‐out billing and reporting, training for staff, and testing. | 21947.4365 |  | 1 | 21947.4365
|  |  | Total |  |  |  | 403931.0454
Proposed Opt-Out Rate Structure
Opt-Out Customers Who Keep Their Existing Meter
Contracts
1 | Number of targeted for AMI Replacement | [5 empty] | 334509
2 | Percent Opt-Out | [5 empty] | 0.5%
3 | Estimated Customers Opt-Out | [5 empty] | 1673
LG&E -- Gas AMI Opt-Out Charge
One-Time Fee
4 | Meter Readers | [5 empty] | 43260.9917
5 | Field Services | [5 empty] | 90530.0015
6 | Enrollment | [5 empty] | 7593.0267
7 | One-Time Fee | [5 empty] | 141384.0198
8 | One-Time Fee costs divided by All Opt-Out Contracts | [5 empty] | 84.5093 | $19 due to change in all in burden rates
$36 due to change in average workorder time - Meter Reading - Field Services Q52
| One-Time and Recurring Capital Costs | [6 empty] | 55
15 Year Life
9 | Mesh Network | [5 empty] | 11459.2483
10 | Enrollment, Billing and Reporting | [5 empty] | 99465.9772
11 | One-Time and Recurring Capital Costs to be recovered | [5 empty] | 110925.2254
12 | One-Time and Recurring Capital Costs divided by All Opt-Out Contracts | [5 empty] | 66.3032
13 | Monthly Levelized Revenue Requirement Recovery of One-Time and Recurring Capital per Customer1 | [5 empty] | 1.1671
Annual Recurring Costs
14 | Meter Readers | [5 empty] | 146229.1068
15 | Field Services | [5 empty] | 5146.2314
16 | Mesh Network | [5 empty] | 246.4619
17 | Annual Recovery of on-going Costs | [5 empty] | 151621.8001
18 | Monthly Recovery of Recurring Costs per Contract | [5 empty] | 7.55
19 | Total Monthly Fee (13 + 18) | [5 empty] | 8.7171
1 15 year amortization rate including a return component

## KU-E AMI Opt Out
Kentucky Utilities Company
AMI Opt-Out - Electric
Cost Justification
Opt-Out Costs - Keep Existing Meter
| Category | Cost Type | Description | Unit Price/ Hourly Rate | Hours to Complete | Quantity/ Events | Cost
| Meter Readers | One-Time Fee | Cost to create initial work orders for meter exchange and optimize manual meter read routing. | 69.6234 | 0.41667 | 2738 | 79428.7046
|  | Annual | Ongoing costs for meter readers, dispatchers, and supervisors, plus transportation costs. | 97.6972 | 0.23333 | 32856 | 748986.0702
|  | Annual | Costs of manual off-cycle meter reads necessary due to inability to perform Remote Meter Readings Services for non-AMI meters (bill complaints, re-reads), plus transportation costs. | 76.8877 | 0.52412 | 1 | 40.2983
| Field Services | One-Time Fee | Costs to travel to and from customer premise, remove existing meter and replace with non-communicating meter, close work orders, plus transportation costs. | 63.1835 | 0.63473 | 2738 | 109805.8628
|  | Annual | Costs of manual off-cycle meter reads (bill complaints, re-reads, move-in/move-out re-reads), plus transportation costs. | 63.1835 | 0.52412 | 310 | 10265.8534
| Mesh Network | One-Time Capital | Cost of additional relays, access points, and supporting infrastructure, assuming an even distribution of lost endpoints throughout the territory. | 2735 |  | 6.859 | 18759.3295
|  | Annual | Ongoing maintenance costs. | 1000 |  | 40.35% | 403.4698
| Enrollment, Billing, and Reporting | One-Time Capital | Updates to billing system to handle opt‐out enrollment, training for staff, and testing. | 126901.5049 |  | 1 | 126901.5049
|  | One-Time Fee | Customer Service Representative will take calls for opt-out customers, explain tariffs details, and set up account costs. | 4.6155 |  | 2738 | 12637.1215
|  | One-Time Capital | Updates to billing system to handle opt‐out billing and reporting, training for staff, and testing. | 35928.988 |  | 1 | 35928.988
|  |  | Total |  |  |  | 1143157.2031
Proposed Opt-Out Rate Structure
Opt-Out Customers Who Keep Their Existing Meter
Contracts
1 | Number of targeted for AMI Replacement | [5 empty] | 547607
2 | Percent Opt-Out | [5 empty] | 0.5%
3 | Estimated Customers Opt-Out | [5 empty] | 2738
Kentucky Utilities -- AMI Opt Out Charges
One-Time Fee
4 | Meter Readers | [5 empty] | 79428.7046
5 | Field Services | [5 empty] | 109805.8628
6 | Enrollment | [5 empty] | 12637.1215
7 | One-Time Fee | [5 empty] | 201871.689
8 | One-Time Fee costs divided by All Opt-Out Contracts | [5 empty] | 73.7296 | $17 increase due to change to all in burden rates
$29 due to change in average workorder time - Meter Reading - Field Services Q52
| One-Time and Recurring Capital Costs | [6 empty] | 46
15 Year Life
9 | Mesh Network | [5 empty] | 18759.3295
10 | Enrollment, Billing and Reporting | [5 empty] | 162830.4929
11 | One-Time and Recurring Capital Costs to be recovered | [5 empty] | 181589.8225
12 | One-Time and Recurring Capital Costs divided by All Opt-Out Contracts | [5 empty] | 66.3221
13 | Monthly Levelized Revenue Requirement Recovery of One-Time and Recurring Capital per Customer1 | [5 empty] | 1.1632
Annual Recurring Costs
14 | Meter Readers | [5 empty] | 749026.3684
15 | Field Services | [5 empty] | 10265.8534
16 | Mesh Network | [5 empty] | 403.4698
17 | Annual Recovery of on-going Costs | [5 empty] | 759695.6917
18 | Monthly Recovery of Recurring Costs per Contract | [5 empty] | 23.122
19 | Total Monthly Fee (13 + 18) | [5 empty] | 24.2851
1 15 year amortization rate including a return component

## LG&E-E AMI - 15-Year
Louisville Gas & Electric Company
AMI Opt-Out - Electric Only
Present Value of Replacement Plant as a Percentage of Original Cost
Cumulative
[7 empty] | Present | Present
| 15-Year S2.5 |  |  | Cost Escalation |  | Present Value | Value of | Value of
| Iowa Curve | Annual | Cumulative | Factor at a | Nominal | Factor at a | Annual | Annual
| Percent | Replacement | Replacement | 3% | Replacement | 6.7% | Replacement | Replaced
Year | Surviving | Percentage | Percentage | Inflation Factor | Cost | Discount Rate | Cost | Cost
(1) | (2) | (3) | (4) | (5) | (6) | (7) | (8) | (9)
[5 empty] | (3) x (5) |  | (6) x (7)
0 | 100
1 | 99.9996 | 0.00044123 | 0.00044123 | 1.03 | 0.00045447 | 0.93721 | 0.00042593 | 0.00042593
2 | 99.9896 | 0.009961 | 0.010402 | 1.0609 | 0.010568 | 0.87836 | 0.0092821 | 0.0097081
3 | 99.9359 | 0.053655 | 0.064057 | 1.0927 | 0.058631 | 0.8232 | 0.048265 | 0.057973
4 | 99.7705 | 0.16549 | 0.22955 | 1.1255 | 0.18626 | 0.77151 | 0.1437 | 0.20168
5 | 99.3856 | 0.38489 | 0.61444 | 1.1593 | 0.44619 | 0.72307 | 0.32263 | 0.5243
6 | 98.6307 | 0.75489 | 1.3693 | 1.1941 | 0.90138 | 0.67766 | 0.61083 | 1.1351
7 | 97.315 | 1.3157 | 2.685 | 1.2299 | 1.6181 | 0.63511 | 1.0277 | 2.1628
8 | 95.2219 | 2.0931 | 4.7781 | 1.2668 | 2.6515 | 0.59523 | 1.5782 | 3.7411
9 | 92.1367 | 3.0852 | 7.8633 | 1.3048 | 4.0254 | 0.55785 | 2.2456 | 5.9867
10 | 87.8845 | 4.2522 | 12.1155 | 1.3439 | 5.7146 | 0.52282 | 2.9877 | 8.9744
11 | 82.3704 | 5.5141 | 17.6296 | 1.3842 | 7.6328 | 0.48999 | 3.74 | 12.7145
12 | 75.6133 | 6.7571 | 24.3867 | 1.4258 | 9.634 | 0.45923 | 4.4242 | 17.1387
13 | 67.7636 | 7.8497 | 32.2364 | 1.4685 | 11.5276 | 0.43039 | 4.9613 | 22.1
14 | 59.0994 | 8.6642 | 40.9006 | 1.5126 | 13.1054 | 0.40336 | 5.2862 | 27.3863
15 | 50 | 9.0994 | 50 | 1.558 | 14.1765 | 0.37804 | 5.3592 | 32.7455
|  |  | Present Value of Replacement Plant as a Percentage of Original Cost |  |  |  |  | 32.7455
Louisville Gas & Electric Company
AMS Opt-out charge
1 | Present Value of Replacement Plant as a Percentage of Original Cost |  |  |  |  | 32.7455
2 | Original Cost Basis (100) |  |  |  |  | 100
3 | Total Present Value of Original and Replacement Cost Value as a Percentage of Original Cost |  |  |  |  | 132.7455
4 | Monthly Carrying Charge Percentage (Levelized Carrying Charge Rate / 12 months) |  |  |  |  | 0.010232
5 | Applicable Carrying Charge Charge Percentage (Lines 3 x 5) |  |  |  |  | 1.358%
6 | O&M Percentage |  |  |  |  | 0.3931%
7 | Distribution O&M 12 Months Ended December 31, 2024 |  |  |  | 50438067
8 | Distribution Plant in Service as December 31, 2024 |  |  |  | 1069339719.24
9 | Total Monthly Revenue Requirement as Percentage of Original Cost |  |  |  |  | 1.751%
10 | Remaining Fixed Costs per Opt-Out Customers |  |  |  |  | 66.3134
11 | Monthly Charge |  |  |  |  | 1.1613

## LG&E-E AMI - NPV 15-Year
| Louisville Gas & Electric Company | [6 empty] | Louisville Gas & Electric Company
| AMI Opt-Out - Electric Only | [6 empty] | AMI Opt-Out - Electric Only
| Levelized Carrying Charge Analysis | [6 empty] | Levelized Carrying Charge Analysis
| Assumptions: | [6 empty] | Assumptions:
| Investment |  |  | 1000 |  |  |  | Investment |  |  | 1000 |  |  | 1000
| Book Life |  |  | 15 |  |  |  | Book Life |  |  | 30 |  |  | 15
| Tax Life |  |  | 15 |  |  |  | Tax Life |  |  | 20 |  |  | 15
| Composite Tax Rate |  |  | 24.95% |  |  |  | Composite Tax Rate |  |  | 37.6% |  |  | 24.95%
| Property Tax Rate |  |  | 0% |  |  |  | Property Tax Rate |  |  | 0% |  |  | 0%
| Levelized Revenue Requirement Years |  |  | 15 |  |  |  | Levelized Revenue Requirement Years |  |  | 35 |  |  | 15
| O&M as Percent of Investment |  |  | 0% |  |  |  | O&M as Percent of Investment |  |  | 0% |  |  | 0%
| Results: | [6 empty] | Results:
| Present Value Revenue Requirement |  |  | 1043.4025 |  |  |  | Present Value Revenue Requirement |  |  | 0 |  |  | 1043.4025
| Levelized Revenue Requirement |  |  | 122.7793 |  |  |  | Levelized Revenue Requirement |  |  | 0 |  |  | 122.7793
| Levelized Carrying Charge Rate |  |  | 12.28% |  |  |  | Levelized Carrying Charge Rate |  |  | 0% |  |  | 12.28%
| Level of Investment that can be Supported by Revenue |  |  | 8.1447 | Times Net Revenue |  |  | Level of Investment that can be Supported by Revenue |  |  | #DIV/0! | Times Net Revenue |  | 8.1447 | Times Net Revenue
Cumulative
[15 empty] | Present | Present | Present | Annual
[7 empty] | Accumulated | [6 empty] | Annual | Value | Value | Value | Carrying
|  | Book | Residual | Tax | Residual | Deferred | Deferred |  |  |  |  | Property | Income | Revenue | Interest | Revenue | Revenue | Charge
Year | Investment | Depreciation | Plant | Depreciation | Plant | Income Tax | Income Tax | Rate Base | Interest | Equity | O&M | Taxes | Taxes | Requirement | Factor | Requirement | Requirement | Rate
0 | 1000 | [6 empty] | 0 | 0 | 0 |  | 0 | 0 | 0 | 1 | 0 | 0
1 |  | 66.6667 | 933.3333 | 50 | 950 | -4.1583 | -4.1583 | 937.4917 | 21.7704 | 54.3343 | 0 | 0 | 18.0632 | 160.8346 | 0.92492 | 148.7585 | 148.7585 | 16.08%
2 |  | 66.6667 | 866.6667 | 95 | 855 | 7.0692 | 2.9108 | 863.7558 | 20.0582 | 50.0608 | 0 | 0 | 16.6425 | 153.428 | 0.85547 | 131.2531 | 280.0115 | 15.34%
3 |  | 66.6667 | 800 | 85.5 | 769.5 | 4.6989 | 7.6097 | 792.3903 | 18.4009 | 45.9246 | 0 | 0 | 15.2674 | 146.2596 | 0.79124 | 115.7261 | 395.7377 | 14.63%
4 |  | 66.6667 | 733.3333 | 77 | 692.5 | 2.5782 | 10.1879 | 723.1454 | 16.7929 | 41.9114 | 0 | 0 | 13.9332 | 139.3042 | 0.73183 | 101.9468 | 497.6845 | 13.93%
5 |  | 66.6667 | 666.6667 | 69.3 | 623.2 | 0.65702 | 10.8449 | 655.8217 | 15.2295 | 38.0095 | 0 | 0 | 12.6361 | 132.5418 | 0.67688 | 89.7149 | 587.3994 | 13.25%
6 |  | 66.6667 | 600 | 62.3 | 560.9 | -1.0895 | 9.7554 | 590.2446 | 13.7067 | 34.2089 | 0 | 0 | 11.3726 | 125.9547 | 0.62606 | 78.8549 | 666.2543 | 12.6%
7 |  | 66.6667 | 533.3333 | 59 | 501.9 | -1.9128 | 7.8426 | 533.3333 | 12.3851 | 30.9104 | 0 | 0 | 10.276 | 120.2382 | 0.57905 | 69.624 | 735.8783 | 12.02%
8 |  | 66.6667 | 466.6667 | 59 | 442.9 | -1.9128 | 5.9298 | 466.6667 | 10.8369 | 27.0466 | 0 | 0 | 8.9915 | 113.5418 | 0.53557 | 60.8099 | 796.6882 | 11.35%
9 |  | 66.6667 | 400 | 59.1 | 383.8 | -1.8879 | 4.0419 | 400 | 9.2888 | 23.1828 | 0 | 0 | 7.707 | 106.8453 | 0.49536 | 52.9269 | 849.6152 | 10.68%
10 |  | 66.6667 | 333.3333 | 59 | 324.8 | -1.9128 | 2.1291 | 333.3333 | 7.7407 | 19.319 | 0 | 0 | 6.4225 | 100.1489 | 0.45817 | 45.8849 | 895.5 | 10.01%
11 |  | 66.6667 | 266.6667 | 59.1 | 265.7 | -1.8879 | 0.24118 | 266.6667 | 6.1925 | 15.4552 | 0 | 0 | 5.138 | 93.4524 | 0.42377 | 39.602 | 935.102 | 9.345%
12 |  | 66.6667 | 200 | 59 | 206.7 | -1.9128 | -1.6717 | 200 | 4.6444 | 11.5914 | 0 | 0 | 3.8535 | 86.756 | 0.39195 | 34.0038 | 969.1058 | 8.676%
13 |  | 66.6667 | 133.3333 | 59.1 | 147.6 | -1.8879 | -3.5595 | 133.3333 | 3.0963 | 7.7276 | 0 | 0 | 2.569 | 80.0596 | 0.36252 | 29.0231 | 998.1289 | 8.006%
14 |  | 66.6667 | 66.6667 | 59 | 88.6 | -1.9128 | -5.4724 | 66.6667 | 1.5481 | 3.8638 | 0 | 0 | 1.2845 | 73.3631 | 0.3353 | 24.5986 | 1022.7275 | 7.336%
15 |  | 66.6667 | 1.4211e-13 | 59.1 | 29.5 | -1.8879 | -7.3603 | 1.4211e-13 | 3.3e-15 | 8.2362e-15 | 0 | 0 | 2.7381e-15 | 66.6667 | 0.31012 | 20.6749 | 1043.4025 | 6.667%
16 |  | 0 | 1.4211e-13 | 29.5 | 4.9738e-14 | 7.3602 | -1.5099e-14 | 1.4211e-13 | 3.3e-15 | 8.2362e-15 | 0 | 0 | 2.7381e-15 | 1.4274e-14 | 0.28684 | 4.0944e-15 | 1043.4025 | 1.427e-15%
17 |  | 0 | 1.4211e-13 | 0 | 4.9738e-14 | 0 | -1.5099e-14 | 1.4211e-13 | 3.3e-15 | 1.1427e-14 | 0 | 0 | 3.799e-15 | 1.8527e-14 | 0.2653 | 4.9151e-15 | 1043.4025 | 1.853e-15%
18 |  | 0 | 1.4211e-13 | 0 | 4.9738e-14 | 0 | -1.5099e-14 | 1.4211e-13 | 3.3e-15 | 1.1427e-14 | 0 | 0 | 3.799e-15 | 1.8527e-14 | 0.24538 | 4.5461e-15 | 1043.4025 | 1.853e-15%
19 |  | 0 | 1.4211e-13 | 0 | 4.9738e-14 | 0 | -1.5099e-14 | 1.4211e-13 | 3.3e-15 | 1.1427e-14 | 0 | 0 | 3.799e-15 | 1.8527e-14 | 0.22696 | 4.2047e-15 | 1043.4025 | 1.853e-15%
20 |  | 0 | 1.4211e-13 | 0 | 4.9738e-14 | 0 | -1.5099e-14 | 1.4211e-13 | 3.3e-15 | 1.1427e-14 | 0 | 0 | 3.799e-15 | 1.8527e-14 | 0.20992 | 3.889e-15 | 1043.4025 | 1.853e-15%
21 |  | 0 | 1.4211e-13 | 0 | 4.9738e-14 | 0 | -1.5099e-14 | 1.4211e-13 | 3.3e-15 | 1.1427e-14 | 0 | 0 | 3.799e-15 | 1.8527e-14 | 0.19416 | 3.597e-15 | 1043.4025 | 1.853e-15%
22 |  | 0 | 1.4211e-13 | 0 | 4.9738e-14 | 0 | -1.5099e-14 | 1.4211e-13 | 3.3e-15 | 1.1427e-14 | 0 | 0 | 3.799e-15 | 1.8527e-14 | 0.17958 | 3.3269e-15 | 1043.4025 | 1.853e-15%
23 |  | 0 | 1.4211e-13 | 0 | 4.9738e-14 | 0 | -1.5099e-14 | 1.4211e-13 | 3.3e-15 | 1.1427e-14 | 0 | 0 | 3.799e-15 | 1.8527e-14 | 0.16609 | 3.0771e-15 | 1043.4025 | 1.853e-15%
24 |  | 0 | 1.4211e-13 | 0 | 4.9738e-14 | 0 | -1.5099e-14 | 1.4211e-13 | 3.3e-15 | 1.1427e-14 | 0 | 0 | 3.799e-15 | 1.8527e-14 | 0.15362 | 2.8461e-15 | 1043.4025 | 1.853e-15%
25 |  | 0 | 1.4211e-13 | 0 | 4.9738e-14 | 0 | -1.5099e-14 | 1.4211e-13 | 3.3e-15 | 1.1427e-14 | 0 | 0 | 3.799e-15 | 1.8527e-14 | 0.14209 | 2.6324e-15 | 1043.4025 | 1.853e-15%
26 |  | 0 | 1.4211e-13 | 0 | 4.9738e-14 | 0 | -1.5099e-14 | 1.4211e-13 | 3.3e-15 | 1.1427e-14 | 0 | 0 | 3.799e-15 | 1.8527e-14 | 0.13142 | 2.4348e-15 | 1043.4025 | 1.853e-15%
27 |  | 0 | 1.4211e-13 | 0 | 4.9738e-14 | 0 | -1.5099e-14 | 1.4211e-13 | 3.3e-15 | 1.1427e-14 | 0 | 0 | 3.799e-15 | 1.8527e-14 | 0.12155 | 2.2519e-15 | 1043.4025 | 1.853e-15%
28 |  | 0 | 1.4211e-13 | 0 | 4.9738e-14 | 0 | -1.5099e-14 | 1.4211e-13 | 3.3e-15 | 1.1427e-14 | 0 | 0 | 3.799e-15 | 1.8527e-14 | 0.11243 | 2.0829e-15 | 1043.4025 | 1.853e-15%
29 |  | 0 | 1.4211e-13 | 0 | 4.9738e-14 | 0 | -1.5099e-14 | 1.4211e-13 | 3.3e-15 | 1.1427e-14 | 0 | 0 | 3.799e-15 | 1.8527e-14 | 0.10398 | 1.9265e-15 | 1043.4025 | 1.853e-15%
30 |  | 0 | 1.4211e-13 | 0 | 4.9738e-14 | 0 | -1.5099e-14 | 1.4211e-13 | 3.3e-15 | 1.1427e-14 | 0 | 0 | 3.799e-15 | 1.8527e-14 | 0.096177 | 1.7818e-15 | 1043.4025 | 1.853e-15%
31 |  | 0 | 1.4211e-13 | 0 | 4.9738e-14 | 0 | -1.5099e-14 | 1.4211e-13 | 3.3e-15 | 1.1427e-14 | 0 | 0 | 3.799e-15 | 1.8527e-14 | 0.088956 | 1.648e-15 | 1043.4025 | 1.853e-15%
32 |  | 0 | 1.4211e-13 | 0 | 4.9738e-14 | 0 | -1.5099e-14 | 1.4211e-13 | 3.3e-15 | 1.1427e-14 | 0 | 0 | 3.799e-15 | 1.8527e-14 | 0.082276 | 1.5243e-15 | 1043.4025 | 1.853e-15%
33 |  | 0 | 1.4211e-13 | 0 | 4.9738e-14 | 0 | -1.5099e-14 | 1.4211e-13 | 3.3e-15 | 1.1427e-14 | 0 | 0 | 3.799e-15 | 1.8527e-14 | 0.076099 | 1.4098e-15 | 1043.4025 | 1.853e-15%
34 |  | 0 | 1.4211e-13 | 0 | 4.9738e-14 | 0 | -1.5099e-14 | 1.4211e-13 | 3.3e-15 | 1.1427e-14 | 0 | 0 | 3.799e-15 | 1.8527e-14 | 0.070385 | 1.304e-15 | 1043.4025 | 1.853e-15%
35 |  | 0 | 1.4211e-13 | 0 | 4.9738e-14 | 0 | -1.5099e-14 | 1.4211e-13 | 3.3e-15 | 1.1427e-14 | 0 | 0 | 3.799e-15 | 1.8527e-14 | 0.0651 | 1.2061e-15 | 1043.4025 | 1.853e-15%
36 |  | 0 | 1.4211e-13 | 0 | 4.9738e-14 | 0 | -1.5099e-14 | 1.4211e-13 | 3.3e-15 | 1.1427e-14 | 0 | 0 | 3.799e-15 | 1.8527e-14 | 0.060212 | 1.1155e-15 | 1043.4025 | 1.853e-15%
37 |  | 0 | 1.4211e-13 | 0 | 4.9738e-14 | 0 | -1.5099e-14 | 1.4211e-13 | 3.3e-15 | 1.1427e-14 | 0 | 0 | 3.799e-15 | 1.8527e-14 | 0.055691 | 1.0318e-15 | 1043.4025 | 1.853e-15%
38 |  | 0 | 1.4211e-13 | 0 | 4.9738e-14 | 0 | -1.5099e-14 | 1.4211e-13 | 3.3e-15 | 1.1427e-14 | 0 | 0 | 3.799e-15 | 1.8527e-14 | 0.05151 | 9.543e-16 | 1043.4025 | 1.853e-15%
39 |  | 0 | 1.4211e-13 | 0 | 4.9738e-14 | 0 | -1.5099e-14 | 1.4211e-13 | 3.3e-15 | 1.1427e-14 | 0 | 0 | 3.799e-15 | 1.8527e-14 | 0.047642 | 8.8264e-16 | 1043.4025 | 1.853e-15%
40 |  | 0 | 1.4211e-13 | 0 | 4.9738e-14 | 0 | -1.5099e-14 | 1.4211e-13 | 3.3e-15 | 1.1427e-14 | 0 | 0 | 3.799e-15 | 1.8527e-14 | 0.044065 | 8.1637e-16 | 1043.4025 | 1.853e-15%
41 | [15 empty] | 1043.4025
1043.4025

## LG&E-E AMI WACOC-Tax Table
Louisville Gas & Electric Company
AMI Opt-Out - Electric Only
Levelized Carrying Charge Analysis
Capital Structure:
|  |  |  | Weighted |  | Adjusted
|  | Percent | Rate | COC | Tax Rate | Rate
Short-Term Debt |  | 1.715% | 4.464% | 0.07655% | 24.95% | 0.05745%
Long-Term Debt |  | 45.36% | 4.951% | 2.246% | 24.95% | 1.685%
Common Equity |  | 52.93% | 10.95% | 5.796% |  | 5.796%
|  |  |  | 8.118% |  | 7.539%
Tax Depreciation Table (MACRS)
| 5 | 10 | 15 | 20
1 | 20% | 10% | 5% | 3.75%
2 | 32% | 18% | 9.5% | 7.219%
3 | 19.2% | 14.4% | 8.55% | 6.677%
4 | 11.52% | 11.52% | 7.7% | 6.177%
5 | 11.52% | 9.22% | 6.93% | 5.713%
6 | 5.76% | 7.37% | 6.23% | 5.285%
7 | 0% | 6.55% | 5.9% | 4.888%
8 | 0% | 6.55% | 5.9% | 4.522%
9 | 0% | 6.56% | 5.91% | 4.462%
10 | 0% | 6.55% | 5.9% | 4.461%
11 | 0% | 3.28% | 5.91% | 4.462%
12 | 0% | 0% | 5.9% | 4.461%
13 | 0% | 0% | 5.91% | 4.462%
14 | 0% | 0% | 5.9% | 4.461%
15 | 0% | 0% | 5.91% | 4.462%
16 | 0% | 0% | 2.95% | 4.461%
17 | 0% | 0% | 0% | 4.462%
18 | 0% | 0% | 0% | 4.461%
19 | 0% | 0% | 0% | 4.462%
20 | 0% | 0% | 0% | 4.461%
21 | 0% | 0% | 0% | 2.231%
22 | 0% | 0% | 0% | 0%
23 | 0% | 0% | 0% | 0%
24 | 0% | 0% | 0% | 0%
25 | 0% | 0% | 0% | 0%
26 | 0% | 0% | 0% | 0%
27 | 0% | 0% | 0% | 0%
28 | 0% | 0% | 0% | 0%
29 | 0% | 0% | 0% | 0%
30 | 0% | 0% | 0% | 0%
31 | 0% | 0% | 0% | 0%
31 | 0% | 0% | 0% | 0%

## LG&E-G AMI - 15-Year
Louisville Gas & Electric Company
AMI Opt-Out - Gas Only
Present Value of Replacement Plant as a Percentage of Original Cost
Cumulative
[7 empty] | Present | Present
| 15-Year S2.5 |  |  | Cost Escalation |  | Present Value | Value of | Value of
| Iowa Curve | Annual | Cumulative | Factor at a | Nominal | Factor at a | Annual | Annual
| Percent | Replacement | Replacement | 3% | Replacement | 6.7% | Replacement | Replaced
Year | Surviving | Percentage | Percentage | Inflation Factor | Cost | Discount Rate | Cost | Cost
(1) | (2) | (3) | (4) | (5) | (6) | (7) | (8) | (9)
[5 empty] | (3) x (5) |  | (6) x (7)
0 | 100
1 | 99.9996 | 0.00044123 | 0.00044123 | 1.03 | 0.00045447 | 0.93721 | 0.00042593 | 0.00042593
2 | 99.9896 | 0.009961 | 0.010402 | 1.0609 | 0.010568 | 0.87836 | 0.0092821 | 0.0097081
3 | 99.9359 | 0.053655 | 0.064057 | 1.0927 | 0.058631 | 0.8232 | 0.048265 | 0.057973
4 | 99.7705 | 0.16549 | 0.22955 | 1.1255 | 0.18626 | 0.77151 | 0.1437 | 0.20168
5 | 99.3856 | 0.38489 | 0.61444 | 1.1593 | 0.44619 | 0.72307 | 0.32263 | 0.5243
6 | 98.6307 | 0.75489 | 1.3693 | 1.1941 | 0.90138 | 0.67766 | 0.61083 | 1.1351
7 | 97.315 | 1.3157 | 2.685 | 1.2299 | 1.6181 | 0.63511 | 1.0277 | 2.1628
8 | 95.2219 | 2.0931 | 4.7781 | 1.2668 | 2.6515 | 0.59523 | 1.5782 | 3.7411
9 | 92.1367 | 3.0852 | 7.8633 | 1.3048 | 4.0254 | 0.55785 | 2.2456 | 5.9867
10 | 87.8845 | 4.2522 | 12.1155 | 1.3439 | 5.7146 | 0.52282 | 2.9877 | 8.9744
11 | 82.3704 | 5.5141 | 17.6296 | 1.3842 | 7.6328 | 0.48999 | 3.74 | 12.7145
12 | 75.6133 | 6.7571 | 24.3867 | 1.4258 | 9.634 | 0.45923 | 4.4242 | 17.1387
13 | 67.7636 | 7.8497 | 32.2364 | 1.4685 | 11.5276 | 0.43039 | 4.9613 | 22.1
14 | 59.0994 | 8.6642 | 40.9006 | 1.5126 | 13.1054 | 0.40336 | 5.2862 | 27.3863
15 | 50 | 9.0994 | 50 | 1.558 | 14.1765 | 0.37804 | 5.3592 | 32.7455
|  |  | Present Value of Replacement Plant as a Percentage of Original Cost |  |  |  |  | 32.7455
Louisville Gas & Electric Company
AMS Opt-out charge
1 | Present Value of Replacement Plant as a Percentage of Original Cost |  |  |  |  | 32.7455
2 | Original Cost Basis (100) |  |  |  |  | 100
3 | Total Present Value of Original and Replacement Cost Value as a Percentage of Original Cost |  |  |  |  | 132.7455
4 | Monthly Carrying Charge Percentage (Levelized Carrying Charge Rate / 12 months) |  |  |  |  | 0.010232
5 | Applicable Carrying Charge Charge Percentage (Lines 3 x 5) |  |  |  |  | 1.358%
6 | O&M Percentage |  |  |  |  | 0.4021%
7 | Distribution O&M 12 Months Ended December 31, 2024 |  |  |  | 35120246
8 | Distribution Plant in Service as December 31, 2024 |  |  |  | 727904688.69
9 | Total Monthly Revenue Requirement as Percentage of Original Cost |  |  |  |  | 1.76%
10 | Remaining Fixed Costs per Opt-Out Customers |  |  |  |  | 66.3032
11 | Monthly Charge |  |  |  |  | 1.1671

## LG&E-G AMI WACOC-Tax Table
Louisville Gas & Electric Company
AMI Opt-Out - Gas Only
Levelized Carrying Charge Analysis
Capital Structure:
|  |  |  | Weighted |  | Adjusted
|  | Percent | Rate | COC | Tax Rate | Rate
Short-Term Debt |  | 1.715% | 4.464% | 0.07655% | 24.95% | 0.05745%
Long-Term Debt |  | 45.36% | 4.951% | 2.246% | 24.95% | 1.685%
Common Equity |  | 52.93% | 10.95% | 5.796% |  | 5.796%
|  |  |  | 8.118% |  | 7.539%
Tax Depreciation Table (MACRS)
| 5 | 10 | 15 | 20
1 | 20% | 10% | 5% | 3.75%
2 | 32% | 18% | 9.5% | 7.219%
3 | 19.2% | 14.4% | 8.55% | 6.677%
4 | 11.52% | 11.52% | 7.7% | 6.177%
5 | 11.52% | 9.22% | 6.93% | 5.713%
6 | 5.76% | 7.37% | 6.23% | 5.285%
7 | 0% | 6.55% | 5.9% | 4.888%
8 | 0% | 6.55% | 5.9% | 4.522%
9 | 0% | 6.56% | 5.91% | 4.462%
10 | 0% | 6.55% | 5.9% | 4.461%
11 | 0% | 3.28% | 5.91% | 4.462%
12 | 0% | 0% | 5.9% | 4.461%
13 | 0% | 0% | 5.91% | 4.462%
14 | 0% | 0% | 5.9% | 4.461%
15 | 0% | 0% | 5.91% | 4.462%
16 | 0% | 0% | 2.95% | 4.461%
17 | 0% | 0% | 0% | 4.462%
18 | 0% | 0% | 0% | 4.461%
19 | 0% | 0% | 0% | 4.462%
20 | 0% | 0% | 0% | 4.461%
21 | 0% | 0% | 0% | 2.231%
22 | 0% | 0% | 0% | 0%
23 | 0% | 0% | 0% | 0%
24 | 0% | 0% | 0% | 0%
25 | 0% | 0% | 0% | 0%
26 | 0% | 0% | 0% | 0%
27 | 0% | 0% | 0% | 0%
28 | 0% | 0% | 0% | 0%
29 | 0% | 0% | 0% | 0%
30 | 0% | 0% | 0% | 0%
31 | 0% | 0% | 0% | 0%
31 | 0% | 0% | 0% | 0%

## LG&E-G AMI - NPV 15-Year
| Louisville Gas & Electric Company | [6 empty] | Louisville Gas & Electric Company
| AMI Opt-Out - Gas Only | [6 empty] | AMI Opt-Out - Gas Only
| Levelized Carrying Charge Analysis | [6 empty] | Levelized Carrying Charge Analysis
| Assumptions: | [6 empty] | Assumptions:
| Investment |  |  | 1000 |  |  |  | Investment |  |  | 1000 |  |  | 1000
| Book Life |  |  | 15 |  |  |  | Book Life |  |  | 30 |  |  | 15
| Tax Life |  |  | 15 |  |  |  | Tax Life |  |  | 20 |  |  | 15
| Composite Tax Rate |  |  | 24.95% |  |  |  | Composite Tax Rate |  |  | 37.6% |  |  | 24.95%
| Property Tax Rate |  |  | 0% |  |  |  | Property Tax Rate |  |  | 0% |  |  | 0%
| Levelized Revenue Requirement Years |  |  | 15 |  |  |  | Levelized Revenue Requirement Years |  |  | 35 |  |  | 15
| O&M as Percent of Investment |  |  | 0% |  |  |  | O&M as Percent of Investment |  |  | 0% |  |  | 0%
| Results: | [6 empty] | Results:
| Present Value Revenue Requirement |  |  | 1043.4025 |  |  |  | Present Value Revenue Requirement |  |  | 0 |  |  | 1043.4025
| Levelized Revenue Requirement |  |  | 122.7793 |  |  |  | Levelized Revenue Requirement |  |  | 0 |  |  | 122.7793
| Levelized Carrying Charge Rate |  |  | 12.28% |  |  |  | Levelized Carrying Charge Rate |  |  | 0% |  |  | 12.28%
| Level of Investment that can be Supported by Revenue |  |  | 8.1447 | Times Net Revenue |  |  | Level of Investment that can be Supported by Revenue |  |  | #DIV/0! | Times Net Revenue |  | 8.1447 | Times Net Revenue
Cumulative
[15 empty] | Present | Present | Present | Annual
[7 empty] | Accumulated | [6 empty] | Annual | Value | Value | Value | Carrying
|  | Book | Residual | Tax | Residual | Deferred | Deferred |  |  |  |  | Property | Income | Revenue | Interest | Revenue | Revenue | Charge
Year | Investment | Depreciation | Plant | Depreciation | Plant | Income Tax | Income Tax | Rate Base | Interest | Equity | O&M | Taxes | Taxes | Requirement | Factor | Requirement | Requirement | Rate
0 | 1000 | [6 empty] | 0 | 0 | 0 |  | 0 | 0 | 0 | 1 | 0 | 0
1 |  | 66.6667 | 933.3333 | 50 | 950 | -4.1583 | -4.1583 | 937.4917 | 21.7704 | 54.3343 | 0 | 0 | 18.0632 | 160.8346 | 0.92492 | 148.7585 | 148.7585 | 16.08%
2 |  | 66.6667 | 866.6667 | 95 | 855 | 7.0692 | 2.9108 | 863.7558 | 20.0582 | 50.0608 | 0 | 0 | 16.6425 | 153.428 | 0.85547 | 131.2531 | 280.0115 | 15.34%
3 |  | 66.6667 | 800 | 85.5 | 769.5 | 4.6989 | 7.6097 | 792.3903 | 18.4009 | 45.9246 | 0 | 0 | 15.2674 | 146.2596 | 0.79124 | 115.7261 | 395.7377 | 14.63%
4 |  | 66.6667 | 733.3333 | 77 | 692.5 | 2.5782 | 10.1879 | 723.1454 | 16.7929 | 41.9114 | 0 | 0 | 13.9332 | 139.3042 | 0.73183 | 101.9468 | 497.6845 | 13.93%
5 |  | 66.6667 | 666.6667 | 69.3 | 623.2 | 0.65702 | 10.8449 | 655.8217 | 15.2295 | 38.0095 | 0 | 0 | 12.6361 | 132.5418 | 0.67688 | 89.7149 | 587.3994 | 13.25%
6 |  | 66.6667 | 600 | 62.3 | 560.9 | -1.0895 | 9.7554 | 590.2446 | 13.7067 | 34.2089 | 0 | 0 | 11.3726 | 125.9547 | 0.62606 | 78.8549 | 666.2543 | 12.6%
7 |  | 66.6667 | 533.3333 | 59 | 501.9 | -1.9128 | 7.8426 | 533.3333 | 12.3851 | 30.9104 | 0 | 0 | 10.276 | 120.2382 | 0.57905 | 69.624 | 735.8783 | 12.02%
8 |  | 66.6667 | 466.6667 | 59 | 442.9 | -1.9128 | 5.9298 | 466.6667 | 10.8369 | 27.0466 | 0 | 0 | 8.9915 | 113.5418 | 0.53557 | 60.8099 | 796.6882 | 11.35%
9 |  | 66.6667 | 400 | 59.1 | 383.8 | -1.8879 | 4.0419 | 400 | 9.2888 | 23.1828 | 0 | 0 | 7.707 | 106.8453 | 0.49536 | 52.9269 | 849.6152 | 10.68%
10 |  | 66.6667 | 333.3333 | 59 | 324.8 | -1.9128 | 2.1291 | 333.3333 | 7.7407 | 19.319 | 0 | 0 | 6.4225 | 100.1489 | 0.45817 | 45.8849 | 895.5 | 10.01%
11 |  | 66.6667 | 266.6667 | 59.1 | 265.7 | -1.8879 | 0.24118 | 266.6667 | 6.1925 | 15.4552 | 0 | 0 | 5.138 | 93.4524 | 0.42377 | 39.602 | 935.102 | 9.345%
12 |  | 66.6667 | 200 | 59 | 206.7 | -1.9128 | -1.6717 | 200 | 4.6444 | 11.5914 | 0 | 0 | 3.8535 | 86.756 | 0.39195 | 34.0038 | 969.1058 | 8.676%
13 |  | 66.6667 | 133.3333 | 59.1 | 147.6 | -1.8879 | -3.5595 | 133.3333 | 3.0963 | 7.7276 | 0 | 0 | 2.569 | 80.0596 | 0.36252 | 29.0231 | 998.1289 | 8.006%
14 |  | 66.6667 | 66.6667 | 59 | 88.6 | -1.9128 | -5.4724 | 66.6667 | 1.5481 | 3.8638 | 0 | 0 | 1.2845 | 73.3631 | 0.3353 | 24.5986 | 1022.7275 | 7.336%
15 |  | 66.6667 | 1.4211e-13 | 59.1 | 29.5 | -1.8879 | -7.3603 | 1.4211e-13 | 3.3e-15 | 8.2362e-15 | 0 | 0 | 2.7381e-15 | 66.6667 | 0.31012 | 20.6749 | 1043.4025 | 6.667%
16 |  | 0 | 1.4211e-13 | 29.5 | 4.9738e-14 | 7.3602 | -1.5099e-14 | 1.4211e-13 | 3.3e-15 | 8.2362e-15 | 0 | 0 | 2.7381e-15 | 1.4274e-14 | 0.28684 | 4.0944e-15 | 1043.4025 | 1.427e-15%
17 |  | 0 | 1.4211e-13 | 0 | 4.9738e-14 | 0 | -1.5099e-14 | 1.4211e-13 | 1.0879e-16 | 1.1427e-14 | 0 | 0 | 3.799e-15 | 1.5335e-14 | 0.2653 | 4.0685e-15 | 1043.4025 | 1.534e-15%
18 |  | 0 | 1.4211e-13 | 0 | 4.9738e-14 | 0 | -1.5099e-14 | 1.4211e-13 | 1.0879e-16 | 1.1427e-14 | 0 | 0 | 3.799e-15 | 1.5335e-14 | 0.24538 | 3.763e-15 | 1043.4025 | 1.534e-15%
19 |  | 0 | 1.4211e-13 | 0 | 4.9738e-14 | 0 | -1.5099e-14 | 1.4211e-13 | 1.0879e-16 | 1.1427e-14 | 0 | 0 | 3.799e-15 | 1.5335e-14 | 0.22696 | 3.4805e-15 | 1043.4025 | 1.534e-15%
20 |  | 0 | 1.4211e-13 | 0 | 4.9738e-14 | 0 | -1.5099e-14 | 1.4211e-13 | 1.0879e-16 | 1.1427e-14 | 0 | 0 | 3.799e-15 | 1.5335e-14 | 0.20992 | 3.2191e-15 | 1043.4025 | 1.534e-15%
21 |  | 0 | 1.4211e-13 | 0 | 4.9738e-14 | 0 | -1.5099e-14 | 1.4211e-13 | 1.0879e-16 | 1.1427e-14 | 0 | 0 | 3.799e-15 | 1.5335e-14 | 0.19416 | 2.9774e-15 | 1043.4025 | 1.534e-15%
22 |  | 0 | 1.4211e-13 | 0 | 4.9738e-14 | 0 | -1.5099e-14 | 1.4211e-13 | 1.0879e-16 | 1.1427e-14 | 0 | 0 | 3.799e-15 | 1.5335e-14 | 0.17958 | 2.7539e-15 | 1043.4025 | 1.534e-15%
23 |  | 0 | 1.4211e-13 | 0 | 4.9738e-14 | 0 | -1.5099e-14 | 1.4211e-13 | 1.0879e-16 | 1.1427e-14 | 0 | 0 | 3.799e-15 | 1.5335e-14 | 0.16609 | 2.5471e-15 | 1043.4025 | 1.534e-15%
24 |  | 0 | 1.4211e-13 | 0 | 4.9738e-14 | 0 | -1.5099e-14 | 1.4211e-13 | 1.0879e-16 | 1.1427e-14 | 0 | 0 | 3.799e-15 | 1.5335e-14 | 0.15362 | 2.3558e-15 | 1043.4025 | 1.534e-15%
25 |  | 0 | 1.4211e-13 | 0 | 4.9738e-14 | 0 | -1.5099e-14 | 1.4211e-13 | 1.0879e-16 | 1.1427e-14 | 0 | 0 | 3.799e-15 | 1.5335e-14 | 0.14209 | 2.179e-15 | 1043.4025 | 1.534e-15%
26 |  | 0 | 1.4211e-13 | 0 | 4.9738e-14 | 0 | -1.5099e-14 | 1.4211e-13 | 1.0879e-16 | 1.1427e-14 | 0 | 0 | 3.799e-15 | 1.5335e-14 | 0.13142 | 2.0154e-15 | 1043.4025 | 1.534e-15%
27 |  | 0 | 1.4211e-13 | 0 | 4.9738e-14 | 0 | -1.5099e-14 | 1.4211e-13 | 1.0879e-16 | 1.1427e-14 | 0 | 0 | 3.799e-15 | 1.5335e-14 | 0.12155 | 1.864e-15 | 1043.4025 | 1.534e-15%
28 |  | 0 | 1.4211e-13 | 0 | 4.9738e-14 | 0 | -1.5099e-14 | 1.4211e-13 | 1.0879e-16 | 1.1427e-14 | 0 | 0 | 3.799e-15 | 1.5335e-14 | 0.11243 | 1.7241e-15 | 1043.4025 | 1.534e-15%
29 |  | 0 | 1.4211e-13 | 0 | 4.9738e-14 | 0 | -1.5099e-14 | 1.4211e-13 | 1.0879e-16 | 1.1427e-14 | 0 | 0 | 3.799e-15 | 1.5335e-14 | 0.10398 | 1.5946e-15 | 1043.4025 | 1.534e-15%
30 |  | 0 | 1.4211e-13 | 0 | 4.9738e-14 | 0 | -1.5099e-14 | 1.4211e-13 | 1.0879e-16 | 1.1427e-14 | 0 | 0 | 3.799e-15 | 1.5335e-14 | 0.096177 | 1.4749e-15 | 1043.4025 | 1.534e-15%
31 |  | 0 | 1.4211e-13 | 0 | 4.9738e-14 | 0 | -1.5099e-14 | 1.4211e-13 | 1.0879e-16 | 1.1427e-14 | 0 | 0 | 3.799e-15 | 1.5335e-14 | 0.088956 | 1.3642e-15 | 1043.4025 | 1.534e-15%
32 |  | 0 | 1.4211e-13 | 0 | 4.9738e-14 | 0 | -1.5099e-14 | 1.4211e-13 | 1.0879e-16 | 1.1427e-14 | 0 | 0 | 3.799e-15 | 1.5335e-14 | 0.082276 | 1.2617e-15 | 1043.4025 | 1.534e-15%
33 |  | 0 | 1.4211e-13 | 0 | 4.9738e-14 | 0 | -1.5099e-14 | 1.4211e-13 | 1.0879e-16 | 1.1427e-14 | 0 | 0 | 3.799e-15 | 1.5335e-14 | 0.076099 | 1.167e-15 | 1043.4025 | 1.534e-15%
34 |  | 0 | 1.4211e-13 | 0 | 4.9738e-14 | 0 | -1.5099e-14 | 1.4211e-13 | 1.0879e-16 | 1.1427e-14 | 0 | 0 | 3.799e-15 | 1.5335e-14 | 0.070385 | 1.0794e-15 | 1043.4025 | 1.534e-15%
35 |  | 0 | 1.4211e-13 | 0 | 4.9738e-14 | 0 | -1.5099e-14 | 1.4211e-13 | 1.0879e-16 | 1.1427e-14 | 0 | 0 | 3.799e-15 | 1.5335e-14 | 0.0651 | 9.9833e-16 | 1043.4025 | 1.534e-15%
36 |  | 0 | 1.4211e-13 | 0 | 4.9738e-14 | 0 | -1.5099e-14 | 1.4211e-13 | 1.0879e-16 | 1.1427e-14 | 0 | 0 | 3.799e-15 | 1.5335e-14 | 0.060212 | 9.2337e-16 | 1043.4025 | 1.534e-15%
37 |  | 0 | 1.4211e-13 | 0 | 4.9738e-14 | 0 | -1.5099e-14 | 1.4211e-13 | 1.0879e-16 | 1.1427e-14 | 0 | 0 | 3.799e-15 | 1.5335e-14 | 0.055691 | 8.5404e-16 | 1043.4025 | 1.534e-15%
38 |  | 0 | 1.4211e-13 | 0 | 4.9738e-14 | 0 | -1.5099e-14 | 1.4211e-13 | 1.0879e-16 | 1.1427e-14 | 0 | 0 | 3.799e-15 | 1.5335e-14 | 0.05151 | 7.8992e-16 | 1043.4025 | 1.534e-15%
39 |  | 0 | 1.4211e-13 | 0 | 4.9738e-14 | 0 | -1.5099e-14 | 1.4211e-13 | 1.0879e-16 | 1.1427e-14 | 0 | 0 | 3.799e-15 | 1.5335e-14 | 0.047642 | 7.3061e-16 | 1043.4025 | 1.534e-15%
40 |  | 0 | 1.4211e-13 | 0 | 4.9738e-14 | 0 | -1.5099e-14 | 1.4211e-13 | 1.0879e-16 | 1.1427e-14 | 0 | 0 | 3.799e-15 | 1.5335e-14 | 0.044065 | 6.7575e-16 | 1043.4025 | 1.534e-15%
41 | [15 empty] | 1043.4025
1043.4025

## KU AMI - 15-Year
Kentucky Utilities
AMI Opt-Out - Electric Only
Present Value of Replacement Plant as a Percentage of Original Cost
Cumulative
[7 empty] | Present | Present
| 15-Year S2.5 |  |  | Cost Escalation |  | Present Value | Value of | Value of
| Iowa Curve | Annual | Cumulative | Factor at a | Nominal | Factor at a | Annual | Annual
| Percent | Replacement | Replacement | 3% | Replacement | 6.74% | Replacement | Replaced
Year | Surviving | Percentage | Percentage | Inflation Factor | Cost | Discount Rate | Cost | Cost
(1) | (2) | (3) | (4) | (5) | (6) | (7) | (8) | (9)
[5 empty] | (3) x (5) |  | (6) x (7)
0 | 100
1 | 99.9996 | 0.00044123 | 0.00044123 | 1.03 | 0.00045447 | 0.93686 | 0.00042577 | 0.00042577
2 | 99.9896 | 0.009961 | 0.010402 | 1.0609 | 0.010568 | 0.8777 | 0.0092752 | 0.009701
3 | 99.9359 | 0.053655 | 0.064057 | 1.0927 | 0.058631 | 0.82228 | 0.048211 | 0.057911
4 | 99.7705 | 0.16549 | 0.22955 | 1.1255 | 0.18626 | 0.77036 | 0.14349 | 0.2014
5 | 99.3856 | 0.38489 | 0.61444 | 1.1593 | 0.44619 | 0.72171 | 0.32202 | 0.52342
6 | 98.6307 | 0.75489 | 1.3693 | 1.1941 | 0.90138 | 0.67614 | 0.60946 | 1.1329
7 | 97.315 | 1.3157 | 2.685 | 1.2299 | 1.6181 | 0.63345 | 1.025 | 2.1579
8 | 95.2219 | 2.0931 | 4.7781 | 1.2668 | 2.6515 | 0.59345 | 1.5735 | 3.7314
9 | 92.1367 | 3.0852 | 7.8633 | 1.3048 | 4.0254 | 0.55597 | 2.238 | 5.9694
10 | 87.8845 | 4.2522 | 12.1155 | 1.3439 | 5.7146 | 0.52087 | 2.9766 | 8.946
11 | 82.3704 | 5.5141 | 17.6296 | 1.3842 | 7.6328 | 0.48798 | 3.7247 | 12.6707
12 | 75.6133 | 6.7571 | 24.3867 | 1.4258 | 9.634 | 0.45717 | 4.4043 | 17.075
13 | 67.7636 | 7.8497 | 32.2364 | 1.4685 | 11.5276 | 0.4283 | 4.9372 | 22.0122
14 | 59.0994 | 8.6642 | 40.9006 | 1.5126 | 13.1054 | 0.40125 | 5.2586 | 27.2708
15 | 50 | 9.0994 | 50 | 1.558 | 14.1765 | 0.37592 | 5.3292 | 32.6
|  |  | Present Value of Replacement Plant as a Percentage of Original Cost |  |  |  |  | 32.6
Kentucky Utilities
AMS Opt-out charge
1 | Present Value of Replacement Plant as a Percentage of Original Cost |  |  |  |  | 32.6
2 | Original Cost Basis (100) |  |  |  |  | 100
3 | Total Present Value of Original and Replacement Cost Value as a Percentage of Original Cost |  |  |  |  | 132.6
4 | Monthly Carrying Charge Percentage (Levelized Carrying Charge Rate / 12 months) |  |  |  |  | 0.010221
5 | Applicable Carrying Charge Charge Percentage (Lines 3 x 5) |  |  |  |  | 1.355%
6 | O&M Percentage |  |  |  |  | 0.3985%
7 | Distribution O&M 12 Months Ended December 31, 2024 |  |  |  | 63460930
8 | Distribution Plant in Service as December 31, 2024 |  |  |  | 1327194302.94
9 | Total Monthly Revenue Requirement as Percentage of Original Cost |  |  |  |  | 1.754%
10 | Remaining Fixed Costs per Opt-Out Customers |  |  |  |  | 66.3221
11 | Monthly Charge |  |  |  |  | 1.1632

## KU AMI -WACOC-Tax Table
Kentucky Utilities
AMI Opt-Out - Electric Only
Levelized Carrying Charge Analysis
Capital Structure:
|  |  |  | Weighted |  | Adjusted
|  | Percent | Rate | COC | Tax Rate | Rate
Short-Term Debt |  | 2.546% | 4.459% | 0.1135% | 24.95% | 0.08521%
Long-Term Debt |  | 44.6% | 4.933% | 2.2% | 24.95% | 1.651%
Common Equity |  | 52.86% | 10.95% | 5.788% |  | 5.788%
|  |  |  | 8.102% |  | 7.524%
Tax Depreciation Table (MACRS)
| 5 | 10 | 15 | 20
1 | 20% | 10% | 5% | 3.75%
2 | 32% | 18% | 9.5% | 7.219%
3 | 19.2% | 14.4% | 8.55% | 6.677%
4 | 11.52% | 11.52% | 7.7% | 6.177%
5 | 11.52% | 9.22% | 6.93% | 5.713%
6 | 5.76% | 7.37% | 6.23% | 5.285%
7 | 0% | 6.55% | 5.9% | 4.888%
8 | 0% | 6.55% | 5.9% | 4.522%
9 | 0% | 6.56% | 5.91% | 4.462%
10 | 0% | 6.55% | 5.9% | 4.461%
11 | 0% | 3.28% | 5.91% | 4.462%
12 | 0% | 0% | 5.9% | 4.461%
13 | 0% | 0% | 5.91% | 4.462%
14 | 0% | 0% | 5.9% | 4.461%
15 | 0% | 0% | 5.91% | 4.462%
16 | 0% | 0% | 2.95% | 4.461%
17 | 0% | 0% | 0% | 4.462%
18 | 0% | 0% | 0% | 4.461%
19 | 0% | 0% | 0% | 4.462%
20 | 0% | 0% | 0% | 4.461%
21 | 0% | 0% | 0% | 2.231%
22 | 0% | 0% | 0% | 0%
23 | 0% | 0% | 0% | 0%
24 | 0% | 0% | 0% | 0%
25 | 0% | 0% | 0% | 0%
26 | 0% | 0% | 0% | 0%
27 | 0% | 0% | 0% | 0%
28 | 0% | 0% | 0% | 0%
29 | 0% | 0% | 0% | 0%
30 | 0% | 0% | 0% | 0%
31 | 0% | 0% | 0% | 0%
31 | 0% | 0% | 0% | 0%

## KU AMI - NPV 15- Year
| Kentucky Utilities | [6 empty] | Kentucky Utilities
| AMI Opt-Out - Electric Only | [6 empty] | AMI Opt-Out - Electric Only
| Levelized Carrying Charge Analysis | [6 empty] | Levelized Carrying Charge Analysis
| Assumptions: | [6 empty] | Assumptions:
| Investment |  |  | 1000 |  |  |  | Investment |  |  | 1000 |  |  | 1000
| Book Life |  |  | 15 |  |  |  | Book Life |  |  | 30 |  |  | 15
| Tax Life |  |  | 15 |  |  |  | Tax Life |  |  | 20 |  |  | 15
| Composite Tax Rate |  |  | 24.95% |  |  |  | Composite Tax Rate |  |  | 37.6% |  |  | 24.95%
| Property Tax Rate |  |  | 0% |  |  |  | Property Tax Rate |  |  | 0% |  |  | 0%
| Levelized Revenue Requirement Years |  |  | 15 |  |  |  | Levelized Revenue Requirement Years |  |  | 35 |  |  | 15
| O&M as Percent of Investment |  |  | 0% |  |  |  | O&M as Percent of Investment |  |  | 0% |  |  | 0%
| Results: | [6 empty] | Results:
| Present Value Revenue Requirement |  |  | 1043.3913 |  |  |  | Present Value Revenue Requirement |  |  | 0 |  |  | 1043.3913
| Levelized Revenue Requirement |  |  | 122.6558 |  |  |  | Levelized Revenue Requirement |  |  | 0 |  |  | 122.6558
| Levelized Carrying Charge Rate |  |  | 12.27% |  |  |  | Levelized Carrying Charge Rate |  |  | 0% |  |  | 12.27%
| Level of Investment that can be Supported by Revenue |  |  | 8.1529 | Times Net Revenue |  |  | Level of Investment that can be Supported by Revenue |  |  | #DIV/0! | Times Net Revenue |  | 8.1529 | Times Net Revenue
Cumulative
[15 empty] | Present | Present | Present | Annual
[7 empty] | Accumulated | [6 empty] | Annual | Value | Value | Value | Carrying
|  | Book | Residual | Tax | Residual | Deferred | Deferred |  |  |  |  | Property | Income | Revenue | Interest | Revenue | Revenue | Charge
Year | Investment | Depreciation | Plant | Depreciation | Plant | Income Tax | Income Tax | Rate Base | Interest | Equity | O&M | Taxes | Taxes | Requirement | Factor | Requirement | Requirement | Rate
0 | 1000 | [6 empty] | 0 | 0 | 0 |  | 0 | 0 | 0 | 1 | 0 | 0
1 |  | 66.6667 | 933.3333 | 50 | 950 | -4.1583 | -4.1583 | 937.4917 | 21.6902 | 54.2612 | 0 | 0 | 18.0389 | 160.6569 | 0.92506 | 148.6166 | 148.6166 | 16.07%
2 |  | 66.6667 | 866.6667 | 95 | 855 | 7.0692 | 2.9108 | 863.7558 | 19.9842 | 49.9934 | 0 | 0 | 16.6201 | 153.2644 | 0.85573 | 131.1527 | 279.7694 | 15.33%
3 |  | 66.6667 | 800 | 85.5 | 769.5 | 4.6989 | 7.6097 | 792.3903 | 18.3331 | 45.8628 | 0 | 0 | 15.2469 | 146.1094 | 0.7916 | 115.6598 | 395.4292 | 14.61%
4 |  | 66.6667 | 733.3333 | 77 | 692.5 | 2.5782 | 10.1879 | 723.1454 | 16.731 | 41.855 | 0 | 0 | 13.9145 | 139.1672 | 0.73227 | 101.9082 | 497.3374 | 13.92%
5 |  | 66.6667 | 666.6667 | 69.3 | 623.2 | 0.65702 | 10.8449 | 655.8217 | 15.1734 | 37.9584 | 0 | 0 | 12.6191 | 132.4175 | 0.67739 | 89.6986 | 587.036 | 13.24%
6 |  | 66.6667 | 600 | 62.3 | 560.9 | -1.0895 | 9.7554 | 590.2446 | 13.6561 | 34.1628 | 0 | 0 | 11.3573 | 125.8429 | 0.62663 | 78.8564 | 665.8924 | 12.58%
7 |  | 66.6667 | 533.3333 | 59 | 501.9 | -1.9128 | 7.8426 | 533.3333 | 12.3394 | 30.8689 | 0 | 0 | 10.2622 | 120.1371 | 0.57966 | 69.6392 | 735.5316 | 12.01%
8 |  | 66.6667 | 466.6667 | 59 | 442.9 | -1.9128 | 5.9298 | 466.6667 | 10.797 | 27.0102 | 0 | 0 | 8.9794 | 113.4533 | 0.53622 | 60.8362 | 796.3678 | 11.35%
9 |  | 66.6667 | 400 | 59.1 | 383.8 | -1.8879 | 4.0419 | 400 | 9.2546 | 23.1516 | 0 | 0 | 7.6966 | 106.7695 | 0.49604 | 52.9615 | 849.3292 | 10.68%
10 |  | 66.6667 | 333.3333 | 59 | 324.8 | -1.9128 | 2.1291 | 333.3333 | 7.7121 | 19.293 | 0 | 0 | 6.4139 | 100.0857 | 0.45886 | 45.9254 | 895.2546 | 10.01%
11 |  | 66.6667 | 266.6667 | 59.1 | 265.7 | -1.8879 | 0.24118 | 266.6667 | 6.1697 | 15.4344 | 0 | 0 | 5.1311 | 93.4019 | 0.42447 | 39.6465 | 934.9011 | 9.34%
12 |  | 66.6667 | 200 | 59 | 206.7 | -1.9128 | -1.6717 | 200 | 4.6273 | 11.5758 | 0 | 0 | 3.8483 | 86.7181 | 0.39266 | 34.0507 | 968.9518 | 8.672%
13 |  | 66.6667 | 133.3333 | 59.1 | 147.6 | -1.8879 | -3.5595 | 133.3333 | 3.0849 | 7.7172 | 0 | 0 | 2.5655 | 80.0343 | 0.36323 | 29.0711 | 998.0229 | 8.003%
14 |  | 66.6667 | 66.6667 | 59 | 88.6 | -1.9128 | -5.4724 | 66.6667 | 1.5424 | 3.8586 | 0 | 0 | 1.2828 | 73.3505 | 0.33601 | 24.6465 | 1022.6694 | 7.335%
15 |  | 66.6667 | 1.4211e-13 | 59.1 | 29.5 | -1.8879 | -7.3603 | 1.4211e-13 | 3.2879e-15 | 8.2251e-15 | 0 | 0 | 2.7344e-15 | 66.6667 | 0.31083 | 20.7219 | 1043.3913 | 6.667%
16 |  | 0 | 1.4211e-13 | 29.5 | 4.9738e-14 | 7.3602 | -1.5099e-14 | 1.4211e-13 | 3.2879e-15 | 8.2251e-15 | 0 | 0 | 2.7344e-15 | 1.4247e-14 | 0.28753 | 4.0966e-15 | 1043.3913 | 1.425e-15%
17 |  | 0 | 1.4211e-13 | 0 | 4.9738e-14 | 0 | -1.5099e-14 | 1.4211e-13 | 1.6134e-16 | 1.1352e-14 | 0 | 0 | 3.7738e-15 | 1.5287e-14 | 0.26599 | 4.0661e-15 | 1043.3913 | 1.529e-15%
18 |  | 0 | 1.4211e-13 | 0 | 4.9738e-14 | 0 | -1.5099e-14 | 1.4211e-13 | 1.6134e-16 | 1.1352e-14 | 0 | 0 | 3.7738e-15 | 1.5287e-14 | 0.24605 | 3.7613e-15 | 1043.3913 | 1.529e-15%
19 |  | 0 | 1.4211e-13 | 0 | 4.9738e-14 | 0 | -1.5099e-14 | 1.4211e-13 | 1.6134e-16 | 1.1352e-14 | 0 | 0 | 3.7738e-15 | 1.5287e-14 | 0.22761 | 3.4794e-15 | 1043.3913 | 1.529e-15%
20 |  | 0 | 1.4211e-13 | 0 | 4.9738e-14 | 0 | -1.5099e-14 | 1.4211e-13 | 1.6134e-16 | 1.1352e-14 | 0 | 0 | 3.7738e-15 | 1.5287e-14 | 0.21055 | 3.2187e-15 | 1043.3913 | 1.529e-15%
21 |  | 0 | 1.4211e-13 | 0 | 4.9738e-14 | 0 | -1.5099e-14 | 1.4211e-13 | 1.6134e-16 | 1.1352e-14 | 0 | 0 | 3.7738e-15 | 1.5287e-14 | 0.19477 | 2.9775e-15 | 1043.3913 | 1.529e-15%
22 |  | 0 | 1.4211e-13 | 0 | 4.9738e-14 | 0 | -1.5099e-14 | 1.4211e-13 | 1.6134e-16 | 1.1352e-14 | 0 | 0 | 3.7738e-15 | 1.5287e-14 | 0.18018 | 2.7543e-15 | 1043.3913 | 1.529e-15%
23 |  | 0 | 1.4211e-13 | 0 | 4.9738e-14 | 0 | -1.5099e-14 | 1.4211e-13 | 1.6134e-16 | 1.1352e-14 | 0 | 0 | 3.7738e-15 | 1.5287e-14 | 0.16667 | 2.5479e-15 | 1043.3913 | 1.529e-15%
24 |  | 0 | 1.4211e-13 | 0 | 4.9738e-14 | 0 | -1.5099e-14 | 1.4211e-13 | 1.6134e-16 | 1.1352e-14 | 0 | 0 | 3.7738e-15 | 1.5287e-14 | 0.15418 | 2.3569e-15 | 1043.3913 | 1.529e-15%
25 |  | 0 | 1.4211e-13 | 0 | 4.9738e-14 | 0 | -1.5099e-14 | 1.4211e-13 | 1.6134e-16 | 1.1352e-14 | 0 | 0 | 3.7738e-15 | 1.5287e-14 | 0.14263 | 2.1803e-15 | 1043.3913 | 1.529e-15%
26 |  | 0 | 1.4211e-13 | 0 | 4.9738e-14 | 0 | -1.5099e-14 | 1.4211e-13 | 1.6134e-16 | 1.1352e-14 | 0 | 0 | 3.7738e-15 | 1.5287e-14 | 0.13194 | 2.0169e-15 | 1043.3913 | 1.529e-15%
27 |  | 0 | 1.4211e-13 | 0 | 4.9738e-14 | 0 | -1.5099e-14 | 1.4211e-13 | 1.6134e-16 | 1.1352e-14 | 0 | 0 | 3.7738e-15 | 1.5287e-14 | 0.12205 | 1.8658e-15 | 1043.3913 | 1.529e-15%
28 |  | 0 | 1.4211e-13 | 0 | 4.9738e-14 | 0 | -1.5099e-14 | 1.4211e-13 | 1.6134e-16 | 1.1352e-14 | 0 | 0 | 3.7738e-15 | 1.5287e-14 | 0.1129 | 1.7259e-15 | 1043.3913 | 1.529e-15%
29 |  | 0 | 1.4211e-13 | 0 | 4.9738e-14 | 0 | -1.5099e-14 | 1.4211e-13 | 1.6134e-16 | 1.1352e-14 | 0 | 0 | 3.7738e-15 | 1.5287e-14 | 0.10444 | 1.5966e-15 | 1043.3913 | 1.529e-15%
30 |  | 0 | 1.4211e-13 | 0 | 4.9738e-14 | 0 | -1.5099e-14 | 1.4211e-13 | 1.6134e-16 | 1.1352e-14 | 0 | 0 | 3.7738e-15 | 1.5287e-14 | 0.096614 | 1.4769e-15 | 1043.3913 | 1.529e-15%
31 |  | 0 | 1.4211e-13 | 0 | 4.9738e-14 | 0 | -1.5099e-14 | 1.4211e-13 | 1.6134e-16 | 1.1352e-14 | 0 | 0 | 3.7738e-15 | 1.5287e-14 | 0.089374 | 1.3662e-15 | 1043.3913 | 1.529e-15%
32 |  | 0 | 1.4211e-13 | 0 | 4.9738e-14 | 0 | -1.5099e-14 | 1.4211e-13 | 1.6134e-16 | 1.1352e-14 | 0 | 0 | 3.7738e-15 | 1.5287e-14 | 0.082676 | 1.2638e-15 | 1043.3913 | 1.529e-15%
33 |  | 0 | 1.4211e-13 | 0 | 4.9738e-14 | 0 | -1.5099e-14 | 1.4211e-13 | 1.6134e-16 | 1.1352e-14 | 0 | 0 | 3.7738e-15 | 1.5287e-14 | 0.07648 | 1.1691e-15 | 1043.3913 | 1.529e-15%
34 |  | 0 | 1.4211e-13 | 0 | 4.9738e-14 | 0 | -1.5099e-14 | 1.4211e-13 | 1.6134e-16 | 1.1352e-14 | 0 | 0 | 3.7738e-15 | 1.5287e-14 | 0.070748 | 1.0815e-15 | 1043.3913 | 1.529e-15%
35 |  | 0 | 1.4211e-13 | 0 | 4.9738e-14 | 0 | -1.5099e-14 | 1.4211e-13 | 1.6134e-16 | 1.1352e-14 | 0 | 0 | 3.7738e-15 | 1.5287e-14 | 0.065446 | 1.0005e-15 | 1043.3913 | 1.529e-15%
36 |  | 0 | 1.4211e-13 | 0 | 4.9738e-14 | 0 | -1.5099e-14 | 1.4211e-13 | 1.6134e-16 | 1.1352e-14 | 0 | 0 | 3.7738e-15 | 1.5287e-14 | 0.060541 | 9.2548e-16 | 1043.3913 | 1.529e-15%
37 |  | 0 | 1.4211e-13 | 0 | 4.9738e-14 | 0 | -1.5099e-14 | 1.4211e-13 | 1.6134e-16 | 1.1352e-14 | 0 | 0 | 3.7738e-15 | 1.5287e-14 | 0.056004 | 8.5612e-16 | 1043.3913 | 1.529e-15%
38 |  | 0 | 1.4211e-13 | 0 | 4.9738e-14 | 0 | -1.5099e-14 | 1.4211e-13 | 1.6134e-16 | 1.1352e-14 | 0 | 0 | 3.7738e-15 | 1.5287e-14 | 0.051807 | 7.9196e-16 | 1043.3913 | 1.529e-15%
39 |  | 0 | 1.4211e-13 | 0 | 4.9738e-14 | 0 | -1.5099e-14 | 1.4211e-13 | 1.6134e-16 | 1.1352e-14 | 0 | 0 | 3.7738e-15 | 1.5287e-14 | 0.047924 | 7.3261e-16 | 1043.3913 | 1.529e-15%
40 |  | 0 | 1.4211e-13 | 0 | 4.9738e-14 | 0 | -1.5099e-14 | 1.4211e-13 | 1.6134e-16 | 1.1352e-14 | 0 | 0 | 3.7738e-15 | 1.5287e-14 | 0.044333 | 6.777e-16 | 1043.3913 | 1.529e-15%
41 | [15 empty] | 1043.3913
1043.3913

## ODP-E AMI Opt Out (hidden)
Old Dominion Power Company
AMI Opt-Out - Electric
Cost Justification
Opt-Out Costs - Keep Existing Meter
| Category | Cost Type | Description | Unit Price/ Hourly Rate | Hours to Complete | Quantity/ Events | Cost
| Meter Readers | One-Time Fee | Cost to create initial work orders for meter exchange and optimize manual meter read routing. | 50.4133 | 0.41667 | 140 | 2940.7784
|  | Annual | Ongoing costs for meter readers, dispatchers, and supervisors, plus transportation costs. | 80.0922 | 0.21667 | 1680 | 29153.5702
|  | Annual | Costs of manual off-cycle meter reads necessary due to inability to perform Remote Meter Readings Services for non-AMI meters (bill complaints, re-reads), plus transportation costs. | #DIV/0! | 0.52412 | 0 | 0
| Field Services | One-Time Fee | Costs to travel to and from customer premise, remove existing meter and replace with non-communicating meter, close work orders, plus transportation costs. | 66.0427 | 0.63473 | 140 | 5868.692
|  | Annual | Costs of manual off-cycle meter reads (bill complaints, re-reads, move-in/move-out re-reads), plus transportation costs. | 122.6508 | 0.52412 | 21 | 1349.9546
| Mesh Network | One-Time Capital | Cost of additional relays, access points, and supporting infrastructure, assuming an even distribution of lost endpoints throughout the territory. | 2735 |  | 0.35047 | 958.5429
|  | Annual | Ongoing maintenance costs. | 1000 |  | 2.062% | 20.616
| Enrollment, Billing, and Reporting | One-Time Capital | Updates to billing system to handle opt‐out enrollment, training for staff, and testing. | 6484.2688 |  | 1 | 6484.2688
|  | One-Time Fee | Customer Service Representative will take calls for opt-out customers, explain tariffs details, and set up account costs. | 4.6155 |  | 140 | 646.164
|  | One-Time Capital | Updates to billing system to handle opt‐out billing and reporting, training for staff, and testing. | 1835.8586 |  | 1 | 1835.8586
|  |  | Total |  |  |  | 49258.4456
Proposed Opt-Out Rate Structure
Opt-Out Customers Who Keep Their Existing Meter
Contracts
1 | Number of targeted for AMI Replacement | [5 empty] | 27981
2 | Percent Opt-Out | [5 empty] | 0.5%
3 | Estimated Customers Opt-Out | [5 empty] | 140
One-Time Fee
4 | Meter Readers | [5 empty] | 2940.7784
5 | Field Services | [5 empty] | 5868.692
6 | Enrollment | [5 empty] | 646.164
7 | One-Time Fee | [5 empty] | 9455.6344
8 | One-Time Fee costs divided by All Opt-Out Contracts | [5 empty] | 67.5402
One-Time and Recurring Capital Costs
15 Year Life
9 | Mesh Network | [5 empty] | 958.5429
10 | Enrollment, Billing and Reporting | [5 empty] | 8320.1274
11 | One-Time and Recurring Capital Costs to be recovered | [5 empty] | 9278.6703
12 | One-Time and Recurring Capital Costs divided by All Opt-Out Contracts | [5 empty] | 66.2762
13 | Monthly Levelized Revenue Requirement Recovery of One-Time and Recurring Capital per Customer1 | [5 empty] | 1.1125
Annual Recurring Costs
14 | Meter Readers | [5 empty] | 29153.5702
15 | Field Services | [5 empty] | 1349.9546
16 | Mesh Network | [5 empty] | 20.616
17 | Annual Recovery of on-going Costs | [5 empty] | 30524.1409
18 | Monthly Recovery of Recurring Costs per Contract | [5 empty] | 18.1691
19 | Total Monthly Fee (13 + 18) | [5 empty] | 19.2816
1 15 year amortization rate including a return component

## ODP AMI - 15-Year (hidden)
Old Dominion Power Company
AMI Opt-Out - Electric Only
Present Value of Replacement Plant as a Percentage of Original Cost
Cumulative
[7 empty] | Present | Present
| 15-Year S2.5 |  |  | Cost Escalation |  | Present Value | Value of | Value of
| Iowa Curve | Annual | Cumulative | Factor at a | Nominal | Factor at a | Annual | Annual
| Percent | Replacement | Replacement | 3% | Replacement | 6.74% | Replacement | Replaced
Year | Surviving | Percentage | Percentage | Inflation Factor | Cost | Discount Rate | Cost | Cost
(1) | (2) | (3) | (4) | (5) | (6) | (7) | (8) | (9)
[5 empty] | (3) x (5) |  | (6) x (7)
0 | 100
1 | 99.9996 | 0.00044123 | 0.00044123 | 1.03 | 0.00045447 | 0.93686 | 0.00042577 | 0.00042577
2 | 99.9896 | 0.009961 | 0.010402 | 1.0609 | 0.010568 | 0.8777 | 0.0092752 | 0.009701
3 | 99.9359 | 0.053655 | 0.064057 | 1.0927 | 0.058631 | 0.82228 | 0.048211 | 0.057911
4 | 99.7705 | 0.16549 | 0.22955 | 1.1255 | 0.18626 | 0.77036 | 0.14349 | 0.2014
5 | 99.3856 | 0.38489 | 0.61444 | 1.1593 | 0.44619 | 0.72171 | 0.32202 | 0.52342
6 | 98.6307 | 0.75489 | 1.3693 | 1.1941 | 0.90138 | 0.67614 | 0.60946 | 1.1329
7 | 97.315 | 1.3157 | 2.685 | 1.2299 | 1.6181 | 0.63345 | 1.025 | 2.1579
8 | 95.2219 | 2.0931 | 4.7781 | 1.2668 | 2.6515 | 0.59345 | 1.5735 | 3.7314
9 | 92.1367 | 3.0852 | 7.8633 | 1.3048 | 4.0254 | 0.55597 | 2.238 | 5.9694
10 | 87.8845 | 4.2522 | 12.1155 | 1.3439 | 5.7146 | 0.52087 | 2.9766 | 8.946
11 | 82.3704 | 5.5141 | 17.6296 | 1.3842 | 7.6328 | 0.48798 | 3.7247 | 12.6707
12 | 75.6133 | 6.7571 | 24.3867 | 1.4258 | 9.634 | 0.45717 | 4.4043 | 17.075
13 | 67.7636 | 7.8497 | 32.2364 | 1.4685 | 11.5276 | 0.4283 | 4.9372 | 22.0122
14 | 59.0994 | 8.6642 | 40.9006 | 1.5126 | 13.1054 | 0.40125 | 5.2586 | 27.2708
15 | 50 | 9.0994 | 50 | 1.558 | 14.1765 | 0.37592 | 5.3292 | 32.6
|  |  | Present Value of Replacement Plant as a Percentage of Original Cost |  |  |  |  | 32.6
Old Dominion Power Company
AMS Opt-out charge
1 | Present Value of Replacement Plant as a Percentage of Original Cost |  |  |  |  | 32.6
2 | Original Cost Basis (100) |  |  |  |  | 100
3 | Total Present Value of Original and Replacement Cost Value as a Percentage of Original Cost |  |  |  |  | 132.6
4 | Monthly Carrying Charge Percentage (Levelized Carrying Charge Rate / 12 months) |  |  |  |  | 0.0096538
5 | Applicable Carrying Charge Charge Percentage (Lines 3 x 5) |  |  |  |  | 1.28%
6 | O&M Percentage |  |  |  |  | 0.3985%
7 | Distribution O&M 12 Months Ended December 31, 2024 |  |  |  | 63460930
8 | Distribution Plant in Service as December 31, 2024 |  |  |  | 1327194302.94
9 | Total Monthly Revenue Requirement as Percentage of Original Cost |  |  |  |  | 1.679%
10 | Remaining Fixed Costs per Opt-Out Customers |  |  |  |  | 66.2762
11 | Monthly Charge |  |  |  |  | 1.1125

## ODP AMI -WACOC-Tax Table (hidden)
Old Dominion Power Company
AMI Opt-Out - Electric Only
Levelized Carrying Charge Analysis
Capital Structure:
|  |  |  | Weighted |  | Adjusted
| Amount ($000) | Percent | Rate | COC | Tax Rate | Rate
Short-Term Debt | 109575824 | 1.762% | 0.459% | 0.008087% | 24.95% | 0.00607%
Long-Term Debt | 2806177780 | 45.12% | 4.162% | 1.878% | 24.95% | 1.409%
Common Equity | 3303236551 | 53.12% | 10% | 5.312% |  | 5.312%
| 6218990155 |  |  | 7.198% |  | 6.727%
Tax Depreciation Table (MACRS)
| 5 | 10 | 15 | 20
1 | 20% | 10% | 5% | 3.75%
2 | 32% | 18% | 9.5% | 7.219%
3 | 19.2% | 14.4% | 8.55% | 6.677%
4 | 11.52% | 11.52% | 7.7% | 6.177%
5 | 11.52% | 9.22% | 6.93% | 5.713%
6 | 5.76% | 7.37% | 6.23% | 5.285%
7 | 0% | 6.55% | 5.9% | 4.888%
8 | 0% | 6.55% | 5.9% | 4.522%
9 | 0% | 6.56% | 5.91% | 4.462%
10 | 0% | 6.55% | 5.9% | 4.461%
11 | 0% | 3.28% | 5.91% | 4.462%
12 | 0% | 0% | 5.9% | 4.461%
13 | 0% | 0% | 5.91% | 4.462%
14 | 0% | 0% | 5.9% | 4.461%
15 | 0% | 0% | 5.91% | 4.462%
16 | 0% | 0% | 2.95% | 4.461%
17 | 0% | 0% | 0% | 4.462%
18 | 0% | 0% | 0% | 4.461%
19 | 0% | 0% | 0% | 4.462%
20 | 0% | 0% | 0% | 4.461%
21 | 0% | 0% | 0% | 2.231%
22 | 0% | 0% | 0% | 0%
23 | 0% | 0% | 0% | 0%
24 | 0% | 0% | 0% | 0%
25 | 0% | 0% | 0% | 0%
26 | 0% | 0% | 0% | 0%
27 | 0% | 0% | 0% | 0%
28 | 0% | 0% | 0% | 0%
29 | 0% | 0% | 0% | 0%
30 | 0% | 0% | 0% | 0%
31 | 0% | 0% | 0% | 0%
31 | 0% | 0% | 0% | 0%

## ODP AMI - NPV 15- Year (hidden)
| Old Dominion Power Company | [6 empty] | Old Dominion Power Company
| AMI Opt-Out - Electric Only | [6 empty] | AMI Opt-Out - Electric Only
| Levelized Carrying Charge Analysis | [6 empty] | Levelized Carrying Charge Analysis
| Assumptions: | [6 empty] | Assumptions:
| Investment |  |  | 1000 |  |  |  | Investment |  |  | 1000 |  |  | 1000
| Book Life |  |  | 15 |  |  |  | Book Life |  |  | 30 |  |  | 15
| Tax Life |  |  | 15 |  |  |  | Tax Life |  |  | 20 |  |  | 15
| Composite Tax Rate |  |  | 24.95% |  |  |  | Composite Tax Rate |  |  | 37.6% |  |  | 24.95%
| Property Tax Rate |  |  | 0% |  |  |  | Property Tax Rate |  |  | 0% |  |  | 0%
| Levelized Revenue Requirement Years |  |  | 15 |  |  |  | Levelized Revenue Requirement Years |  |  | 35 |  |  | 15
| O&M as Percent of Investment |  |  | 0% |  |  |  | O&M as Percent of Investment |  |  | 0% |  |  | 0%
| Results: | [6 empty] | Results:
| Present Value Revenue Requirement |  |  | 1042.0686 |  |  |  | Present Value Revenue Requirement |  |  | 0 |  |  | 1042.0686
| Levelized Revenue Requirement |  |  | 115.8458 |  |  |  | Levelized Revenue Requirement |  |  | 0 |  |  | 115.8458
| Levelized Carrying Charge Rate |  |  | 11.58% |  |  |  | Levelized Carrying Charge Rate |  |  | 0% |  |  | 11.58%
| Level of Investment that can be Supported by Revenue |  |  | 8.6322 | Times Net Revenue |  |  | Level of Investment that can be Supported by Revenue |  |  | #DIV/0! | Times Net Revenue |  | 8.6322 | Times Net Revenue
Cumulative
[15 empty] | Present | Present | Present | Annual
[7 empty] | Accumulated | [6 empty] | Annual | Value | Value | Value | Carrying
|  | Book | Residual | Tax | Residual | Deferred | Deferred |  |  |  |  | Property | Income | Revenue | Interest | Revenue | Revenue | Charge
Year | Investment | Depreciation | Plant | Depreciation | Plant | Income Tax | Income Tax | Rate Base | Interest | Equity | O&M | Taxes | Taxes | Requirement | Factor | Requirement | Requirement | Rate
0 | 1000 | [6 empty] | 0 | 0 | 0 |  | 0 | 0 | 0 | 1 | 0 | 0
1 |  | 66.6667 | 933.3333 | 50 | 950 | -4.1583 | -4.1583 | 937.4917 | 17.682 | 49.7952 | 0 | 0 | 16.5542 | 150.698 | 0.93286 | 140.5796 | 140.5796 | 15.07%
2 |  | 66.6667 | 866.6667 | 95 | 855 | 7.0692 | 2.9108 | 863.7558 | 16.2913 | 45.8787 | 0 | 0 | 15.2521 | 144.0887 | 0.87022 | 125.3891 | 265.9686 | 14.41%
3 |  | 66.6667 | 800 | 85.5 | 769.5 | 4.6989 | 7.6097 | 792.3903 | 14.9452 | 42.0881 | 0 | 0 | 13.992 | 137.6919 | 0.81179 | 111.7771 | 377.7458 | 13.77%
4 |  | 66.6667 | 733.3333 | 77 | 692.5 | 2.5782 | 10.1879 | 723.1454 | 13.6392 | 38.4101 | 0 | 0 | 12.7692 | 131.4852 | 0.75728 | 99.5718 | 477.3176 | 13.15%
5 |  | 66.6667 | 666.6667 | 69.3 | 623.2 | 0.65702 | 10.8449 | 655.8217 | 12.3694 | 34.8342 | 0 | 0 | 11.5805 | 125.4507 | 0.70644 | 88.6232 | 565.9407 | 12.55%
6 |  | 66.6667 | 600 | 62.3 | 560.9 | -1.0895 | 9.7554 | 590.2446 | 11.1326 | 31.351 | 0 | 0 | 10.4225 | 119.5728 | 0.65901 | 78.7991 | 644.7398 | 11.96%
7 |  | 66.6667 | 533.3333 | 59 | 501.9 | -1.9128 | 7.8426 | 533.3333 | 10.0592 | 28.3282 | 0 | 0 | 9.4176 | 114.4716 | 0.61476 | 70.3723 | 715.1121 | 11.45%
8 |  | 66.6667 | 466.6667 | 59 | 442.9 | -1.9128 | 5.9298 | 466.6667 | 8.8018 | 24.7871 | 0 | 0 | 8.2404 | 108.496 | 0.57348 | 62.2203 | 777.3324 | 10.85%
9 |  | 66.6667 | 400 | 59.1 | 383.8 | -1.8879 | 4.0419 | 400 | 7.5444 | 21.2461 | 0 | 0 | 7.0632 | 102.5203 | 0.53497 | 54.8458 | 832.1782 | 10.25%
10 |  | 66.6667 | 333.3333 | 59 | 324.8 | -1.9128 | 2.1291 | 333.3333 | 6.287 | 17.7051 | 0 | 0 | 5.886 | 96.5447 | 0.49905 | 48.1811 | 880.3593 | 9.654%
11 |  | 66.6667 | 266.6667 | 59.1 | 265.7 | -1.8879 | 0.24118 | 266.6667 | 5.0296 | 14.1641 | 0 | 0 | 4.7088 | 90.5691 | 0.46555 | 42.1641 | 922.5235 | 9.057%
12 |  | 66.6667 | 200 | 59 | 206.7 | -1.9128 | -1.6717 | 200 | 3.7722 | 10.6231 | 0 | 0 | 3.5316 | 84.5935 | 0.43429 | 36.738 | 959.2614 | 8.459%
13 |  | 66.6667 | 133.3333 | 59.1 | 147.6 | -1.8879 | -3.5595 | 133.3333 | 2.5148 | 7.082 | 0 | 0 | 2.3544 | 78.6179 | 0.40513 | 31.8503 | 991.1118 | 7.862%
14 |  | 66.6667 | 66.6667 | 59 | 88.6 | -1.9128 | -5.4724 | 66.6667 | 1.2574 | 3.541 | 0 | 0 | 1.1772 | 72.6423 | 0.37793 | 27.4535 | 1018.5652 | 7.264%
15 |  | 66.6667 | 1.4211e-13 | 59.1 | 29.5 | -1.8879 | -7.3603 | 1.4211e-13 | 2.6803e-15 | 7.5481e-15 | 0 | 0 | 2.5093e-15 | 66.6667 | 0.35255 | 23.5034 | 1042.0686 | 6.667%
16 |  | 0 | 1.4211e-13 | 29.5 | 4.9738e-14 | 7.3602 | -1.5099e-14 | 1.4211e-13 | 2.6803e-15 | 7.5481e-15 | 0 | 0 | 2.5093e-15 | 1.2738e-14 | 0.32888 | 4.1892e-15 | 1042.0686 | 1.274e-15%
17 |  | 0 | 1.4211e-13 | 0 | 4.9738e-14 | 0 | -1.5099e-14 | 1.4211e-13 | 1.1493e-17 | 1.0217e-14 | 0 | 0 | 3.3966e-15 | 1.3625e-14 | 0.3068 | 4.1801e-15 | 1042.0686 | 1.363e-15%
18 |  | 0 | 1.4211e-13 | 0 | 4.9738e-14 | 0 | -1.5099e-14 | 1.4211e-13 | 1.1493e-17 | 1.0217e-14 | 0 | 0 | 3.3966e-15 | 1.3625e-14 | 0.2862 | 3.8995e-15 | 1042.0686 | 1.363e-15%
19 |  | 0 | 1.4211e-13 | 0 | 4.9738e-14 | 0 | -1.5099e-14 | 1.4211e-13 | 1.1493e-17 | 1.0217e-14 | 0 | 0 | 3.3966e-15 | 1.3625e-14 | 0.26698 | 3.6376e-15 | 1042.0686 | 1.363e-15%
20 |  | 0 | 1.4211e-13 | 0 | 4.9738e-14 | 0 | -1.5099e-14 | 1.4211e-13 | 1.1493e-17 | 1.0217e-14 | 0 | 0 | 3.3966e-15 | 1.3625e-14 | 0.24906 | 3.3934e-15 | 1042.0686 | 1.363e-15%
21 |  | 0 | 1.4211e-13 | 0 | 4.9738e-14 | 0 | -1.5099e-14 | 1.4211e-13 | 1.1493e-17 | 1.0217e-14 | 0 | 0 | 3.3966e-15 | 1.3625e-14 | 0.23233 | 3.1655e-15 | 1042.0686 | 1.363e-15%
22 |  | 0 | 1.4211e-13 | 0 | 4.9738e-14 | 0 | -1.5099e-14 | 1.4211e-13 | 1.1493e-17 | 1.0217e-14 | 0 | 0 | 3.3966e-15 | 1.3625e-14 | 0.21673 | 2.953e-15 | 1042.0686 | 1.363e-15%
23 |  | 0 | 1.4211e-13 | 0 | 4.9738e-14 | 0 | -1.5099e-14 | 1.4211e-13 | 1.1493e-17 | 1.0217e-14 | 0 | 0 | 3.3966e-15 | 1.3625e-14 | 0.20218 | 2.7547e-15 | 1042.0686 | 1.363e-15%
24 |  | 0 | 1.4211e-13 | 0 | 4.9738e-14 | 0 | -1.5099e-14 | 1.4211e-13 | 1.1493e-17 | 1.0217e-14 | 0 | 0 | 3.3966e-15 | 1.3625e-14 | 0.18861 | 2.5698e-15 | 1042.0686 | 1.363e-15%
25 |  | 0 | 1.4211e-13 | 0 | 4.9738e-14 | 0 | -1.5099e-14 | 1.4211e-13 | 1.1493e-17 | 1.0217e-14 | 0 | 0 | 3.3966e-15 | 1.3625e-14 | 0.17594 | 2.3972e-15 | 1042.0686 | 1.363e-15%
26 |  | 0 | 1.4211e-13 | 0 | 4.9738e-14 | 0 | -1.5099e-14 | 1.4211e-13 | 1.1493e-17 | 1.0217e-14 | 0 | 0 | 3.3966e-15 | 1.3625e-14 | 0.16413 | 2.2363e-15 | 1042.0686 | 1.363e-15%
27 |  | 0 | 1.4211e-13 | 0 | 4.9738e-14 | 0 | -1.5099e-14 | 1.4211e-13 | 1.1493e-17 | 1.0217e-14 | 0 | 0 | 3.3966e-15 | 1.3625e-14 | 0.15311 | 2.0861e-15 | 1042.0686 | 1.363e-15%
28 |  | 0 | 1.4211e-13 | 0 | 4.9738e-14 | 0 | -1.5099e-14 | 1.4211e-13 | 1.1493e-17 | 1.0217e-14 | 0 | 0 | 3.3966e-15 | 1.3625e-14 | 0.14283 | 1.946e-15 | 1042.0686 | 1.363e-15%
29 |  | 0 | 1.4211e-13 | 0 | 4.9738e-14 | 0 | -1.5099e-14 | 1.4211e-13 | 1.1493e-17 | 1.0217e-14 | 0 | 0 | 3.3966e-15 | 1.3625e-14 | 0.13324 | 1.8154e-15 | 1042.0686 | 1.363e-15%
30 |  | 0 | 1.4211e-13 | 0 | 4.9738e-14 | 0 | -1.5099e-14 | 1.4211e-13 | 1.1493e-17 | 1.0217e-14 | 0 | 0 | 3.3966e-15 | 1.3625e-14 | 0.12429 | 1.6935e-15 | 1042.0686 | 1.363e-15%
31 |  | 0 | 1.4211e-13 | 0 | 4.9738e-14 | 0 | -1.5099e-14 | 1.4211e-13 | 1.1493e-17 | 1.0217e-14 | 0 | 0 | 3.3966e-15 | 1.3625e-14 | 0.11595 | 1.5798e-15 | 1042.0686 | 1.363e-15%
32 |  | 0 | 1.4211e-13 | 0 | 4.9738e-14 | 0 | -1.5099e-14 | 1.4211e-13 | 1.1493e-17 | 1.0217e-14 | 0 | 0 | 3.3966e-15 | 1.3625e-14 | 0.10816 | 1.4737e-15 | 1042.0686 | 1.363e-15%
33 |  | 0 | 1.4211e-13 | 0 | 4.9738e-14 | 0 | -1.5099e-14 | 1.4211e-13 | 1.1493e-17 | 1.0217e-14 | 0 | 0 | 3.3966e-15 | 1.3625e-14 | 0.1009 | 1.3748e-15 | 1042.0686 | 1.363e-15%
34 |  | 0 | 1.4211e-13 | 0 | 4.9738e-14 | 0 | -1.5099e-14 | 1.4211e-13 | 1.1493e-17 | 1.0217e-14 | 0 | 0 | 3.3966e-15 | 1.3625e-14 | 0.094125 | 1.2825e-15 | 1042.0686 | 1.363e-15%
35 |  | 0 | 1.4211e-13 | 0 | 4.9738e-14 | 0 | -1.5099e-14 | 1.4211e-13 | 1.1493e-17 | 1.0217e-14 | 0 | 0 | 3.3966e-15 | 1.3625e-14 | 0.087805 | 1.1963e-15 | 1042.0686 | 1.363e-15%
36 |  | 0 | 1.4211e-13 | 0 | 4.9738e-14 | 0 | -1.5099e-14 | 1.4211e-13 | 1.1493e-17 | 1.0217e-14 | 0 | 0 | 3.3966e-15 | 1.3625e-14 | 0.081909 | 1.116e-15 | 1042.0686 | 1.363e-15%
37 |  | 0 | 1.4211e-13 | 0 | 4.9738e-14 | 0 | -1.5099e-14 | 1.4211e-13 | 1.1493e-17 | 1.0217e-14 | 0 | 0 | 3.3966e-15 | 1.3625e-14 | 0.07641 | 1.0411e-15 | 1042.0686 | 1.363e-15%
38 |  | 0 | 1.4211e-13 | 0 | 4.9738e-14 | 0 | -1.5099e-14 | 1.4211e-13 | 1.1493e-17 | 1.0217e-14 | 0 | 0 | 3.3966e-15 | 1.3625e-14 | 0.071279 | 9.7118e-16 | 1042.0686 | 1.363e-15%
39 |  | 0 | 1.4211e-13 | 0 | 4.9738e-14 | 0 | -1.5099e-14 | 1.4211e-13 | 1.1493e-17 | 1.0217e-14 | 0 | 0 | 3.3966e-15 | 1.3625e-14 | 0.066493 | 9.0597e-16 | 1042.0686 | 1.363e-15%
40 |  | 0 | 1.4211e-13 | 0 | 4.9738e-14 | 0 | -1.5099e-14 | 1.4211e-13 | 1.1493e-17 | 1.0217e-14 | 0 | 0 | 3.3966e-15 | 1.3625e-14 | 0.062029 | 8.4514e-16 | 1042.0686 | 1.363e-15%
41 | [15 empty] | 1042.0686
1042.0686