## LGE 2025 365 through May
utility_account | eng_in_service_year | retirement_unit | ldg_long_description | state | activity_quantity | activity_cost | average_cost | second_financial_cost
E365.00-OH Conductors and Devices | 1988-01-01 | 795 MCM ALUMINUM CONDUCTOR | MP1988 Overhead Conductors and Devices | KY | 326312 | 1709138.74 | 5.2377 | 0
E365.00-OH Conductors and Devices | 1997-01-01 | 392,500 24/13 ACAR WIRE | MP1997 Overhead Conductors and Devices | KY | 59 | 144.94 | 2.4566 | 0
E365.00-OH Conductors and Devices | 1967-01-01 | 392,500 24/13 ACAR WIRE | MP1967 Overhead Conductors and Devices | KY | 90136 | 32154.7 | 0.35674 | 0
E365.00-OH Conductors and Devices | 1982-01-01 | SKY WIRE | MP1982 Overhead Conductors and Devices | KY | 9935 | 7771.96 | 0.78228 | 0
E365.00-OH Conductors and Devices | 1983-01-01 | TO BE SPREAD OVER ASSETS IN ACCOUNT | MP1983 Overhead Conductors and Devices | KY | 0 | 0 | 0
E365.00-OH Conductors and Devices | 1995-01-01 | ARRESTERS - DISTRIBUTION | MP1995 Overhead Conductors and Devices | KY | 2122 | 681545.25 | 321.1806 | 0
E365.00-OH Conductors and Devices | 1999-01-01 | 4/0 CONDUCTOR | MP1999 Overhead Conductors and Devices | KY | 11128 | 783903.04 | 70.4442 | 0
E365.00-OH Conductors and Devices | 1953-01-01 | 6 COPPER CONDUCTOR | MP1953 Overhead Conductors and Devices | KY | 2362948 | 233003.17 | 0.098607 | 0
E365.00-OH Conductors and Devices | 1968-01-01 | 795 MCM ALUMINUM CONDUCTOR | MP1968 Overhead Conductors and Devices | KY | 244 | 213.99 | 0.87701 | 0
E365.00-OH Conductors and Devices | 1992-01-01 | TO BE SPREAD OVER ASSETS IN ACCOUNT | MP1992 Overhead Conductors and Devices | KY | 0 | 0 | 0
E365.00-OH Conductors and Devices | 1934-01-01 | 6 COPPER CONDUCTOR | #6 BARE COPPER | KY | 759291 | 23833.83 | 0.03139 | 0
E365.00-OH Conductors and Devices | 1969-01-01 | #12 CABLE | MP1969 Overhead Conductors and Devices | KY | 0 | 0 | 0
E365.00-OH Conductors and Devices | 1992-01-01 | SWITCHES - DISCONNECT NEW | MP1992 Overhead Conductors and Devices | KY | 372 | 146185.57 | 392.972 | 0
E365.00-OH Conductors and Devices | 2006-01-01 | 4 COPPER CONDUCTOR | MP2006 Electric Distribution - Overhead Conduct | KY | 2975 | 9624.5 | 3.2351 | 0
E365.00-OH Conductors and Devices | 1982-01-01 | FISHER PIERCE CURRENT CONTROL | MP1982 Overhead Conductors and Devices | KY | 5 | 2928.64 | 585.728
E365.00-OH Conductors and Devices | 2004-01-01 | 1000 MCM CONDUCTOR | MP2004 Overhead Conductors and Devices | KY | 507 | 18230.42 | 35.9574 | 0
E365.00-OH Conductors and Devices | 2007-01-01 | 336,400 19 STR. ALL ALUMINUM | MP2007 Overhead Conductors and Devices | KY | 5392 | 15266.88 | 2.8314 | 0
E365.00-OH Conductors and Devices | 2008-05-01 | Non-unitized | TANYARD PARK PLACE - OH TO UG RELOC | KY | 0 | 0 | 0 | 0
E365.00-OH Conductors and Devices | 2008-05-01 | Non-unitized | 1071267 | KY | 0 | 0 | 0
E365.00-OH Conductors and Devices | 2008-05-01 | Non-unitized | HARROD'S CROSSING - RELOCATION | KY | 0 | 0 | 0 | 0
E365.00-OH Conductors and Devices | 2008-05-01 | Non-unitized | 9915 GRASSLAND DR 40299 | KY | 0 | 0 | 0
E365.00-OH Conductors and Devices | 2008-05-01 | Non-unitized | 1072915 | KY | 0 | 0 | 0 | 0
E365.00-OH Conductors and Devices | 2008-05-01 | Non-unitized | 1607 POPLAR LEVEL RD 40213 | KY | 0 | 0 | 0 | 0
E365.00-OH Conductors and Devices | 2008-05-01 | Non-unitized | 254 MARKET PLACE DR 40229 | KY | 0 | 0 | 0
E365.00-OH Conductors and Devices | 2008-05-01 | Non-unitized | 5311 THURMAN RD LOT 38 40299 | KY | 0 | 0 | 0
E365.00-OH Conductors and Devices | 2008-05-01 | Non-unitized | 4444 DIXIE HWY | KY | 0 | 0 | 0
E365.00-OH Conductors and Devices | 2008-05-01 | Non-unitized | 7240 GLOBAL DR 40258 | KY | 0 | 0 | 0 | 0
E365.00-OH Conductors and Devices | 2008-05-01 | Non-unitized | 3260 N PRESTON HY 40165 | KY | 0 | 0 | 0
E365.00-OH Conductors and Devices | 2008-05-01 | Non-unitized | 400 E CHESTNUT ST 40202 | KY | 0 | 0 | 0 | 0
E365.00-OH Conductors and Devices | 2008-05-01 | Non-unitized | 13982 Poplar Lane 40299 | KY | 0 | 0 | 0 | 0
E365.00-OH Conductors and Devices | 2008-05-01 | Non-unitized | 13001 US HIGHWAY 42 40059 | KY | 0 | 0 | 0 | 0
E365.00-OH Conductors and Devices | 2008-05-01 | Non-unitized | 1901 S HIGHWAY 1793 40026 | KY | 0 | 0 | 0
E365.00-OH Conductors and Devices | 2008-05-01 | Non-unitized | 520 MARRET AVE 40208 | KY | 0 | 0 | 0
E365.00-OH Conductors and Devices | 2008-05-01 | Non-unitized | 1123495 | KY | 0 | 0 | 0
E365.00-OH Conductors and Devices | 2008-10-01 | Non-unitized | 1676930 | KY | 0 | 0 | 0
E365.00-OH Conductors and Devices | 2008-10-01 | Non-unitized | 1361914 | KY | 0 | 0 | 0
E365.00-OH Conductors and Devices | 2009-01-01 | Non-unitized | 201 OUTER LOOP 0 TEMP 40214 | KY | 0 | 0 | 0 | 0
E365.00-OH Conductors and Devices | 2008-10-01 | Non-unitized | 1320005 | KY | 0 | 0 | 0
E365.00-OH Conductors and Devices | 2009-06-30 | 1/0 CABLE | 1/0 CABLE | KY | 233575 | 2535909.69 | 10.8569 | 0
E365.00-OH Conductors and Devices | 2004-01-01 | 195,700 ACAR WIRE | MP2004 Overhead Conductors and Devices | KY | 3479 | 11746.18 | 3.3763 | 0
E365.00-OH Conductors and Devices | 2008-05-01 | Non-unitized | 1297417 | KY | 0 | 0 | 0
E365.00-OH Conductors and Devices | 2008-05-01 | Non-unitized | 1236586 | KY | 0 | 0 | 0
E365.00-OH Conductors and Devices | 2009-10-01 | Non-unitized | 800 BL. MARKET ST 40202 | KY | 0 | 0 | 0 | 0
E365.00-OH Conductors and Devices | 2009-10-01 | Non-unitized | 900 BLOCK S. 15TH ST 40203 | KY | 0 | 0 | 0 | 0
E365.00-OH Conductors and Devices | 2008-08-31 | 195,700 ACAR WIRE | 195,700 ACAR WIRE (FT) (07711) | KY | 33456 | 42594.14 | 1.2731 | 0
E365.00-OH Conductors and Devices | 2008-08-31 | 4A COPPER CONDUCTOR | #4A COPPERWELD COPPER (00195) | KY | 50 | 300.51 | 6.0102 | 0
E365.00-OH Conductors and Devices | 2009-05-31 | CONDUCTOR | CONDUCTOR - (MISC) (06426) | KY | 500 | 486.75 | 0.9735 | 0
E365.00-OH Conductors and Devices | 2008-05-01 | Non-unitized | 4809 HILLVIEW DR 40258 | KY | 0 | 0 | 0
E365.00-OH Conductors and Devices | 2010-01-01 | Non-unitized | 3321 HIKES LN 40218 | KY | 0 | 0 | 0 | 0
E365.00-OH Conductors and Devices | 2009-12-17 | CAPACITORS | CAPACITORS (BANKS) (EACH) (07330) | KY | 3 | 7531.82 | 2510.6067 | 0
E365.00-OH Conductors and Devices | 2009-10-01 | Non-unitized | 6840A DIXIE HWY 40258 | KY | 0 | 0 | 0
E365.00-OH Conductors and Devices | 2010-04-01 | Non-unitized | 5207 MOUNT WASHINGTON ROAD 40229 | KY | 0 | 0 | 0 | 0
E365.00-OH Conductors and Devices | 2008-05-01 | Non-unitized | 7761 3RD STREET RD 40272 | KY | 0 | 0 | 0 | 0
E365.00-OH Conductors and Devices | 2008-05-01 | Non-unitized | 617 S 19TH ST 40203 | KY | 0 | 0 | 0 | 0
E365.00-OH Conductors and Devices | 2008-05-01 | Non-unitized | 9218 KENTUCKY AVE 40291 | KY | 0 | 0 | 0 | 0
E365.00-OH Conductors and Devices | 2008-05-01 | Non-unitized | CLARKSDALE,PHASE 1 VELVET ROSE PROP | KY | 0 | 0 | 0 | 0
E365.00-OH Conductors and Devices | 2008-05-01 | Non-unitized | 2369 CLARK STATION RD 40299 | KY | 0 | 0 | 0 | 0
E365.00-OH Conductors and Devices | 2008-05-01 | Non-unitized | 4433 MANNER DALE DR. 40220 | KY | 0 | 0 | 0 | 0
E365.00-OH Conductors and Devices | 2008-05-01 | Non-unitized | 7101 MEMORY LN | KY | 0 | 0 | 0 | 0
E365.00-OH Conductors and Devices | 2006-05-31 | Non-unitized | 114893-NACHAND EXPANSION | KY | 0 | 0 | 0 | 0
E365.00-OH Conductors and Devices | 2010-01-01 | Non-unitized | 2805 FERN VALLEY RD 40219 | KY | 0 | 0 | 0 | 0
E365.00-OH Conductors and Devices | 2009-06-30 | SWITCHES - CUTOUT | SWITCHES (CUTOUT) (EACH) (07630) | KY | 1 | 1862.67 | 1862.67 | 0
E365.00-OH Conductors and Devices | 2010-01-01 | Non-unitized | 3010 Lime Kiln Lane 40222 | KY | 0 | 0 | 0 | 0
E365.00-OH Conductors and Devices | 2010-01-01 | Non-unitized | 4031 NORBOURNE BLVD 40207 | KY | 0 | 0 | 0 | 0
E365.00-OH Conductors and Devices | 2010-04-01 | Non-unitized | 4047 ORMOND RD 40207 | KY | 0 | 0 | 0 | 0
E365.00-OH Conductors and Devices | 2010-08-01 | 6A COPPER CONDUCTOR | #6A COPPERWELD COPPER (00192) | KY | 2225 | 12729.31 | 5.721 | 0
E365.00-OH Conductors and Devices | 2010-05-01 | Non-unitized | 2113 BRUCE AV 40218 | KY | 0 | 0 | 0 | 0
E365.00-OH Conductors and Devices | 2010-05-01 | Non-unitized | 500 N LAKEVIEW DR 40165 | KY | 0 | 0 | 0 | 0
E365.00-OH Conductors and Devices | 2010-06-30 | SWITCHES - CUTOUT NEW | SWITCHES - CUTOUT NEW 07630 | KY | 21 | 6556.23 | 312.2014 | 0
E365.00-OH Conductors and Devices | 2010-11-30 | ARRESTERS - OVERHEAD | ARRESTERS - OVERHEAD | KY | 0 | 0 | 0 | 0
E365.00-OH Conductors and Devices | 2010-12-31 | SWITCHES - DISCONNECT NEW | SWITCHES - DISCONNECT NEW 07631 | KY | 13 | -548.21 | -42.17 | 0
E365.00-OH Conductors and Devices | 2010-12-31 | 195,700 ACAR WIRE | 195,700 ACAR WIRE (FT) (07711) | KY | 358 | 73.44 | 0.20514 | 0
E365.00-OH Conductors and Devices | 2011-03-31 | 20 M.A.W. MESSENGER WIRE | 20 M.A.W. MESSENGER WIRE (FT) (07804) | KY | 13957 | 41911.32 | 3.0029 | 0
E365.00-OH Conductors and Devices | 2011-04-30 | SWITCHES - CUTOUT NEW | SWITCHES - CUTOUT NEW 07630 | KY | 26 | 8850.93 | 340.4204 | 0
E365.00-OH Conductors and Devices | 2011-01-01 | Non-unitized | 10626 DIXIE HWY 40272 | KY | 0 | 0 | 0 | 0
E365.00-OH Conductors and Devices | 2011-01-01 | Non-unitized | 5433 JOHNSONTOWN RD 40272 | KY | 0 | 0 | 0 | 0
E365.00-OH Conductors and Devices | 2011-01-01 | Non-unitized | 8701 SPRING DRIVE 40014 | KY | 0 | 0 | 0 | 0
E365.00-OH Conductors and Devices | 2011-02-01 | Non-unitized | 4818 JENNINGS LN 40218 | KY | 0 | 0 | 0 | 0
E365.00-OH Conductors and Devices | 2011-02-01 | Non-unitized | 15906 PIERCY MILL RD 40245 | KY | 0 | 0 | 0 | 0
E365.00-OH Conductors and Devices | 2011-02-01 | Non-unitized | 3106 HALLS HILL ROAD 40014 | KY | 0 | 0 | 0 | 0
E365.00-OH Conductors and Devices | 2011-03-31 | RECLOSER, MISCELLANEOUS | RECLOSER, MISCELLANEOUS (06282) | KY | 3 | 22277.97 | 7425.99 | 0
E365.00-OH Conductors and Devices | 2011-06-30 | ARRESTERS - NEW | ARRESTERS - NEW (06334) | KY | 39 | 15637.34 | 400.9574 | 0
E365.00-OH Conductors and Devices | 2011-12-01 | 350 MCM COPPER CONDUCTOR | #350 MCM BARE COPPER (00183) | KY | 191 | 22524.23 | 117.9279 | 0
E365.00-OH Conductors and Devices | 2011-10-01 | Non-unitized | 0 GENE SNYDER @ BARDSTOWN RD NS 40291 | KY | 0 | 0 | 0 | 0
E365.00-OH Conductors and Devices | 2012-01-01 | Non-unitized | New Bus Comm - OH - Project Level Work Order | KY | 0 | 0 | 0 | 0
E365.00-OH Conductors and Devices | 2012-04-30 | 4A COPPER CONDUCTOR | #4A COPPERWELD COPPER (00195) | KY | 53 | 877.61 | 16.5587 | 0
E365.00-OH Conductors and Devices | 2012-01-31 | Non-unitized | ECAPRR340-CAP, REG, RECLOSERS 340 | KY | 0 | 0 | 0 | 0
E365.00-OH Conductors and Devices | 2011-10-01 | 350 MCM COPPER CONDUCTOR | #350 MCM BARE COPPER (00183) | KY | 152 | -85.25 | -0.56086 | 0
E365.00-OH Conductors and Devices | 2011-11-30 | 795 MCM ALUMINUM CONDUCTOR | #795 MCM ALL ALUM BARE (00122) | KY | 15980 | 351239.57 | 21.9799 | 0
E365.00-OH Conductors and Devices | 2012-12-31 | 2/0 COPPER CONDUCTOR | #2/0 W.P. COPPER (00146) | KY | 174 | 16119.11 | 92.6386 | 0
E365.00-OH Conductors and Devices | 2013-03-31 | RECLOSER, MISCELLANEOUS | RECLOSER, MISCELLANEOUS (06282) | KY | 66 | 165880.92 | 2513.3473 | 0
E365.00-OH Conductors and Devices | 2012-12-31 | 520 MCM CONDUCTOR | 520 MCM (06404) | KY | 82 | 589.97 | 7.1948 | 0
E365.00-OH Conductors and Devices | 2013-06-01 | SWITCHES - CUTOUT NEW | SWITCHES - CUTOUT NEW 07630 | KY | 96 | 53352.13 | 555.7514 | 0
E365.00-OH Conductors and Devices | 2013-09-30 | Non-unitized | Construction Work in Progress | KY | 0 | 0 | 0 | 0
E365.00-OH Conductors and Devices | 2013-10-31 | #2 ACSR | #1 CONDUCTOR (00173) | KY | 680 | 2277.63 | 3.3495 | 0
E365.00-OH Conductors and Devices | 2014-01-01 | Non-unitized | Cap.Install Work | KY | 0 | 0 | 0 | 0
E365.00-OH Conductors and Devices | 2013-06-25 | RECLOSER, MISCELLANEOUS | RECLOSER, MISCELLANEOUS (06282) | KY | 2 | 81672.7 | 40836.35 | 0
E365.00-OH Conductors and Devices | 2015-11-30 | SWITCHES - CUTOUT NEW | SWITCHES - CUTOUT NEW 07630 | KY | 39 | 14107.3 | 361.7256 | 0
E365.00-OH Conductors and Devices | 2015-02-01 | Non-unitized | CRDD340O-Taxable-Capital Rep Def OH - 00340012 | KY | 0 | 0 | 0 | 0
E365.00-OH Conductors and Devices | 2015-03-31 | 6 COPPER CONDUCTOR | #6 BARE COPPER (00168) | KY | 3730 | 11177.24 | 2.9966 | 0
E365.00-OH Conductors and Devices | 2015-08-31 | 795 MCM ALUMINUM CONDUCTOR | #795 MCM ALL ALUM BARE (00122) | KY | 50 | 152.54 | 3.0508 | 0
E365.00-OH Conductors and Devices | 2015-05-31 | #2 Triplex | #2 Triplex | KY | 321 | 4857.51 | 15.1324 | 0
E365.00-OH Conductors and Devices | 2017-12-31 | 123,270 ACAR WIRE | 123,270 ACAR WIRE (FT) (07686) | KY | 245065 | 421517.54 | 1.72 | 0
E365.00-OH Conductors and Devices | 2017-04-01 | Non-unitized | CRCST340-Cust Requested - 003400 | KY | 0 | 0 | 0 | 0
E365.00-OH Conductors and Devices | 2018-02-01 | Non-unitized | CNBCD340O-NB Comm OH - 003400 | KY | 0 | 0 | 0 | 0
E365.00-OH Conductors and Devices | 2015-03-31 | SWITCHES - DISCONNECT NEW | SWITCHES - DISCONNECT | KY | 123 | 153023.15 | 1244.0907 | 0
E365.00-OH Conductors and Devices | 2016-12-31 | REGULATORS | REGULATOR, COOPER, VR-32, asset# R1543, serial # 0650000755 | KY | 2 | 9919.19 | 4959.595 | 0
E365.00-OH Conductors and Devices | 2018-10-01 | 336,400 19 STR. ALL ALUMINUM | 336,400 19 STR. ALL ALUMINUM (FT) (07712) | KY | 30059 | 152299.88 | 5.0667 | 0
E365.00-OH Conductors and Devices | 2018-06-01 | WILDLIFE PROTECTION | WILDLIFE PROTECTION | KY | 2 | 242.17 | 121.085 | 0
E365.00-OH Conductors and Devices | 2018-01-31 | Non-unitized | NONE | KY | 0 | 0 | 0 | 0
E365.00-OH Conductors and Devices | 2018-04-30 | GROUND | GROUND (00103) | KY | 2 | 21481.14 | 10740.57 | 0
E365.00-OH Conductors and Devices | 2019-01-01 | Non-unitized | RELOCATION OVERHEAD | KY | 0 | 0 | 0 | 0
E365.00-OH Conductors and Devices | 2019-05-31 | #2 ACSR | #2 ACSR CONDUCTOR | KY | 270 | 18602.92 | 68.8997 | 0
E365.00-OH Conductors and Devices | 2018-11-30 | 4/0 CONDUCTOR | #4/0 CONDUCTOR (00148) | KY | 1056 | 4247.14 | 4.0219 | 0
E365.00-OH Conductors and Devices | 2014-08-31 | GROUND | GROUND (00103) | KY | 6 | 66 | 11 | 0
E365.00-OH Conductors and Devices | 2019-12-31 | 4 COPPER CONDUCTOR | #4 W.P. COPPER (00141) | KY | 18655 | 93087.18 | 4.9899 | 0
E365.00-OH Conductors and Devices | 2019-12-31 | CAPACITORS | CAPACITORS (BANKS) (EACH) (07330) | KY | 10 | 645127.69 | 64512.769 | 0
E365.00-OH Conductors and Devices | 2019-12-31 | WILDLIFE PROTECTION | WILDLIFE PROTECTION | KY | 4 | 18425.93 | 4606.4825 | 0
E365.00-OH Conductors and Devices | 2019-11-30 | 1/0 CABLE | 1/0 CABLE | KY | 450 | 3091.53 | 6.8701 | 0
E365.00-OH Conductors and Devices | 2021-03-01 | Non-unitized | 161806-Ethel Exit Cable Repl | KY | 0 | 0 | 0 | 0
E365.00-OH Conductors and Devices | 2021-03-01 | Non-unitized | 162616-HK1243 CEMI is one of the circuits that were identified in the CEMI project for 2020. The following streets will be worked on: 7903 Rose Island Rd and 13317 US HWY 42 WR# 6621966 | KY | 0 | 0 | 0 | 0
E365.00-OH Conductors and Devices | 2020-05-01 | 6 COPPER CONDUCTOR | #6 BARE COPPER (00168) | KY | 570 | 2713.45 | 4.7604 | 0
E365.00-OH Conductors and Devices | 2021-03-01 | 2/0 COPPER CONDUCTOR | #2/0 W.P. COPPER (00146) | KY | 20139 | 55828.96 | 2.7722 | 0
E365.00-OH Conductors and Devices | 2021-06-01 | CAPACITORS | CAPACITORS (BANKS) (EACH) (07330) | KY | 36 | 682735.75 | 18964.8819 | 0
E365.00-OH Conductors and Devices | 2021-10-31 | ARRESTERS - DISTRIBUTION | DISTRIBUTION ARRESTERS (00504) | KY | 18 | 1602.53 | 89.0294 | 0
E365.00-OH Conductors and Devices | 2021-02-01 | RECLOSER | RECLOSER | KY | 83 | 344116.47 | 4145.9816 | 0
E365.00-OH Conductors and Devices | 2021-12-15 | INSULATORS - LINE | INSULATORS - LINE | KY | 46 | 6763.93 | 147.042 | 0
E365.00-OH Conductors and Devices | 2024-01-01 | Non-unitized | ARSTLT332-Taxable-Rep Street Lights 00332012 | KY | 0 | 0 | 0 | 0
E365.00-OH Conductors and Devices | 2024-01-31 | Non-unitized | 167215-LGE CIFI 2023 ET-1172 is one of the circuits that were identified in the CIFI project for 2023. WR# 6939520 | KY | 0 | 0 | 0 | 0
E365.00-OH Conductors and Devices | 2024-07-09 | 3/0 CONDUCTOR | #3/0 CONDUCTOR (00176) | KY | 30 | 58.06 | 1.9353 | 0
E365.00-OH Conductors and Devices | 2024-04-24 | #2 ACSR | #2 ACSR CONDUCTOR | KY | 20 | 7.86 | 0.393 | 0
E365.00-OH Conductors and Devices | 2024-05-31 | SWITCHES - DISCONNECT NEW | SWITCHES - DISCONNECT | KY | 8 | 14173.53 | 1771.6913 | 0
E365.00-OH Conductors and Devices | 1975-01-01 | 20 M.A.W. MESSENGER WIRE | MP1975 Overhead Conductors and Devices | KY | 10897 | 6041.99 | 0.55446 | 0
E365.00-OH Conductors and Devices | 1995-01-01 | SKY WIRE | MP1995 Overhead Conductors and Devices | KY | 2966 | 14401.16 | 4.8554
E365.00-OH Conductors and Devices | 1988-01-01 | 20 M.A.W. MESSENGER WIRE | MP1988 Overhead Conductors and Devices | KY | 30164 | 47506.07 | 1.5749 | 0
E365.00-OH Conductors and Devices | 1993-01-01 | 4/0 CONDUCTOR | MP1993 Overhead Conductors and Devices | KY | 3792 | 21366.77 | 5.6347 | 0
E365.00-OH Conductors and Devices | 2002-01-01 | #2 Triplex | MP2002 Overhead Conductors and Devices | KY | 93501 | 664188.12 | 7.1035 | 0
E365.00-OH Conductors and Devices | 1935-01-01 | #2 Triplex | MP1935 Overhead Conductors and Devices | KY | 23466 | 1742.5 | 0.074256 | 0
E365.00-OH Conductors and Devices | 2002-01-01 | 336,400 19 STR. ALL ALUMINUM | MP2002 Overhead Conductors and Devices | KY | 79319 | 289547.26 | 3.6504 | 0
E365.00-OH Conductors and Devices | 2006-01-01 | 123,270 ACAR WIRE | MP2006 Overhead Conductors and Devices | KY | 169769 | 125529.37 | 0.73941 | 0
E365.00-OH Conductors and Devices | 2007-01-01 | ARRESTERS - DISTRIBUTION | MP2007 Overhead Conductors and Devices | KY | 143 | 27231.53 | 190.4303
E365.00-OH Conductors and Devices | 1979-01-01 | 4/0 CONDUCTOR | #4/0 CONDUCTOR | KY | 11 | 18.48 | 1.68
E365.00-OH Conductors and Devices | 2008-01-01 | 795 MCM ALUMINUM CONDUCTOR | MP2008 Overhead Conductors and Devices | KY | 2593 | 6491.91 | 2.5036 | 0
E365.00-OH Conductors and Devices | 2008-01-01 | SWITCHES - DISCONNECT NEW | MP2008 Overhead Conductors and Devices | KY | 17 | 72412.36 | 4259.5506
E365.00-OH Conductors and Devices | 2008-05-01 | Non-unitized | 1067054 | KY | 0 | 0 | 0
E365.00-OH Conductors and Devices | 2008-05-01 | Non-unitized | 999287 | KY | 0 | 0 | 0
E365.00-OH Conductors and Devices | 2008-05-01 | Non-unitized | 3419 CEDAR POINT RD 40031 | KY | 0 | 0 | 0
E365.00-OH Conductors and Devices | 2008-05-01 | Non-unitized | STONEHAVEN COMMONS - RELOCATION | KY | 0 | 0 | 0 | 0
E365.00-OH Conductors and Devices | 2008-05-01 | Non-unitized | 1292475 | KY | 0 | 0 | 0
E365.00-OH Conductors and Devices | 2008-05-01 | Non-unitized | 5226 BARDSTOWN RD 40291 | KY | 0 | 0 | 0
E365.00-OH Conductors and Devices | 2008-05-01 | Non-unitized | 11505 PARK RD 40223 | KY | 0 | 0 | 0 | 0
E365.00-OH Conductors and Devices | 2008-05-01 | Non-unitized | 9204 3RD STREET RD | KY | 0 | 0 | 0 | 0
E365.00-OH Conductors and Devices | 2008-05-01 | Non-unitized | 1219844 | KY | 0 | 0 | 0
E365.00-OH Conductors and Devices | 2008-05-01 | Non-unitized | 1907 LONESOME HOLLOW RD | KY | 0 | 0 | 0 | 0
E365.00-OH Conductors and Devices | 2008-05-01 | Non-unitized | 4990 CRITTENDEN DR BLDG 1 40209 | KY | 0 | 0 | 0 | 0
E365.00-OH Conductors and Devices | 2008-05-01 | Non-unitized | 701 N 27TH ST 40212 | KY | 0 | 0 | 0 | 0
E365.00-OH Conductors and Devices | 2008-05-01 | Non-unitized | FARMS AT LOVERS LANE - PHASE 1 | KY | 0 | 0 | 0
E365.00-OH Conductors and Devices | 2008-05-01 | Non-unitized | 4018 DANA ROAD 40014 | KY | 0 | 0 | 0 | 0
E365.00-OH Conductors and Devices | 2008-05-01 | Non-unitized | 3723 BASHFORD AV 40218 | KY | 0 | 0 | 0 | 0
E365.00-OH Conductors and Devices | 2008-05-01 | Non-unitized | 3125 RANDOLPH AV 40206 | KY | 0 | 0 | 0 | 0
E365.00-OH Conductors and Devices | 2008-05-01 | Non-unitized | 2840 FRANKFORT AVE 40206 | KY | 0 | 0 | 0
E365.00-OH Conductors and Devices | 2008-05-01 | Non-unitized | 9700 BROWNSBORO RD 40241 | KY | 0 | 0 | 0 | 0
E365.00-OH Conductors and Devices | 2008-05-01 | Non-unitized | 9111 MITCHELL LN | KY | 0 | 0 | 0
E365.00-OH Conductors and Devices | 2008-05-01 | Non-unitized | 1289074 | KY | 0 | 0 | 0
E365.00-OH Conductors and Devices | 2008-07-01 | Non-unitized | XFRM340-TRANSFORMER LABOR 340 | KY | 0 | 0 | 0
E365.00-OH Conductors and Devices | 2008-05-01 | Non-unitized | 1312299 | KY | 0 | 0 | 0 | 0
E365.00-OH Conductors and Devices | 2008-05-01 | Non-unitized | 1112397 | KY | 0 | 0 | 0
E365.00-OH Conductors and Devices | 2008-10-01 | Non-unitized | 1454424 | KY | 0 | 0 | 0
E365.00-OH Conductors and Devices | 2008-10-01 | Non-unitized | 1495484 | KY | 0 | 0 | 0
E365.00-OH Conductors and Devices | 1970-01-01 | 1/0 CABLE | 1/0 CABLE | KY | 370 | 218.56 | 0.5907 | 0
E365.00-OH Conductors and Devices | 2008-10-01 | Non-unitized | 1557254 | KY | 0 | 0 | 0 | 0
E365.00-OH Conductors and Devices | 2009-01-01 | Non-unitized | 1657376 | KY | 0 | 0 | 0 | 0
E365.00-OH Conductors and Devices | 2008-05-01 | Non-unitized | 1114936 | KY | 0 | 0 | 0
E365.00-OH Conductors and Devices | 2009-08-01 | Non-unitized | 6800 HURSTBOURNE LN 40291 | KY | 0 | 0 | 0 | 0
E365.00-OH Conductors and Devices | 2008-05-01 | Non-unitized | 9800 BLUEGRASS PKWY 40299 | KY | 0 | 0 | 0
E365.00-OH Conductors and Devices | 2008-12-31 | 500 MCM COPPER CONDUCTOR | #500 MCM W.P. COPPER (00155) | KY | 85 | 880.34 | 10.3569 | 0
E365.00-OH Conductors and Devices | 2008-05-01 | Non-unitized | 1001 RIVERSIDE DR 40059 | KY | 0 | 0 | 0
E365.00-OH Conductors and Devices | 2009-12-01 | SWITCHES - DISCONNECT NEW | SWITCHES - DISCONNECT NEW 07631 | KY | 19 | 18371.11 | 966.9005
E365.00-OH Conductors and Devices | 2009-11-01 | Non-unitized | 23355 LOUISVILLE NASHVILLE TPK 40177 | KY | 0 | 0 | 0 | 0
E365.00-OH Conductors and Devices | 2009-07-01 | Non-unitized | 5631 Juniper Beach Road 40059 | KY | 0 | 0 | 0
E365.00-OH Conductors and Devices | 2010-01-01 | Non-unitized | 2713 BLANKENBAKER RD 40299 | KY | 0 | 0 | 0 | 0
E365.00-OH Conductors and Devices | 2009-08-31 | 6 COPPER CONDUCTOR | #6 BARE COPPER (00168) | KY | 4962 | 26783.18 | 5.3977 | 0
E365.00-OH Conductors and Devices | 2010-01-01 | Non-unitized | 2101 NELSON MILLER PKWY 40223 | KY | 0 | 0 | 0 | 0
E365.00-OH Conductors and Devices | 1957-01-01 | GROUND | MP1957 Overhead Conductors and Devices | KY | 0 | 0 | 0 | 0
E365.00-OH Conductors and Devices | 1965-01-01 | 4 COPPER CONDUCTOR | #4 W.P COPPER | KY | 3 | 0.76 | 0.25333
E365.00-OH Conductors and Devices | 2008-05-01 | Non-unitized | FOX RUN PH 3 | KY | 0 | 0 | 0 | 0
E365.00-OH Conductors and Devices | 2008-05-01 | Non-unitized | 2529 Six Mile Lane 40299 | KY | 0 | 0 | 0
E365.00-OH Conductors and Devices | 2008-05-01 | Non-unitized | BEECH SPRING FARM-SEC 2 | KY | 0 | 0 | 0 | 0
E365.00-OH Conductors and Devices | 2008-05-01 | Non-unitized | 6901 ROUTT ROAD 40299 | KY | 0 | 0 | 0 | 0
E365.00-OH Conductors and Devices | 2008-05-01 | Non-unitized | 2160 HY 448 | KY | 0 | 0 | 0 | 0
E365.00-OH Conductors and Devices | 2008-05-01 | Non-unitized | 10711 FREEPORT CT 40258 | KY | 0 | 0 | 0 | 0
E365.00-OH Conductors and Devices | 2008-05-01 | Non-unitized | 1310 W KENTUCKY ST | KY | 0 | 0 | 0
E365.00-OH Conductors and Devices | 2009-04-01 | Non-unitized | 1216 N HIGHWAY 1793 | KY | 0 | 0 | 0 | 0
E365.00-OH Conductors and Devices | 2009-01-01 | Non-unitized | 6700 ENTERPRISE DR 40214 | KY | 0 | 0 | 0
E365.00-OH Conductors and Devices | 2009-01-01 | Non-unitized | 1577929 | KY | 0 | 0 | 0
E365.00-OH Conductors and Devices | 2009-07-01 | Non-unitized | 1069267 | KY | 0 | 0 | 0
E365.00-OH Conductors and Devices | 2010-01-01 | Non-unitized | 1544526 | KY | 0 | 0 | 0
E365.00-OH Conductors and Devices | 2010-01-01 | Non-unitized | E/S PRESTON HY. 6900-7200 BLOCK | KY | 0 | 0 | 0 | 0
E365.00-OH Conductors and Devices | 2010-04-01 | Non-unitized | 1839 DRESCHER BRIDGE AVE 40206 | KY | 0 | 0 | 0 | 0
E365.00-OH Conductors and Devices | 2009-11-30 | SWITCHES - DISCONNECT NEW | SWITCHES - DISCONNECT NEW 07631 | KY | 3 | 842.14 | 280.7133 | 0
E365.00-OH Conductors and Devices | 2010-05-01 | SWITCHES - DISCONNECT NEW | SWITCHES - DISCONNECT NEW 07631 | KY | 24 | 16769.37 | 698.7237 | 0
E365.00-OH Conductors and Devices | 2010-05-01 | Non-unitized | 4100 PINECROFT DRIVE 40219 | KY | 0 | 0 | 0 | 0
E365.00-OH Conductors and Devices | 2010-07-01 | Non-unitized | 4100 SPRINGDALE RD 40241 | KY | 0 | 0 | 0 | 0
E365.00-OH Conductors and Devices | 2010-10-01 | Non-unitized | 5601 CANE RUN RD 40258 | KY | 0 | 0 | 0 | 0
E365.00-OH Conductors and Devices | 2011-12-31 | 1/0 CABLE | 1/0 CABLE | KY | 1121 | 20632.28 | 18.4052 | 0
E365.00-OH Conductors and Devices | 2011-01-01 | Non-unitized | 2827 LANGDON DR 40241 | KY | 0 | 0 | 0 | 0
E365.00-OH Conductors and Devices | 2011-01-01 | Non-unitized | 4404 SAVAGE DRIVE 40216 | KY | 0 | 0 | 0 | 0
E365.00-OH Conductors and Devices | 2011-01-01 | Non-unitized | 923 S 2ND ST 40203 | KY | 0 | 0 | 0 | 0
E365.00-OH Conductors and Devices | 2011-02-01 | Non-unitized | 2739 ALGONQUIN PKWY 40210 | KY | 0 | 0 | 0 | 0
E365.00-OH Conductors and Devices | 2011-04-01 | Non-unitized | 124 ST MATTHEWS AVE 40207 | KY | 0 | 0 | 0 | 0
E365.00-OH Conductors and Devices | 2011-07-01 | SWITCHES - CUTOUT NEW | SWITCHES - CUTOUT NEW 07630 | KY | 5 | -308.65 | -61.73 | 0
E365.00-OH Conductors and Devices | 2011-07-01 | Non-unitized | 6101 STRAWBERRY LN. 40209 | KY | 0 | 0 | 0 | 0
E365.00-OH Conductors and Devices | 2011-08-01 | Non-unitized | New Business - Project Level WorkOrder | KY | 0 | 0 | 0 | 0
E365.00-OH Conductors and Devices | 2012-05-31 | 4 COPPER CONDUCTOR | #4 W.P. COPPER (00141) | KY | 20408 | 683327.61 | 33.4833 | 0
E365.00-OH Conductors and Devices | 2011-05-31 | 336,400 19 STR. ALL ALUMINUM | 336,400 19 STR. ALL ALUMINUM (FT) (07712) | KY | 100 | 557.31 | 5.5731 | 0
E365.00-OH Conductors and Devices | 2012-01-01 | Non-unitized | SYSTEM ENHANCE | KY | 0 | 0 | 0 | 0
E365.00-OH Conductors and Devices | 2012-05-31 | ARRESTERS - DISTRIBUTION | DISTRIBUTION ARRESTERS (00504) | KY | 51 | 44780.06 | 878.0404 | 0
E365.00-OH Conductors and Devices | 2012-01-01 | 336,400 19 STR. ALL ALUMINUM | 336,400 19 STR. ALL ALUMINUM (FT) (07712) | KY | 13 | 180.22 | 13.8631 | 0
E365.00-OH Conductors and Devices | 2012-04-01 | Non-unitized | 2697276I | KY | 0 | 0 | 0 | 0
E365.00-OH Conductors and Devices | 2012-09-26 | Non-unitized | NERCALRT-APPRK-ETHL | KY | 0 | 0 | 0 | 0
E365.00-OH Conductors and Devices | 2012-06-11 | 1/0 CABLE | 1/0 CABLE | KY | 500 | 1899.83 | 3.7997 | 0
E365.00-OH Conductors and Devices | 2013-08-31 | Non-unitized | Construction Work in Progress | KY | 0 | 0 | 0 | 0
E365.00-OH Conductors and Devices | 2013-06-25 | 500 MCM COPPER CONDUCTOR | #500 MCM W.P. COPPER (00155) | KY | 200 | 1802.5 | 9.0125 | 0
E365.00-OH Conductors and Devices | 2013-10-31 | 1/0 CABLE | 1/0 CABLE | KY | 3092 | 27096.04 | 8.7633 | 0
E365.00-OH Conductors and Devices | 2013-12-31 | Non-unitized | Ckt LS1245 | KY | 1 | 0 | 0 | 0
E365.00-OH Conductors and Devices | 2014-01-01 | Non-unitized | CTBRD340O-Cap Trouble Orders OH - 003400 | KY | 0 | 0 | 0 | 0
E365.00-OH Conductors and Devices | 2014-07-01 | 6 COPPER CONDUCTOR | #6 BARE COPPER (00168) | KY | 2565 | 5464.06 | 2.1302 | 0
E365.00-OH Conductors and Devices | 2014-08-31 | 195,700 ACAR WIRE | 195,700 ACAR WIRE (FT) (07711) | KY | 210 | 4783.32 | 22.7777 | 0
E365.00-OH Conductors and Devices | 2014-12-31 | 1/0 CABLE | 1/0 CABLE | KY | 123619 | 583350.55 | 4.7189 | 0
E365.00-OH Conductors and Devices | 2015-10-31 | Non-unitized | SM 1233 CIFI 2015 | KY | 0 | 0 | 0 | 0
E365.00-OH Conductors and Devices | 2015-06-30 | 336,400 19 STR. ALL ALUMINUM | 336,400 19 STR. ALL ALUMINUM (FT) (07712) | KY | 35220 | 209066.6 | 5.936 | 0
E365.00-OH Conductors and Devices | 2014-02-28 | Non-unitized | Construction Work in Progress | KY | 0 | 0 | 0 | 0
E365.00-OH Conductors and Devices | 2014-12-31 | Non-unitized | SHIVELY 1282 (SH1282) | KY | 0 | 0 | 0 | 0
E365.00-OH Conductors and Devices | 1963-03-01 | Estimated Retirement | TIPTOP3311 (TT3311) REBLD SEC | KY | 0 | 0 | 0 | 0
E365.00-OH Conductors and Devices | 2015-08-01 | Non-unitized | CCAPR340-I-Taxable-I-Taxable-.11 | KY | 0 | 0 | 0 | 0
E365.00-OH Conductors and Devices | 2015-04-30 | ARRESTERS - OVERHEAD | ARRESTERS - OVERHEAD | KY | 295 | 165713.25 | 561.7398 | 0
E365.00-OH Conductors and Devices | 2015-01-01 | Non-unitized | CSTRM323-022014-I-Taxable-022014-I-Taxable-11 | KY | 0 | 0 | 0 | 0
E365.00-OH Conductors and Devices | 2015-12-31 | 1/0 Triplex | 1/0 Triplex | KY | 248 | 785.34 | 3.1667 | 0
E365.00-OH Conductors and Devices | 2015-07-31 | 6 COPPER CONDUCTOR | #6 BARE COPPER (00168) | KY | 7740 | 6214.37 | 0.80289 | 0
E365.00-OH Conductors and Devices | 2015-05-31 | SWITCHES - DISCONNECT NEW | SWITCHES - DISCONNECT | KY | 9 | 17288.44 | 1920.9378 | 0
E365.00-OH Conductors and Devices | 2015-12-31 | Non-unitized | ASHBY(AB)1205 SUB EXT CBL REPL | KY | 0 | 0 | 0 | 0
E365.00-OH Conductors and Devices | 2016-03-31 | 2/0 COPPER CONDUCTOR | #2/0 W.P. COPPER (00146) | KY | 810 | 4691.44 | 5.7919 | 0
E365.00-OH Conductors and Devices | 2017-01-01 | Non-unitized | BILLTOWN ROAD - SECT | KY | 0 | 0 | 0 | 0
E365.00-OH Conductors and Devices | 2017-10-31 | Non-unitized | NONE | KY | 0 | 0 | 0 | 0
E365.00-OH Conductors and Devices | 2018-05-31 | 195,700 ACAR WIRE | 195,700 ACAR WIRE (FT) (07711) | KY | 15365 | 45551.69 | 2.9646 | 0
E365.00-OH Conductors and Devices | 2017-06-01 | 500 MCM COPPER CONDUCTOR | #500 MCM W.P. COPPER (00155) | KY | 101 | 2450.76 | 24.265 | 0
E365.00-OH Conductors and Devices | 2018-08-31 | SWITCHES - CUTOUT NEW | SWITCHES - CUTOUT NEW 07630 | KY | 1 | 3415.14 | 3415.14 | 0
E365.00-OH Conductors and Devices | 2018-12-31 | 4/0 CONDUCTOR | #4/0 CONDUCTOR (00148) | KY | 2565 | 53100.73 | 20.702 | 0
E365.00-OH Conductors and Devices | 2018-12-31 | Non-unitized | BLUE LICK ROAD EASEM | KY | 0 | 0 | 0 | 0
E365.00-OH Conductors and Devices | 2019-06-30 | Non-unitized | 148897-DWNTWN NTWK VENT PRTCT REPL18 | KY | 0 | 0 | 0 | 0
E365.00-OH Conductors and Devices | 2015-07-31 | 500 MCM COPPER CONDUCTOR | #500 MCM W.P. COPPER (00155) | KY | 3 | 26.74 | 8.9133 | 0
E365.00-OH Conductors and Devices | 2019-12-31 | 8 COPPER CONDUCTOR | #8 W.P. COPPER (00138) | KY | 3675 | 12637.44 | 3.4388 | 0
E365.00-OH Conductors and Devices | 2020-06-30 | 6 COPPER CONDUCTOR | #6 BARE COPPER (00168) | KY | 1740 | 7958.91 | 4.5741 | 0
E365.00-OH Conductors and Devices | 2020-06-30 | WILDLIFE PROTECTION | WILDLIFE PROTECTION | KY | 2 | 6950.13 | 3475.065 | 0
E365.00-OH Conductors and Devices | 2021-02-01 | Non-unitized | 162370-LO1190 CEMI is one of the circuits that were identified in the CEMI project for 2020. The following streets will be worked on: 2930 Glenafton Ln, 2929 Pindell Ave, 1009 English Ave, rear 3315 Chickadee Rd, 3207 Chickadee Rd, 3130 Sora Ave, rea | KY | 0 | 0 | 0 | 0
E365.00-OH Conductors and Devices | 2021-01-01 | Non-unitized | 154092 Distribution Automation LGE 2017 Project this approval is for projects 154092 (direct charge), 154093 (direct charge), 154094 (Servco, 0%), 154095 (LGE, 42%) and 154096 (KU, 58%). | KY | 0 | 0 | 0 | 0
E365.00-OH Conductors and Devices | 2020-11-01 | Non-unitized | ARELD343-Taxable-Capital Reliability 00343012 | KY | 0 | 0 | 0 | 0
E365.00-OH Conductors and Devices | 2020-11-01 | Non-unitized | ARCST340-Taxable-Cust Requested 00340012 | KY | 0 | 0 | 0 | 0
E365.00-OH Conductors and Devices | 2021-06-30 | Non-unitized | HIGHWAY 22 ( BROWNSB | KY | 0 | 0 | 0 | 0
E365.00-OH Conductors and Devices | 2022-01-01 | Non-unitized | 154092 Distribution Automation LGE 2017 Project this approval is for projects 154092 (direct charge), 154093 (direct charge), 154094 (Servco, 0%), 154095 (LGE, 42%) and 154096 (KU, 58%). | KY | 0 | 0 | 0 | 0
E365.00-OH Conductors and Devices | 2021-04-01 | Non-unitized | 163381-SP1115 CEMI CEMI is one of the circuits that were identified in the CEMI project for 2020. The following streets will be worked on: 809 SINCLAIR ST, 618 SINCLAIR ST, 507 SINCLAIR ST, 809 SINCLAIR ST and 618 SINCLAIR ST WR# 6634175 Replace | KY | 0 | 0 | 0 | 0
E365.00-OH Conductors and Devices | 2021-12-15 | 123,270 ACAR WIRE | 123,270 ACAR WIRE (FT) (07686) | KY | 26834 | 77337.95 | 2.8821 | 0
E365.00-OH Conductors and Devices | 2023-02-01 | ARRESTERS - OVERHEAD | ARRESTERS - OVERHEAD | KY | 1061 | 529065.99 | 498.6484 | 0
E365.00-OH Conductors and Devices | 2023-02-16 | Non-unitized | 167991-4kv conversion LO1193 Phase 1 | KY | 0 | 0 | 0 | 0
E365.00-OH Conductors and Devices | 2022-07-05 | SWITCHGEAR | SWITCHGEAR (06755) | KY | 5 | 79716.99 | 15943.398 | 0
E365.00-OH Conductors and Devices | 2023-09-30 | 2/0 COPPER CONDUCTOR | #2/0 W.P. COPPER (00146) | KY | 535 | 6990.19 | 13.0658 | 0
E365.00-OH Conductors and Devices | 2024-09-30 | Non-unitized | 172449-ASHBY1206 is one of the circuits identified in the CEMI project for 2024. | KY | 2 | 70653.09 | 35326.545 | 0
E365.00-OH Conductors and Devices | 1980-01-01 | SKY WIRE | MP1980 Overhead Conductors and Devices | KY | 3366 | 1777.47 | 0.52807
E365.00-OH Conductors and Devices | 1979-01-01 | 20 M.A.W. MESSENGER WIRE | 20 M.A.W. MESSENGER WIRE | KY | 1175 | 1083.94 | 0.9225 | 0
E365.00-OH Conductors and Devices | 1984-01-01 | 336,400 19 STR. ALL ALUMINUM | MP1984 Overhead Conductors and Devices | KY | 38375 | 137390.03 | 3.5802 | 0
E365.00-OH Conductors and Devices | 1976-01-01 | 20 M.A.W. MESSENGER WIRE | MP1976 Overhead Conductors and Devices | KY | 39389 | 26537.36 | 0.67373 | 0
E365.00-OH Conductors and Devices | 1997-01-01 | CAPACITORS | MP1997 Overhead Conductors and Devices | KY | 83 | 115422.43 | 1390.6317 | 0
E365.00-OH Conductors and Devices | 2002-01-01 | 4 COPPER CONDUCTOR | MP2002 Overhead Conductors and Devices | KY | 197849 | 417742.66 | 2.1114 | 0
E365.00-OH Conductors and Devices | 1977-01-01 | 4/0 CONDUCTOR | MP1977 Overhead Conductors and Devices | KY | 5697 | 10491.2 | 1.8415 | 0
E365.00-OH Conductors and Devices | 1998-01-01 | 1/0 CABLE | MP1998 Overhead Conductors and Devices | KY | 74021 | 408915.4 | 5.5243 | 0
E365.00-OH Conductors and Devices | 1989-01-01 | 195,700 ACAR WIRE | MP1989 Overhead Conductors and Devices | KY | 30082 | 56555.68 | 1.8801 | 0
E365.00-OH Conductors and Devices | 1976-01-01 | 1/0 CABLE | MP1976 Overhead Conductors and Devices | KY | 300664 | 205436.17 | 0.68327 | 0
E365.00-OH Conductors and Devices | 1934-01-01 | 4/0 CONDUCTOR | MP1934 Overhead Conductors and Devices | KY | 0 | 0 | 0 | 0
E365.00-OH Conductors and Devices | 1996-01-01 | 4 COPPER CONDUCTOR | MP1996 Overhead Conductors and Devices | KY | 76512 | 302442.69 | 3.9529 | 0
E365.00-OH Conductors and Devices | 1988-01-01 | 4 COPPER CONDUCTOR | MP1988 Overhead Conductors and Devices | KY | 59754 | 113372.38 | 1.8973 | 0
E365.00-OH Conductors and Devices | 1974-01-01 | #2 Triplex | MP1974 Overhead Conductors and Devices | KY | 29318 | 19091.26 | 0.65118 | 0
E365.00-OH Conductors and Devices | 1993-01-01 | 4 COPPER CONDUCTOR | MP1993 Overhead Conductors and Devices | KY | 67529 | 230923.07 | 3.4196 | 0
E365.00-OH Conductors and Devices | 2000-01-01 | 3/0 CONDUCTOR | MP2000 Overhead Conductors and Devices | KY | 95851 | 718450.28 | 7.4955 | 0
E365.00-OH Conductors and Devices | 1965-01-01 | 6 COPPER CONDUCTOR | #6 BARE COPPER | KY | 809 | 100.2 | 0.12386 | 0
E365.00-OH Conductors and Devices | 1999-01-01 | CAPACITORS | MP1999 Overhead Conductors and Devices | KY | 95 | 51747.2 | 544.7074 | 0
E365.00-OH Conductors and Devices | 1979-01-01 | 123,270 ACAR WIRE | 123,270 ACAR WIRE | KY | 661 | 481.53 | 0.72849 | 0
E365.00-OH Conductors and Devices | 2008-05-01 | Non-unitized | 1209907 | KY | 0 | 0 | 0
E365.00-OH Conductors and Devices | 2008-05-01 | Non-unitized | MEADOWS AT POLO FIELDS - PH 3 | KY | 0 | 0 | 0
E365.00-OH Conductors and Devices | 2008-05-01 | Non-unitized | 3262 OLD SLIGO RD 40031 | KY | 0 | 0 | 0
E365.00-OH Conductors and Devices | 2008-05-01 | Non-unitized | DORSEY VILLAGE CONDO | KY | 0 | 0 | 0
E365.00-OH Conductors and Devices | 2008-05-01 | Non-unitized | 8017 3RD ST RD 40214 | KY | 0 | 0 | 0
E365.00-OH Conductors and Devices | 2008-05-01 | Non-unitized | 7711 BEECHDALE RD LOT 1 40014 | KY | 0 | 0 | 0 | 0
E365.00-OH Conductors and Devices | 2008-05-01 | Non-unitized | 1067264 | KY | 0 | 0 | 0 | 0
E365.00-OH Conductors and Devices | 2008-05-01 | Non-unitized | 5815 ROUND HILL RD 40222 | KY | 0 | 0 | 0 | 0
E365.00-OH Conductors and Devices | 2008-05-01 | Non-unitized | 3200 Pond Station Road 40272 | KY | 0 | 0 | 0 | 0
E365.00-OH Conductors and Devices | 2008-05-01 | Non-unitized | 3837 FITZGERALD RD 40216 | KY | 0 | 0 | 0 | 0
E365.00-OH Conductors and Devices | 2008-05-01 | Non-unitized | 1234944 | KY | 0 | 0 | 0 | 0
E365.00-OH Conductors and Devices | 2008-05-01 | Non-unitized | MEREMONT AT LONG RUN SEC 1 | KY | 0 | 0 | 0 | 0
E365.00-OH Conductors and Devices | 2008-05-01 | Non-unitized | 1017426 | KY | 0 | 0 | 0 | 0
E365.00-OH Conductors and Devices | 2008-05-01 | Non-unitized | 5410 CYNTHIA DR 40291 | KY | 0 | 0 | 0 | 0
E365.00-OH Conductors and Devices | 2008-05-01 | Non-unitized | 4975 SHELBYVILLE RD 40207 | KY | 0 | 0 | 0
E365.00-OH Conductors and Devices | 2008-05-01 | Non-unitized | 5362 DIXIE HWY | KY | 0 | 0 | 0
E365.00-OH Conductors and Devices | 2008-05-01 | Non-unitized | Long Run 40245 | KY | 0 | 0 | 0
E365.00-OH Conductors and Devices | 2008-10-01 | Non-unitized | 1514655 | KY | 0 | 0 | 0 | 0
E365.00-OH Conductors and Devices | 2008-10-01 | Non-unitized | 1569455 | KY | 0 | 0 | 0 | 0
E365.00-OH Conductors and Devices | 2009-01-01 | Non-unitized | 7300 Happy Hollow Road 40059 | KY | 0 | 0 | 0 | 0
E365.00-OH Conductors and Devices | 2008-03-31 | 6A COPPER CONDUCTOR | #6A COPPERWELD COPPER (00192) | KY | 3495 | 38133.56 | 10.9109 | 0
E365.00-OH Conductors and Devices | 2009-07-01 | Non-unitized | 4805 BROWNSBORO RD 40207 | KY | 0 | 0 | 0 | 0
E365.00-OH Conductors and Devices | 2009-10-01 | Non-unitized | 2901 N Buckeye Lane 40026 | KY | 0 | 0 | 0 | 0
E365.00-OH Conductors and Devices | 2009-03-31 | 795 MCM ALUMINUM CONDUCTOR | #795 MCM ALL ALUM BARE (00122) | KY | 585 | 1385.91 | 2.3691 | 0
E365.00-OH Conductors and Devices | 2009-11-01 | Non-unitized | 1026 CLARK STATION RD 40023 | KY | 0 | 0 | 0
E365.00-OH Conductors and Devices | 2009-11-01 | Non-unitized | Ballard School Road Lot 7 40031 | KY | 0 | 0 | 0
E365.00-OH Conductors and Devices | 2010-10-31 | #2 Triplex | #2 CONDUCTOR (00172) | KY | 48821 | 456590.29 | 9.3523 | 0
E365.00-OH Conductors and Devices | 2010-01-01 | Non-unitized | RIVER ROAD @ HARRODS CREEK CROSSING | KY | 0 | 0 | 0 | 0
E365.00-OH Conductors and Devices | 2004-01-01 | 3/0 CONDUCTOR | MP2004 Overhead Conductors and Devices | KY | 18518 | 153472.4 | 8.2877 | 0
E365.00-OH Conductors and Devices | 2008-05-01 | Non-unitized | 6609 Billtown Rd 40299 | KY | 0 | 0 | 0 | 0
E365.00-OH Conductors and Devices | 2008-05-01 | Non-unitized | HERITAGE CREEK WEST - SEC 2 | KY | 0 | 0 | 0 | 0
E365.00-OH Conductors and Devices | 2008-05-01 | Non-unitized | 1703 S BROOK ST 40208 | KY | 0 | 0 | 0 | 0
E365.00-OH Conductors and Devices | 2008-05-01 | Non-unitized | BELLEWOOD GARDENS CONDOMINIUMS | KY | 0 | 0 | 0 | 0
E365.00-OH Conductors and Devices | 2008-05-01 | Non-unitized | OLD HENRY RD | KY | 0 | 0 | 0
E365.00-OH Conductors and Devices | 2008-05-01 | Non-unitized | 7201 LOGISTICS DR 40258 | KY | 0 | 0 | 0 | 0
E365.00-OH Conductors and Devices | 2008-05-01 | Non-unitized | 198 WESTWIND RD 40207 | KY | 0 | 0 | 0
E365.00-OH Conductors and Devices | 2008-05-01 | Non-unitized | 12400 N OSAGE RD 40223 | KY | 0 | 0 | 0 | 0
E365.00-OH Conductors and Devices | 2008-05-01 | Non-unitized | 1053134 | KY | 0 | 0 | 0 | 0
E365.00-OH Conductors and Devices | 2008-05-01 | Non-unitized | 4200 MEDALLION CT 40213 | KY | 0 | 0 | 0 | 0
E365.00-OH Conductors and Devices | 2008-05-01 | Non-unitized | 3040 MOUNT ZION ROAD 40014 | KY | 0 | 0 | 0 | 0
E365.00-OH Conductors and Devices | 2008-05-01 | Non-unitized | 4018 NIAGARA DR 40031 | KY | 0 | 0 | 0 | 0
E365.00-OH Conductors and Devices | 2008-05-01 | Non-unitized | TERRY RD | KY | 0 | 0 | 0 | 0
E365.00-OH Conductors and Devices | 2008-05-01 | Non-unitized | BLANKENBAKER CROSSINGS - RELOCATION | KY | 0 | 0 | 0 | 0
E365.00-OH Conductors and Devices | 2008-05-01 | Non-unitized | 2724 BARRICKMAN LN | KY | 0 | 0 | 0 | 0
E365.00-OH Conductors and Devices | 2009-01-01 | Non-unitized | 1658226 | KY | 0 | 0 | 0
E365.00-OH Conductors and Devices | 2008-02-28 | #2 Triplex | #2 BARE COPPER (00172) | KY | 34 | 627.62 | 18.4594
E365.00-OH Conductors and Devices | 2009-01-01 | Non-unitized | 1316064 | KY | 0 | 0 | 0 | 0
E365.00-OH Conductors and Devices | 2010-04-01 | Non-unitized | 4590 DEER RUN PL 40299 | KY | 0 | 0 | 0 | 0
E365.00-OH Conductors and Devices | 2010-05-01 | CONDUCTOR | CONDUCTOR - (MISC) (06426) | KY | 10522 | 102175.35 | 9.7106 | 0
E365.00-OH Conductors and Devices | 2007-12-31 | 123,270 ACAR WIRE | 123,270 ACAR WIRE (FT) (07686) | KY | 200 | 226.06 | 1.1303 | 0
E365.00-OH Conductors and Devices | 2010-11-30 | 123,270 ACAR WIRE | 123,270 ACAR WIRE (FT) (07686) | KY | 21219 | 9106.07 | 0.42915 | 0
E365.00-OH Conductors and Devices | 2010-07-01 | Non-unitized | 500 LANDIS LANE 40047 | KY | 0 | 0 | 0 | 0
E365.00-OH Conductors and Devices | 2010-07-01 | Non-unitized | 629 S 20TH ST 40203 | KY | 0 | 0 | 0 | 0
E365.00-OH Conductors and Devices | 2010-08-01 | Non-unitized | 1318 MCHENRY (REAR) ST 40217 | KY | 0 | 0 | 0 | 0
E365.00-OH Conductors and Devices | 2010-10-01 | Non-unitized | 6925 AMBRIDGE CIR 40207 | KY | 0 | 0 | 0 | 0
E365.00-OH Conductors and Devices | 2010-12-31 | 4/0 CONDUCTOR | #4/0 CONDUCTOR (00148) | KY | 1013 | 234824.81 | 231.8113 | 0
E365.00-OH Conductors and Devices | 2010-12-31 | 336,400 19 STR. ALL ALUMINUM | 336,400 19 STR. ALL ALUMINUM (FT) (07712) | KY | 1250 | 593.2 | 0.47456 | 0
E365.00-OH Conductors and Devices | 2010-11-01 | 4/0 CONDUCTOR | #4/0 CONDUCTOR (00148) | KY | 230 | 12558.66 | 54.6029 | 0
E365.00-OH Conductors and Devices | 2011-08-31 | 795 MCM ALUMINUM CONDUCTOR | #795 MCM ALL ALUM BARE (00122) | KY | 2305 | 92602.92 | 40.1748 | 0
E365.00-OH Conductors and Devices | 2011-05-31 | 1/0 CONDUCTOR | 1/0 CONDUCTOR | KY | 13372 | 152079.53 | 11.373 | 0
E365.00-OH Conductors and Devices | 2011-01-01 | Non-unitized | 4895 N PRESTON HY 40165 | KY | 0 | 0 | 0 | 0
E365.00-OH Conductors and Devices | 2011-01-01 | Non-unitized | 10516 TAYLORSVILLE ROAD 40299 | KY | 0 | 0 | 0 | 0
E365.00-OH Conductors and Devices | 2011-01-01 | Non-unitized | 301-313 LA GRANGE RD 40056 | KY | 0 | 0 | 0 | 0
E365.00-OH Conductors and Devices | 2011-01-01 | Non-unitized | 3301 E HIGHWAY 146 40031 | KY | 0 | 0 | 0 | 0
E365.00-OH Conductors and Devices | 2011-05-31 | 1000 MCM CONDUCTOR | #1000 MCM CONDUCTOR | KY | 11 | 1123.26 | 102.1145 | 0
E365.00-OH Conductors and Devices | 2011-04-30 | 1000 MCM CONDUCTOR | #1000 MCM CONDUCTOR (00181) | KY | 4641 | 221219.47 | 47.6663 | 0
E365.00-OH Conductors and Devices | 2012-12-01 | #2 Triplex | #2 CONDUCTOR (00172) | KY | 7678 | 67270.29 | 8.7614 | 0
E365.00-OH Conductors and Devices | 2012-03-31 | 4/0 CONDUCTOR | #4/0 CONDUCTOR (00148) | KY | 31235 | 660169.1 | 21.1356 | 0
E365.00-OH Conductors and Devices | 2012-05-01 | ARRESTERS - NEW | ARRESTERS - NEW (06334) | KY | 71 | 20484.69 | 288.5168 | 0
E365.00-OH Conductors and Devices | 2011-10-01 | Non-unitized | BARDSTOWN RD. 40206 | KY | 0 | 0 | 0 | 0
E365.00-OH Conductors and Devices | 2012-09-30 | ARRESTERS - OVERHEAD | ARRESTERS - OVERHEAD | KY | 4 | 3454.86 | 863.715 | 0
E365.00-OH Conductors and Devices | 2012-09-01 | #2 Triplex | #2 CONDUCTOR (00172) | KY | 4576 | 71437.86 | 15.6114 | 0
E365.00-OH Conductors and Devices | 2012-12-31 | Non-unitized | SW1186 | KY | 0 | 0 | 0 | 0
E365.00-OH Conductors and Devices | 2013-06-26 | Non-unitized | SW1190 | KY | 0 | 0 | 0 | 0
E365.00-OH Conductors and Devices | 2013-08-31 | 795 MCM ALUMINUM CONDUCTOR | #795 MCM ALL ALUM BARE (00122) | KY | 768 | 4169.18 | 5.4286 | 0
E365.00-OH Conductors and Devices | 2014-01-01 | 1/0 CABLE | 1/0 CABLE | KY | 2496 | 36157.51 | 14.4862 | 0
E365.00-OH Conductors and Devices | 2014-02-28 | SWITCHES - CUTOUT NEW | SWITCHES - CUTOUT NEW 07630 | KY | 42 | 9880.3 | 235.2452 | 0
E365.00-OH Conductors and Devices | 2014-04-30 | Non-unitized | OX 1277 | KY | 0 | 0 | 0 | 0
E365.00-OH Conductors and Devices | 2014-06-01 | 1/0 CONDUCTOR | 1/0 CONDUCTOR | KY | 2167 | 16286.33 | 7.5156 | 0
E365.00-OH Conductors and Devices | 2014-06-30 | RELAYS | RELAYS | KY | 2 | 6044.61 | 3022.305 | 0
E365.00-OH Conductors and Devices | 2015-01-01 | Non-unitized | NONE | KY | 0 | 0 | 0 | 0
E365.00-OH Conductors and Devices | 1947-03-01 | Estimated Retirement | CW 1224 | KY | 0 | 0 | 0 | 0
E365.00-OH Conductors and Devices | 2015-06-30 | 350 MCM COPPER CONDUCTOR | #350 MCM BARE COPPER (00183) | KY | 927 | 16657.79 | 17.9696 | 0
E365.00-OH Conductors and Devices | 2014-11-30 | Non-unitized | LGE MAJOR STORM 070714 | KY | 0 | 0 | 0 | 0
E365.00-OH Conductors and Devices | 2014-12-31 | Non-unitized | HILTON GARDEN INN NTWK VAULT | KY | 0 | 0 | 0 | 0
E365.00-OH Conductors and Devices | 2016-02-29 | Non-unitized | LGE MAJOR STORM 071715 | KY | 0 | 0 | 0 | 0
E365.00-OH Conductors and Devices | 2015-12-31 | #4 Aluminum Poly | #4 Aluminum Poly | KY | 498 | 500.24 | 1.0045 | 0
E365.00-OH Conductors and Devices | 2016-02-29 | 4 COPPER CONDUCTOR | #4 W.P. COPPER (00141) | KY | 2423 | 4749.88 | 1.9603 | 0
E365.00-OH Conductors and Devices | 2015-12-31 | Non-unitized | PILC 2015 LGE UG CABLE REPL | KY | 0 | 0 | 0 | 0
E365.00-OH Conductors and Devices | 2014-12-31 | GROUND | GROUND (00103) | KY | 818 | 35696.03 | 43.6382 | 0
E365.00-OH Conductors and Devices | 2016-12-15 | 123,270 ACAR WIRE | 123,270 ACAR WIRE (FT) (07686) | KY | 43252 | 128135.6 | 2.9625 | 0
E365.00-OH Conductors and Devices | 2017-12-31 | 4/0 CONDUCTOR | #4/0 CONDUCTOR (00148) | KY | 22323 | 386998.69 | 17.3363 | 0
E365.00-OH Conductors and Devices | 2017-04-01 | Non-unitized | CTPD340-Taxable-Capital Thrd Party - 00340012 | KY | 0 | 0 | 0 | 0
E365.00-OH Conductors and Devices | 2017-08-31 | Non-unitized | NONE | KY | 0 | 0 | 0 | 0
E365.00-OH Conductors and Devices | 2018-01-01 | Non-unitized | CRPOLE340-Taxable-Pole Repair/Replace - 00340012 | KY | 2 | 0 | 0 | 0
E365.00-OH Conductors and Devices | 2017-06-30 | 4/0 CONDUCTOR | #4/0 CONDUCTOR (00148) | KY | 215 | 1514.86 | 7.0459 | 0
E365.00-OH Conductors and Devices | 2016-10-31 | 3/0 CONDUCTOR | #3/0 CONDUCTOR (00176) | KY | 425 | 2765.86 | 6.5079 | 0
E365.00-OH Conductors and Devices | 2017-12-31 | Non-unitized | 148738-LEO DOWNTOWN NETWORK VAULT STRUCTURAL REPAIR 2017 | KY | 0 | 0 | 0 | 0
E365.00-OH Conductors and Devices | 2017-12-31 | Non-unitized | 155430-TA1173 CIFI 2017 | KY | 0 | 0 | 0 | 0
E365.00-OH Conductors and Devices | 2014-12-31 | WILDLIFE PROTECTION | WILDLIFE PROTECTION | KY | 34 | 28526.22 | 839.0065 | 0
E365.00-OH Conductors and Devices | 2019-06-30 | SWITCHES - CUTOUT NEW | SWITCHES - CUTOUT NEW 07630 | KY | 16 | 18132.58 | 1133.2863 | 0
E365.00-OH Conductors and Devices | 2018-10-01 | 1/0 CABLE | 1/0 CABLE | KY | 2000 | 13639.9 | 6.8199 | 0
E365.00-OH Conductors and Devices | 2017-12-31 | #12 CABLE | #12 CABLE | KY | 1494 | 3159.25 | 2.1146 | 0
E365.00-OH Conductors and Devices | 2019-05-01 | Non-unitized | NONE | KY | 0 | 0 | 0 | 0
E365.00-OH Conductors and Devices | 2019-06-30 | Non-unitized | 155809-HB1147 | KY | 0 | 0 | 0 | 0
E365.00-OH Conductors and Devices | 2019-09-30 | Non-unitized | S WATTERSON TRAIL BR | KY | 0 | 0 | 0 | 0
E365.00-OH Conductors and Devices | 2020-04-01 | Non-unitized | CNBSV340O-NB Elect Serv OH - 003400 | KY | 0 | 0 | 0 | 0
E365.00-OH Conductors and Devices | 2020-04-30 | 1/0 CABLE | 1/0 CABLE | KY | 2160 | 10077.69 | 4.6656 | 0
E365.00-OH Conductors and Devices | 2020-06-30 | 1/0 CABLE | 1/0 CABLE | KY | 1630 | 256580.95 | 157.4116 | 0
E365.00-OH Conductors and Devices | 2021-12-15 | Non-unitized | 164847-HL1156 CEMI 2021 is one of the circuits that were identified in the CCEMI project for 2021. WR# 6825547 | KY | 0 | 0 | 0 | 0
E365.00-OH Conductors and Devices | 2021-06-01 | Non-unitized | 164551-Riverport Switch Pole 69kV-Distribution Electric will be Spreading and Transferring on 4 Transmission structures. | KY | 0 | 0 | 0 | 0
E365.00-OH Conductors and Devices | 2021-04-01 | Non-unitized | 161194-SW1186 CIFI is one of the circuits that were identified in the CIFI project for 2020. The following streets will be worked on: WR# 6598815 -700 GAGEL AVE WR# 6598810 - 1626 LINDA WAY WR# 6598652 - 1510 BLUEGRASS AVE WR# 6598646 - 1008 GAGEL AV | KY | 0 | 0 | 0 | 0
E365.00-OH Conductors and Devices | 2022-04-21 | RECLOSER, MISCELLANEOUS | RECLOSER, MISCELLANEOUS | KY | 41 | 1212947.58 | 29584.0873 | 0
E365.00-OH Conductors and Devices | 2020-09-01 | SWITCHES - DISCONNECT NEW | SWITCHES - DISCONNECT | KY | 11 | 16513.86 | 1501.26 | 0
E365.00-OH Conductors and Devices | 2023-01-01 | Non-unitized | Investment | KY | 0 | 0 | 0 | 0
E365.00-OH Conductors and Devices | 2023-02-16 | Non-unitized | 167427-OX1274 PH3, 4 and 5-2022 REL System Hardening LGE RAP is one of the circuits that were identified in the System Hardening project for 2022. WR#s-6741296, 6757204, 6741297, 6741298 and 6756994. | KY | 0 | 0 | 0 | 0
E365.00-OH Conductors and Devices | 2024-01-01 | 6 COPPER CONDUCTOR | #6 BARE COPPER (00168) | KY | 1230 | 17936.13 | 14.5822 | 0
E365.00-OH Conductors and Devices | 2025-04-01 | 4/0 CONDUCTOR | #4/0 CONDUCTOR (00148) | KY | 4613 | 196723.92 | 42.6455 | 0
E365.00-OH Conductors and Devices | 2025-04-01 | 1/0 CONDUCTOR | 1/0 CONDUCTOR | KY | 67938 | 252776.51 | 3.7207 | 0
E365.00-OH Conductors and Devices | 1972-01-01 | 8 COPPER CONDUCTOR | MP1972 Overhead Conductors and Devices | KY | 69 | 0 | 0 | 0
E365.00-OH Conductors and Devices | 1973-01-01 | #12 CABLE | MP1973 Overhead Conductors and Devices | KY | 0 | 0 | 0
E365.00-OH Conductors and Devices | 1969-01-01 | 1/0 CABLE | MP1969 Overhead Conductors and Devices | KY | 750817 | 198348.75 | 0.26418 | 0
E365.00-OH Conductors and Devices | 1974-01-01 | SKY WIRE | MP1974 Overhead Conductors and Devices | KY | 22063 | 5828.8 | 0.26419 | 0
E365.00-OH Conductors and Devices | 1993-01-01 | CAPACITORS | MP1993 Overhead Conductors and Devices | KY | 93 | 84376.1 | 907.2699 | 0
E365.00-OH Conductors and Devices | 1984-01-01 | 1/0 CABLE | MP1984 Overhead Conductors and Devices | KY | 141792 | 286007.34 | 2.0171 | 0
E365.00-OH Conductors and Devices | 1976-01-01 | ARRESTERS - DISTRIBUTION | MP1976 Overhead Conductors and Devices | KY | 2722 | 130156.65 | 47.8166 | 0
E365.00-OH Conductors and Devices | 1990-01-01 | SWITCH - 0-6 AMP LINCOLNTROL | MP1990 Overhead Conductors and Devices | KY | 1 | 669.11 | 669.11
E365.00-OH Conductors and Devices | 1969-01-01 | 195,700 ACAR WIRE | MP1969 Overhead Conductors and Devices | KY | 24696 | 6676.92 | 0.27036 | 0
E365.00-OH Conductors and Devices | 1994-01-01 | TO BE SPREAD OVER ASSETS IN ACCOUNT | MP1994 Overhead Conductors and Devices | KY | 0 | 0 | 0
E365.00-OH Conductors and Devices | 2001-01-01 | ARRESTERS - DISTRIBUTION | MP2001 Overhead Conductors and Devices | KY | 2335 | 513239.05 | 219.8026 | 0
E365.00-OH Conductors and Devices | 1969-01-01 | 6 COPPER CONDUCTOR | MP1969 Overhead Conductors and Devices | KY | 51254 | 11802.27 | 0.23027 | 0
E365.00-OH Conductors and Devices | 1967-01-01 | 500 MCM COPPER CONDUCTOR | MP1967 Overhead Conductors and Devices | KY | 193 | 394.69 | 2.045 | 0
E365.00-OH Conductors and Devices | 1970-01-01 | 123,270 ACAR WIRE | MP1970 Overhead Conductors and Devices | KY | 7486 | 1867.55 | 0.24947 | 0
E365.00-OH Conductors and Devices | 2005-01-01 | 123,270 ACAR WIRE | MP2005 Overhead Conductors and Devices | KY | 85812 | 85545.13 | 0.99689 | 0
E365.00-OH Conductors and Devices | 2002-01-01 | #12 CABLE | MP2002 Overhead Conductors and Devices | KY | 0 | 0 | 0
E365.00-OH Conductors and Devices | 2004-01-01 | 795 MCM ALUMINUM CONDUCTOR | MP2004 Electric Distribution - Overhead Conduct | KY | 115372 | 523105.74 | 4.5341 | 0
E365.00-OH Conductors and Devices | 2001-01-01 | SKY WIRE | MP2001 Overhead Conductors and Devices | KY | 15842 | 27839.62 | 1.7573
E365.00-OH Conductors and Devices | 1970-01-01 | 3/0 CONDUCTOR | #3/0 CONDUCTOR | KY | 69 | 25.68 | 0.37217
E365.00-OH Conductors and Devices | 1979-01-01 | 3/0 CONDUCTOR | #3/0 CONDUCTOR | KY | 681 | 828.2 | 1.2162
E365.00-OH Conductors and Devices | 1966-01-01 | CAPACITORS | MP1966 Overhead Conductors and Devices | KY | 2 | 239.19 | 119.595 | 0
E365.00-OH Conductors and Devices | 1934-01-01 | 2/0 COPPER CONDUCTOR | #2/O W.P. COPPER | KY | 2647 | 323.23 | 0.12211 | 0
E365.00-OH Conductors and Devices | 2005-01-01 | 4 COPPER CONDUCTOR | MP2005 Electric Distribution - Overhead Conduct | KY | 1047 | 40193.94 | 38.3896 | 0
E365.00-OH Conductors and Devices | 2008-05-01 | Non-unitized | 1022975 | KY | 0 | 0 | 0
E365.00-OH Conductors and Devices | 2008-05-01 | Non-unitized | 5205 HASBROOK DR 40229 | KY | 0 | 0 | 0
E365.00-OH Conductors and Devices | 2008-05-01 | Non-unitized | 1298598 | KY | 0 | 0 | 0
E365.00-OH Conductors and Devices | 2008-05-01 | Non-unitized | 1248365 | KY | 0 | 0 | 0
E365.00-OH Conductors and Devices | 2008-05-01 | Non-unitized | 1338273 | KY | 0 | 0 | 0 | 0
E365.00-OH Conductors and Devices | 2008-05-01 | Non-unitized | 5600 FEGENBUSH LN 40228 | KY | 0 | 0 | 0 | 0
E365.00-OH Conductors and Devices | 2008-05-01 | Non-unitized | 670 BEARCAMP RD 40272 | KY | 0 | 0 | 0 | 0
E365.00-OH Conductors and Devices | 2008-05-01 | Non-unitized | 11500 CHAMPIONS WAY 40299 | KY | 0 | 0 | 0 | 0
E365.00-OH Conductors and Devices | 2008-05-01 | Non-unitized | 1910 LONESOME HOLLOW RD | KY | 0 | 0 | 0 | 0
E365.00-OH Conductors and Devices | 2008-05-01 | Non-unitized | 7401 HIGHWAY 329 40014 | KY | 0 | 0 | 0 | 0
E365.00-OH Conductors and Devices | 2008-05-01 | Non-unitized | CHARIOT RUN CONDOS | KY | 0 | 0 | 0 | 0
E365.00-OH Conductors and Devices | 2008-05-01 | Non-unitized | 7712 CEDAR CREEK RD SIGN BUS 40291 | KY | 0 | 0 | 0 | 0
E365.00-OH Conductors and Devices | 2008-05-01 | Non-unitized | 3520 BARDSTOWN RD 40218 | KY | 0 | 0 | 0 | 0
E365.00-OH Conductors and Devices | 2008-05-01 | Non-unitized | HARROD'S CROSSING - OVHD EXT | KY | 0 | 0 | 0 | 0
E365.00-OH Conductors and Devices | 2008-05-01 | Non-unitized | MOCKINGBIRD VALLEY RIVER BLUFF | KY | 0 | 0 | 0
E365.00-OH Conductors and Devices | 2008-05-01 | Non-unitized | 6622 Preston Hwy 40219 | KY | 0 | 0 | 0
E365.00-OH Conductors and Devices | 2008-05-01 | Non-unitized | 2500 CHAMBERLAIN CROSSING DR 40245 | KY | 0 | 0 | 0 | 0
E365.00-OH Conductors and Devices | 2008-05-01 | Non-unitized | 1300 CARDINAL DR 40217 | KY | 0 | 0 | 0
E365.00-OH Conductors and Devices | 2008-05-01 | Non-unitized | 3606 RALPH AVE | KY | 0 | 0 | 0
E365.00-OH Conductors and Devices | 2008-05-01 | Non-unitized | 1358165 | KY | 0 | 0 | 0
E365.00-OH Conductors and Devices | 2008-05-01 | Non-unitized | 1275 GARDINER LN 40213 | KY | 0 | 0 | 0
E365.00-OH Conductors and Devices | 2008-10-01 | Non-unitized | 1652487 | KY | 0 | 0 | 0
E365.00-OH Conductors and Devices | 2009-02-01 | Non-unitized | 4612 W MARKET ST. 40212 | KY | 0 | 0 | 0
E365.00-OH Conductors and Devices | 2009-01-01 | Non-unitized | 3500 S HWY 393 40031 | KY | 0 | 0 | 0 | 0
E365.00-OH Conductors and Devices | 2008-10-01 | Non-unitized | 5301 OUTER LOOP 40219 | KY | 0 | 0 | 0
E365.00-OH Conductors and Devices | 2009-01-01 | Non-unitized | 1159664 | KY | 0 | 0 | 0
E365.00-OH Conductors and Devices | 2008-08-31 | SWITCHES - CUTOUT NEW | SWITCHES - CUTOUT NEW 07630 | KY | 275 | 75453.05 | 274.3747 | 0
E365.00-OH Conductors and Devices | 2008-05-01 | Non-unitized | 1219926 | KY | 0 | 0 | 0
E365.00-OH Conductors and Devices | 2009-01-01 | Non-unitized | 116 CHENOWETH LN 40207 | KY | 0 | 0 | 0
E365.00-OH Conductors and Devices | 2009-10-01 | Non-unitized | FLOYD & BRANDIES 40208 | KY | 0 | 0 | 0 | 0
E365.00-OH Conductors and Devices | 2008-05-01 | Non-unitized | 3949 BARDSTOWN RD 40218 | KY | 0 | 0 | 0
E365.00-OH Conductors and Devices | 2008-05-01 | Non-unitized | 927484 | KY | 0 | 0 | 0
E365.00-OH Conductors and Devices | 2010-01-01 | Non-unitized | 3761 JOHNSON HALL DR 40206 | KY | 0 | 0 | 0 | 0
E365.00-OH Conductors and Devices | 2010-01-01 | Non-unitized | 3315 PACIFIC CT 40211 | KY | 0 | 0 | 0 | 0
E365.00-OH Conductors and Devices | 2009-12-31 | 4/0 CONDUCTOR | #4/0 CONDUCTOR (00148) | KY | 70 | 3931.33 | 56.1619 | 0
E365.00-OH Conductors and Devices | 1965-01-01 | 3/0 CONDUCTOR | #/0 CONDUCTOR | KY | 37 | 9.54 | 0.25784
E365.00-OH Conductors and Devices | 1935-01-01 | 4/0 CONDUCTOR | #4/0 CONDUCTOR | KY | 1327 | 308.65 | 0.23259 | 0
E365.00-OH Conductors and Devices | 1986-01-01 | SWITCH - 0-6 AMP LINCOLNTROL | MP1986 Overhead Conductors and Devices | KY | 2 | 1034.29 | 517.145
E365.00-OH Conductors and Devices | 2003-01-01 | TIME SWITCHES | MP2003 Overhead Conductors and Devices | KY | 2 | 1336.34 | 668.17
E365.00-OH Conductors and Devices | 2008-05-01 | Non-unitized | 2704 ROCKFORD LN 40216 | KY | 0 | 0 | 0 | 0
E365.00-OH Conductors and Devices | 2008-05-01 | Non-unitized | 717 BROOK PARK DR. 40214 | KY | 0 | 0 | 0
E365.00-OH Conductors and Devices | 2008-05-01 | Non-unitized | WOODRIDGE CROSSINGS - 3Ø OVHD EXT | KY | 0 | 0 | 0 | 0
E365.00-OH Conductors and Devices | 2008-05-01 | Non-unitized | 2912 SIX MILE LANE 40299 | KY | 0 | 0 | 0 | 0
E365.00-OH Conductors and Devices | 2008-05-01 | Non-unitized | 3514 HIGHWAY 393 40031 | KY | 0 | 0 | 0 | 0
E365.00-OH Conductors and Devices | 2008-05-01 | Non-unitized | 5223 MAPLE SPRING DR 40229 | KY | 0 | 0 | 0 | 0
E365.00-OH Conductors and Devices | 2008-05-01 | Non-unitized | 11803 OLD SHELBYVILLE RD 40243 | KY | 0 | 0 | 0
E365.00-OH Conductors and Devices | 2008-10-01 | Non-unitized | 1506600 | KY | 0 | 0 | 0 | 0
E365.00-OH Conductors and Devices | 2010-04-01 | Non-unitized | 1809 WOLF DR 40031 | KY | 0 | 0 | 0 | 0
E365.00-OH Conductors and Devices | 2020-04-30 | SWITCHES - GROUP OPERATED | SWITCHES - MISC. NEW 07632 | KY | 0 | 0 | 0 | 0
E365.00-OH Conductors and Devices | 2010-05-01 | Non-unitized | 1712 GREYLING DR 40272 | KY | 0 | 0 | 0 | 0
E365.00-OH Conductors and Devices | 2010-08-01 | Non-unitized | 113 N SHERRIN AVE | KY | 0 | 0 | 0 | 0
E365.00-OH Conductors and Devices | 2010-06-30 | 336,400 19 STR. ALL ALUMINUM | 336,400 19 STR. ALL ALUMINUM (FT) (07712) | KY | 2060 | 60586.23 | 29.4108 | 0
E365.00-OH Conductors and Devices | 2010-10-01 | Non-unitized | 2143 BARINGER AVE 40204 | KY | 0 | 0 | 0 | 0
E365.00-OH Conductors and Devices | 2010-12-31 | SWITCHES - CUTOUT | SWITCHES (CUTOUT) (EACH) (07630) | KY | 121 | 625.97 | 5.1733 | 0
E365.00-OH Conductors and Devices | 2008-08-01 | SWITCHES - CUTOUT NEW | SWITCHES - CUTOUT NEW 07630 | KY | 3 | -537.87 | -179.29 | 0
E365.00-OH Conductors and Devices | 2011-01-01 | Non-unitized | 1620 BANK ST 40203 | KY | 0 | 0 | 0 | 0
E365.00-OH Conductors and Devices | 2011-01-01 | Non-unitized | 5405 HAMES TRACE 40291 | KY | 0 | 0 | 0 | 0
E365.00-OH Conductors and Devices | 2011-01-01 | Non-unitized | 485 OLD FORD RD 40165 | KY | 0 | 0 | 0 | 0
E365.00-OH Conductors and Devices | 2011-01-01 | Non-unitized | LGE General Reliability | KY | 0 | 0 | 0 | 0
E365.00-OH Conductors and Devices | 2011-02-01 | Non-unitized | 4018 HALLS HILL RD GATE 40014 | KY | 0 | 0 | 0 | 0
E365.00-OH Conductors and Devices | 2011-02-01 | Non-unitized | 1630 W HILL ST 40210 | KY | 0 | 0 | 0 | 0
E365.00-OH Conductors and Devices | 2011-04-07 | Non-unitized | Ckt SP1115 South Park Sub | KY | 0 | 0 | 0 | 0
E365.00-OH Conductors and Devices | 2011-07-01 | Non-unitized | BOXELDER CROSSING | KY | 0 | 0 | 0 | 0
E365.00-OH Conductors and Devices | 2012-03-31 | #2 Triplex | #2 CONDUCTOR (00172) | KY | 23898 | 94684.87 | 3.962 | 0
E365.00-OH Conductors and Devices | 2011-10-01 | 123,270 ACAR WIRE | 123,270 ACAR WIRE (FT) (07686) | KY | 577 | 1468.56 | 2.5452 | 0
E365.00-OH Conductors and Devices | 2012-06-11 | 6A COPPER CONDUCTOR | #6A COPPERWELD COPPER (00192) | KY | 2959 | 10462.06 | 3.5357 | 0
E365.00-OH Conductors and Devices | 2013-09-30 | #2 Triplex | #2 CONDUCTOR (00172) | KY | 2571 | 6084.7 | 2.3667 | 0
E365.00-OH Conductors and Devices | 2013-09-13 | 123,270 ACAR WIRE | 123,270 ACAR WIRE (FT) (07686) | KY | 18072 | 57331.91 | 3.1724 | 0
E365.00-OH Conductors and Devices | 2014-01-01 | SWITCHES - CUTOUT NEW | SWITCHES - CUTOUT NEW 07630 | KY | 401 | 473992.62 | 1182.0265 | 0
E365.00-OH Conductors and Devices | 2014-01-01 | 6 COPPER CONDUCTOR | #6 BARE COPPER (00168) | KY | 1190 | 18616.1 | 15.6438 | 0
E365.00-OH Conductors and Devices | 2013-11-30 | RECLOSER | RECLOSER, 3 PH, single tank w single electronic control | KY | 1 | 128726.01 | 128726.01 | 0
E365.00-OH Conductors and Devices | 2014-06-01 | 336,400 19 STR. ALL ALUMINUM | 336,400 19 STR. ALL ALUMINUM (FT) (07712) | KY | 5052 | 19608.24 | 3.8813 | 0
E365.00-OH Conductors and Devices | 2011-05-01 | Estimated Retirement | OX 1277 | KY | 0 | 0 | 0 | 0
E365.00-OH Conductors and Devices | 2014-06-30 | 7/C CONDUCTOR | 7/C (06409) | KY | 1000 | 2581.96 | 2.582 | 0
E365.00-OH Conductors and Devices | 2014-07-01 | Non-unitized | CTPD340-Taxable-Capital Thrd Party - 00340012 | KY | 0 | 0 | 0 | 0
E365.00-OH Conductors and Devices | 2014-08-31 | Non-unitized | DIST-NA-ASHBM-AP PK | KY | 0 | 0 | 0 | 0
E365.00-OH Conductors and Devices | 2014-04-30 | ARRESTERS - NEW | ARRESTERS - NEW | KY | 84 | 15658.08 | 186.4057 | 0
E365.00-OH Conductors and Devices | 2015-06-30 | #2 Triplex | #2 Triplex | KY | 28097 | 132774.85 | 4.7256 | 0
E365.00-OH Conductors and Devices | 2015-10-31 | 1/0 CABLE | 1/0 CABLE | KY | 7605 | 16642.43 | 2.1884 | 0
E365.00-OH Conductors and Devices | 2015-12-31 | SWITCHES - CUTOUT NEW | SWITCHES - CUTOUT NEW 07630 | KY | 427 | 224709.64 | 526.2521 | 0
E365.00-OH Conductors and Devices | 2015-12-31 | Non-unitized | AIKEN CKT 1296 (AK1296) | KY | 0 | 0 | 0 | 0
E365.00-OH Conductors and Devices | 2014-12-31 | RECLOSER | RECLOSER, MISCELLANEOUS (06282) | KY | 2 | 198055.18 | 99027.59 | 0
E365.00-OH Conductors and Devices | 2015-11-30 | INSULATORS - LINE | INSULATORS - LINE | KY | 0 | 0 | 0 | 0
E365.00-OH Conductors and Devices | 2016-11-30 | 6 COPPER CONDUCTOR | #6 BARE COPPER (00168) | KY | 800 | 12440.56 | 15.5507 | 0
E365.00-OH Conductors and Devices | 2017-01-01 | Non-unitized | COOPER CHAPEL ROAD | KY | 0 | 0 | 0 | 0
E365.00-OH Conductors and Devices | 2017-04-30 | Non-unitized | 146749-OXMOOR CKT 1273 (OX1273) | KY | 0 | 0 | 0 | 0
E365.00-OH Conductors and Devices | 2015-07-31 | ARRESTERS - DISTRIBUTION | DISTRIBUTION ARRESTERS (00504) | KY | 44 | 6752.45 | 153.4648 | 0
E365.00-OH Conductors and Devices | 2019-11-30 | Non-unitized | NONE | KY | 0 | 0 | 0 | 0
E365.00-OH Conductors and Devices | 2019-04-01 | WILDLIFE PROTECTION | WILDLIFE GUARD, STINGER COVER | KY | 1 | 3952.13 | 3952.13 | 0
E365.00-OH Conductors and Devices | 2019-11-01 | Non-unitized | 158432-Holiday Inn - K.E.A. Vault | KY | 0 | 0 | 0 | 0
E365.00-OH Conductors and Devices | 2019-06-30 | 4 COPPER CONDUCTOR | #4 W.P. COPPER (00141) | KY | 2283 | 12473.3 | 5.4636 | 0
E365.00-OH Conductors and Devices | 2019-02-01 | Non-unitized | 155867-SY1250 CIFI 2018 | KY | 0 | 0 | 0 | 0
E365.00-OH Conductors and Devices | 2017-08-31 | CAPACITORS | CAPACITORS (BANKS) (EACH) (07330) | KY | 3 | 11834.38 | 3944.7933 | 0
E365.00-OH Conductors and Devices | 2017-08-31 | GROUND | GROUND (00103) | KY | 16 | 1200.91 | 75.0569 | 0
E365.00-OH Conductors and Devices | 2020-02-29 | 1/0 CABLE | 1/0 CABLE | KY | 1600 | 19675.42 | 12.2971 | 0
E365.00-OH Conductors and Devices | 2020-02-01 | Non-unitized | CRDCBL340-Taxable-Repl Defective Cable - 00340012 | KY | 0 | 0 | 0 | 0
E365.00-OH Conductors and Devices | 2021-01-01 | Non-unitized | CTBRD340O-Taxable-Cap Trouble Orders OH - 00340012 | KY | 0 | 0 | 0 | 0
E365.00-OH Conductors and Devices | 2020-10-01 | 4/0 CONDUCTOR | #4/0 CONDUCTOR (00148) | KY | 259 | 2300.41 | 8.8819 | 0
E365.00-OH Conductors and Devices | 2020-05-01 | CABLE | CABLE - (MISC) (06031) | KY | 5048 | 203384.98 | 40.2902 | 0
E365.00-OH Conductors and Devices | 2021-03-01 | INSULATORS - LINE | INSULATORS - LINE | KY | 2432 | 55302.43 | 22.7395 | 0
E365.00-OH Conductors and Devices | 2019-12-31 | 1000 MCM CONDUCTOR | #1000 MCM CONDUCTOR | KY | 134 | 8691.07 | 64.8587 | 0
E365.00-OH Conductors and Devices | 2022-02-28 | INSULATORS - LINE | INSULATORS - LINE | KY | 74 | 27846.6 | 376.3054 | 0
E365.00-OH Conductors and Devices | 2021-06-01 | GROUND | GROUND (00103) | KY | 78 | 9877.07 | 126.6291 | 0
E365.00-OH Conductors and Devices | 2022-02-28 | #2 Triplex | #2 Triplex | KY | 1000 | 11188.92 | 11.1889 | 0
E365.00-OH Conductors and Devices | 2022-02-01 | GROUND | GROUND (00103) | KY | 1459 | 109907.86 | 75.331 | 0
E365.00-OH Conductors and Devices | 2023-01-01 | Non-unitized | ARELD343-Taxable-Capital Reliability 00343012 | KY | 0 | 0 | 0 | 0
E365.00-OH Conductors and Devices | 2023-02-16 | 123,270 ACAR WIRE | 123,270 ACAR WIRE (FT) (07686) | KY | 5756 | 110916.01 | 19.2696 | 0
E365.00-OH Conductors and Devices | 2021-12-15 | CAPACITORS | CAPACITORS (BANKS) (EACH) (07330) | KY | 4 | 122588.74 | 30647.185 | 0
E365.00-OH Conductors and Devices | 2024-12-31 | Non-unitized | 172768-RELOCATE ELECTRIC DISTRIBUTION FOR KYTC ROADWAY PROJECT IN OLDHAM COUNTY ON KY146 AT KY393 | KY | 9 | 3077.76 | 341.9733 | 0
E365.00-OH Conductors and Devices | 2024-05-31 | INSULATORS - LINE | INSULATORS - LINE | KY | 1295 | 563055.49 | 434.7919 | 0
E365.00-OH Conductors and Devices | 2024-05-31 | SWITCHES - CUTOUT NEW | SWITCHES - CUTOUT NEW 07630 | KY | 255 | 1026001.71 | 4023.5361 | 0
E365.00-OH Conductors and Devices | 2024-02-28 | 795 MCM ALUMINUM CONDUCTOR | #795 MCM ALL ALUM BARE (00122) | KY | 60 | 1585.33 | 26.4222 | 0
E365.00-OH Conductors and Devices | 1991-01-01 | 795 MCM ALUMINUM CONDUCTOR | MP1991 Overhead Conductors and Devices | KY | 197159 | 1091073.25 | 5.534 | 0
E365.00-OH Conductors and Devices | 1982-01-01 | 336,400 19 STR. ALL ALUMINUM | MP1982 Overhead Conductors and Devices | KY | 81227 | 166532.42 | 2.0502 | 0
E365.00-OH Conductors and Devices | 1987-01-01 | 336,400 19 STR. ALL ALUMINUM | MP1987 Overhead Conductors and Devices | KY | 13069 | 30910.8 | 2.3652 | 0
E365.00-OH Conductors and Devices | 1989-01-01 | 795 MCM ALUMINUM CONDUCTOR | MP1989 Overhead Conductors and Devices | KY | 360977 | 1613399.88 | 4.4695 | 0
E365.00-OH Conductors and Devices | 1994-01-01 | 336,400 19 STR. ALL ALUMINUM | MP1994 Overhead Conductors and Devices | KY | 36718 | 238189.8 | 6.487 | 0
E365.00-OH Conductors and Devices | 1973-01-01 | GROUND | MP1973 Overhead Conductors and Devices | KY | 0 | 0 | 0 | 0
E365.00-OH Conductors and Devices | 1987-01-01 | 195,700 ACAR WIRE | MP1987 Overhead Conductors and Devices | KY | 17102 | 33212.45 | 1.942 | 0
E365.00-OH Conductors and Devices | 1991-01-01 | 195,700 ACAR WIRE | MP1991 Overhead Conductors and Devices | KY | 22325 | 50457.11 | 2.2601 | 0
E365.00-OH Conductors and Devices | 1953-01-01 | 4/0 CONDUCTOR | MP1953 Overhead Conductors and Devices | KY | 1659822 | 247512.79 | 0.14912 | 0
E365.00-OH Conductors and Devices | 1984-01-01 | SWITCHES - DISCONNECT NEW | MP1984 Overhead Conductors and Devices | KY | 349 | 111479.15 | 319.4245 | 0
E365.00-OH Conductors and Devices | 1983-01-01 | 4 COPPER CONDUCTOR | MP1983 Overhead Conductors and Devices | KY | 50932 | 52947.04 | 1.0396 | 0
E365.00-OH Conductors and Devices | 1942-01-01 | #2 ACSR | MP1942 Overhead Conductors and Devices | KY | 0 | 0 | 0 | 0
E365.00-OH Conductors and Devices | 1998-01-01 | 4/0 CONDUCTOR | MP1998 Overhead Conductors and Devices | KY | 3251 | 58132.75 | 17.8815
E365.00-OH Conductors and Devices | 1995-01-01 | RECLOSER, MISCELLANEOUS | MP1995 Overhead Conductors and Devices | KY | 17 | 78376.16 | 4610.3624 | 0
E365.00-OH Conductors and Devices | 1996-01-01 | SWITCHES - CUTOUT | MP1996 Overhead Conductors and Devices | KY | 0 | 0 | 0
E365.00-OH Conductors and Devices | 1994-01-01 | #2 Triplex | MP1994 Overhead Conductors and Devices | KY | 6233 | 26037.68 | 4.1774 | 0
E365.00-OH Conductors and Devices | 2005-01-01 | SWITCHES - CUTOUT | MP2005 Overhead Conductors and Devices | KY | 0 | 0 | 0
E365.00-OH Conductors and Devices | 1965-01-01 | 4 COPPER CONDUCTOR | #4 W.P. COPPER | KY | 6823 | 1433.04 | 0.21003 | 0
E365.00-OH Conductors and Devices | 2004-01-01 | PAD / MAT | MP2004 Overhead Conductors and Devices | KY | 1671 | 24194.89 | 14.4793 | 0
E365.00-OH Conductors and Devices | 1999-01-01 | FISHER PIERCE CURRENT CONTROL | MP1999 Overhead Conductors and Devices | KY | 5 | 5110.73 | 1022.146
E365.00-OH Conductors and Devices | 2004-01-01 | TO BE SPREAD OVER ASSETS IN ACCOUNT | MP2004 Overhead Conductors and Devices | KY | 0 | 0 | 0
E365.00-OH Conductors and Devices | 2005-01-01 | 795 MCM ALUMINUM CONDUCTOR | MP2005 Overhead Conductors and Devices | KY | 12958 | 138236.17 | 10.668 | 0
E365.00-OH Conductors and Devices | 2008-05-01 | Non-unitized | PADDOCK AT EASTPOINT - PHASE 1 | KY | 0 | 0 | 0
E365.00-OH Conductors and Devices | 2008-05-01 | Non-unitized | 1300684 | KY | 0 | 0 | 0
E365.00-OH Conductors and Devices | 2008-05-01 | Non-unitized | 1342064 | KY | 0 | 0 | 0
E365.00-OH Conductors and Devices | 2008-05-01 | Non-unitized | 1214436 | KY | 0 | 0 | 0
E365.00-OH Conductors and Devices | 2008-05-01 | Non-unitized | 6200 Paradise Lane 40258 | KY | 0 | 0 | 0
E365.00-OH Conductors and Devices | 2008-05-01 | Non-unitized | 837 FOUNTAIN AVE 40222 | KY | 0 | 0 | 0 | 0
E365.00-OH Conductors and Devices | 2008-05-01 | Non-unitized | 8001 ASHBOTTOM RD 40209 | KY | 0 | 0 | 0 | 0
E365.00-OH Conductors and Devices | 2008-05-01 | Non-unitized | CANE RUN ROAD APARTMENTS - PH 1 | KY | 0 | 0 | 0 | 0
E365.00-OH Conductors and Devices | 2008-05-01 | Non-unitized | 1520 CEDAR ST | KY | 0 | 0 | 0 | 0
E365.00-OH Conductors and Devices | 2008-05-01 | Non-unitized | 1045 S 12TH ST | KY | 0 | 0 | 0 | 0
E365.00-OH Conductors and Devices | 2008-05-01 | Non-unitized | IVY RIDGE | KY | 0 | 0 | 0
E365.00-OH Conductors and Devices | 2008-05-01 | Non-unitized | 5202 MERCER LN 40177 | KY | 0 | 0 | 0
E365.00-OH Conductors and Devices | 2008-05-01 | Non-unitized | CIRCUIT LOCKOUT 40214 | KY | 0 | 0 | 0
E365.00-OH Conductors and Devices | 2009-04-01 | Non-unitized | 3719 SAINT MICHAELS CHURCH RD 40220 | KY | 0 | 0 | 0
E365.00-OH Conductors and Devices | 2008-07-31 | #2 ACSR | #1 CONDUCTOR (00173) | KY | 264 | 16172.43 | 61.2592 | 0
E365.00-OH Conductors and Devices | 2009-01-01 | Non-unitized | 1570467 | KY | 0 | 0 | 0
E365.00-OH Conductors and Devices | 2009-01-01 | Non-unitized | 777164 | KY | 0 | 0 | 0 | 0
E365.00-OH Conductors and Devices | 2009-01-01 | Non-unitized | GLENMARY VILLAGE CONDOS - PH 1 | KY | 0 | 0 | 0
E365.00-OH Conductors and Devices | 2009-01-01 | Non-unitized | 1475484 | KY | 0 | 0 | 0 | 0
E365.00-OH Conductors and Devices | 2008-05-01 | Non-unitized | 1215764 | KY | 0 | 0 | 0
E365.00-OH Conductors and Devices | 2009-11-30 | 123,270 ACAR WIRE | 123,270 ACAR WIRE (FT) (07686) | KY | 32206 | 51843.95 | 1.6098 | 0
E365.00-OH Conductors and Devices | 2008-05-01 | Non-unitized | 529 N 22ND ST 40203 | KY | 0 | 0 | 0
E365.00-OH Conductors and Devices | 2008-05-01 | Non-unitized | 1170905 | KY | 0 | 0 | 0
E365.00-OH Conductors and Devices | 2008-10-01 | Non-unitized | 1417645 | KY | 0 | 0 | 0
E365.00-OH Conductors and Devices | 2009-07-01 | Non-unitized | 12400 OLD SHELBYVILLE RD 40243 | KY | 0 | 0 | 0
E365.00-OH Conductors and Devices | 2009-05-31 | 350 MCM COPPER CONDUCTOR | #350 MCM BARE COPPER (00183) | KY | 29 | 682.94 | 23.5497 | 0
E365.00-OH Conductors and Devices | 2009-08-31 | ARRESTERS - OVERHEAD | ARRESTERS - OVERHEAD | KY | 1 | 353.01 | 353.01 | 0
E365.00-OH Conductors and Devices | 2008-05-01 | Non-unitized | 1381 S 3RD ST | KY | 0 | 0 | 0
E365.00-OH Conductors and Devices | 2008-05-01 | Non-unitized | 4002 ELDER PARK CUTOFF 40014 | KY | 0 | 0 | 0
E365.00-OH Conductors and Devices | 2008-11-30 | ARRESTERS - OVERHEAD | ARRESTERS - OVERHEAD | KY | 0 | 0 | 0 | 0
E365.00-OH Conductors and Devices | 2010-01-01 | Non-unitized | 1417634 | KY | 0 | 0 | 0 | 0
E365.00-OH Conductors and Devices | 2009-04-30 | SWITCHES - CUTOUT | SWITCHES (CUTOUT) (EACH) (07630) | KY | 3 | 1213.7 | 404.5667 | 0
E365.00-OH Conductors and Devices | 2009-08-31 | #2 Triplex | #2 CONDUCTOR (00172) | KY | 314 | 5372.52 | 17.1099
E365.00-OH Conductors and Devices | 2008-05-01 | Non-unitized | 830548 | KY | 0 | 0 | 0
E365.00-OH Conductors and Devices | 1971-01-01 | SWITCH - 0-6 AMP LINCOLNTROL | MP1971 Overhead Conductors and Devices | KY | 2 | 484.59 | 242.295
E365.00-OH Conductors and Devices | 2008-05-01 | Non-unitized | 1086948 | KY | 0 | 0 | 0 | 0
E365.00-OH Conductors and Devices | 2008-05-01 | Non-unitized | 6409 GELLHAUS LN 40299 | KY | 0 | 0 | 0 | 0
E365.00-OH Conductors and Devices | 2008-05-01 | Non-unitized | 5208 VALLEY STATION RD | KY | 0 | 0 | 0 | 0
E365.00-OH Conductors and Devices | 2008-05-01 | Non-unitized | 5314 SPEEDWAY AVE | KY | 0 | 0 | 0 | 0
E365.00-OH Conductors and Devices | 2008-05-01 | Non-unitized | 657 HURSTBOURNE GARDENS 40299 | KY | 0 | 0 | 0 | 0
E365.00-OH Conductors and Devices | 2008-10-01 | Non-unitized | 1579695 | KY | 0 | 0 | 0 | 0
E365.00-OH Conductors and Devices | 2008-10-01 | Non-unitized | 1351897 | KY | 0 | 0 | 0 | 0
E365.00-OH Conductors and Devices | 2008-02-28 | 336,400 19 STR. ALL ALUMINUM | 336,400 19 STR. ALL ALUMINUM (FT) (07712) | KY | 68 | 1347.99 | 19.8234
E365.00-OH Conductors and Devices | 1987-01-01 | INSULATORS - LINE | MP1987 Overhead Conductors and Devices | KY | 0 | 0 | 0 | 0
E365.00-OH Conductors and Devices | 2009-03-01 | 1/0 CABLE | 1/0 CABLE | KY | 64010 | 515327.21 | 8.0507 | 0
E365.00-OH Conductors and Devices | 2010-04-01 | Non-unitized | 620 LOCUST LN 40213 | KY | 0 | 0 | 0 | 0
E365.00-OH Conductors and Devices | 2010-04-01 | Non-unitized | 5610 RANDOM WY 40291 | KY | 0 | 0 | 0 | 0
E365.00-OH Conductors and Devices | 2010-05-01 | 20 M.A.W. MESSENGER WIRE | 20 M.A.W. MESSENGER WIRE (FT) (07804) | KY | 250 | 686.09 | 2.7444 | 0
E365.00-OH Conductors and Devices | 2010-05-01 | Non-unitized | 2529 SIX MILE LN 40220 | KY | 0 | 0 | 0 | 0
E365.00-OH Conductors and Devices | 2010-10-31 | 336,400 19 STR. ALL ALUMINUM | 336,400 19 STR. ALL ALUMINUM (FT) (07712) | KY | 10283 | 738.49 | 0.071817 | 0
E365.00-OH Conductors and Devices | 2008-09-01 | 1/0 CABLE | 1/0 CABLE | KY | 496 | 702.08 | 1.4155 | 0
E365.00-OH Conductors and Devices | 2011-01-01 | 20 M.A.W. MESSENGER WIRE | 20 M.A.W. MESSENGER WIRE (FT) (07804) | KY | 2246 | -828.4 | -0.36883 | 0
E365.00-OH Conductors and Devices | 2011-01-01 | Non-unitized | NETVLT343-Network Vaults 003430 | KY | 0 | 0 | 0 | 0
E365.00-OH Conductors and Devices | 2011-04-01 | Non-unitized | 6401 OUTER LOOP 40228 | KY | 0 | 0 | 0 | 0
E365.00-OH Conductors and Devices | 2011-09-01 | 6A COPPER CONDUCTOR | #6A COPPERWELD COPPER (00192) | KY | 0 | 0 | 0 | 0
E365.00-OH Conductors and Devices | 2011-10-01 | Non-unitized | New Bus Resid - UG - Project Level Work Order | KY | 1 | 0 | 0 | 0
E365.00-OH Conductors and Devices | 2012-09-30 | 795 MCM ALUMINUM CONDUCTOR | #795 MCM ALL ALUM BARE (00122) | KY | 150 | 25099.7 | 167.3313 | 0
E365.00-OH Conductors and Devices | 2012-12-31 | #2 ACSR | #1 CONDUCTOR (00173) | KY | 20914 | 336829.87 | 16.1055 | 0
E365.00-OH Conductors and Devices | 2012-06-11 | SWITCHES - DISCONNECT NEW | SWITCHES - DISCONNECT | KY | 6 | 7184.79 | 1197.465 | 0
E365.00-OH Conductors and Devices | 2013-06-26 | SWITCHES - DISCONNECT NEW | SWITCHES - DISCONNECT | KY | 12 | 53033.69 | 4419.4742 | 0
E365.00-OH Conductors and Devices | 2012-06-06 | WILDLIFE PROTECTION | WILDLIFE PROTECTION | KY | 9 | 17821.75 | 1980.1944 | 0
E365.00-OH Conductors and Devices | 2013-07-31 | #2 Triplex | #2 CONDUCTOR (00172) | KY | 2000 | 5440.48 | 2.7202 | 0
E365.00-OH Conductors and Devices | 2013-07-31 | SWITCHES - DISCONNECT NEW | SWITCHES - DISCONNECT | KY | 6 | 5145.58 | 857.5967 | 0
E365.00-OH Conductors and Devices | 2014-01-01 | ARRESTERS - OVERHEAD | ARRESTERS - OVERHEAD | KY | 371 | 66465.98 | 179.1536 | 0
E365.00-OH Conductors and Devices | 2014-01-01 | 4A COPPER CONDUCTOR | #4A COPPERWELD COPPER (00195) | KY | 210 | 26262.66 | 125.0603 | 0
E365.00-OH Conductors and Devices | 2013-12-31 | 4 COPPER CONDUCTOR | #4 W.P. COPPER (00141) | KY | 47483 | 296363.49 | 6.2415 | 0
E365.00-OH Conductors and Devices | 2014-07-31 | 6 COPPER CONDUCTOR | #6 BARE COPPER (00168) | KY | 5285 | 17168.21 | 3.2485 | 0
E365.00-OH Conductors and Devices | 2013-12-31 | 6A COPPER CONDUCTOR | #6A COPPERWELD COPPER (00192) | KY | 1140 | 4556.33 | 3.9968 | 0
E365.00-OH Conductors and Devices | 2014-07-01 | 795 MCM ALUMINUM CONDUCTOR | #795 MCM ALL ALUM BARE (00122) | KY | 15707 | 176389.69 | 11.23 | 0
E365.00-OH Conductors and Devices | 2015-06-30 | SWITCHGEAR | SWITCHGEAR (06755) | KY | 3 | 115344.85 | 38448.2833 | 0
E365.00-OH Conductors and Devices | 2015-10-31 | SWITCHES - CUTOUT NEW | SWITCHES - CUTOUT NEW 07630 | KY | 790 | 248118.97 | 314.0746 | 0
E365.00-OH Conductors and Devices | 2015-03-31 | 123,270 ACAR WIRE | 123,270 ACAR WIRE (FT) (07686) | KY | 1000 | 2563.7 | 2.5637 | 0
E365.00-OH Conductors and Devices | 2015-12-31 | 1/0 Aluminum | 1/0 Aluminum | KY | 199 | 1153.85 | 5.7982 | 0
E365.00-OH Conductors and Devices | 2016-04-30 | Non-unitized | Seminole SM1235 | KY | 0 | 0 | 0 | 0
E365.00-OH Conductors and Devices | 2016-01-31 | 600 MCM CONDUCTOR | 600 MCM (06406) | KY | 250 | 775.94 | 3.1038 | 0
E365.00-OH Conductors and Devices | 2017-06-30 | Non-unitized | 144920-DISTRIBUTION CAPACITORS LGE - 2016 | KY | 0 | 0 | 0 | 0
E365.00-OH Conductors and Devices | 2017-06-30 | ARRESTERS - DISTRIBUTION | DISTRIBUTION ARRESTERS (00504) | KY | 44 | 50471.71 | 1147.0843 | 0
E365.00-OH Conductors and Devices | 2018-08-31 | ARRESTERS - OVERHEAD | ARRESTERS - OVERHEAD | KY | 12 | 3285.01 | 273.7508 | 0
E365.00-OH Conductors and Devices | 2019-01-01 | Non-unitized | CNBSV340O-NB Elect Serv OH - 003400 | KY | 0 | 0 | 0 | 0
E365.00-OH Conductors and Devices | 2019-09-30 | Non-unitized | 156137-AK1292 CIFI 2018 | KY | 0 | 0 | 0 | 0
E365.00-OH Conductors and Devices | 2019-02-28 | Non-unitized | 156144-ET1168 CIFI 2018 | KY | 0 | 0 | 0 | 0
E365.00-OH Conductors and Devices | 2020-01-01 | 2/0 COPPER CONDUCTOR | #2/0 W.P. COPPER (00146) | KY | 2265 | 2296.58 | 1.0139 | 0
E365.00-OH Conductors and Devices | 2020-09-01 | ARRESTERS - OVERHEAD | ARRESTERS - OVERHEAD | KY | 53 | 3979.52 | 75.0853 | 0
E365.00-OH Conductors and Devices | 2020-04-30 | 6 COPPER CONDUCTOR | #6 BARE COPPER (00168) | KY | 7554 | 14763.88 | 1.9544 | 0
E365.00-OH Conductors and Devices | 2021-01-01 | Non-unitized | ACAPR340-Taxable-Cap/Reg/Recloser 00340012 | KY | 0 | 0 | 0 | 0
E365.00-OH Conductors and Devices | 2021-03-01 | Non-unitized | 161745-FORD LAP Excess Facilities Project | KY | 0 | 0 | 0 | 0
E365.00-OH Conductors and Devices | 2020-10-01 | 195,700 ACAR WIRE | 195,700 ACAR WIRE (FT) (07711) | KY | 7735 | 3132.4 | 0.40496 | 0
E365.00-OH Conductors and Devices | 2020-10-01 | 3/0 CONDUCTOR | #3/0 CONDUCTOR (00176) | KY | 2302 | 17998.78 | 7.8188 | 0
E365.00-OH Conductors and Devices | 2021-01-01 | 4 COPPER CONDUCTOR | #4 W.P. COPPER (00141) | KY | 3712 | 10780.07 | 2.9041 | 0
E365.00-OH Conductors and Devices | 2022-02-01 | 2/0 COPPER CONDUCTOR | #2/0 W.P. COPPER (00146) | KY | 10736 | 44741.1 | 4.1674 | 0
E365.00-OH Conductors and Devices | 2022-04-01 | 195,700 ACAR WIRE | 195,700 ACAR WIRE (FT) (07711) | KY | 100 | 716.96 | 7.1696 | 0
E365.00-OH Conductors and Devices | 2022-10-31 | Non-unitized | 164245 -CF1202 CEMI – PH2 is one of the circuits that were identified in the CEMI project for 2021. The following streets will be worked on: 2501 W. Highway 22, 5014 Fairview Drive, 5007 Fairview Drive, 2405 W. Highway 22, 5500 Payton Lane, 5203 Carpent | KY | 0 | 0 | 0 | 0
E365.00-OH Conductors and Devices | 2022-02-28 | 4 COPPER CONDUCTOR | #4 W.P. COPPER (00141) | KY | 8643 | 25469.66 | 2.9469 | 0
E365.00-OH Conductors and Devices | 2023-02-01 | 8 COPPER CONDUCTOR | #8 W.P. COPPER (00138) | KY | 13596 | 64851.8 | 4.7699 | 0
E365.00-OH Conductors and Devices | 2022-05-12 | 795 MCM ALUMINUM CONDUCTOR | #795 MCM ALL ALUM BARE (00122) | KY | 88137 | 1751525.75 | 19.8728 | 0
E365.00-OH Conductors and Devices | 2023-02-16 | RECLOSER | RECLOSER | KY | 2 | 184808.47 | 92404.235 | 0
E365.00-OH Conductors and Devices | 2024-08-08 | Non-unitized | ALM080723-LGE MAJOR STORM CAPITAL 080723 | KY | 0 | 0 | 0 | 0
E365.00-OH Conductors and Devices | 2024-01-01 | INSULATORS - LINE | INSULATORS - LINE | KY | 63 | 9492.08 | 150.6679 | 0
E365.00-OH Conductors and Devices | 2025-02-01 | Non-unitized | ARDD343U-Taxable-Cap Rep Def UG 00343012: Typically used for planned or scheduled jobs. | KY | 4 | 148429.34 | 37107.335 | 0
E365.00-OH Conductors and Devices | 1981-01-01 | 392,500 24/13 ACAR WIRE | MP1981 Overhead Conductors and Devices | KY | 58615 | 87457.96 | 1.4921 | 0
E365.00-OH Conductors and Devices | 1994-01-01 | 795 MCM ALUMINUM CONDUCTOR | MP1994 Overhead Conductors and Devices | KY | 51285 | 430725.19 | 8.3987 | 0
E365.00-OH Conductors and Devices | 1998-01-01 | 20 M.A.W. MESSENGER WIRE | MP1998 Overhead Conductors and Devices | KY | 15601 | 37166.86 | 2.3823 | 0
E365.00-OH Conductors and Devices | 1974-01-01 | TO BE SPREAD OVER ASSETS IN ACCOUNT | MP1974 Overhead Conductors and Devices | KY | 0 | 0 | 0
E365.00-OH Conductors and Devices | 1974-01-01 | CAPACITORS | MP1974 Overhead Conductors and Devices | KY | 18 | 5384.28 | 299.1267 | 0
E365.00-OH Conductors and Devices | 1982-01-01 | 195,700 ACAR WIRE | MP1982 Overhead Conductors and Devices | KY | 22978 | 26627.9 | 1.1588 | 0
E365.00-OH Conductors and Devices | 1973-01-01 | ARRESTERS - DISTRIBUTION | MP1973 Overhead Conductors and Devices | KY | 2213 | 80342.61 | 36.3048 | 0
E365.00-OH Conductors and Devices | 1974-01-01 | 4 COPPER CONDUCTOR | MP1974 Overhead Conductors and Devices | KY | 76547 | 29904.08 | 0.39066 | 0
E365.00-OH Conductors and Devices | 1979-01-01 | ARRESTERS - DISTRIBUTION | MP1979 Overhead Conductors and Devices | KY | 3620 | 239129.1 | 66.0578 | 0
E365.00-OH Conductors and Devices | 1981-01-01 | 123,270 ACAR WIRE | MP1981 Overhead Conductors and Devices | KY | 229806 | 218896.91 | 0.95253 | 0
E365.00-OH Conductors and Devices | 1976-01-01 | SWITCHES - CUTOUT | MP1976 Overhead Conductors and Devices | KY | 0 | 0 | 0
E365.00-OH Conductors and Devices | 2000-01-01 | 195,700 ACAR WIRE | MP2000 Overhead Conductors and Devices | KY | 16865 | 12636.26 | 0.74926 | 0
E365.00-OH Conductors and Devices | 1997-01-01 | SWITCHES - CUTOUT | MP1997 Overhead Conductors and Devices | KY | 0 | 0 | 0
E365.00-OH Conductors and Devices | 1994-01-01 | 3/0 CONDUCTOR | MP1994 Overhead Conductors and Devices | KY | 25771 | 132321.75 | 5.1345 | 0
E365.00-OH Conductors and Devices | 1967-01-01 | #2 Triplex | MP1967 Overhead Conductors and Devices | KY | 147606 | 38264.59 | 0.25923 | 0
E365.00-OH Conductors and Devices | 1997-01-01 | 4 COPPER CONDUCTOR | MP1997 Overhead Conductors and Devices | KY | 73683 | 260446.29 | 3.5347 | 0
E365.00-OH Conductors and Devices | 1995-01-01 | 3/0 CONDUCTOR | MP1995 Overhead Conductors and Devices | KY | 32852 | 287357.76 | 8.747 | 0
E365.00-OH Conductors and Devices | 1935-01-01 | 1/0 CABLE | 1/0 CABLE | KY | 114825 | 10983.28 | 0.095652 | 0
E365.00-OH Conductors and Devices | 1934-01-01 | 4/0 CONDUCTOR | #4/O CONDUCTOR | KY | 8277 | 1567.7 | 0.1894 | 0
E365.00-OH Conductors and Devices | 1935-01-01 | 1/0 CABLE | 1/0 CABLE | KY | 3183 | 304.36 | 0.09562 | 0
E365.00-OH Conductors and Devices | 2003-01-01 | 1/0 CABLE | MP2003 Overhead Conductors and Devices | KY | 780797 | 4351577.36 | 5.5733 | 0
E365.00-OH Conductors and Devices | 2006-01-01 | SWITCHES - CUTOUT | MP2006 Overhead Conductors and Devices | KY | 0 | 0 | 0
E365.00-OH Conductors and Devices | 2008-05-01 | Non-unitized | 1150 N HWY 393 40010 | KY | 0 | 0 | 0 | 0
E365.00-OH Conductors and Devices | 2008-05-01 | Non-unitized | 401 LAGRANGE RD 40056 | KY | 0 | 0 | 0
E365.00-OH Conductors and Devices | 2008-05-01 | Non-unitized | 8109 BARDSTOWN RD 40291 | KY | 0 | 0 | 0
E365.00-OH Conductors and Devices | 2008-05-01 | Non-unitized | 1160597 | KY | 0 | 0 | 0
E365.00-OH Conductors and Devices | 2008-05-01 | Non-unitized | ROWAN PLACE - 3Ø UNDERGROUND | KY | 0 | 0 | 0
E365.00-OH Conductors and Devices | 2008-05-01 | Non-unitized | 405 DORSEY WAY 40223 | KY | 0 | 0 | 0
E365.00-OH Conductors and Devices | 2008-05-01 | Non-unitized | 1274435 | KY | 0 | 0 | 0
E365.00-OH Conductors and Devices | 2008-05-01 | Non-unitized | 3319 Cedar Point Rd 40010 | KY | 0 | 0 | 0 | 0
E365.00-OH Conductors and Devices | 2008-05-01 | Non-unitized | 1203 WATTERSON TRAIL 40243 | KY | 0 | 0 | 0 | 0
E365.00-OH Conductors and Devices | 2008-05-01 | Non-unitized | 3095 COMMERCE PKWY 40031 | KY | 0 | 0 | 0
E365.00-OH Conductors and Devices | 2008-05-01 | Non-unitized | 4301 E PAGES LN | KY | 0 | 0 | 0 | 0
E365.00-OH Conductors and Devices | 2008-05-01 | Non-unitized | 1101 FENDLEY RD 40031 | KY | 0 | 0 | 0 | 0
E365.00-OH Conductors and Devices | 2008-05-01 | Non-unitized | DARBY POINTE - SEC 4 | KY | 0 | 0 | 0 | 0
E365.00-OH Conductors and Devices | 2008-05-01 | Non-unitized | 8300 ROUTT ROAD 40299 | KY | 0 | 0 | 0 | 0
E365.00-OH Conductors and Devices | 2008-05-01 | Non-unitized | 1060247 | KY | 0 | 0 | 0
E365.00-OH Conductors and Devices | 2008-05-01 | Non-unitized | AUSTIN PARK CONDOS - PH 1 | KY | 0 | 0 | 0
E365.00-OH Conductors and Devices | 2008-05-01 | Non-unitized | 1400 S 9TH ST 40210 | KY | 0 | 0 | 0
E365.00-OH Conductors and Devices | 2008-05-01 | Non-unitized | 4020 GARLAND AVE 40211 | KY | 0 | 0 | 0
E365.00-OH Conductors and Devices | 2008-05-01 | Non-unitized | 11602 OWL CREEK LN 40223 | KY | 0 | 0 | 0
E365.00-OH Conductors and Devices | 2008-05-01 | Non-unitized | 1321195 | KY | 0 | 0 | 0
E365.00-OH Conductors and Devices | 2008-05-01 | Non-unitized | 1296634 | KY | 0 | 0 | 0
E365.00-OH Conductors and Devices | 2008-05-01 | Non-unitized | CLAYMONT SPRINGS | KY | 0 | 0 | 0
E365.00-OH Conductors and Devices | 1976-01-01 | SWITCHES - CUTOUT NEW | MP1976 Overhead Conductors and Devices | KY | 178 | 12879.3 | 72.3556 | 0
E365.00-OH Conductors and Devices | 2004-01-01 | SWITCHES - CUTOUT NEW | MP2004 Overhead Conductors and Devices | KY | 1017 | 791687.23 | 778.4535 | 0
E365.00-OH Conductors and Devices | 2008-10-01 | Non-unitized | 1658226 | KY | 0 | 0 | 0
E365.00-OH Conductors and Devices | 2008-08-31 | SWITCHES - CUTOUT | SWITCHES (CUTOUT) (EACH) (07630) | KY | 873 | 216533.52 | 248.0338 | 0
E365.00-OH Conductors and Devices | 2009-01-01 | Non-unitized | NORTON COMMONS SEC B PH 6 | KY | 0 | 0 | 0
E365.00-OH Conductors and Devices | 2009-01-01 | Non-unitized | 969 CHEROKEE RD 40205 | KY | 0 | 0 | 0
E365.00-OH Conductors and Devices | 2009-04-01 | Non-unitized | 1093354 | KY | 0 | 0 | 0 | 0
E365.00-OH Conductors and Devices | 2008-03-31 | 336,400 19 STR. ALL ALUMINUM | 336,400 19 STR. ALL ALUMINUM (FT) (07712) | KY | 332 | 5726.88 | 17.2496
E365.00-OH Conductors and Devices | 2009-06-16 | Non-unitized | Storm 09-14-08 | KY | 0 | 0 | 0
E365.00-OH Conductors and Devices | 2008-05-01 | Non-unitized | 1307804 | KY | 0 | 0 | 0
E365.00-OH Conductors and Devices | 2009-07-01 | Non-unitized | ML1281 OVHD EXTENSION | KY | 0 | 0 | 0
E365.00-OH Conductors and Devices | 2009-07-01 | Non-unitized | 7844 DIXIE HIWY 40258 | KY | 0 | 0 | 0
E365.00-OH Conductors and Devices | 2009-11-30 | Non-unitized | BRIAR HILL SUBV-SEC 9 | KY | 0 | 0 | 0 | 0
E365.00-OH Conductors and Devices | 2009-08-01 | 3/0 CONDUCTOR | #3/0 CONDUCTOR (00176) | KY | 2085 | 5533.7 | 2.6541
E365.00-OH Conductors and Devices | 2008-05-01 | Non-unitized | CREEK VIEW SUBDIVISION - SEC 1 | KY | 0 | 0 | 0 | 0
E365.00-OH Conductors and Devices | 2008-05-01 | Non-unitized | 4000 Mount Zion Road 40014 | KY | 0 | 0 | 0
E365.00-OH Conductors and Devices | 2008-05-01 | Non-unitized | OVERLOOK AT PERSIMMON RIDGE | KY | 0 | 0 | 0 | 0
E365.00-OH Conductors and Devices | 2008-05-01 | Non-unitized | 5428 SIR BARTON 40272 | KY | 0 | 0 | 0 | 0
E365.00-OH Conductors and Devices | 2008-05-01 | Non-unitized | 6001 NATIONAL TP. 40214 | KY | 0 | 0 | 0 | 0
E365.00-OH Conductors and Devices | 2008-05-01 | Non-unitized | FERN VALLEY & GRADE LN. 40213 | KY | 0 | 0 | 0
E365.00-OH Conductors and Devices | 2008-10-01 | Non-unitized | 1600015 | KY | 0 | 0 | 0
E365.00-OH Conductors and Devices | 2008-11-01 | Non-unitized | 25 ADVENTURE RD 40216 | KY | 0 | 0 | 0 | 0
E365.00-OH Conductors and Devices | 2010-05-01 | SWITCHES - CUTOUT | SWITCHES (CUTOUT) (EACH) (07630) | KY | 676 | 777468.6 | 1150.1015 | 0
E365.00-OH Conductors and Devices | 2010-04-01 | Non-unitized | 1023 S 3RD ST 40203 | KY | 0 | 0 | 0 | 0
E365.00-OH Conductors and Devices | 2010-07-01 | SWITCHES - GROUP OPERATED | SWITCHES - MISC. NEW 07632 | KY | 5 | 24065.21 | 4813.042 | 0
E365.00-OH Conductors and Devices | 2009-03-01 | 195,700 ACAR WIRE | 195,700 ACAR WIRE (FT) (07711) | KY | 20333 | 42061.78 | 2.0686 | 0
E365.00-OH Conductors and Devices | 2010-07-01 | Non-unitized | ANDERSON ST 40210 | KY | 0 | 0 | 0 | 0
E365.00-OH Conductors and Devices | 2010-07-01 | Non-unitized | 530 S 18TH ST. 40203 | KY | 0 | 0 | 0 | 0
E365.00-OH Conductors and Devices | 2010-07-01 | Non-unitized | 2901 GLEESON LANE 40299 | KY | 0 | 0 | 0 | 0
E365.00-OH Conductors and Devices | 2010-10-31 | 1000 MCM CONDUCTOR | #1000 MCM CONDUCTOR (00181) | KY | 0 | 0 | 0 | 0
E365.00-OH Conductors and Devices | 2010-11-01 | Non-unitized | 384 SCHOOL SIDE DR 40108 | KY | 0 | 0 | 0 | 0
E365.00-OH Conductors and Devices | 2011-01-31 | 1/0 CABLE | 1/0 CABLE | KY | 702 | 9150 | 13.0342 | 0
E365.00-OH Conductors and Devices | 2011-08-31 | SWITCHES - DISCONNECT NEW | SWITCHES - DISCONNECT NEW 07631 | KY | 82 | 301426.73 | 3675.9357 | 0
E365.00-OH Conductors and Devices | 2011-01-31 | 350 MCM COPPER CONDUCTOR | #350 MCM BARE COPPER (00183) | KY | 68 | 260.15 | 3.8257 | 0
E365.00-OH Conductors and Devices | 2011-01-01 | Non-unitized | 9812 VISTA HILLS BV 40291 | KY | 0 | 0 | 0 | 0
E365.00-OH Conductors and Devices | 2011-01-01 | Non-unitized | 3910 OLD CLARK STATION RD 40023 | KY | 0 | 0 | 0 | 0
E365.00-OH Conductors and Devices | 2011-02-28 | 500 MCM COPPER CONDUCTOR | #500 MCM W.P. COPPER (00155) | KY | 85 | 2972.23 | 34.9674 | 0
E365.00-OH Conductors and Devices | 2011-02-01 | Non-unitized | 9070 DIXIE HWY 40272 | KY | 0 | 0 | 0 | 0
E365.00-OH Conductors and Devices | 2011-02-01 | Non-unitized | 1852 W ORMSBY AVE 40210 | KY | 0 | 0 | 0 | 0
E365.00-OH Conductors and Devices | 2011-04-01 | Non-unitized | 850 OTTER CREEK PARK RD 40108 | KY | 0 | 0 | 0 | 0
E365.00-OH Conductors and Devices | 2011-04-30 | PAD / MAT | PAD / MAT (00560) | KY | 2 | 8265.62 | 4132.81 | 0
E365.00-OH Conductors and Devices | 2011-07-01 | ARRESTERS - OVERHEAD | ARRESTERS - OVERHEAD | KY | 0 | 0 | 0 | 0
E365.00-OH Conductors and Devices | 2011-08-31 | INSULATORS - LINE | INSULATORS - LINE (07429) | KY | 0 | 0 | 0 | 0
E365.00-OH Conductors and Devices | 2012-05-31 | ARRESTERS - OVERHEAD | ARRESTERS - OVERHEAD | KY | 163 | 40898.12 | 250.9087 | 0
E365.00-OH Conductors and Devices | 2012-03-31 | 1/0 CABLE | 1/0 CABLE | KY | 11992 | 82110.4 | 6.8471 | 0
E365.00-OH Conductors and Devices | 2012-05-31 | CABLE | CABLE - (MISC) (06031) | KY | 259 | 1269.92 | 4.9032 | 0
E365.00-OH Conductors and Devices | 2012-04-30 | ARRESTERS - OVERHEAD | ARRESTERS - OVERHEAD | KY | 10 | 2580.23 | 258.023 | 0
E365.00-OH Conductors and Devices | 2012-04-30 | #2 Triplex | #2 CONDUCTOR (00172) | KY | 607 | 9587.08 | 15.7942 | 0
E365.00-OH Conductors and Devices | 2012-01-31 | Non-unitized | LGE MAJOR STORM 071911 | KY | 0 | 0 | 0 | 0
E365.00-OH Conductors and Devices | 2012-06-11 | 123,270 ACAR WIRE | 123,270 ACAR WIRE (FT) (07686) | KY | 2000 | 4340.9 | 2.1704 | 0
E365.00-OH Conductors and Devices | 2013-06-25 | RECLOSER | RECLOSER, MISCELLANEOUS (06282) | KY | 4 | 181395.74 | 45348.935 | 0
E365.00-OH Conductors and Devices | 2013-09-15 | Non-unitized | CKT TA-1138 | KY | 0 | 0 | 0 | 0
E365.00-OH Conductors and Devices | 2013-12-31 | ARRESTERS - OVERHEAD | ARRESTERS - OVERHEAD | KY | 189 | 50834.88 | 268.9676 | 0
E365.00-OH Conductors and Devices | 2013-12-31 | SWITCHES - CUTOUT | SWITCHES (CUTOUT) (EACH) (07630) | KY | 22 | 13433.54 | 610.6155 | 0
E365.00-OH Conductors and Devices | 2014-11-30 | SWITCHES - DISCONNECT NEW | SWITCHES - DISCONNECT | KY | 57 | 79449 | 1393.8421 | 0
E365.00-OH Conductors and Devices | 2015-06-30 | 1/0 CONDUCTOR | 1/0 CONDUCTOR | KY | 189253 | 529349.29 | 2.797 | 0
E365.00-OH Conductors and Devices | 2015-02-01 | Non-unitized | CRDD340U-Taxable-Capital Rep Def UG - 00340012 | KY | 0 | 0 | 0 | 0
E365.00-OH Conductors and Devices | 2016-09-30 | SWITCHES - DISCONNECT NEW | SWITCHES - DISCONNECT | KY | 0 | 0 | 0 | 0
E365.00-OH Conductors and Devices | 2015-01-26 | Non-unitized | LG&E Dist. Capacitors 2014 | KY | 0 | 0 | 0 | 0
E365.00-OH Conductors and Devices | 2014-11-30 | Non-unitized | DIST-NA-PLNVW-TP | KY | 0 | 0 | 0 | 0
E365.00-OH Conductors and Devices | 2015-04-30 | 6 COPPER CONDUCTOR | #6 BARE COPPER (00168) | KY | 95872 | 186294.55 | 1.9432 | 0
E365.00-OH Conductors and Devices | 2015-12-31 | Non-unitized | SEMINOLE(SM)1232 EXIT CBL REPL | KY | 0 | 0 | 0 | 0
E365.00-OH Conductors and Devices | 2015-12-31 | VACUUM INTERRUPTER SWITCH | VACUUM INTERUPTER | KY | 6 | 9495.69 | 1582.615 | 0
E365.00-OH Conductors and Devices | 2016-09-30 | INSULATORS - LINE | INSULATORS - LINE | KY | 0 | 0 | 0 | 0
E365.00-OH Conductors and Devices | 2017-01-01 | Non-unitized | CRPOLE340-Taxable-Pole Repair/Replace - 00340012 | KY | 0 | 0 | 0 | 0
E365.00-OH Conductors and Devices | 2017-01-01 | Non-unitized | 11100 RIDGE RD ANCHO | KY | 0 | 0 | 0 | 0
E365.00-OH Conductors and Devices | 2018-01-01 | Non-unitized | CNBSV340U-NB Elect Serv UG - 003400 | KY | 0 | 0 | 0 | 0
E365.00-OH Conductors and Devices | 2018-01-01 | Non-unitized | CTBRD340O-Taxable-Cap Trouble Orders OH - 00340012 | KY | 0 | 0 | 0 | 0
E365.00-OH Conductors and Devices | 2017-03-31 | 6 COPPER CONDUCTOR | #6 BARE COPPER (00168) | KY | 595 | 1598.69 | 2.6869 | 0
E365.00-OH Conductors and Devices | 2018-12-31 | SWITCHES - CUTOUT NEW | SWITCHES - CUTOUT NEW 07630 | KY | 362 | 321064.41 | 886.9183 | 0
E365.00-OH Conductors and Devices | 2018-12-31 | 1/0 CONDUCTOR | 1/0 CONDUCTOR | KY | 984 | 12709.12 | 12.9158 | 0
E365.00-OH Conductors and Devices | 2019-01-01 | Non-unitized | CCAPR340-Taxable-Capital CAP/REG/RECL - 00340012 | KY | 0 | 0 | 0 | 0
E365.00-OH Conductors and Devices | 2019-09-30 | Non-unitized | RAISE MANHOLE RING A | KY | 0 | 0 | 0 | 0
E365.00-OH Conductors and Devices | 2019-02-28 | Non-unitized | 158310-MG1314 Exit Circuit | KY | 0 | 0 | 0 | 0
E365.00-OH Conductors and Devices | 2020-01-01 | Non-unitized | CNBSV343U-NB Elect Serv UG - 003430 | KY | 0 | 0 | 0 | 0
E365.00-OH Conductors and Devices | 2019-09-30 | SWITCHES - CUTOUT NEW | SWITCHES - CUTOUT NEW 07630 | KY | 161 | 111201.14 | 690.6903 | 0
E365.00-OH Conductors and Devices | 2020-05-01 | Non-unitized | 156142-CW1224 CIFI 2018 | KY | 0 | 0 | 0 | 0
E365.00-OH Conductors and Devices | 2020-09-01 | Non-unitized | 158582 - AB1202 Ckt Hardening | KY | 0 | 0 | 0 | 0
E365.00-OH Conductors and Devices | 2021-01-01 | Non-unitized | CRPOLE340-Taxable-Pole Repair/Replace - 00340012 | KY | 0 | 0 | 0 | 0
E365.00-OH Conductors and Devices | 2020-03-31 | 1/0 Triplex | 1/0 Triplex | KY | 500 | 2961.34 | 5.9227 | 0
E365.00-OH Conductors and Devices | 2020-11-01 | Non-unitized | ARDD340O-Taxable-Cap Rep Def OH 00340012 | KY | 0 | 0 | 0 | 0
E365.00-OH Conductors and Devices | 2021-04-01 | Non-unitized | 161188-CL1229 CIFI is one of the circuits that were identified in the CIFI project for 2021. | KY | 0 | 0 | 0 | 0
E365.00-OH Conductors and Devices | 2021-07-01 | Non-unitized | 161189-DA1242 CIFI is one of the circuits that were identified in the CIFI project for 2020. The following streets will be worked on: WR# 6599368 - 2302 TAYLORDSVILLE RD WR# 6598906 - 2168 EASTVIEW AVE WR# 6599367 - 2501 WOODBOURNE AVE | KY | 0 | 0 | 0 | 0
E365.00-OH Conductors and Devices | 2021-01-01 | SWITCHES - GROUP OPERATED | SWITCHES - GROUP OPERATED 07632 | KY | 1 | 19843.66 | 19843.66 | 0
E365.00-OH Conductors and Devices | 2022-01-01 | Non-unitized | ARELD343-Taxable-Capital Reliability 00343012 | KY | 0 | 0 | 0 | 0
E365.00-OH Conductors and Devices | 2022-08-01 | 1000 MCM CONDUCTOR | #1000 MCM CONDUCTOR | KY | 274 | 65400.7 | 238.6887 | 0
E365.00-OH Conductors and Devices | 2022-11-30 | Non-unitized | 164568-Taxable-KY 22 and Springcrest public works 122222 | KY | 0 | 0 | 0 | 0
E365.00-OH Conductors and Devices | 2022-09-23 | INSULATORS - LINE | INSULATORS - LINE | KY | 1647 | 161942.85 | 98.326 | 0
E365.00-OH Conductors and Devices | 2022-09-23 | SWITCHES - DISCONNECT NEW | SWITCHES - DISCONNECT | KY | 45 | 139808.34 | 3106.852 | 0
E365.00-OH Conductors and Devices | 2023-11-30 | Non-unitized | 167216-LGE CIFI AB-1205 is one of the circuits that were identified in the CIFI project. WR#s 6980793 & 7071750 | KY | 0 | 0 | 0 | 0
E365.00-OH Conductors and Devices | 2024-01-01 | Non-unitized | ARPOLE340-Taxable-Cap Pole Rep/Repl 00340012 | KY | 0 | 0 | 0 | 0
E365.00-OH Conductors and Devices | 2024-02-01 | Non-unitized | ARPSC340 - Cap PSC Inspections 003400 | KY | 0 | 0 | 0 | 0
E365.00-OH Conductors and Devices | 2024-02-01 | 4/0 CONDUCTOR | #4/0 CONDUCTOR (00148) | KY | 8718 | 409707.97 | 46.9956 | 0
E365.00-OH Conductors and Devices | 2023-09-30 | 6 COPPER CONDUCTOR | #6 BARE COPPER (00168) | KY | 3285 | 25479.96 | 7.7565 | 0
E365.00-OH Conductors and Devices | 2021-10-01 | 1/0 CABLE | 1/0 CABLE | KY | 700 | 6754.75 | 9.6496 | 0
E365.00-OH Conductors and Devices | 2024-04-30 | 1/0 CONDUCTOR | 1/0 CONDUCTOR | KY | 9250 | 48536.94 | 5.2472 | 0
E365.00-OH Conductors and Devices | 2024-05-31 | #2 Triplex | #2 Triplex | KY | 10385 | 238148.29 | 22.9319 | 0
E365.00-OH Conductors and Devices | 2024-05-31 | GROUND | GROUND (00103) | KY | 93 | 86335.59 | 928.3397 | 0
E365.00-OH Conductors and Devices | 2025-04-01 | #795 MCM ACSR BARE | #795 MCM ACSR BARE | KY | 2653 | 57845.81 | 21.8039 | 0
E365.00-OH Conductors and Devices | 2025-02-01 | ARRESTERS - OVERHEAD | ARRESTERS - OVERHEAD | KY | 101 | 306841.72 | 3038.0368 | 0
E365.00-OH Conductors and Devices | 2024-05-09 | Non-unitized | OLD BARDSTOWN AND HI | KY | 1 | 927.76 | 927.76 | 0
E365.00-OH Conductors and Devices | 1989-01-01 | 8 COPPER CONDUCTOR | MP1989 Overhead Conductors and Devices | KY | 1 | 1.39 | 1.39 | 0
E365.00-OH Conductors and Devices | 1968-01-01 | TO BE SPREAD OVER ASSETS IN ACCOUNT | MP1968 Overhead Conductors and Devices | KY | 0 | 0 | 0
E365.00-OH Conductors and Devices | 1981-01-01 | TO BE SPREAD OVER ASSETS IN ACCOUNT | MP1981 Overhead Conductors and Devices | KY | 0 | 0 | 0
E365.00-OH Conductors and Devices | 1996-01-01 | 195,700 ACAR WIRE | MP1996 Overhead Conductors and Devices | KY | 12433 | 49958.84 | 4.0182 | 0
E365.00-OH Conductors and Devices | 1998-01-01 | 195,700 ACAR WIRE | MP1998 Overhead Conductors and Devices | KY | 504 | 2399.4 | 4.7607 | 0
E365.00-OH Conductors and Devices | 1995-01-01 | 1/0 CABLE | MP1995 Overhead Conductors and Devices | KY | 125524 | 548600.87 | 4.3705 | 0
E365.00-OH Conductors and Devices | 1975-01-01 | 4/0 CONDUCTOR | MP1975 Overhead Conductors and Devices | KY | 4887 | 8398.33 | 1.7185 | 0
E365.00-OH Conductors and Devices | 1987-01-01 | 4/0 CONDUCTOR | MP1987 Overhead Conductors and Devices | KY | 3515 | 23736.21 | 6.7528 | 0
E365.00-OH Conductors and Devices | 1971-01-01 | 6 COPPER CONDUCTOR | MP1971 Overhead Conductors and Devices | KY | 26345 | 8938.98 | 0.3393 | 0
E365.00-OH Conductors and Devices | 1996-01-01 | #2 Triplex | MP1996 Overhead Conductors and Devices | KY | 4304 | 18183.4 | 4.2248 | 0
E365.00-OH Conductors and Devices | 1981-01-01 | 500 MCM COPPER CONDUCTOR | MP1981 Overhead Conductors and Devices | KY | 27 | 172.53 | 6.39 | 0
E365.00-OH Conductors and Devices | 1982-01-01 | 6 COPPER CONDUCTOR | MP1982 Overhead Conductors and Devices | KY | 1003 | 871.41 | 0.8688 | 0
E365.00-OH Conductors and Devices | 1976-01-01 | 6 COPPER CONDUCTOR | MP1976 Overhead Conductors and Devices | KY | 10485 | 5092.02 | 0.48565 | 0
E365.00-OH Conductors and Devices | 1965-01-01 | 4/0 CONDUCTOR | #4/0 CONDUCTOR | KY | 9532 | 1921.52 | 0.20159 | 0
E365.00-OH Conductors and Devices | 1979-01-01 | 1/0 CABLE | 1/0 CABLE | KY | 2530 | 3820.29 | 1.51 | 0
E365.00-OH Conductors and Devices | 1995-01-01 | SWITCHES - DISCONNECT NEW | MP1995 Overhead Conductors and Devices | KY | 264 | 521045.34 | 1973.6566 | 0
E365.00-OH Conductors and Devices | 2005-01-01 | INSULATORS - LINE | MP2005 Overhead Conductors and Devices | KY | 11 | 9357.75 | 850.7045 | 0
E365.00-OH Conductors and Devices | 1935-01-01 | 4 COPPER CONDUCTOR | #4 W.P. COPPER | KY | 76852 | 4118.98 | 0.053596 | 0
E365.00-OH Conductors and Devices | 1983-01-01 | FISHER PIERCE CURRENT SENSOR | MP1983 Overhead Conductors and Devices | KY | 12 | 3099.61 | 258.3008
E365.00-OH Conductors and Devices | 2006-01-01 | 336,400 19 STR. ALL ALUMINUM | MP2006 Overhead Conductors and Devices | KY | 77002 | 418902.72 | 5.4402 | 0
E365.00-OH Conductors and Devices | 1994-01-01 | FISHER PIERCE CURRENT SENSOR | MP1994 Overhead Conductors and Devices | KY | 2 | 2498.57 | 1249.285
E365.00-OH Conductors and Devices | 2008-05-01 | Non-unitized | 1112166 | KY | 0 | 0 | 0 | 0
E365.00-OH Conductors and Devices | 2008-05-01 | Non-unitized | NORTON COMMONS - Sec A Ph 2 | KY | 0 | 0 | 0
E365.00-OH Conductors and Devices | 2008-05-01 | Non-unitized | 12315 OLD LAGRANGE RD 40245 | KY | 0 | 0 | 0 | 0
E365.00-OH Conductors and Devices | 2008-05-01 | Non-unitized | 933-35-37- CAMDEN AV 40215 | KY | 0 | 0 | 0 | 0
E365.00-OH Conductors and Devices | 2008-05-01 | Non-unitized | 2818 TRIPLETT CT 40216 | KY | 0 | 0 | 0 | 0
E365.00-OH Conductors and Devices | 2008-05-01 | Non-unitized | 1130655 | KY | 0 | 0 | 0 | 0
E365.00-OH Conductors and Devices | 2008-05-01 | Non-unitized | 469 -R BROADWAY ST | KY | 0 | 0 | 0 | 0
E365.00-OH Conductors and Devices | 2008-05-01 | Non-unitized | 1304 HOBBS LN 40023 | KY | 0 | 0 | 0 | 0
E365.00-OH Conductors and Devices | 2008-05-01 | Non-unitized | 1039177 | KY | 0 | 0 | 0 | 0
E365.00-OH Conductors and Devices | 2008-05-01 | Non-unitized | 0 JOHN HARPER HY 40165 | KY | 0 | 0 | 0 | 0
E365.00-OH Conductors and Devices | 2008-05-01 | Non-unitized | 6907 ENTERPRISE DR 40214 | KY | 0 | 0 | 0
E365.00-OH Conductors and Devices | 2008-05-01 | Non-unitized | 2ND & HILL ST 40208 | KY | 0 | 0 | 0
E365.00-OH Conductors and Devices | 2008-05-01 | Non-unitized | 6501A BILLTOWN RD 40299 | KY | 0 | 0 | 0 | 0
E365.00-OH Conductors and Devices | 2008-05-01 | Non-unitized | 1445116 | KY | 0 | 0 | 0
E365.00-OH Conductors and Devices | 1992-01-01 | SWITCHES - CUTOUT NEW | MP1992 Overhead Conductors and Devices | KY | 1024 | 226093.37 | 220.7943 | 0
E365.00-OH Conductors and Devices | 2009-01-01 | Non-unitized | 11300 Old Brownsboro Road 40241 | KY | 0 | 0 | 0
E365.00-OH Conductors and Devices | 2009-04-01 | Non-unitized | 1800 ELITE DR 40223 | KY | 0 | 0 | 0 | 0
E365.00-OH Conductors and Devices | 2008-11-01 | Non-unitized | 7300 Happy Hollow Road 40059 | KY | 0 | 0 | 0 | 0
E365.00-OH Conductors and Devices | 2009-12-31 | SWITCHES - CUTOUT NEW | SWITCHES - CUTOUT NEW 07630 | KY | 3591 | 1472521.58 | 410.0589 | 0
E365.00-OH Conductors and Devices | 2009-08-01 | Non-unitized | 4780 BARDSTOWN RD 40291 | KY | 0 | 0 | 0 | 0
E365.00-OH Conductors and Devices | 2009-01-01 | Non-unitized | 876266 | KY | 0 | 0 | 0
E365.00-OH Conductors and Devices | 2009-07-01 | Non-unitized | 2029 WENDLER LN 40272 | KY | 0 | 0 | 0
E365.00-OH Conductors and Devices | 2009-09-01 | 195,700 ACAR WIRE | 195,700 ACAR WIRE (FT) (07711) | KY | 8779 | 55791.75 | 6.3551 | 0
E365.00-OH Conductors and Devices | 2009-01-01 | Non-unitized | 3600 CHAMBERLAIN LN 40241 | KY | 0 | 0 | 0 | 0
E365.00-OH Conductors and Devices | 2008-05-01 | Non-unitized | 1106424 | KY | 0 | 0 | 0
E365.00-OH Conductors and Devices | 2009-04-01 | Non-unitized | WATSON LANE @ MILL CREEK PLANT 40272 | KY | 0 | 0 | 0
E365.00-OH Conductors and Devices | 2009-01-01 | Non-unitized | 4990 BRETT DR 40121 | KY | 0 | 0 | 0 | 0
E365.00-OH Conductors and Devices | 2009-10-01 | Non-unitized | 505 CLOVERLEA RD 40207 | KY | 0 | 0 | 0
E365.00-OH Conductors and Devices | 2008-05-01 | Non-unitized | 2817 N HURSTBOURNE PKWY 40220 | KY | 0 | 0 | 0
E365.00-OH Conductors and Devices | 2009-12-17 | WILDLIFE PROTECTION | WILDLIFE PROTECTION | KY | 26 | 11002.88 | 423.1877 | 0
E365.00-OH Conductors and Devices | 2009-08-01 | Non-unitized | 4109 TAYLORSVILLE RD 40220 | KY | 0 | 0 | 0 | 0
E365.00-OH Conductors and Devices | 2009-10-01 | Non-unitized | 6301 BASS RD 40059 | KY | 0 | 0 | 0 | 0
E365.00-OH Conductors and Devices | 2009-05-01 | Non-unitized | 4174 WESTPORT RD | KY | 0 | 0 | 0
E365.00-OH Conductors and Devices | 2010-01-01 | Non-unitized | STREET LIGHT UNDERGROUND | KY | 0 | 0 | 0 | 0
E365.00-OH Conductors and Devices | 2010-01-01 | Non-unitized | Tucker Station | KY | 0 | 0 | 0
E365.00-OH Conductors and Devices | 2008-05-01 | Non-unitized | 700 LYNDON LANE | KY | 0 | 0 | 0
E365.00-OH Conductors and Devices | 2009-08-31 | Non-unitized | 1006069 | KY | 0 | 0 | 0 | 0
E365.00-OH Conductors and Devices | 1935-01-01 | 4 COPPER CONDUCTOR | #4 W.P. COPPER | KY | 9744 | 522.18 | 0.05359 | 0
E365.00-OH Conductors and Devices | 1999-01-01 | INSULATORS - LINE | MP1999 Overhead Conductors and Devices | KY | 0 | 0 | 0 | 0
E365.00-OH Conductors and Devices | 2008-05-01 | Non-unitized | 7703 BEECHDALE ROAD 40014 | KY | 0 | 0 | 0 | 0
E365.00-OH Conductors and Devices | 2008-05-01 | Non-unitized | 962 S 3RD ST | KY | 0 | 0 | 0 | 0
E365.00-OH Conductors and Devices | 2008-05-01 | Non-unitized | SHOPS at GARDINER PARK 40245 | KY | 0 | 0 | 0 | 0
E365.00-OH Conductors and Devices | 2008-05-01 | Non-unitized | 800 S ENGLISH STATION RD 40243 | KY | 0 | 0 | 0 | 0
E365.00-OH Conductors and Devices | 2008-05-01 | Non-unitized | 7001 RAGGARD RD. 40216 | KY | 0 | 0 | 0 | 0
E365.00-OH Conductors and Devices | 2008-05-01 | Non-unitized | 8500 HWY 42 40059 | KY | 0 | 0 | 0 | 0
E365.00-OH Conductors and Devices | 2008-05-01 | Non-unitized | 3302 GOLDSMITH LN 40220 | KY | 0 | 0 | 0
E365.00-OH Conductors and Devices | 2008-05-01 | Non-unitized | 6016 LOWER HUNTERS TC 40258 | KY | 0 | 0 | 0 | 0
E365.00-OH Conductors and Devices | 2008-05-01 | Non-unitized | VALENCIA AT THE SUMMIT - RELOCATION | KY | 0 | 0 | 0 | 0
E365.00-OH Conductors and Devices | 1988-01-01 | INSULATORS - LINE | MP1988 Overhead Conductors and Devices | KY | 0 | 0 | 0 | 0
E365.00-OH Conductors and Devices | 2008-03-31 | 101 MCM ACSR CONDUCTOR | #101 MCM ACSR BARE (00115) | KY | 0 | 0 | 0 | 0
E365.00-OH Conductors and Devices | 2010-01-01 | Non-unitized | 3165 LEXINGTON ROAD 40206 | KY | 0 | 0 | 0 | 0
E365.00-OH Conductors and Devices | 2010-02-01 | #2 ACSR | #1 CONDUCTOR (00173) | KY | 79 | 1648.14 | 20.8625 | 0
E365.00-OH Conductors and Devices | 2010-05-01 | Non-unitized | 4819 WALNUT HILLS DR 40291 | KY | 4 | 0 | 0 | 0
E365.00-OH Conductors and Devices | 2010-02-28 | 4/0 CONDUCTOR | #4/0 CONDUCTOR (00148) | KY | 34 | 2175.1 | 63.9735 | 0
E365.00-OH Conductors and Devices | 2010-10-31 | 1/0 CABLE | 1/0 CABLE | KY | 1153 | -2769.87 | -2.4023 | 0
E365.00-OH Conductors and Devices | 2010-07-01 | Non-unitized | 10104 RADFORD RD 40223 | KY | 0 | 0 | 0 | 0
E365.00-OH Conductors and Devices | 2010-10-01 | Non-unitized | ARBORGATE VILLAGE PHASE 1 40245 | KY | 0 | 0 | 0 | 0
E365.00-OH Conductors and Devices | 2010-10-01 | Non-unitized | DORSEY WAY | KY | 0 | 0 | 0 | 0
E365.00-OH Conductors and Devices | 2011-12-01 | #2 Triplex | #2 CONDUCTOR (00172) | KY | 28873 | 126296.21 | 4.3742 | 0
E365.00-OH Conductors and Devices | 2011-01-01 | Non-unitized | TBRD340OH-Trouble OH 003400 | KY | 0 | 0 | 0 | 0
E365.00-OH Conductors and Devices | 2011-01-01 | Non-unitized | 5700 CANE RUN RD 40258 | KY | 0 | 0 | 0 | 0
E365.00-OH Conductors and Devices | 2011-01-01 | Non-unitized | 4214 RUDY LN 40207 | KY | 0 | 0 | 0 | 0
E365.00-OH Conductors and Devices | 2011-02-28 | 4 COPPER CONDUCTOR | #4 W.P. COPPER (00141) | KY | 0 | 0 | 0 | 0
E365.00-OH Conductors and Devices | 2011-02-01 | Non-unitized | 4200 SIMCOE LANE 40241 | KY | 0 | 0 | 0 | 0
E365.00-OH Conductors and Devices | 2011-03-31 | #2 Triplex | #2 CONDUCTOR (00172) | KY | 1177 | 11852.52 | 10.0701 | 0
E365.00-OH Conductors and Devices | 2011-01-31 | Non-unitized | ECAPRR340-CAP, REG, RECLOSERS 340 | KY | 0 | 0 | 0 | 0
E365.00-OH Conductors and Devices | 2012-08-01 | SWITCHES - CUTOUT NEW | SWITCHES - CUTOUT NEW 07630 | KY | 3 | 4879.48 | 1626.4933 | 0
E365.00-OH Conductors and Devices | 2012-10-31 | 4 COPPER CONDUCTOR | #4 W.P. COPPER (00141) | KY | 0 | 0 | 0 | 0
E365.00-OH Conductors and Devices | 2012-01-01 | Non-unitized | 0 GENE SNYDER @ BARDSTOWN RD NS 40291 | KY | 0 | 0 | 0 | 0
E365.00-OH Conductors and Devices | 2012-03-31 | 4 COPPER CONDUCTOR | #4 W.P. COPPER (00141) | KY | 6172 | 84092.74 | 13.6249 | 0
E365.00-OH Conductors and Devices | 2011-11-30 | 6 COPPER CONDUCTOR | #6 BARE COPPER (00168) | KY | 2310 | 9819.62 | 4.2509 | 0
E365.00-OH Conductors and Devices | 2012-07-01 | 6A COPPER CONDUCTOR | #6A COPPERWELD COPPER (00192) | KY | 5 | 17.88 | 3.576 | 0
E365.00-OH Conductors and Devices | 2012-12-31 | 600 MCM CONDUCTOR | 600 MCM (06406) | KY | 299 | 11864.09 | 39.6792 | 0
E365.00-OH Conductors and Devices | 2014-02-28 | 600 MCM CONDUCTOR | 600 MCM (06406) | KY | 499 | 968.74 | 1.9414 | 0
E365.00-OH Conductors and Devices | 2014-01-01 | Non-unitized | CRDD340U-Capital Rep Def UG - 003400 | KY | 0 | 0 | 0 | 0
E365.00-OH Conductors and Devices | 2014-10-31 | 1/0 CONDUCTOR | 1/0 CONDUCTOR | KY | 41281 | 615499.83 | 14.91 | 0
E365.00-OH Conductors and Devices | 2014-12-31 | 123,270 ACAR WIRE | 123,270 ACAR WIRE (FT) (07686) | KY | 179013 | 353970.21 | 1.9773 | 0
E365.00-OH Conductors and Devices | 1935-03-01 | Estimated Retirement | LEO 2014 CABLE REJUV/REPL | KY | 0 | 0 | 0 | 0
E365.00-OH Conductors and Devices | 2015-06-30 | SWITCHES - CUTOUT NEW | SWITCHES - CUTOUT NEW 07630 | KY | 3247 | 2195526.71 | 676.1708 | 0
E365.00-OH Conductors and Devices | 2014-12-31 | 500 MCM COPPER CONDUCTOR | #500 MCM W.P. COPPER (00155) | KY | 14925 | 145521.31 | 9.7502 | 0
E365.00-OH Conductors and Devices | 2015-06-30 | SWITCHES - GROUP OPERATED | SWITCHES - GROUP OPERATED 07632 | KY | 8 | 210421.52 | 26302.69 | 0
E365.00-OH Conductors and Devices | 2014-08-31 | SWITCHES - CUTOUT | SWITCHES (CUTOUT) (EACH) (07630) | KY | 4 | 4753.71 | 1188.4275 | 0
E365.00-OH Conductors and Devices | 2015-12-31 | 4/0 CONDUCTOR | #4/0 CONDUCTOR (00148) | KY | 6905 | 106545.85 | 15.4302 | 0
E365.00-OH Conductors and Devices | 2015-12-31 | Non-unitized | TIP TOP PHASE #3 | KY | 0 | 0 | 0 | 0
E365.00-OH Conductors and Devices | 2014-12-31 | Non-unitized | CNBRD340O-NB Resid OH - 003400 | KY | 0 | 0 | 0 | 0
E365.00-OH Conductors and Devices | 2017-01-01 | Non-unitized | NONE | KY | 0 | 0 | 0 | 0
E365.00-OH Conductors and Devices | 2016-12-31 | Non-unitized | LEO PADMOUNT SWITCHGEAR 2016 | KY | 0 | 0 | 0 | 0
E365.00-OH Conductors and Devices | 2018-02-01 | Non-unitized | CNBRD341U-NB Resid UG - 003410 | KY | 0 | 0 | 0 | 0
E365.00-OH Conductors and Devices | 2018-02-01 | Non-unitized | CRDD340U-Taxable-Capital Rep Def UG - 00340012 | KY | 0 | 0 | 0 | 0
E365.00-OH Conductors and Devices | 2019-11-01 | 1000 MCM CONDUCTOR | #1000 MCM CONDUCTOR | KY | 90 | 24488 | 272.0889 | 0
E365.00-OH Conductors and Devices | 2021-01-26 | Non-unitized | 155363-PILC 2020 LGE CABLE REPL | KY | 0 | 0 | 0 | 0
E365.00-OH Conductors and Devices | 2021-01-01 | Non-unitized | CNBSV343U-NB Elect Serv UG - 003430 | KY | 1 | 0 | 0 | 0
E365.00-OH Conductors and Devices | 2021-01-01 | Non-unitized | CVLT343-Capital Network Vaults - 003430 | KY | 0 | 0 | 0 | 0
E365.00-OH Conductors and Devices | 2021-03-01 | Non-unitized | 155870-BR1351 Ckt Hardening | KY | 0 | 0 | 0 | 0
E365.00-OH Conductors and Devices | 2021-03-01 | Non-unitized | 161190-DA1243 CIFI is one of the circuits that were identified in the CIFI project for 2021. | KY | 0 | 0 | 0 | 0
E365.00-OH Conductors and Devices | 2021-04-01 | 1/0 CONDUCTOR | 1/0 CONDUCTOR | KY | 68 | 1183.07 | 17.3981 | 0
E365.00-OH Conductors and Devices | 2021-10-31 | 1/0 CABLE | 1/0 CABLE | KY | 14714 | -3409.95 | -0.23175 | 0
E365.00-OH Conductors and Devices | 2022-08-18 | ARRESTERS - OVERHEAD | ARRESTERS - OVERHEAD | KY | 3 | 469.53 | 156.51 | 0
E365.00-OH Conductors and Devices | 2023-05-01 | RECLOSER, MISCELLANEOUS | RECLOSER, MISCELLANEOUS | KY | 19 | 293950.93 | 15471.1016 | 0
E365.00-OH Conductors and Devices | 2022-05-12 | 195,700 ACAR WIRE | 195,700 ACAR WIRE (FT) (07711) | KY | 15272 | 37740.02 | 2.4712 | 0
E365.00-OH Conductors and Devices | 2023-01-31 | Non-unitized | Investment | KY | 1 | 5590.34 | 5590.34 | 0
E365.00-OH Conductors and Devices | 2024-06-30 | Non-unitized | 23TPAATT-TPPA AT&T 2023 | KY | 1 | 195.46 | 195.46 | 0
E365.00-OH Conductors and Devices | 2024-12-31 | Non-unitized | ALM070324-LGE MAJOR STORM CAPITAL 070324 | KY | 3 | 115160.05 | 38386.6833 | 0
E365.00-OH Conductors and Devices | 2025-02-01 | INSULATORS - LINE | INSULATORS - LINE | KY | 1839 | 118709.18 | 64.5509 | 0
E365.00-OH Conductors and Devices | 2022-03-31 | Non-unitized | CNBCD343U-NB Comm UG - 003430 | KY | 2 | 0 | 0 | 0
E365.00-OH Conductors and Devices | 2024-02-28 | 4/0 CONDUCTOR | #4/0 CONDUCTOR (00148) | KY | 2377 | 138409.23 | 58.2285 | 0
E365.00-OH Conductors and Devices | 2024-12-31 | 3/0 CONDUCTOR | #3/0 CONDUCTOR (00176) | KY | 95 | 298.55 | 3.1426 | 0
E365.00-OH Conductors and Devices | 1981-01-01 | SKY WIRE | MP1981 Overhead Conductors and Devices | KY | 2955 | 2115.32 | 0.71584
E365.00-OH Conductors and Devices | 1985-01-01 | 795 MCM ALUMINUM CONDUCTOR | MP1985 Overhead Conductors and Devices | KY | 127554 | 680268.03 | 5.3332 | 0
E365.00-OH Conductors and Devices | 1985-01-01 | TO BE SPREAD OVER ASSETS IN ACCOUNT | MP1985 Overhead Conductors and Devices | KY | 0 | 0 | 0
E365.00-OH Conductors and Devices | 1963-01-01 | TO BE SPREAD OVER ASSETS IN ACCOUNT | MP1963 Overhead Conductors and Devices | KY | 0 | 0 | 0
E365.00-OH Conductors and Devices | 1972-01-01 | #2 Triplex | MP1972 Overhead Conductors and Devices | KY | 41463 | 21688.88 | 0.52309 | 0
E365.00-OH Conductors and Devices | 1965-01-01 | #2 Triplex | MP1965 Overhead Conductors and Devices | KY | 101197 | 27236.49 | 0.26914 | 0
E365.00-OH Conductors and Devices | 1997-01-01 | 4/0 CONDUCTOR | MP1997 Overhead Conductors and Devices | KY | 5076 | 21683.24 | 4.2717 | 0
E365.00-OH Conductors and Devices | 1992-01-01 | #2 Triplex | MP1992 Overhead Conductors and Devices | KY | 4925 | 14755.12 | 2.996 | 0
E365.00-OH Conductors and Devices | 1998-01-01 | #2 Triplex | MP1998 Overhead Conductors and Devices | KY | 1756 | 3535.04 | 2.0131 | 0
E365.00-OH Conductors and Devices | 1953-01-01 | 350 MCM COPPER CONDUCTOR | MP1953 Overhead Conductors and Devices | KY | 0 | 0 | 0 | 0
E365.00-OH Conductors and Devices | 1975-01-01 | RECLOSER, MISCELLANEOUS | MP1975 Overhead Conductors and Devices | KY | 0 | 0 | 0 | 0
E365.00-OH Conductors and Devices | 2005-01-01 | GROUND | MP2005 Overhead Conductors and Devices | KY | 1815 | 591314.67 | 325.7932 | 0
E365.00-OH Conductors and Devices | 2002-01-01 | CAPACITORS | MP2002 Overhead Conductors and Devices | KY | 87 | 95443.79 | 1097.0551 | 0
E365.00-OH Conductors and Devices | 1977-01-01 | SWITCH - 0-6 AMP LINCOLNTROL | MP1977 Overhead Conductors and Devices | KY | 15 | 5868.84 | 391.256
E365.00-OH Conductors and Devices | 2008-05-01 | Non-unitized | BUCKMAN ST. FOR HY. 44 TO 1ST. ST. | KY | 0 | 0 | 0
E365.00-OH Conductors and Devices | 2008-05-01 | Non-unitized | CEDAR CREEK GARDENS | KY | 0 | 0 | 0 | 0
E365.00-OH Conductors and Devices | 2008-05-01 | Non-unitized | 1367877 | KY | 0 | 0 | 0
E365.00-OH Conductors and Devices | 2008-05-01 | Non-unitized | TANYARD PARK APTS - PH II | KY | 0 | 0 | 0 | 0
E365.00-OH Conductors and Devices | 2008-05-01 | Non-unitized | 3415 DIXIE HWY 40216 | KY | 0 | 0 | 0 | 0
E365.00-OH Conductors and Devices | 2008-05-01 | Non-unitized | 8919 DAWSON HILL RD TRACT 4 40299 | KY | 0 | 0 | 0
E365.00-OH Conductors and Devices | 2008-05-01 | Non-unitized | 503 WASHBURN AVE 40222 | KY | 0 | 0 | 0
E365.00-OH Conductors and Devices | 2008-05-01 | Non-unitized | 1108527 | KY | 0 | 0 | 0 | 0
E365.00-OH Conductors and Devices | 2008-05-01 | Non-unitized | 2341 AMPERE DR 40299 | KY | 0 | 0 | 0
E365.00-OH Conductors and Devices | 2008-07-01 | Non-unitized | 1471724 | KY | 0 | 0 | 0
E365.00-OH Conductors and Devices | 2008-07-01 | Non-unitized | 777164 | KY | 0 | 0 | 0 | 0
E365.00-OH Conductors and Devices | 2008-05-01 | Non-unitized | 1400 STORY AVE 40206 | KY | 0 | 0 | 0 | 0
E365.00-OH Conductors and Devices | 2008-05-01 | Non-unitized | 7007 FEYHURST DR 40258 | KY | 0 | 0 | 0 | 0
E365.00-OH Conductors and Devices | 2009-04-01 | Non-unitized | 2100 BARINGER AV 40204 | KY | 0 | 0 | 0
E365.00-OH Conductors and Devices | 2009-02-01 | Non-unitized | 4707 WALNUT HILLS DR 40299 | KY | 0 | 0 | 0 | 0
E365.00-OH Conductors and Devices | 2008-05-01 | Non-unitized | CLARKSDALE, PHASES 1 - OVHD EXT. | KY | 0 | 0 | 0
E365.00-OH Conductors and Devices | 2009-01-01 | Non-unitized | WESTPORT RD. @ I-264 INTERCHANGE | KY | 0 | 0 | 0 | 0
E365.00-OH Conductors and Devices | 2009-01-01 | Non-unitized | 1669686 | KY | 0 | 0 | 0 | 0
E365.00-OH Conductors and Devices | 2009-01-01 | Non-unitized | 7665 NATIONAL TP 40216 | KY | 0 | 0 | 0
E365.00-OH Conductors and Devices | 2009-09-01 | SWITCHES - CUTOUT | SWITCHES (CUTOUT) (EACH) (07630) | KY | 0 | 0 | 0
E365.00-OH Conductors and Devices | 2008-05-01 | Non-unitized | 4700 ALLMOND AV 40214 | KY | 0 | 0 | 0
E365.00-OH Conductors and Devices | 2009-10-01 | Non-unitized | 3761 JOHNSON HALL DR 40206 | KY | 0 | 0 | 0
E365.00-OH Conductors and Devices | 2009-12-01 | SWITCHES - CUTOUT | SWITCHES (CUTOUT) (EACH) (07630) | KY | 114 | 10889.59 | 95.5227 | 0
E365.00-OH Conductors and Devices | 2009-03-01 | #2 Triplex | #2 CONDUCTOR (00172) | KY | 46796 | 311843.39 | 6.6639 | 0
E365.00-OH Conductors and Devices | 2009-10-31 | Non-unitized | POND CREEK SEC 1 | KY | 0 | 0 | 0 | 0
E365.00-OH Conductors and Devices | 2010-04-01 | Non-unitized | 1043 S PRESTON ST 40203 | KY | 0 | 0 | 0 | 0
E365.00-OH Conductors and Devices | 2010-04-01 | Non-unitized | 1106335 | KY | 0 | 0 | 0 | 0
E365.00-OH Conductors and Devices | 2010-04-01 | Non-unitized | AUSTIN PARK CONDOS - PHASE 1 | KY | 0 | 0 | 0 | 0
E365.00-OH Conductors and Devices | 2008-05-01 | Non-unitized | 1815 S HWY 1793 40059 | KY | 0 | 0 | 0 | 0
E365.00-OH Conductors and Devices | 2008-05-01 | Non-unitized | 1015564 | KY | 0 | 0 | 0 | 0
E365.00-OH Conductors and Devices | 2008-05-01 | Non-unitized | 5515 WOODMOUNT RD LOT 4 40014 | KY | 0 | 0 | 0 | 0
E365.00-OH Conductors and Devices | 2008-05-01 | Non-unitized | 3208 S ROSE ISLAND RD 40059 | KY | 0 | 0 | 0 | 0
E365.00-OH Conductors and Devices | 2008-05-01 | Non-unitized | 11701 INTERCHANGE DR. 40229 | KY | 0 | 0 | 0 | 0
E365.00-OH Conductors and Devices | 2008-05-01 | Non-unitized | 3503 WESTWOOD FARMS DR 40220 | KY | 0 | 0 | 0 | 0
E365.00-OH Conductors and Devices | 2008-05-01 | Non-unitized | 400 Bearcamp Rd 40272 | KY | 0 | 0 | 0 | 0
E365.00-OH Conductors and Devices | 2008-05-01 | Non-unitized | COURTYARD AT WOODHAVEN | KY | 0 | 0 | 0
E365.00-OH Conductors and Devices | 2008-05-01 | Non-unitized | 5085 N PRESTON HWY 40165 | KY | 0 | 0 | 0 | 0
E365.00-OH Conductors and Devices | 2008-05-01 | Non-unitized | 3800 SHANKS LN 40216 | KY | 0 | 0 | 0 | 0
E365.00-OH Conductors and Devices | 2008-05-01 | Non-unitized | 716 W BROADWAY 40202 | KY | 0 | 0 | 0 | 0
E365.00-OH Conductors and Devices | 2008-05-01 | Non-unitized | 5208 CARPENTER DR 40014 | KY | 0 | 0 | 0 | 0
E365.00-OH Conductors and Devices | 2008-07-31 | 4/0 CONDUCTOR | #4/0 W.P. COPPER (00148) | KY | 118 | 9259.94 | 78.4741 | 0
E365.00-OH Conductors and Devices | 2009-07-01 | Non-unitized | RIVER ROAD @ HARRODS CREEK CROSSING | KY | 0 | 0 | 0 | 0
E365.00-OH Conductors and Devices | 2010-04-01 | Non-unitized | 2316 S POPE LICK RD 40299 | KY | 0 | 0 | 0 | 0
E365.00-OH Conductors and Devices | 2010-04-01 | Non-unitized | 1098 N POPE LICK RD 40299 | KY | 0 | 0 | 0 | 0
E365.00-OH Conductors and Devices | 2010-07-01 | Non-unitized | 4513 CRAWFORD AV 40258 | KY | 0 | 0 | 0 | 0
E365.00-OH Conductors and Devices | 2010-07-01 | Non-unitized | 1231 LEXINGTON RD 40206 | KY | 0 | 0 | 0 | 0
E365.00-OH Conductors and Devices | 2010-10-01 | Non-unitized | HWY #1694 40059 | KY | 0 | 0 | 0 | 0
E365.00-OH Conductors and Devices | 2011-05-31 | SWITCHES - CUTOUT NEW | SWITCHES - CUTOUT NEW 07630 | KY | 680 | 625633.63 | 920.0495 | 0
E365.00-OH Conductors and Devices | 2011-05-01 | Non-unitized | 423 E ST CATHERINE ST 40203 | KY | 0 | 0 | 0 | 0
E365.00-OH Conductors and Devices | 2011-12-31 | 600 MCM CONDUCTOR | 600 MCM (06406) | KY | 570 | 23788.03 | 41.7334 | 0
E365.00-OH Conductors and Devices | 2011-09-01 | ARRESTERS - NEW | ARRESTERS - NEW (06334) | KY | 3 | 13747.34 | 4582.4467 | 0
E365.00-OH Conductors and Devices | 2012-09-30 | #2 ACSR | #1 CONDUCTOR (00173) | KY | 2140 | 43390.67 | 20.276 | 0
E365.00-OH Conductors and Devices | 2012-01-31 | SWITCHES - GROUP OPERATED | SWITCHES - MISC. NEW 07632 | KY | 9 | 208682.69 | 23186.9656 | 0
E365.00-OH Conductors and Devices | 2011-11-01 | ARRESTERS - NEW | ARRESTERS - NEW (06334) | KY | 3 | 3302.35 | 1100.7833 | 0
E365.00-OH Conductors and Devices | 2011-12-31 | 336,400 19 STR. ALL ALUMINUM | 336,400 19 STR. ALL ALUMINUM (FT) (07712) | KY | 15655 | 39848.29 | 2.5454 | 0
E365.00-OH Conductors and Devices | 2012-12-31 | Non-unitized | FV1142 | KY | 0 | 0 | 0 | 0
E365.00-OH Conductors and Devices | 2013-06-01 | 336,400 19 STR. ALL ALUMINUM | 336,400 19 STR. ALL ALUMINUM (FT) (07712) | KY | 49 | 375.95 | 7.6724 | 0
E365.00-OH Conductors and Devices | 2013-06-01 | #2 ACSR | #1 CONDUCTOR (00173) | KY | 1835 | 23764.82 | 12.9509 | 0
E365.00-OH Conductors and Devices | 2013-06-26 | ARRESTERS - OVERHEAD | ARRESTERS - OVERHEAD | KY | 36 | 7203.22 | 200.0894 | 0
E365.00-OH Conductors and Devices | 2012-06-06 | 1/0 CABLE | 1/0 CABLE | KY | 1560 | 33802.62 | 21.6683 | 0
E365.00-OH Conductors and Devices | 2013-06-30 | Non-unitized | DIST-NA-APPRK-MDLTN | KY | 0 | 0 | 0 | 0
E365.00-OH Conductors and Devices | 2013-08-01 | Non-unitized | AVOCA RD 40423 | KY | 0 | 0 | 0 | 0
E365.00-OH Conductors and Devices | 2013-06-25 | 4/0 CONDUCTOR | #4/0 CONDUCTOR (00148) | KY | 75 | 1602.24 | 21.3632 | 0
E365.00-OH Conductors and Devices | 2014-02-28 | #2 ACSR | #1 CONDUCTOR (00173) | KY | 5650 | 27600 | 4.885 | 0
E365.00-OH Conductors and Devices | 2013-12-31 | 636 MCM ALUMINUM CONDUCTOR | #636 MCM ALL ALUM POLY (00129) | KY | 1425 | 10794.36 | 7.575 | 0
E365.00-OH Conductors and Devices | 2014-06-01 | 20 M.A.W. MESSENGER WIRE | 20 M.A.W. MESSENGER WIRE (FT) (07804) | KY | 5250 | 15201.69 | 2.8956 | 0
E365.00-OH Conductors and Devices | 2014-07-01 | SWITCHES - DISCONNECT NEW | SWITCHES - DISCONNECT | KY | 15 | 11391.2 | 759.4133 | 0
E365.00-OH Conductors and Devices | 2015-10-31 | SWITCHES - DISCONNECT NEW | SWITCHES - DISCONNECT | KY | 60 | 235594.07 | 3926.5678 | 0
E365.00-OH Conductors and Devices | 2016-03-31 | 4/0 CONDUCTOR | #4/0 CONDUCTOR (00148) | KY | 2753 | 47316.43 | 17.1872 | 0
E365.00-OH Conductors and Devices | 2016-07-31 | ARRESTERS - OVERHEAD | ARRESTERS - OVERHEAD | KY | 7 | 4887.37 | 698.1957 | 0
E365.00-OH Conductors and Devices | 2016-10-31 | 8A COPPER CONDUCTOR | #8A COPPERWELD COPPER (00190) | KY | 1000 | 1336.98 | 1.337 | 0
E365.00-OH Conductors and Devices | 2018-06-30 | Non-unitized | 156402-DE Exit Circuit Repl | KY | 0 | 0 | 0 | 0
E365.00-OH Conductors and Devices | 2018-12-31 | SWITCHES - DISCONNECT NEW | SWITCHES - DISCONNECT | KY | 31 | 40358.89 | 1301.8997 | 0
E365.00-OH Conductors and Devices | 2018-08-01 | Non-unitized | MSD EQUIP REMOVAL | KY | 0 | 0 | 0 | 0
E365.00-OH Conductors and Devices | 2020-01-01 | INSULATORS - LINE | INSULATORS - LINE | KY | 78 | 530.2 | 6.7974 | 0
E365.00-OH Conductors and Devices | 2020-02-01 | Non-unitized | CNBSV340O-NB Elect Serv OH - 003400 | KY | 0 | 0 | 0 | 0
E365.00-OH Conductors and Devices | 2020-06-30 | Non-unitized | 160876-Oxmoor Duct Repl. | KY | 0 | 0 | 0 | 0
E365.00-OH Conductors and Devices | 2020-04-30 | 2/0 COPPER CONDUCTOR | #2/0 W.P. COPPER (00146) | KY | 2140 | 13721.49 | 6.4119 | 0
E365.00-OH Conductors and Devices | 2020-02-29 | SWITCHES - CUTOUT NEW | SWITCHES - CUTOUT NEW 07630 | KY | 0 | 0 | 0 | 0
E365.00-OH Conductors and Devices | 2020-04-30 | Non-unitized | 158585 - FH1214 Ckt Hardening is one of the circuits that were identified in the System Hardening project for 2019. The work to be done will be located between 11406 - 11504 Ridge Rd. WR# 6341905 WR-6341905 Re-conductor 7 spans of 1/0 to 336 3-phase | KY | 0 | 0 | 0 | 0
E365.00-OH Conductors and Devices | 2021-01-01 | Non-unitized | ASYSEN340-Taxable-Sys Enhance 00340012 Any improvements/upgrades to the electric/gas distribution system for the benefit of existing customers, but does not include load growth or expansion of a specific customer, this would be charged to a Connect New | KY | 0 | 0 | 0 | 0
E365.00-OH Conductors and Devices | 2021-01-01 | Non-unitized | CRDD340U-Taxable-Capital Rep Def UG - 00340012 | KY | 0 | 0 | 0 | 0
E365.00-OH Conductors and Devices | 2021-01-01 | Non-unitized | CSYSEN340-Sys Enh - 003400 | KY | 0 | 0 | 0 | 0
E365.00-OH Conductors and Devices | 2021-03-01 | Non-unitized | 161183-SM1235 Ckt Hardening is one of the circuits that were identified in the System Hardening project for 2020. The work to be done will be located between 1225 to 1001 Sale Ave, 933 to 715 Dresden Ave and 813 to 505 W Evelyn Ave. WR# 6524310 | KY | 0 | 0 | 0 | 0
E365.00-OH Conductors and Devices | 2020-11-01 | Non-unitized | ANBRD340O-Taxable-NB Resid OH 00340012 | KY | 0 | 0 | 0 | 0
E365.00-OH Conductors and Devices | 2020-07-31 | Non-unitized | REPLACE MANHOLE LIDS | KY | 0 | 0 | 0 | 0
E365.00-OH Conductors and Devices | 2021-04-30 | Non-unitized | ORGAN CREEK - BRIDGE | KY | 0 | 0 | 0 | 0
E365.00-OH Conductors and Devices | 2022-02-01 | 123,270 ACAR WIRE | 123,270 ACAR WIRE (FT) (07686) | KY | 9534 | 40282.38 | 4.2251 | 0
E365.00-OH Conductors and Devices | 2023-01-01 | Non-unitized | CTPD340-Taxable-Capital Thrd Party - 00340012 | KY | 0 | 0 | 0 | 0
E365.00-OH Conductors and Devices | 2023-02-01 | 500 MCM COPPER CONDUCTOR | #500 MCM W.P. COPPER (00155) | KY | 1318 | 107660.47 | 81.6847 | 0
E365.00-OH Conductors and Devices | 2023-11-14 | SWITCHES - CUTOUT NEW | SWITCHES - CUTOUT NEW 07630 | KY | 285 | 236544.26 | 829.9799 | 0
E365.00-OH Conductors and Devices | 2023-06-12 | CABLE | CABLE - (MISC) (06031) | KY | 150 | 3694.59 | 24.6306 | 0
E365.00-OH Conductors and Devices | 2023-06-12 | RECLOSER | RECLOSER | KY | 5 | 144744.61 | 28948.922 | 0
E365.00-OH Conductors and Devices | 2025-02-01 | GROUND | GROUND (00103) | KY | 126 | 117752.9 | 934.5468 | 0
E365.00-OH Conductors and Devices | 1977-01-01 | 8 COPPER CONDUCTOR | MP1977 Overhead Conductors and Devices | KY | 20 | 0 | 0 | 0
E365.00-OH Conductors and Devices | 1997-01-01 | SKY WIRE | MP1997 Overhead Conductors and Devices | KY | 1820 | 5113.8 | 2.8098
E365.00-OH Conductors and Devices | 1971-01-01 | 840,200 24/13 ACAR WIRE | MP1971 Overhead Conductors and Devices | KY | 9534 | 10681.62 | 1.1204 | 0
E365.00-OH Conductors and Devices | 1987-01-01 | 392,500 24/13 ACAR WIRE | MP1987 Overhead Conductors and Devices | KY | 5606 | 12335.57 | 2.2004 | 0
E365.00-OH Conductors and Devices | 1965-01-01 | 3/0 CONDUCTOR | MP1965 Overhead Conductors and Devices | KY | 454112 | 117040.1 | 0.25773 | 0
E365.00-OH Conductors and Devices | 2002-01-01 | ARRESTERS - DISTRIBUTION | MP2002 Overhead Conductors and Devices | KY | 2310 | 1081591.53 | 468.2214 | 0
E365.00-OH Conductors and Devices | 2003-01-01 | INSULATORS - LINE | MP2003 Overhead Conductors and Devices | KY | 313 | 3370.18 | 10.7673 | 0
E365.00-OH Conductors and Devices | 1934-01-01 | 3/0 CONDUCTOR | MP1934 Overhead Conductors and Devices | KY | 0 | 0 | 0 | 0
E365.00-OH Conductors and Devices | 1974-01-01 | 795 MCM ALUMINUM CONDUCTOR | MP1974 Overhead Conductors and Devices | KY | 67330 | 131270.1 | 1.9497 | 0
E365.00-OH Conductors and Devices | 1967-01-01 | 3/0 CONDUCTOR | MP1967 Overhead Conductors and Devices | KY | 84930 | 24000.3 | 0.28259 | 0
E365.00-OH Conductors and Devices | 1972-01-01 | 4/0 CONDUCTOR | MP1972 Overhead Conductors and Devices | KY | 5210 | 2639.24 | 0.50657 | 0
E365.00-OH Conductors and Devices | 1942-01-01 | 2/0 COPPER CONDUCTOR | MP1942 Overhead Conductors and Devices | KY | 250 | 60.41 | 0.24164 | 0
E365.00-OH Conductors and Devices | 1965-01-01 | TO BE SPREAD OVER ASSETS IN ACCOUNT | MP1965 Overhead Conductors and Devices | KY | 0 | 0 | 0
E365.00-OH Conductors and Devices | 1965-01-01 | 4/0 CONDUCTOR | #4/0 CONDUCTOR | KY | 2735 | 540.44 | 0.1976 | 0
E365.00-OH Conductors and Devices | 1993-01-01 | FISHER PIERCE CURRENT CONTROL | MP1993 Overhead Conductors and Devices | KY | 7 | 10177.63 | 1453.9471
E365.00-OH Conductors and Devices | 1934-01-01 | 3/0 CONDUCTOR | #3/0 CONDUCTOR | KY | 5114 | 695.88 | 0.13607 | 0
E365.00-OH Conductors and Devices | 1979-01-01 | FISHER PIERCE CURRENT CONTROL | MP1979 Overhead Conductors and Devices | KY | 17 | 8308.96 | 488.7624
E365.00-OH Conductors and Devices | 2006-01-01 | 350 MCM COPPER CONDUCTOR | MP2006 Overhead Conductors and Devices | KY | 3071 | 44075.47 | 14.3522 | 0
E365.00-OH Conductors and Devices | 2003-01-01 | #12 CABLE | MP2003 Overhead Conductors and Devices | KY | 0 | 0 | 0
E365.00-OH Conductors and Devices | 2008-01-01 | GROUND | MP2008 Overhead Conductors and Devices | KY | 7500 | 60135.99 | 8.0181 | 0
E365.00-OH Conductors and Devices | 2008-01-01 | 6 COPPER CONDUCTOR | MP2008 Overhead Conductors and Devices | KY | 1901 | 2459.84 | 1.294
E365.00-OH Conductors and Devices | 2008-05-01 | Non-unitized | 9901 WINGFIELD RD 40291 | KY | 0 | 0 | 0 | 0
E365.00-OH Conductors and Devices | 2008-05-01 | Non-unitized | 1471537 | KY | 0 | 0 | 0
E365.00-OH Conductors and Devices | 2008-05-01 | Non-unitized | 1085847 | KY | 0 | 0 | 0 | 0
E365.00-OH Conductors and Devices | 2008-05-01 | Non-unitized | 1011 HIGH ST 40108 | KY | 0 | 0 | 0 | 0
E365.00-OH Conductors and Devices | 2008-05-01 | Non-unitized | MOSS CREEK - PHASE 1 | KY | 0 | 0 | 0
E365.00-OH Conductors and Devices | 2008-05-01 | Non-unitized | CLARKSDALE-BLOCKS A, B, F & G-CLAY | KY | 0 | 0 | 0 | 0
E365.00-OH Conductors and Devices | 2008-05-01 | Non-unitized | 4590 DEER RUN PL 40299 | KY | 0 | 0 | 0 | 0
E365.00-OH Conductors and Devices | 2008-05-01 | Non-unitized | GREENRIDGE ESTATES-SEC 7A, 7B & 7D | KY | 0 | 0 | 0
E365.00-OH Conductors and Devices | 2008-05-01 | Non-unitized | 1015784 | KY | 0 | 0 | 0
E365.00-OH Conductors and Devices | 2008-05-01 | Non-unitized | 1114894 | KY | 0 | 0 | 0 | 0
E365.00-OH Conductors and Devices | 2008-05-01 | Non-unitized | 301-311 E MARKET ST 40212 | KY | 0 | 0 | 0 | 0
E365.00-OH Conductors and Devices | 2008-05-01 | Non-unitized | 8101 BROWNSBORO RD 40241 | KY | 0 | 0 | 0 | 0
E365.00-OH Conductors and Devices | 2008-05-01 | Non-unitized | 829726 | KY | 0 | 0 | 0 | 0
E365.00-OH Conductors and Devices | 2008-07-01 | Non-unitized | ECAPRR340-CAP, REG, RECLOSERS 340 | KY | 0 | 0 | 0
E365.00-OH Conductors and Devices | 2008-07-01 | Non-unitized | 1452734 | KY | 0 | 0 | 0
E365.00-OH Conductors and Devices | 2008-05-01 | Non-unitized | 1263977 | KY | 0 | 0 | 0
E365.00-OH Conductors and Devices | 2008-07-01 | Non-unitized | 1013345 | KY | 0 | 0 | 0 | 0
E365.00-OH Conductors and Devices | 2008-05-01 | Non-unitized | 8701 W MANSLICK RD. 40272 | KY | 0 | 0 | 0
E365.00-OH Conductors and Devices | 2008-05-01 | Non-unitized | 870 N OLD PRESTON HY 40165 | KY | 0 | 0 | 0
E365.00-OH Conductors and Devices | 2008-05-01 | Non-unitized | 1444354 | KY | 0 | 0 | 0
E365.00-OH Conductors and Devices | 2008-05-01 | Non-unitized | 1487116 | KY | 0 | 0 | 0
E365.00-OH Conductors and Devices | 1993-01-01 | SWITCHES - CUTOUT NEW | MP1993 Overhead Conductors and Devices | KY | 1187 | 298955.78 | 251.8583 | 0
E365.00-OH Conductors and Devices | 2008-10-01 | Non-unitized | 1513058 | KY | 0 | 0 | 0 | 0
E365.00-OH Conductors and Devices | 2009-01-01 | Non-unitized | 610 GATEHOUSE LN | KY | 0 | 0 | 0
E365.00-OH Conductors and Devices | 1994-01-01 | MISCELLANEOUS EQUIPMENT | MP1994 Overhead Conductors and Devices | KY | 0 | 0 | 0
E365.00-OH Conductors and Devices | 2009-01-01 | Non-unitized | OLD HENRY CROSSING L 11 40245 | KY | 0 | 0 | 0
E365.00-OH Conductors and Devices | 2009-04-01 | Non-unitized | 1248369 | KY | 0 | 0 | 0
E365.00-OH Conductors and Devices | 2009-08-01 | Non-unitized | 6117 COOPER CHAPEL RD 40229 | KY | 0 | 0 | 0
E365.00-OH Conductors and Devices | 2008-05-01 | Non-unitized | 1168834 | KY | 0 | 0 | 0
E365.00-OH Conductors and Devices | 2009-04-01 | Non-unitized | 415 MAIN ST 40108 | KY | 0 | 0 | 0
E365.00-OH Conductors and Devices | 2009-04-01 | Non-unitized | 1294 OLD FERN VALLEY RD 40219 | KY | 0 | 0 | 0
E365.00-OH Conductors and Devices | 2009-10-01 | Non-unitized | 2805 FERN VALLEY RD 40219 | KY | 0 | 0 | 0 | 0
E365.00-OH Conductors and Devices | 2009-02-28 | 1/0 CONDUCTOR | 1/0 CONDUCTOR | KY | 15 | 115.82 | 7.7213 | 0
E365.00-OH Conductors and Devices | 2009-11-01 | Non-unitized | 9401 Whipps Mill Road 40242 | KY | 0 | 0 | 0 | 0
E365.00-OH Conductors and Devices | 2009-11-01 | Non-unitized | 241 STEEDLY DR 40214 | KY | 0 | 0 | 0
E365.00-OH Conductors and Devices | 2010-02-01 | 4A COPPER CONDUCTOR | #4A COPPERWELD COPPER (00195) | KY | 7 | 108.91 | 15.5586 | 0
E365.00-OH Conductors and Devices | 2009-01-01 | Non-unitized | 1367765 | KY | 0 | 0 | 0
E365.00-OH Conductors and Devices | 2010-01-01 | Non-unitized | 7115 ROCKY LN. 40228 | KY | 0 | 0 | 0
E365.00-OH Conductors and Devices | 2009-12-31 | Non-unitized | DORSEY VILLAGE CONDO | KY | 0 | 0 | 0 | 0
E365.00-OH Conductors and Devices | 2010-02-01 | Non-unitized | 865 & 867 HWY 448 40108 | KY | 0 | 0 | 0 | 0
E365.00-OH Conductors and Devices | 2010-02-01 | Non-unitized | 1764 SPRING DR 40205 | KY | 0 | 0 | 0 | 0
E365.00-OH Conductors and Devices | 1970-01-01 | 795 MCM ALUMINUM CONDUCTOR | #795 MCM ALL ALUM BARE | KY | 940 | 836.52 | 0.88991 | 0
E365.00-OH Conductors and Devices | 2007-01-01 | CAPACITORS | MP2007 Overhead Conductors and Devices | KY | 4 | 11455.79 | 2863.9475
E365.00-OH Conductors and Devices | 2008-05-01 | Non-unitized | 0 ADAM SHEPHERD PKWY. #2 PARCEL 40165 | KY | 0 | 0 | 0
E365.00-OH Conductors and Devices | 2008-05-01 | Non-unitized | #7 Overbrook Road 40207 | KY | 0 | 0 | 0 | 0
E365.00-OH Conductors and Devices | 2008-05-01 | Non-unitized | 7219 BILLTOWN ROAD 40299 | KY | 0 | 0 | 0 | 0
E365.00-OH Conductors and Devices | 2008-05-01 | Non-unitized | 729 S 8TH ST 40203 | KY | 0 | 0 | 0 | 0
E365.00-OH Conductors and Devices | 2008-05-01 | Non-unitized | 996945 | KY | 0 | 0 | 0
E365.00-OH Conductors and Devices | 2008-05-01 | Non-unitized | 1350 N ENGLISH STATION RD 40223 | KY | 0 | 0 | 0 | 0
E365.00-OH Conductors and Devices | 2008-05-01 | Non-unitized | 5921 TERRY RD 40216 | KY | 0 | 0 | 0 | 0
E365.00-OH Conductors and Devices | 2008-05-01 | Non-unitized | 4300 Churchman Ave 40215 | KY | 0 | 0 | 0
E365.00-OH Conductors and Devices | 2009-04-01 | Non-unitized | 1501 Bardstown Road 40205 | KY | 0 | 0 | 0
E365.00-OH Conductors and Devices | 2009-10-01 | Non-unitized | 1933 GOLDSMITH LN 40218 | KY | 0 | 0 | 0 | 0
E365.00-OH Conductors and Devices | 2010-10-31 | ARRESTERS - OVERHEAD | ARRESTERS - OVERHEAD | KY | 30 | 5672.56 | 189.0853 | 0
E365.00-OH Conductors and Devices | 2010-05-01 | 4/0 CONDUCTOR | #4/0 CONDUCTOR (00148) | KY | 4785 | 23523.61 | 4.9161 | 0
E365.00-OH Conductors and Devices | 2010-07-01 | Non-unitized | 7715 COMMONWEALTH DRIVE 40014 | KY | 0 | 0 | 0 | 0
E365.00-OH Conductors and Devices | 2010-12-31 | SWITCHES - CUTOUT NEW | SWITCHES - CUTOUT NEW 07630 | KY | 33 | 28199.99 | 854.5452 | 0
E365.00-OH Conductors and Devices | 2011-04-30 | ARRESTERS - OVERHEAD | ARRESTERS - OVERHEAD | KY | 27 | 2592.9 | 96.0333 | 0
E365.00-OH Conductors and Devices | 2011-01-01 | Non-unitized | 1832 EASTERN PKY 40205 | KY | 0 | 0 | 0 | 0
E365.00-OH Conductors and Devices | 2011-01-01 | Non-unitized | 3401 W HIGHWAY 22 40014 | KY | 0 | 0 | 0 | 0
E365.00-OH Conductors and Devices | 2011-07-01 | Non-unitized | CABIN WAY 40222 | KY | 2 | 0 | 0 | 0
E365.00-OH Conductors and Devices | 2012-01-01 | Non-unitized | STREET LIGHT OVERHEAD | KY | 0 | 0 | 0 | 0
E365.00-OH Conductors and Devices | 2012-12-31 | ARRESTERS - OVERHEAD | ARRESTERS - OVERHEAD | KY | 96 | 44927.28 | 467.9925 | 0
E365.00-OH Conductors and Devices | 2012-12-18 | Non-unitized | DIST-NA-MGZN-WTRSD | KY | 0 | 0 | 0 | 0
E365.00-OH Conductors and Devices | 2012-05-31 | 80 MCM ACSR CONDUCTOR | #80 MCM ACSR BARE (00114) | KY | 1863 | 3201.55 | 1.7185 | 0
E365.00-OH Conductors and Devices | 2012-12-31 | ARRESTERS - NEW | ARRESTERS - NEW | KY | 428 | 138497.93 | 323.5933 | 0
E365.00-OH Conductors and Devices | 2013-10-31 | 4/0 CONDUCTOR | #4/0 CONDUCTOR (00148) | KY | 215 | 4208.65 | 19.5751 | 0
E365.00-OH Conductors and Devices | 2014-01-01 | 4/0 CONDUCTOR | #4/0 CONDUCTOR (00148) | KY | 2360 | 91902.81 | 38.9419 | 0
E365.00-OH Conductors and Devices | 2013-12-31 | #2 Triplex | #2 CONDUCTOR (00172) | KY | 2355 | 26099.83 | 11.0827 | 0
E365.00-OH Conductors and Devices | 2014-01-01 | Non-unitized | CRELD340-Capital Reliability - 003400 | KY | 0 | 0 | 0 | 0
E365.00-OH Conductors and Devices | 2014-01-01 | Non-unitized | CRPOLE340-Pole Repair/Replace - 003400 | KY | 0 | 0 | 0 | 0
E365.00-OH Conductors and Devices | 2014-06-01 | 195,700 ACAR WIRE | 195,700 ACAR WIRE (FT) (07711) | KY | 3899 | 8407.3 | 2.1563 | 0
E365.00-OH Conductors and Devices | 2014-12-31 | Non-unitized | CKT KE1158 | KY | 0 | 0 | 0 | 0
E365.00-OH Conductors and Devices | 2015-12-31 | INSULATORS - LINE | INSULATORS - LINE | KY | 3 | 103.51 | 34.5033 | 0
E365.00-OH Conductors and Devices | 2016-02-29 | 20 M.A.W. MESSENGER WIRE | 20 M.A.W. MESSENGER WIRE (FT) (07804) | KY | 500 | 1139.28 | 2.2786 | 0
E365.00-OH Conductors and Devices | 2016-03-31 | 1000 MCM CONDUCTOR | #1000 MCM CONDUCTOR | KY | 0 | 0 | 0 | 0
E365.00-OH Conductors and Devices | 2016-10-31 | SWITCHES - CUTOUT NEW | SWITCHES - CUTOUT NEW 07630 | KY | 253 | 91038.7 | 359.8368 | 0
E365.00-OH Conductors and Devices | 2016-10-31 | 4/0 CONDUCTOR | #4/0 CONDUCTOR (00148) | KY | 12642 | 36001.25 | 2.8477 | 0
E365.00-OH Conductors and Devices | 2017-12-31 | Non-unitized | 154434-AL1443 Ckt Hardening | KY | 0 | 0 | 0 | 0
E365.00-OH Conductors and Devices | 2016-12-31 | Non-unitized | 151653 - 151652 RECEIVE 2 REGULATORS FROM KU | KY | 0 | 0 | 0 | 0
E365.00-OH Conductors and Devices | 2014-08-31 | WILDLIFE PROTECTION | WILDLIFE PROTECTION | KY | 44 | 169672.52 | 3856.1936 | 0
E365.00-OH Conductors and Devices | 2019-11-30 | Non-unitized | ORGAN CREEK - BRIDGE | KY | 0 | 0 | 0 | 0
E365.00-OH Conductors and Devices | 2019-08-31 | Non-unitized | NONE | KY | 0 | 0 | 0 | 0
E365.00-OH Conductors and Devices | 2019-02-28 | Non-unitized | 155868-EW1241 Ckt Hardening | KY | 0 | 0 | 0 | 0
E365.00-OH Conductors and Devices | 2020-02-01 | Non-unitized | 154092 Distribution Automation LGE 2017 Project this approval is for projects 154092 (direct charge), 154093 (direct charge), 154094 (Servco, 0%), 154095 (LGE, 42%) and 154096 (KU, 58%). | KY | 0 | 0 | 0 | 0
E365.00-OH Conductors and Devices | 2017-08-31 | 336,400 19 STR. ALL ALUMINUM | 336,400 19 STR. ALL ALUMINUM (FT) (07712) | KY | 3165 | 17688.46 | 5.5888 | 0
E365.00-OH Conductors and Devices | 2020-02-01 | Non-unitized | CNBSV340U-NB Elect Serv UG - 003400 | KY | 0 | 0 | 0 | 0
E365.00-OH Conductors and Devices | 2020-06-30 | Non-unitized | 159064-Cambria Hotel Vault | KY | 0 | 0 | 0 | 0
E365.00-OH Conductors and Devices | 2019-12-31 | ARRESTERS - OVERHEAD | ARRESTERS - OVERHEAD | KY | 428 | 169352.36 | 395.6831 | 0
E365.00-OH Conductors and Devices | 2020-02-29 | #2 Triplex | #2 Triplex | KY | 3750 | 2062.5 | 0.55 | 0
E365.00-OH Conductors and Devices | 2020-07-31 | INSULATORS - LINE | INSULATORS - LINE | KY | 10 | 1038.08 | 103.808 | 0
E365.00-OH Conductors and Devices | 2020-10-01 | WILDLIFE PROTECTION | WILDLIFE PROTECTION | KY | 2 | 1889.55 | 944.775 | 0
E365.00-OH Conductors and Devices | 2020-09-21 | Non-unitized | Investment | KY | 0 | 0 | 0 | 0
E365.00-OH Conductors and Devices | 2021-04-01 | RECLOSER, MISCELLANEOUS | RECLOSER, MISCELLANEOUS | KY | 33 | 867856.54 | 26298.683 | 0
E365.00-OH Conductors and Devices | 2021-12-15 | Non-unitized | 165164 - Blevins Gap | KY | 0 | 0 | 0 | 0
E365.00-OH Conductors and Devices | 2020-11-17 | 123,270 ACAR WIRE | 123,270 ACAR WIRE (FT) (07686) | KY | 300 | 69 | 0.23 | 0
E365.00-OH Conductors and Devices | 2021-06-01 | 8 COPPER CONDUCTOR | #8 W.P. COPPER (00138) | KY | 1939 | 1043.65 | 0.53824 | 0
E365.00-OH Conductors and Devices | 2021-06-01 | SWITCHES - GROUP OPERATED | SWITCHES - GROUP OPERATED 07632 | KY | 3 | 18467.84 | 6155.9467 | 0
E365.00-OH Conductors and Devices | 2021-10-31 | 795 MCM ALUMINUM CONDUCTOR | #795 MCM ALL ALUM BARE (00122) | KY | 85338 | 667346.7 | 7.82 | 0
E365.00-OH Conductors and Devices | 2022-02-01 | CABLE | CABLE - (MISC) (06031) | KY | 4580 | 194180.65 | 42.3975 | 0
E365.00-OH Conductors and Devices | 2023-01-01 | Non-unitized | ASYSEN340-Taxable-Sys Enhance 00340012 Any improvements/upgrades to the electric/gas distribution system for the benefit of existing customers, but does not include load growth or expansion of a specific customer, this would be charged to a Connect New | KY | 0 | 0 | 0 | 0
E365.00-OH Conductors and Devices | 2023-01-01 | Non-unitized | ARCST343-Taxable-Cust Requested 00343012 | KY | 0 | 0 | 0 | 0
E365.00-OH Conductors and Devices | 2023-05-15 | Non-unitized | 167976 EXIT CABLE REPLACEMENT for 4 Fairmont Circuits (FM1256, FM1258, FM1259 and FM1261) | KY | 0 | 0 | 0 | 0
E365.00-OH Conductors and Devices | 2022-12-31 | RECLOSER, MISCELLANEOUS | RECLOSER, MISCELLANEOUS | KY | 2 | 31420.52 | 15710.26 | 0
E365.00-OH Conductors and Devices | 2023-09-01 | SWITCHGEAR | SWITCHGEAR (06755) | KY | 1 | 144108 | 144108 | 0
E365.00-OH Conductors and Devices | 2024-01-01 | Non-unitized | ATPD343-Taxable-Cap Third Party 00343012 Replacement cost of complete units of property due to damage from a third party, typically reimbursed. | KY | 3 | 20334.92 | 6778.3067 | 0
E365.00-OH Conductors and Devices | 2023-11-14 | ARRESTERS - OVERHEAD | ARRESTERS - OVERHEAD | KY | 168 | 32567.51 | 193.8542 | 0
E365.00-OH Conductors and Devices | 2023-03-22 | 123,270 ACAR WIRE | 123,270 ACAR WIRE (FT) (07686) | KY | 38989 | 238632.27 | 6.1205 | 0
E365.00-OH Conductors and Devices | 2021-10-01 | 123,270 ACAR WIRE | 123,270 ACAR WIRE (FT) (07686) | KY | 6092 | 8581.03 | 1.4086 | 0
E365.00-OH Conductors and Devices | 2021-10-01 | GROUND | GROUND (00103) | KY | 10 | 704.28 | 70.428 | 0
E365.00-OH Conductors and Devices | 2023-11-30 | INSULATORS - LINE | INSULATORS - LINE | KY | 133 | 3476.98 | 26.1427 | 0
E365.00-OH Conductors and Devices | 2024-12-31 | Non-unitized | ALM040224-LGE MAJOR STORM CAPITAL 040224 | KY | 0 | 0 | 0 | 0
E365.00-OH Conductors and Devices | 2024-05-31 | 4 COPPER CONDUCTOR | #4 W.P. COPPER (00141) | KY | 35913 | 2180542.12 | 60.7173 | 0
E365.00-OH Conductors and Devices | 2025-02-01 | Non-unitized | Investment | KY | 5 | 28653.67 | 5730.734 | 0
E365.00-OH Conductors and Devices | 2025-04-01 | Non-unitized | INVESTMENT | KY | 2 | 16264.91 | 8132.455 | 0
E365.00-OH Conductors and Devices | 2024-03-31 | SWITCHES - DISCONNECT NEW | SWITCHES - DISCONNECT | KY | 6 | 31380.05 | 5230.0083 | 0
E365.00-OH Conductors and Devices | 1974-01-01 | 1/0 CABLE | MP1974 Overhead Conductors and Devices | KY | 304923 | 166482.01 | 0.54598 | 0
E365.00-OH Conductors and Devices | 1967-01-01 | SKY WIRE | MP1967 Overhead Conductors and Devices | KY | 36832 | 5207.37 | 0.14138 | 0
E365.00-OH Conductors and Devices | 1970-01-01 | SKY WIRE | MP1970 Overhead Conductors and Devices | KY | 13343 | 3016.09 | 0.22604 | 0
E365.00-OH Conductors and Devices | 1969-01-01 | SKY WIRE | MP1969 Overhead Conductors and Devices | KY | 21427 | 3576.91 | 0.16693 | 0
E365.00-OH Conductors and Devices | 1992-01-01 | CAPACITORS | MP1992 Overhead Conductors and Devices | KY | 70 | 67862.7 | 969.4671
E365.00-OH Conductors and Devices | 1985-01-01 | ARRESTERS - DISTRIBUTION | MP1985 Overhead Conductors and Devices | KY | 1931 | 221515.27 | 114.7153 | 0
E365.00-OH Conductors and Devices | 1986-01-01 | 195,700 ACAR WIRE | MP1986 Overhead Conductors and Devices | KY | 83523 | 120859.81 | 1.447 | 0
E365.00-OH Conductors and Devices | 1975-01-01 | 3/0 CONDUCTOR | MP1975 Overhead Conductors and Devices | KY | 24967 | 17491.55 | 0.70059 | 0
E365.00-OH Conductors and Devices | 1976-01-01 | 123,270 ACAR WIRE | MP1976 Overhead Conductors and Devices | KY | 259915 | 137332.31 | 0.52837 | 0
E365.00-OH Conductors and Devices | 1970-01-01 | 392,500 24/13 ACAR WIRE | MP1970 Overhead Conductors and Devices | KY | 1284 | 615.64 | 0.47947 | 0
E365.00-OH Conductors and Devices | 2004-01-01 | CAPACITORS | MP2004 Overhead Conductors and Devices | KY | 55 | 197756.99 | 3595.5816
E365.00-OH Conductors and Devices | 2004-01-01 | #2 Triplex | MP2004 Overhead Conductors and Devices | KY | 76032 | 416185.14 | 5.4738 | 0
E365.00-OH Conductors and Devices | 1995-01-01 | MISCELLANEOUS EQUIPMENT | MP1995 Overhead Conductors and Devices | KY | 0 | 0 | 0
E365.00-OH Conductors and Devices | 2002-01-01 | 1/0 CABLE | MP2002 Overhead Conductors and Devices | KY | 641532 | 3543472.42 | 5.5235 | 0
E365.00-OH Conductors and Devices | 2004-01-01 | 2/0 COPPER CONDUCTOR | MP2004 Overhead Conductors and Devices | KY | 3284 | 44945.88 | 13.6863 | 0
E365.00-OH Conductors and Devices | 1975-01-01 | CAPACITORS | MP1975 Overhead Conductors and Devices | KY | 1 | 164.21 | 164.21 | 0
E365.00-OH Conductors and Devices | 2005-01-01 | 350 MCM COPPER CONDUCTOR | MP2005 Overhead Conductors and Devices | KY | 10596 | 44480.68 | 4.1979 | 0
E365.00-OH Conductors and Devices | 2004-01-01 | 4 COPPER CONDUCTOR | MP2004 Electric Distribution - Overhead Conduct | KY | 7970 | 38174.37 | 4.7898 | 0
E365.00-OH Conductors and Devices | 2008-01-01 | 4/0 CONDUCTOR | MP2008 Overhead Conductors and Devices | KY | 5677 | 25608.84 | 4.511 | 0
E365.00-OH Conductors and Devices | 2008-05-01 | Non-unitized | FLAT ROCK RIDGE - TEMP IN/OUT | KY | 0 | 0 | 0 | 0
E365.00-OH Conductors and Devices | 2008-05-01 | Non-unitized | 1049867 | KY | 0 | 0 | 0
E365.00-OH Conductors and Devices | 2008-05-01 | Non-unitized | 1358254 | KY | 0 | 0 | 0
E365.00-OH Conductors and Devices | 2008-05-01 | Non-unitized | 768446 | KY | 0 | 0 | 0 | 0
E365.00-OH Conductors and Devices | 2008-05-01 | Non-unitized | 4770 CRITTENDEN DR - REAR 40209 | KY | 0 | 0 | 0 | 0
E365.00-OH Conductors and Devices | 2008-05-01 | Non-unitized | 6614 TERRY RD | KY | 0 | 0 | 0 | 0
E365.00-OH Conductors and Devices | 2008-05-01 | Non-unitized | 105 LEE'S LN 40108 | KY | 0 | 0 | 0 | 0
E365.00-OH Conductors and Devices | 2008-05-01 | Non-unitized | 7405 E KILGUS CR LOT 19 40014 | KY | 0 | 0 | 0 | 0
E365.00-OH Conductors and Devices | 2008-05-01 | Non-unitized | ROCK RIDGE RD | KY | 0 | 0 | 0 | 0
E365.00-OH Conductors and Devices | 2008-05-01 | Non-unitized | BILLTOWN FARMS - SEC 3 | KY | 0 | 0 | 0
E365.00-OH Conductors and Devices | 2008-05-01 | Non-unitized | 1316064 | KY | 0 | 0 | 0 | 0
E365.00-OH Conductors and Devices | 2008-05-01 | Non-unitized | 0 ADAM SHEPHERD PY 40165 | KY | 0 | 0 | 0 | 0
E365.00-OH Conductors and Devices | 2008-05-01 | Non-unitized | 1436047 | KY | 0 | 0 | 0
E365.00-OH Conductors and Devices | 2008-05-01 | Non-unitized | 1185225 | KY | 0 | 0 | 0
E365.00-OH Conductors and Devices | 2008-05-01 | Non-unitized | 1416606 | KY | 0 | 0 | 0
E365.00-OH Conductors and Devices | 2008-05-01 | Non-unitized | 11901 Woodland Road 40223 | KY | 0 | 0 | 0
E365.00-OH Conductors and Devices | 2008-07-01 | Non-unitized | 1477235 | KY | 0 | 0 | 0
E365.00-OH Conductors and Devices | 2008-05-01 | Non-unitized | 1421655 | KY | 0 | 0 | 0
E365.00-OH Conductors and Devices | 1967-01-01 | SWITCHES - CUTOUT NEW | MP1967 Overhead Conductors and Devices | KY | 0 | 0 | 0 | 0
E365.00-OH Conductors and Devices | 2008-10-01 | Non-unitized | 1622184 | KY | 0 | 0 | 0
E365.00-OH Conductors and Devices | 2008-10-01 | Non-unitized | 1468629 | KY | 0 | 0 | 0
E365.00-OH Conductors and Devices | 2009-01-01 | Non-unitized | 1300495 | KY | 0 | 0 | 0 | 0
E365.00-OH Conductors and Devices | 2009-05-01 | Non-unitized | 714 JARVIS WOODS TER 40206 | KY | 0 | 0 | 0 | 0
E365.00-OH Conductors and Devices | 2008-11-01 | Non-unitized | 1500 S 10TH ST 40210 | KY | 0 | 0 | 0
E365.00-OH Conductors and Devices | 2008-10-01 | Non-unitized | 1559155 | KY | 0 | 0 | 0
E365.00-OH Conductors and Devices | 2009-01-01 | Non-unitized | 1119344 | KY | 0 | 0 | 0
E365.00-OH Conductors and Devices | 2009-01-01 | Non-unitized | 1676930 | KY | 0 | 0 | 0
E365.00-OH Conductors and Devices | 2009-07-01 | Non-unitized | 3RD & BRANDIES 40208 | KY | 0 | 0 | 0 | 0
E365.00-OH Conductors and Devices | 2008-05-01 | Non-unitized | 1321 S HURSTBOURNE PKY 40222 | KY | 0 | 0 | 0
E365.00-OH Conductors and Devices | 2008-05-01 | Non-unitized | 5616 BARDSTOWN RD 40291 | KY | 0 | 0 | 0
E365.00-OH Conductors and Devices | 2009-11-01 | Non-unitized | 1022 CECIL AV 40211 | KY | 0 | 0 | 0 | 0
E365.00-OH Conductors and Devices | 2009-07-31 | CONDUCTOR | CONDUCTOR - (MISC) (06426) | KY | 60 | 3365.99 | 56.0998 | 0
E365.00-OH Conductors and Devices | 2009-01-01 | Non-unitized | 7320 GENEVA RD 40014 | KY | 0 | 0 | 0
E365.00-OH Conductors and Devices | 2010-01-01 | Non-unitized | 1080 AMPHITHEATER RD SIGN 40214 | KY | 0 | 0 | 0 | 0
E365.00-OH Conductors and Devices | 2009-10-01 | SWITCHGEAR | SWITCHGEAR (06755) | KY | 0 | 0 | 0 | 0
E365.00-OH Conductors and Devices | 2010-04-01 | Non-unitized | COOPER FARMS - SEC 1 - LOT 488 | KY | 0 | 0 | 0 | 0
E365.00-OH Conductors and Devices | 1965-01-01 | #2 Triplex | #2 TRIPLEX | KY | 64 | 16.49 | 0.25766 | 0
E365.00-OH Conductors and Devices | 1934-01-01 | 3/0 CONDUCTOR | #3 CONDUCTOR | KY | 862 | 117.29 | 0.13607 | 0
E365.00-OH Conductors and Devices | 2001-01-01 | 1000 MCM CONDUCTOR | MP2001 Overhead Conductors and Devices | KY | 97 | 2782.44 | 28.6849 | 0
E365.00-OH Conductors and Devices | 2008-05-01 | Non-unitized | 701 OLD PRESTON HY SCFL LOT 40165 | KY | 0 | 0 | 0 | 0
E365.00-OH Conductors and Devices | 2008-05-01 | Non-unitized | 6508 KENMORE AVE | KY | 0 | 0 | 0 | 0
E365.00-OH Conductors and Devices | 2008-05-01 | Non-unitized | 107 W MAIN ST 40202 | KY | 0 | 0 | 0 | 0
E365.00-OH Conductors and Devices | 2008-05-01 | Non-unitized | 1448 GARDINER LN 40213 | KY | 0 | 0 | 0 | 0
E365.00-OH Conductors and Devices | 2008-05-01 | Non-unitized | 1128/1130 WOODDALE RD 40108 | KY | 0 | 0 | 0
E365.00-OH Conductors and Devices | 2008-05-01 | Non-unitized | 1500 S BRECKENRIDGE ST 40210 | KY | 0 | 0 | 0 | 0
E365.00-OH Conductors and Devices | 2008-05-01 | Non-unitized | BRIDGES OF RAZOR CREEK SEC 2 | KY | 0 | 0 | 0 | 0
E365.00-OH Conductors and Devices | 2008-05-01 | Non-unitized | 5508 Hidden Road 40291 | KY | 0 | 0 | 0 | 0
E365.00-OH Conductors and Devices | 1973-01-01 | INSULATORS - LINE | MP1973 Overhead Conductors and Devices | KY | 0 | 0 | 0 | 0
E365.00-OH Conductors and Devices | 2009-01-01 | Non-unitized | 9514 Featherbell Blvd 40241 | KY | 0 | 0 | 0
E365.00-OH Conductors and Devices | 2009-10-01 | Non-unitized | 1000 GLENGARRY DR. 40118 | KY | 0 | 0 | 0 | 0
E365.00-OH Conductors and Devices | 2009-12-31 | ARRESTERS - UNDERGROUND | ARRESTERS - UNDERGROUND (00499) | KY | 10 | -4886.38 | -488.638
E365.00-OH Conductors and Devices | 2009-12-31 | Non-unitized | MANNER POINTE | KY | 0 | 0 | 0 | 0
E365.00-OH Conductors and Devices | 2009-03-01 | ARRESTERS - DISTRIBUTION | DISTRIBUTION ARRESTERS (00504) | KY | 27 | 2528.3 | 93.6407 | 0
E365.00-OH Conductors and Devices | 2010-07-01 | Non-unitized | 2521 TOP HILL RD 40206 | KY | 0 | 0 | 0 | 0
E365.00-OH Conductors and Devices | 2010-08-01 | Non-unitized | 7405 HIGHWAY 22 40056 | KY | 0 | 0 | 0 | 0
E365.00-OH Conductors and Devices | 2010-07-01 | Non-unitized | 4206 TAYLORSVILLE RD 40220 | KY | 0 | 0 | 0 | 0
E365.00-OH Conductors and Devices | 2010-10-01 | Non-unitized | 884 BRECKENRIDGE LANE 40207 | KY | 0 | 0 | 0 | 0
E365.00-OH Conductors and Devices | 2011-08-31 | 4 COPPER CONDUCTOR | #4 W.P. COPPER (00141) | KY | 832 | 139767.94 | 167.9903 | 0
E365.00-OH Conductors and Devices | 2011-05-31 | 6 COPPER CONDUCTOR | #6 BARE COPPER (00168) | KY | 5864 | 57155.26 | 9.7468 | 0
E365.00-OH Conductors and Devices | 2012-09-01 | 350 MCM COPPER CONDUCTOR | #350 MCM BARE COPPER (00183) | KY | 436 | 49598.54 | 113.7581 | 0
E365.00-OH Conductors and Devices | 2012-01-01 | Non-unitized | 609 BLUEGRASS AVE 40215 | KY | 0 | 0 | 0 | 0
E365.00-OH Conductors and Devices | 2012-08-31 | 336,400 19 STR. ALL ALUMINUM | 336,400 19 STR. ALL ALUMINUM (FT) (07712) | KY | 420 | 12064.58 | 28.7252 | 0
E365.00-OH Conductors and Devices | 2012-08-31 | RECLOSER, MISCELLANEOUS | RECLOSER, MISCELLANEOUS (06282) | KY | 4 | 165272.09 | 41318.0225 | 0
E365.00-OH Conductors and Devices | 2012-07-31 | 7/C CONDUCTOR | 7/C (06409) | KY | 2050 | 11035.62 | 5.3832 | 0
E365.00-OH Conductors and Devices | 2012-11-01 | 4 COPPER CONDUCTOR | #4 W.P. COPPER (00141) | KY | 6099 | 10534.73 | 1.7273 | 0
E365.00-OH Conductors and Devices | 2012-12-31 | SWITCHES - GROUP OPERATED | SWITCHES - MISC. NEW 07632 | KY | 1 | 46770.05 | 46770.05 | 0
E365.00-OH Conductors and Devices | 2013-10-31 | SWITCHES - CUTOUT | SWITCHES (CUTOUT) (EACH) (07630) | KY | 12 | 19277.96 | 1606.4967 | 0
E365.00-OH Conductors and Devices | 2014-07-31 | 500 MCM COPPER CONDUCTOR | #500 MCM W.P. COPPER (00155) | KY | 888 | 21634.3 | 24.363 | 0
E365.00-OH Conductors and Devices | 2014-06-30 | SWITCHGEAR | SWITCHGEAR (06755) | KY | 1 | 43666.36 | 43666.36 | 0
E365.00-OH Conductors and Devices | 2014-06-30 | #2 ACSR | #1 CONDUCTOR (00173) | KY | 5630 | 7869.52 | 1.3978 | 0
E365.00-OH Conductors and Devices | 2015-11-30 | 4/0 CONDUCTOR | #4/0 CONDUCTOR (00148) | KY | 0 | 0 | 0 | 0
E365.00-OH Conductors and Devices | 2012-12-31 | Non-unitized | CENTRAL AVE 40056 | KY | 0 | 0 | 0 | 0
E365.00-OH Conductors and Devices | 2016-04-30 | Non-unitized | PLAINVIEW(PV) 1252 EXT CBL RPL | KY | 0 | 0 | 0 | 0
E365.00-OH Conductors and Devices | 2016-10-31 | 4 COPPER CONDUCTOR | #4 W.P. COPPER (00141) | KY | 11312 | 37030.49 | 3.2736 | 0
E365.00-OH Conductors and Devices | 2017-01-01 | Non-unitized | WHISKEY ROW SIDEWALK | KY | 0 | 0 | 0 | 0
E365.00-OH Conductors and Devices | 2017-08-31 | Non-unitized | CHECK VARIOUS VAULT | KY | 0 | 0 | 0 | 0
E365.00-OH Conductors and Devices | 2015-07-31 | REGULATORS | REGULATORS (06855) | KY | 0 | 0 | 0 | 0
E365.00-OH Conductors and Devices | 2017-03-31 | SWITCHES - DISCONNECT NEW | SWITCHES - DISCONNECT | KY | 7 | 8775.62 | 1253.66 | 0
E365.00-OH Conductors and Devices | 2017-10-31 | Non-unitized | EAST BROADWAY | KY | 0 | 0 | 0 | 0
E365.00-OH Conductors and Devices | 2019-01-01 | Non-unitized | CRDD340O-Taxable-Capital Rep Def OH - 00340012 | KY | 0 | 0 | 0 | 0
E365.00-OH Conductors and Devices | 2019-11-01 | Non-unitized | 158581-SM1234 Ckt Hardening - PH-1 | KY | 0 | 0 | 0 | 0
E365.00-OH Conductors and Devices | 2018-08-31 | Non-unitized | NONE | KY | 0 | 0 | 0 | 0
E365.00-OH Conductors and Devices | 2017-12-31 | 80 MCM ACSR CONDUCTOR | #80 MCM ACSR BARE (00114) | KY | 4400 | 5098.28 | 1.1587 | 0
E365.00-OH Conductors and Devices | 2015-07-31 | SWITCHES - CUTOUT NEW | SWITCHES - CUTOUT NEW 07630 | KY | 770 | 64562.59 | 83.8475 | 0
E365.00-OH Conductors and Devices | 2019-05-01 | Non-unitized | CNBRD340U-NB Resid UG - 003400 | KY | 0 | 0 | 0 | 0
E365.00-OH Conductors and Devices | 2018-12-31 | 795 MCM ALUMINUM CONDUCTOR | #795 MCM ALL ALUM BARE (00122) | KY | 140 | 1436.79 | 10.2628 | 0
E365.00-OH Conductors and Devices | 2017-08-31 | 6 COPPER CONDUCTOR | #6 BARE COPPER (00168) | KY | 16130 | 110730.72 | 6.8649 | 0
E365.00-OH Conductors and Devices | 2020-01-01 | Non-unitized | CTBRD343U-Cap Trouble Orders UG - 003430 | KY | 0 | 0 | 0 | 0
E365.00-OH Conductors and Devices | 2018-11-30 | #2 Triplex | #2 Triplex | KY | 2943 | 115447.71 | 39.2279 | 0
E365.00-OH Conductors and Devices | 2018-11-30 | SWITCHES - CUTOUT NEW | SWITCHES - CUTOUT NEW 07630 | KY | 104 | 42973.56 | 413.2073 | 0
E365.00-OH Conductors and Devices | 2020-01-01 | WILDLIFE PROTECTION | WILDLIFE PROTECTION | KY | 10 | 2320 | 232 | 0
E365.00-OH Conductors and Devices | 2019-09-30 | 6 COPPER CONDUCTOR | #6 BARE COPPER (00168) | KY | 2870 | 9267.4 | 3.2291 | 0
E365.00-OH Conductors and Devices | 2019-11-01 | 195,700 ACAR WIRE | 195,700 ACAR WIRE (FT) (07711) | KY | 7841 | 2822.76 | 0.36 | 0
E365.00-OH Conductors and Devices | 2019-11-01 | INSULATORS - LINE | INSULATORS - LINE | KY | 25 | 148.58 | 5.9432 | 0
E365.00-OH Conductors and Devices | 2019-12-31 | 350 MCM COPPER CONDUCTOR | #350 MCM BARE COPPER (00183) | KY | 922 | 19135.22 | 20.754 | 0
E365.00-OH Conductors and Devices | 2021-06-01 | Non-unitized | 161077-TPPA-Other 2020 | KY | 0 | 0 | 0 | 0
E365.00-OH Conductors and Devices | 2021-10-01 | Non-unitized | Investment | KY | 0 | 0 | 0 | 0
E365.00-OH Conductors and Devices | 2022-01-01 | Non-unitized | 162030-LEO PADMOUNT REP/REPL | KY | 0 | 0 | 0 | 0
E365.00-OH Conductors and Devices | 2022-02-01 | Non-unitized | ANBRD341U-Taxable-NB Resid UG 00341012 Any work that is performed related to extending or adding primary (or secondary to a common splice or pull off point) to serve underground a new residential customer or group of residential customers (includes all | KY | 0 | 0 | 0 | 0
E365.00-OH Conductors and Devices | 2021-10-10 | SWITCHES - DISCONNECT NEW | SWITCHES - DISCONNECT | KY | 46 | 310985.53 | 6760.555 | 0
E365.00-OH Conductors and Devices | 2021-10-31 | SWITCHES - DISCONNECT NEW | SWITCHES - DISCONNECT | KY | 45 | 125066.32 | 2779.2516 | 0
E365.00-OH Conductors and Devices | 2022-01-01 | INSULATORS - LINE | INSULATORS - LINE | KY | 10020 | 790410.36 | 78.8833 | 0
E365.00-OH Conductors and Devices | 2022-03-31 | 1/0 CABLE | 1/0 CABLE | KY | 50 | 136.91 | 2.7382 | 0
E365.00-OH Conductors and Devices | 2021-03-31 | #2 Triplex | #2 Triplex | KY | 29640 | 15886.41 | 0.53598 | 0
E365.00-OH Conductors and Devices | 2022-08-01 | 350 MCM COPPER CONDUCTOR | #350 MCM BARE COPPER (00183) | KY | 34274 | 1283026.6 | 37.4344 | 0
E365.00-OH Conductors and Devices | 2023-02-01 | SWITCHES - GROUP OPERATED | SWITCHES - GROUP OPERATED 07632 | KY | 6 | 411608.56 | 68601.4267 | 0
E365.00-OH Conductors and Devices | 2023-11-14 | SWITCHES | SWITCHES | KY | 125 | 535858.79 | 4286.8703 | 0
E365.00-OH Conductors and Devices | 2024-02-01 | WILDLIFE PROTECTION | WILDLIFE PROTECTION | KY | 5 | 13123.8 | 2624.76 | 0
E365.00-OH Conductors and Devices | 2021-10-01 | 4 COPPER CONDUCTOR | #4 W.P. COPPER (00141) | KY | 1955 | 2521.03 | 1.2895 | 0
E365.00-OH Conductors and Devices | 2024-04-30 | 8 COPPER CONDUCTOR | #8 W.P. COPPER (00138) | KY | 2000 | 15736.56 | 7.8683 | 0
E365.00-OH Conductors and Devices | 1989-01-01 | 336,400 19 STR. ALL ALUMINUM | MP1989 Overhead Conductors and Devices | KY | 13372 | 32988.59 | 2.467 | 0
E365.00-OH Conductors and Devices | 1982-01-01 | 4 COPPER CONDUCTOR | MP1982 Overhead Conductors and Devices | KY | 60458 | 61388.44 | 1.0154 | 0
E365.00-OH Conductors and Devices | 1983-01-01 | 123,270 ACAR WIRE | MP1983 Overhead Conductors and Devices | KY | 149972 | 159652.9 | 1.0646 | 0
E365.00-OH Conductors and Devices | 1973-01-01 | #2 Triplex | MP1973 Overhead Conductors and Devices | KY | 32478 | 16934.33 | 0.52141 | 0
E365.00-OH Conductors and Devices | 1977-01-01 | 3/0 CONDUCTOR | MP1977 Overhead Conductors and Devices | KY | 17879 | 15055.9 | 0.8421 | 0
E365.00-OH Conductors and Devices | 2001-01-01 | SWITCHES - CUTOUT | MP2001 Overhead Conductors and Devices | KY | 0 | 0 | 0
E365.00-OH Conductors and Devices | 1957-01-01 | 3/0 CONDUCTOR | MP1957 Overhead Conductors and Devices | KY | 549 | 219.89 | 0.40053 | 0
E365.00-OH Conductors and Devices | 1998-01-01 | TO BE SPREAD OVER ASSETS IN ACCOUNT | MP1998 Overhead Conductors and Devices | KY | 0 | 0 | 0
E365.00-OH Conductors and Devices | 2004-01-01 | SWITCHES - CUTOUT | MP2004 Overhead Conductors and Devices | KY | 0 | 0 | 0
E365.00-OH Conductors and Devices | 2000-01-01 | #2 Triplex | MP2000 Overhead Conductors and Devices | KY | 112978 | 596762.99 | 5.2821 | 0
E365.00-OH Conductors and Devices | 2001-01-01 | 3/0 CONDUCTOR | MP2001 Overhead Conductors and Devices | KY | 64154 | 559048.07 | 8.7142 | 0
E365.00-OH Conductors and Devices | 2006-01-01 | #2 Triplex | MP2006 Overhead Conductors and Devices | KY | 21040 | 38682.97 | 1.8385 | 0
E365.00-OH Conductors and Devices | 2003-01-01 | 795 MCM ALUMINUM CONDUCTOR | MP2003 Electric Distribution - Overhead Conduct | KY | 74068 | 454473.29 | 6.1359 | 0
E365.00-OH Conductors and Devices | 1935-01-01 | 3/0 CONDUCTOR | #3/0 CONDUCTOR | KY | 3 | 0.48 | 0.16
E365.00-OH Conductors and Devices | 2002-01-01 | 1000 MCM CONDUCTOR | MP2002 Overhead Conductors and Devices | KY | 14 | 2341.1 | 167.2214 | 0
E365.00-OH Conductors and Devices | 2008-05-01 | Non-unitized | 1733 NEWBURG RD 40205 | KY | 0 | 0 | 0 | 0
E365.00-OH Conductors and Devices | 2008-05-01 | Non-unitized | 1190454 | KY | 0 | 0 | 0
E365.00-OH Conductors and Devices | 2008-05-01 | Non-unitized | 1354026 | KY | 0 | 0 | 0 | 0
E365.00-OH Conductors and Devices | 2008-05-01 | Non-unitized | 2306 EIGHTEEN MILE CREEK RD 40077 | KY | 0 | 0 | 0 | 0
E365.00-OH Conductors and Devices | 2008-05-01 | Non-unitized | EAGLE POINTE PATIO HOMES | KY | 0 | 0 | 0
E365.00-OH Conductors and Devices | 2008-05-01 | Non-unitized | 1376726 | KY | 0 | 0 | 0
E365.00-OH Conductors and Devices | 2008-05-01 | Non-unitized | 1076625 | KY | 0 | 0 | 0
E365.00-OH Conductors and Devices | 2008-05-01 | Non-unitized | 13505 CEDAR LANE 40245 | KY | 0 | 0 | 0 | 0
E365.00-OH Conductors and Devices | 2008-05-01 | Non-unitized | CEDAR ST.DEVELOPMENT | KY | 0 | 0 | 0 | 0
E365.00-OH Conductors and Devices | 2008-05-01 | Non-unitized | 12312 HIGHWAY 42 40026 | KY | 0 | 0 | 0 | 0
E365.00-OH Conductors and Devices | 2008-05-01 | Non-unitized | 4990 CRITTENDEN DR BLDG 3 40209 | KY | 0 | 0 | 0
E365.00-OH Conductors and Devices | 2008-05-01 | Non-unitized | 3030 BLEVINS GAP RD 40272 | KY | 0 | 0 | 0 | 0
E365.00-OH Conductors and Devices | 2008-05-01 | Non-unitized | 2312 LOWER HUNTERS 40216 | KY | 0 | 0 | 0 | 0
E365.00-OH Conductors and Devices | 2008-05-01 | Non-unitized | SAVANNAH SPRINGS - OVHD EXT. | KY | 0 | 0 | 0 | 0
E365.00-OH Conductors and Devices | 2008-05-01 | Non-unitized | 4539 KNOPP AV. 40213 | KY | 0 | 0 | 0
E365.00-OH Conductors and Devices | 2008-05-01 | Non-unitized | 3702 DAYTON AVE 40207 | KY | 0 | 0 | 0 | 0
E365.00-OH Conductors and Devices | 2008-05-01 | Non-unitized | 3003 W HIGHWAY 22 40014 | KY | 0 | 0 | 0 | 0
E365.00-OH Conductors and Devices | 2008-05-01 | Non-unitized | URTON LANE 40243 | KY | 0 | 0 | 0
E365.00-OH Conductors and Devices | 2008-05-01 | Non-unitized | KIRKWOOD GLEN | KY | 0 | 0 | 0
E365.00-OH Conductors and Devices | 2008-05-01 | Non-unitized | 2001 W MARKET ST | KY | 0 | 0 | 0 | 0
E365.00-OH Conductors and Devices | 2008-05-01 | Non-unitized | KENILWORTH HEIGHTS | KY | 0 | 0 | 0
E365.00-OH Conductors and Devices | 2008-05-01 | Non-unitized | 1442083 | KY | 0 | 0 | 0
E365.00-OH Conductors and Devices | 2008-10-01 | Non-unitized | 1574284 | KY | 0 | 0 | 0
E365.00-OH Conductors and Devices | 2009-01-01 | Non-unitized | 7810 PRESTON HY 40219 | KY | 0 | 0 | 0
E365.00-OH Conductors and Devices | 2008-10-01 | Non-unitized | 1012175 | KY | 0 | 0 | 0
E365.00-OH Conductors and Devices | 2009-08-01 | Non-unitized | 3120 PRESTON HY 40213 | KY | 0 | 0 | 0 | 0
E365.00-OH Conductors and Devices | 2008-05-01 | Non-unitized | 1158473 | KY | 0 | 0 | 0
E365.00-OH Conductors and Devices | 2008-08-31 | 1/0 CONDUCTOR | 1/0 CONDUCTOR | KY | 39063 | -4364.09 | -0.11172 | 0
E365.00-OH Conductors and Devices | 2009-01-01 | Non-unitized | 5801 FEGENBUSH LN 40228 | KY | 0 | 0 | 0
E365.00-OH Conductors and Devices | 2009-10-01 | Non-unitized | 7214 River Road 40059 | KY | 0 | 0 | 0
E365.00-OH Conductors and Devices | 2009-01-28 | ARRESTERS - OVERHEAD | ARRESTERS - OVERHEAD | KY | 1 | 263.35 | 263.35 | 0
E365.00-OH Conductors and Devices | 2009-10-01 | Non-unitized | HIGH GROVE SUBD, SECT 1 40014 | KY | 0 | 0 | 0
E365.00-OH Conductors and Devices | 2008-05-01 | Non-unitized | 5901 GREENWOOD RD | KY | 0 | 0 | 0
E365.00-OH Conductors and Devices | 2008-10-01 | Non-unitized | 1432419 | KY | 0 | 0 | 0
E365.00-OH Conductors and Devices | 2008-05-01 | Non-unitized | BUCKEYE FARMS - OVERHEAD EXTENSION | KY | 0 | 0 | 0
E365.00-OH Conductors and Devices | 2010-01-01 | Non-unitized | 410 S 5TH ST 40202 | KY | 0 | 0 | 0 | 0
E365.00-OH Conductors and Devices | 2009-08-01 | 336,400 19 STR. ALL ALUMINUM | 336,400 19 STR. ALL ALUMINUM (FT) (07712) | KY | 274 | 7531.29 | 27.4865 | 0
E365.00-OH Conductors and Devices | 2010-04-01 | Non-unitized | 1279905 | KY | 0 | 0 | 0 | 0
E365.00-OH Conductors and Devices | 1992-01-01 | FISHER PIERCE CURRENT SENSOR | MP1992 Overhead Conductors and Devices | KY | 8 | 8202.06 | 1025.2575
E365.00-OH Conductors and Devices | 2008-05-01 | Non-unitized | 1050754 | KY | 0 | 0 | 0 | 0
E365.00-OH Conductors and Devices | 2008-05-01 | Non-unitized | 16401 EMERALD HILLS LANE 40299 | KY | 0 | 0 | 0 | 0
E365.00-OH Conductors and Devices | 2008-05-01 | Non-unitized | BRENDA DRIVE SUBDIVISION | KY | 0 | 0 | 0
E365.00-OH Conductors and Devices | 2008-05-01 | Non-unitized | 5151 JEFFERSON BV. #3 40219 | KY | 0 | 0 | 0 | 0
E365.00-OH Conductors and Devices | 2008-05-01 | Non-unitized | 1002 CLUB DR 40026 | KY | 0 | 0 | 0 | 0
E365.00-OH Conductors and Devices | 2008-05-01 | Non-unitized | 2301 HOMEWOOD DR 40223 | KY | 0 | 0 | 0 | 0
E365.00-OH Conductors and Devices | 2008-05-01 | Non-unitized | LEISURE LANE APARTMENTS LN 40229 | KY | 0 | 0 | 0 | 0
E365.00-OH Conductors and Devices | 2008-05-01 | Non-unitized | ESTATE RIDGE | KY | 0 | 0 | 0 | 0
E365.00-OH Conductors and Devices | 2008-05-01 | Non-unitized | 1233984 | KY | 0 | 0 | 0
E365.00-OH Conductors and Devices | 2008-05-01 | Non-unitized | 180 LANDIS LN 40047 | KY | 0 | 0 | 0 | 0
E365.00-OH Conductors and Devices | 2008-05-01 | Non-unitized | GARDENS OF HUNTER'S RIDGE 40059 | KY | 0 | 0 | 0 | 0
E365.00-OH Conductors and Devices | 2008-05-01 | Non-unitized | 10505 TAYLORSVILLE RD 40299 | KY | 0 | 0 | 0 | 0
E365.00-OH Conductors and Devices | 2008-05-01 | Non-unitized | 11700 DIXIE HWY 40272 | KY | 0 | 0 | 0
E365.00-OH Conductors and Devices | 2008-05-01 | Non-unitized | 1533 W JEFFERSON ST 40203 | KY | 0 | 0 | 0 | 0
E365.00-OH Conductors and Devices | 2008-05-01 | Non-unitized | 9900 TAYLOSVILLE ROAD 40299 | KY | 0 | 0 | 0 | 0
E365.00-OH Conductors and Devices | 2008-05-01 | Non-unitized | 925 HOBBS LN 40023 | KY | 0 | 0 | 0 | 0
E365.00-OH Conductors and Devices | 2008-05-01 | Non-unitized | 10609 DIXIE HWY 40272 | KY | 0 | 0 | 0 | 0
E365.00-OH Conductors and Devices | 2008-05-01 | Non-unitized | 8045 WARWICK AVE 40222 | KY | 0 | 0 | 0 | 0
E365.00-OH Conductors and Devices | 2008-10-01 | Non-unitized | 1545707 | KY | 0 | 0 | 0
E365.00-OH Conductors and Devices | 2009-07-01 | Non-unitized | 8502 SPEER LN 40014 | KY | 0 | 0 | 0
E365.00-OH Conductors and Devices | 2007-03-01 | 4 COPPER CONDUCTOR | #4 W.P. COPPER (00141) | KY | 592 | -1302.24 | -2.1997 | 0
E365.00-OH Conductors and Devices | 2010-01-01 | Non-unitized | HIGH GROVE SUBD, SECT 1 40014 | KY | 0 | 0 | 0
E365.00-OH Conductors and Devices | 2010-04-01 | Non-unitized | 5650 SHEPHERDSVILLE RD. 40218 | KY | 0 | 0 | 0 | 0
E365.00-OH Conductors and Devices | 2010-04-01 | Non-unitized | 2101 CARDINAL WOODS DR 40214 | KY | 0 | 0 | 0 | 0
E365.00-OH Conductors and Devices | 2006-06-30 | ARRESTERS - OVERHEAD | ARRESTERS - OVERHEAD | KY | 1 | 0 | 0 | 0
E365.00-OH Conductors and Devices | 2009-10-31 | 795 MCM ALUMINUM CONDUCTOR | #795 MCM ALL ALUM BARE (00122) | KY | 256 | 14206.83 | 55.4954 | 0
E365.00-OH Conductors and Devices | 2010-07-01 | Non-unitized | 1601 ROOSEVELT AVE 40242 | KY | 0 | 0 | 0 | 0
E365.00-OH Conductors and Devices | 2010-07-01 | Non-unitized | PLANTATION HILLS SEC 2 | KY | 0 | 0 | 0 | 0
E365.00-OH Conductors and Devices | 2010-11-01 | Non-unitized | 15715 PINE KNOB LN 40272 | KY | 0 | 0 | 0 | 0
E365.00-OH Conductors and Devices | 2010-11-01 | Non-unitized | 535 COUNTRY LN 40207 | KY | 0 | 0 | 0 | 0
E365.00-OH Conductors and Devices | 2011-07-01 | 123,270 ACAR WIRE | 123,270 ACAR WIRE (FT) (07686) | KY | 8042 | 18059.94 | 2.2457 | 0
E365.00-OH Conductors and Devices | 2011-05-31 | RECLOSER, MISCELLANEOUS | RECLOSER, MISCELLANEOUS (06282) | KY | 10 | 47546.8 | 4754.68 | 0
E365.00-OH Conductors and Devices | 2011-06-30 | CABLE | CABLE - (MISC) (06031) | KY | 216 | 2826.54 | 13.0858 | 0
E365.00-OH Conductors and Devices | 2011-07-01 | Non-unitized | 311 CENTRAL AVE. 40031 | KY | 0 | 0 | 0 | 0
E365.00-OH Conductors and Devices | 2011-07-01 | Non-unitized | 6410 LOWER HUNTERS TRACE 40258 | KY | 0 | 0 | 0 | 0
E365.00-OH Conductors and Devices | 2012-01-01 | Non-unitized | 11600 DIODE CT 40299 | KY | 0 | 0 | 0 | 0
E365.00-OH Conductors and Devices | 2012-01-31 | Non-unitized | LGE MAJOR STORM 052311 | KY | 0 | 0 | 0 | 0
E365.00-OH Conductors and Devices | 2012-01-01 | SWITCHES - GROUP OPERATED | SWITCHES - MISC. NEW 07632 | KY | 1 | 6915.35 | 6915.35 | 0
E365.00-OH Conductors and Devices | 2012-07-01 | Non-unitized | Investment | KY | 0 | 0 | 0 | 0
E365.00-OH Conductors and Devices | 2013-03-01 | 795 MCM ALUMINUM CONDUCTOR | #795 MCM ALL ALUM BARE (00122) | KY | 200 | 6399.91 | 31.9995 | 0
E365.00-OH Conductors and Devices | 2013-06-01 | INSULATORS - LINE | INSULATORS - LINE | KY | 0 | 0 | 0 | 0
E365.00-OH Conductors and Devices | 2013-03-31 | SWITCHES - GROUP OPERATED | SWITCHES - MISC. NEW 07632 | KY | 21 | 24560.4 | 1169.5429 | 0
E365.00-OH Conductors and Devices | 2014-05-01 | #2 Triplex | #2 CONDUCTOR (00172) | KY | 8284 | 41011.03 | 4.9506 | 0
E365.00-OH Conductors and Devices | 2014-05-01 | 350 MCM COPPER CONDUCTOR | #350 MCM BARE COPPER (00183) | KY | 79 | -30.38 | -0.38456 | 0
E365.00-OH Conductors and Devices | 2015-06-30 | 8 COPPER CONDUCTOR | #8 W.P. COPPER (00138) | KY | 24385 | 39523.07 | 1.6208 | 0
E365.00-OH Conductors and Devices | 2015-10-31 | RECLOSER | RECLOSER, MISCELLANEOUS (06282) | KY | 4 | 307569.23 | 76892.3075 | 0
E365.00-OH Conductors and Devices | 2014-08-31 | 336,400 19 STR. ALL ALUMINUM | 336,400 19 STR. ALL ALUMINUM (FT) (07712) | KY | 4265 | 170754.22 | 40.0362 | 0
E365.00-OH Conductors and Devices | 2015-10-31 | 20 M.A.W. MESSENGER WIRE | 20 M.A.W. MESSENGER WIRE (FT) (07804) | KY | 2500 | 3569.11 | 1.4276 | 0
E365.00-OH Conductors and Devices | 2014-12-31 | ARRESTERS - NEW | ARRESTERS - NEW | KY | 6 | 4636.18 | 772.6967 | 0
E365.00-OH Conductors and Devices | 2015-01-01 | Non-unitized | CNBRD340U-NB Resid UG - 003400 | KY | 0 | 0 | 0 | 0
E365.00-OH Conductors and Devices | 2015-12-31 | CAPACITORS | CAPACITORS (BANKS) (EACH) (07330) | KY | 7 | 35367.38 | 5052.4829 | 0
E365.00-OH Conductors and Devices | 2016-10-31 | Non-unitized | LGE MAJOR STORM 040216 | KY | 0 | 0 | 0 | 0
E365.00-OH Conductors and Devices | 2015-12-01 | 2000 MCM CABLE | #2000 MCM 1/C 1000V CABLE (FT) (08970) | KY | 20 | 62500.55 | 3125.0275 | 0
E365.00-OH Conductors and Devices | 2017-01-01 | Non-unitized | TRAFFIC SIGNAL | KY | 0 | 0 | 0 | 0
E365.00-OH Conductors and Devices | 2017-12-31 | Non-unitized | 149061-LEO PADMOUNT SWITCHGEAR 2017 | KY | 0 | 0 | 0 | 0
E365.00-OH Conductors and Devices | 2017-12-31 | Non-unitized | 154435-WR# 5788081- CUSTOMER (4900 CRITTENDEN DR.- CLARIANT CORPORATION) EXPRESSED CONCERNS OF OUTAGES. MOVING CUSTOMER TO DIFFERENT CIRCUIT (CUT LOAD FROM SM-1360 TO AND ADDING SOME ADDITIONAL EQUIPMENT (RECLOSER'S & POLE'S). . | KY | 0 | 0 | 0 | 0
E365.00-OH Conductors and Devices | 2017-06-30 | 2/0 COPPER CONDUCTOR | #2/0 W.P. COPPER (00146) | KY | 205 | 1719.42 | 8.3874 | 0
E365.00-OH Conductors and Devices | 2019-12-01 | 500 MCM COPPER CONDUCTOR | #500 MCM W.P. COPPER (00155) | KY | 507 | 41956.7 | 82.7548 | 0
E365.00-OH Conductors and Devices | 2020-01-01 | Non-unitized | CRSTLT332-Taxable-Repair Street Lights - 00332012 | KY | 0 | 0 | 0 | 0
E365.00-OH Conductors and Devices | 2020-03-31 | Non-unitized | 160492-Del Park 1408 Ckt Hardening | KY | 0 | 0 | 0 | 0
E365.00-OH Conductors and Devices | 2019-12-31 | INSULATORS - LINE | INSULATORS - LINE | KY | 37 | 5035.69 | 136.0997 | 0
E365.00-OH Conductors and Devices | 2020-05-01 | Non-unitized | BLUE LICK RD | KY | 0 | 0 | 0 | 0
E365.00-OH Conductors and Devices | 2020-06-30 | 2/0 COPPER CONDUCTOR | #2/0 W.P. COPPER (00146) | KY | 535 | 10540.89 | 19.7026 | 0
E365.00-OH Conductors and Devices | 2019-11-01 | 123,270 ACAR WIRE | 123,270 ACAR WIRE (FT) (07686) | KY | 19263 | 4430.47 | 0.23 | 0
E365.00-OH Conductors and Devices | 2021-03-01 | Non-unitized | 158588-DX1223 CIFI 2019 | KY | 0 | 0 | 0 | 0
E365.00-OH Conductors and Devices | 2021-01-31 | Non-unitized | 158858-TPPA-Charter 2019 | KY | 0 | 0 | 0 | 0
E365.00-OH Conductors and Devices | 2020-11-01 | Non-unitized | ANBRD341U-Taxable-NB Resid UG 00341012 Any work that is performed related to extending or adding primary (or secondary to a common splice or pull off point) to serve underground a new residential customer or group of residential customers (includes all | KY | 0 | 0 | 0 | 0
E365.00-OH Conductors and Devices | 2021-03-01 | Non-unitized | 164111-2021 SIO Fuse Savings LGE - HB1145 is one of the circuits that were identified in the SIO Fuse Saving project for 2021. On this this project we are installing 9 TripSaver reclosers and replacing 3 poles near 9345 Taylorsville Rd as part of this wo | KY | 0 | 0 | 0 | 0
E365.00-OH Conductors and Devices | 2021-04-01 | Non-unitized | 161193-SK1128 CIFI is one of the circuits that were identified in the CIFI project for 2021. WR# 6676432. | KY | 0 | 0 | 0 | 0
E365.00-OH Conductors and Devices | 2021-01-01 | SWITCHES - CUTOUT NEW | SWITCHES - CUTOUT NEW 07630 | KY | 38 | 24901.79 | 655.3103 | 0
E365.00-OH Conductors and Devices | 2021-10-11 | Non-unitized | 161085-TPPA-Verizon 2020 | KY | 0 | 0 | 0 | 0
E365.00-OH Conductors and Devices | 2022-04-01 | Non-unitized | Investment | KY | 0 | 0 | 0 | 0
E365.00-OH Conductors and Devices | 2021-01-26 | 2/0 COPPER CONDUCTOR | #2/0 W.P. COPPER (00146) | KY | 5888 | 42964.72 | 7.297 | 0
E365.00-OH Conductors and Devices | 2022-04-01 | #2 Triplex | #2 Triplex | KY | 26951 | 69946.1 | 2.5953 | 0
E365.00-OH Conductors and Devices | 2023-06-12 | Non-unitized | 167173 EW1241 - 2023 REL System Hardening LGE RAP is one of the circuits that were identified in the System Hardening project for 2023.WR#s-7063360 and 7090161 | KY | 0 | 0 | 0 | 0
E365.00-OH Conductors and Devices | 2023-02-16 | Non-unitized | 167791 BR1179 - BRECKENRIDGE SMALL WIRE is one of the circuits that were identified for 2022. WR# 6301529 | KY | 0 | 0 | 0 | 0
E365.00-OH Conductors and Devices | 2023-11-14 | Non-unitized | 167396-LGE SCADA VOLT CNTRL LINES | KY | 1 | -12247.27 | -12247.27 | 0
E365.00-OH Conductors and Devices | 2025-02-01 | Non-unitized | ATPD343-Taxable-Cap Third Party 00343012 Replacement cost of complete units of property due to damage from a third party, typically reimbursed. | KY | 4 | 96366.36 | 24091.59 | 0
E365.00-OH Conductors and Devices | 1982-01-01 | #12 CABLE | MP1982 Overhead Conductors and Devices | KY | 0 | 0 | 0
E365.00-OH Conductors and Devices | 1984-01-01 | SKY WIRE | MP1984 Overhead Conductors and Devices | KY | 1615 | 2056.5 | 1.2734
E365.00-OH Conductors and Devices | 1988-01-01 | SKY WIRE | MP1988 Overhead Conductors and Devices | KY | 10850 | 12188.02 | 1.1233
E365.00-OH Conductors and Devices | 1990-01-01 | #12 CABLE | MP1990 Overhead Conductors and Devices | KY | 0 | 0 | 0
E365.00-OH Conductors and Devices | 1996-01-01 | 336,400 19 STR. ALL ALUMINUM | MP1996 Overhead Conductors and Devices | KY | 17877 | 139046.21 | 7.7779 | 0
E365.00-OH Conductors and Devices | 1986-01-01 | 795 MCM ALUMINUM CONDUCTOR | MP1986 Overhead Conductors and Devices | KY | 296421 | 1460697.62 | 4.9278 | 0
E365.00-OH Conductors and Devices | 1979-01-01 | 195,700 ACAR WIRE | MP1979 Overhead Conductors and Devices | KY | 71475 | 59991.96 | 0.83934 | 0
E365.00-OH Conductors and Devices | 1975-01-01 | 1/0 CABLE | MP1975 Overhead Conductors and Devices | KY | 355991 | 195093.15 | 0.54803 | 0
E365.00-OH Conductors and Devices | 1999-01-01 | ARRESTERS - DISTRIBUTION | MP1999 Overhead Conductors and Devices | KY | 2130 | 453330.56 | 212.8312 | 0
E365.00-OH Conductors and Devices | 1963-01-01 | 4/0 CONDUCTOR | MP1963 Overhead Conductors and Devices | KY | 336512 | 63154.48 | 0.18767 | 0
E365.00-OH Conductors and Devices | 1995-01-01 | 195,700 ACAR WIRE | MP1995 Overhead Conductors and Devices | KY | 50230 | 247337.39 | 4.9241 | 0
E365.00-OH Conductors and Devices | 1981-01-01 | 3/0 CONDUCTOR | MP1981 Overhead Conductors and Devices | KY | 32241 | 51607.79 | 1.6007 | 0
E365.00-OH Conductors and Devices | 1969-01-01 | 500 MCM COPPER CONDUCTOR | MP1969 Overhead Conductors and Devices | KY | 94 | 225.17 | 2.3954 | 0
E365.00-OH Conductors and Devices | 1957-01-01 | 1000 MCM CONDUCTOR | MP1957 Overhead Conductors and Devices | KY | 58 | 245.28 | 4.229 | 0
E365.00-OH Conductors and Devices | 1965-01-01 | 4 COPPER CONDUCTOR | #4 W.P. COPPER | KY | 4290 | 971.95 | 0.22656 | 0
E365.00-OH Conductors and Devices | 2007-01-01 | GROUND | MP2007 Overhead Conductors and Devices | KY | 15 | 258.97 | 17.2647 | 0
E365.00-OH Conductors and Devices | 2006-01-01 | 795 MCM ALUMINUM CONDUCTOR | MP2006 Overhead Conductors and Devices | KY | 115545 | 722196.94 | 6.2504 | 0
E365.00-OH Conductors and Devices | 2005-01-01 | CROSS ARMS | MP2005 Overhead Conductors and Devices | KY | 0 | 0 | 0
E365.00-OH Conductors and Devices | 1999-01-01 | #2 ACSR | MP1999 Overhead Conductors and Devices | KY | 567 | 7987.27 | 14.0869 | 0
E365.00-OH Conductors and Devices | 2003-01-01 | 195,700 ACAR WIRE | MP2003 Overhead Conductors and Devices | KY | 27646 | 44662.55 | 1.6155 | 0
E365.00-OH Conductors and Devices | 2008-05-01 | Non-unitized | 1224194 | KY | 0 | 0 | 0
E365.00-OH Conductors and Devices | 2008-05-01 | Non-unitized | LAKE FOREST - SEC 39A-2 - 3Ø UNDG | KY | 0 | 0 | 0 | 0
E365.00-OH Conductors and Devices | 2008-05-01 | Non-unitized | 6318 MT EVEREST 40216 | KY | 0 | 0 | 0 | 0
E365.00-OH Conductors and Devices | 2008-05-01 | Non-unitized | 678636 | KY | 0 | 0 | 0 | 0
E365.00-OH Conductors and Devices | 2008-05-01 | Non-unitized | 1300 N BECKLEY STATION RD 40245 | KY | 0 | 0 | 0 | 0
E365.00-OH Conductors and Devices | 2008-05-01 | Non-unitized | 1800 CONESTOGA PKWY. 40165 | KY | 0 | 0 | 0
E365.00-OH Conductors and Devices | 2008-05-01 | Non-unitized | 4126 SHELBYVILLE RD 40207 | KY | 0 | 0 | 0
E365.00-OH Conductors and Devices | 2008-05-01 | Non-unitized | 1103465 | KY | 0 | 0 | 0
E365.00-OH Conductors and Devices | 2008-05-01 | Non-unitized | 1076907 | KY | 0 | 0 | 0
E365.00-OH Conductors and Devices | 2008-05-01 | Non-unitized | 1432177 | KY | 0 | 0 | 0
E365.00-OH Conductors and Devices | 2008-05-01 | Non-unitized | 10301 CEDAR CREEK RD 40229 | KY | 0 | 0 | 0
E365.00-OH Conductors and Devices | 1983-01-01 | SWITCHES - CUTOUT NEW | MP1983 Overhead Conductors and Devices | KY | 701 | 111773.7 | 159.4489 | 0
E365.00-OH Conductors and Devices | 2008-10-01 | Non-unitized | 1590142 | KY | 0 | 0 | 0
E365.00-OH Conductors and Devices | 2008-10-01 | Non-unitized | 4800 DIXIE HWY 40216 | KY | 0 | 0 | 0
E365.00-OH Conductors and Devices | 2009-04-01 | Non-unitized | 1402 EVERGREEN RD 40223 | KY | 0 | 0 | 0
E365.00-OH Conductors and Devices | 2008-10-01 | Non-unitized | 1591808 | KY | 0 | 0 | 0
E365.00-OH Conductors and Devices | 2009-01-01 | Non-unitized | 1407201 | KY | 0 | 0 | 0
E365.00-OH Conductors and Devices | 2009-01-01 | Non-unitized | 1605054 | KY | 0 | 0 | 0
E365.00-OH Conductors and Devices | 2009-01-01 | Non-unitized | 25 ADVENTURE RD 40216 | KY | 0 | 0 | 0 | 0
E365.00-OH Conductors and Devices | 2009-07-01 | Non-unitized | 6800 S HURSTBOURNE LN 40291 | KY | 0 | 0 | 0 | 0
E365.00-OH Conductors and Devices | 2009-07-01 | Non-unitized | 1646 LUCIA AV 40204 | KY | 0 | 0 | 0
E365.00-OH Conductors and Devices | 2008-08-31 | 4/0 CONDUCTOR | #4/0 W.P. COPPER (00148) | KY | 4009 | 15279.89 | 3.8114 | 0
E365.00-OH Conductors and Devices | 2009-04-01 | Non-unitized | 1092259 | KY | 0 | 0 | 0
E365.00-OH Conductors and Devices | 2008-05-01 | Non-unitized | 1808 LASER LANE 40299 | KY | 0 | 0 | 0
E365.00-OH Conductors and Devices | 2009-07-01 | Non-unitized | 4910 CHAMBERLAIN LN 40241 | KY | 0 | 0 | 0
E365.00-OH Conductors and Devices | 2009-01-01 | Non-unitized | 4400 OUTER LOOP 40219 | KY | 0 | 0 | 0
E365.00-OH Conductors and Devices | 2008-07-01 | Non-unitized | 1432904 | KY | 0 | 0 | 0
E365.00-OH Conductors and Devices | 2009-11-01 | Non-unitized | 1824 EASTERN PKY 40204 | KY | 0 | 0 | 0
E365.00-OH Conductors and Devices | 2008-05-01 | Non-unitized | 1735 STEWART AVE 40216 | KY | 0 | 0 | 0
E365.00-OH Conductors and Devices | 2010-03-31 | Non-unitized | MANSFIELD ESTATES | KY | 0 | 0 | 0 | 0
E365.00-OH Conductors and Devices | 2010-04-01 | Non-unitized | WINDSOR TRACE | KY | 0 | 0 | 0 | 0
E365.00-OH Conductors and Devices | 1972-01-01 | SWITCH - 0-6 AMP LINCOLNTROL | MP1972 Overhead Conductors and Devices | KY | 1 | 254.02 | 254.02
E365.00-OH Conductors and Devices | 2000-01-01 | FISHER PIERCE CURRENT CONTROL | MP2000 Overhead Conductors and Devices | KY | 1 | 697.24 | 697.24
E365.00-OH Conductors and Devices | 2008-01-01 | SKY WIRE | MP2008 Overhead Conductors and Devices | KY | 1170 | 4535.46 | 3.8765
E365.00-OH Conductors and Devices | 2008-05-01 | Non-unitized | 1172059 | KY | 0 | 0 | 0 | 0
E365.00-OH Conductors and Devices | 2008-05-01 | Non-unitized | LYNDON LN. AT OLD LAGRANGE RD. LN | KY | 0 | 0 | 0 | 0
E365.00-OH Conductors and Devices | 2008-05-01 | Non-unitized | 1703 MEYERS LN 40216 | KY | 0 | 0 | 0 | 0
E365.00-OH Conductors and Devices | 2008-05-01 | Non-unitized | HUDSON CREEK | KY | 0 | 0 | 0 | 0
E365.00-OH Conductors and Devices | 2008-05-01 | Non-unitized | 1183767 | KY | 0 | 0 | 0
E365.00-OH Conductors and Devices | 2008-05-01 | Non-unitized | 14417 AIKEN RD 40245 | KY | 0 | 0 | 0
E365.00-OH Conductors and Devices | 2008-05-01 | Non-unitized | 2300 HOMEWOOD DR 40223 | KY | 0 | 0 | 0 | 0
E365.00-OH Conductors and Devices | 2008-05-01 | Non-unitized | 1025255 | KY | 0 | 0 | 0 | 0
E365.00-OH Conductors and Devices | 2008-05-01 | Non-unitized | 5117 PRESTON HY 40213 | KY | 0 | 0 | 0 | 0
E365.00-OH Conductors and Devices | 2008-05-01 | Non-unitized | 1372407 | KY | 0 | 0 | 0
E365.00-OH Conductors and Devices | 2008-05-01 | Non-unitized | GARDEN CONDOS AT GLENMARY VILLAGE | KY | 0 | 0 | 0 | 0
E365.00-OH Conductors and Devices | 2008-10-01 | Non-unitized | 1434926 | KY | 0 | 0 | 0 | 0
E365.00-OH Conductors and Devices | 2009-01-01 | Non-unitized | MALLARD POINTE - SEC 1 | KY | 0 | 0 | 0
E365.00-OH Conductors and Devices | 2009-10-01 | Non-unitized | 305 Elm Ave 40056 | KY | 0 | 0 | 0 | 0
E365.00-OH Conductors and Devices | 2010-01-01 | Non-unitized | 10510 LAGRANGE RD 40223 | KY | 0 | 0 | 0 | 0
E365.00-OH Conductors and Devices | 2010-01-01 | Non-unitized | 4226 SAVAGE DRIVE 40216 | KY | 0 | 0 | 0 | 0
E365.00-OH Conductors and Devices | 2010-04-01 | Non-unitized | 1541 W OAK ST. 40210 | KY | 0 | 0 | 0 | 0
E365.00-OH Conductors and Devices | 2007-12-31 | 4/0 CONDUCTOR | #4/0 CONDUCTOR (00148) | KY | 80 | 0 | 0 | 0
E365.00-OH Conductors and Devices | 2010-05-01 | Non-unitized | 6210 STRAWBERRY LN 40214 | KY | 0 | 0 | 0 | 0
E365.00-OH Conductors and Devices | 2010-05-01 | Non-unitized | 4500 WESTPORT RD 40207 | KY | 0 | 0 | 0 | 0
E365.00-OH Conductors and Devices | 2010-07-01 | ARRESTERS - OVERHEAD | ARRESTERS - OVERHEAD | KY | 2 | 196.92 | 98.46 | 0
E365.00-OH Conductors and Devices | 2010-03-31 | SWITCHES - CUTOUT | SWITCHES (CUTOUT) (EACH) (07630) | KY | 4 | 861.48 | 215.37 | 0
E365.00-OH Conductors and Devices | 2010-05-31 | 123,270 ACAR WIRE | 123,270 ACAR WIRE (FT) (07686) | KY | 6538 | 2626.36 | 0.40171 | 0
E365.00-OH Conductors and Devices | 2010-07-01 | Non-unitized | 1920 OUTER LOOP 40219 | KY | 0 | 0 | 0 | 0
E365.00-OH Conductors and Devices | 2010-07-01 | Non-unitized | 2218 UPPER HUNTERS TRACE 40216 | KY | 0 | 0 | 0 | 0
E365.00-OH Conductors and Devices | 2010-07-01 | Non-unitized | 8807 OLD BARDSTOWN ROAD 40291 | KY | 0 | 0 | 0 | 0
E365.00-OH Conductors and Devices | 2010-10-01 | Non-unitized | 7424 ECHO TR 40299 | KY | 0 | 0 | 0 | 0
E365.00-OH Conductors and Devices | 2010-11-01 | Non-unitized | 10000 TAYLORSVILLE ROAD 40299 | KY | 0 | 0 | 0 | 0
E365.00-OH Conductors and Devices | 2010-11-01 | 4 COPPER CONDUCTOR | #4 W.P. COPPER (00141) | KY | 50 | 2895.95 | 57.919 | 0
E365.00-OH Conductors and Devices | 2011-12-31 | SWITCHES - CUTOUT NEW | SWITCHES - CUTOUT NEW 07630 | KY | 85 | 69921.93 | 822.6109 | 0
E365.00-OH Conductors and Devices | 2011-06-30 | ARRESTERS - OVERHEAD | ARRESTERS - OVERHEAD | KY | 0 | 0 | 0 | 0
E365.00-OH Conductors and Devices | 2011-01-01 | Non-unitized | 212 PARKRIDGE RD. 40155 | KY | 0 | 0 | 0 | 0
E365.00-OH Conductors and Devices | 2011-05-01 | Non-unitized | 2409 CLARK STATION RD 40023 | KY | 0 | 0 | 0 | 0
E365.00-OH Conductors and Devices | 2011-04-01 | Non-unitized | 5701 W HIGHWAY #524 40077 | KY | 0 | 0 | 0 | 0
E365.00-OH Conductors and Devices | 2011-07-01 | Non-unitized | LGE OHIO FALLS HYDROELECTRIC STATIO | KY | 0 | 0 | 0 | 0
E365.00-OH Conductors and Devices | 2011-07-01 | Non-unitized | 5611 LOVERS LN 40299 | KY | 0 | 0 | 0 | 0
E365.00-OH Conductors and Devices | 2012-02-01 | ARRESTERS - NEW | ARRESTERS - NEW (06334) | KY | 11 | 38745.4 | 3522.3091 | 0
E365.00-OH Conductors and Devices | 2012-10-31 | #2 ACSR | #1 CONDUCTOR (00173) | KY | 0 | 0 | 0 | 0
E365.00-OH Conductors and Devices | 2012-01-01 | 1/0 CABLE | 1/0 CABLE | KY | 1710 | 1015.41 | 0.59381 | 0
E365.00-OH Conductors and Devices | 2011-05-31 | Non-unitized | RDPOLE340-Replace Defective Poles 340 | KY | 0 | 0 | 0 | 0
E365.00-OH Conductors and Devices | 2012-09-30 | 6A COPPER CONDUCTOR | #6A COPPERWELD COPPER (00192) | KY | 15 | 264.72 | 17.648 | 0
E365.00-OH Conductors and Devices | 2013-02-01 | Non-unitized | CNBCD340U-NB Comm UG - 003400 | KY | 0 | 0 | 0 | 0
E365.00-OH Conductors and Devices | 2013-09-30 | 4/0 CONDUCTOR | #4/0 CONDUCTOR (00148) | KY | 800 | 3649.56 | 4.5619 | 0
E365.00-OH Conductors and Devices | 2013-08-31 | #2 Triplex | #2 CONDUCTOR (00172) | KY | 500 | 7677.75 | 15.3555 | 0
E365.00-OH Conductors and Devices | 2014-01-01 | Non-unitized | CNBCD340O-NB Comm OH - 003400 | KY | 0 | 0 | 0 | 0
E365.00-OH Conductors and Devices | 2014-04-30 | Non-unitized | Construction Work in Progress | KY | 0 | 0 | 0 | 0
E365.00-OH Conductors and Devices | 2014-12-31 | SWITCHES - CUTOUT NEW | SWITCHES - CUTOUT NEW 07630 | KY | 2657 | 1462794.03 | 550.5435 | 0
E365.00-OH Conductors and Devices | 2014-12-31 | 4/0 CONDUCTOR | #4/0 CONDUCTOR (00148) | KY | 25232 | 317557.55 | 12.5855 | 0
E365.00-OH Conductors and Devices | 2015-10-31 | Non-unitized | DIST-NA-MLCK-ASHBY | KY | 0 | 0 | 0 | 0
E365.00-OH Conductors and Devices | 2014-07-01 | #2 ACSR | #1 CONDUCTOR (00173) | KY | 266 | 4391.92 | 16.511 | 0
E365.00-OH Conductors and Devices | 2015-06-30 | 500 MCM COPPER CONDUCTOR | #500 MCM W.P. COPPER (00155) | KY | 4462 | 236334.77 | 52.9661 | 0
E365.00-OH Conductors and Devices | 2015-12-31 | 123,270 ACAR WIRE | 123,270 ACAR WIRE (FT) (07686) | KY | 63749 | 145070.88 | 2.2757 | 0
E365.00-OH Conductors and Devices | 2014-12-31 | 1/0 CONDUCTOR | 1/0 CONDUCTOR | KY | 230 | 329.47 | 1.4325 | 0
E365.00-OH Conductors and Devices | 2015-03-31 | 8 COPPER CONDUCTOR | #8 W.P. COPPER (00138) | KY | 1676 | 1828.5 | 1.091 | 0
E365.00-OH Conductors and Devices | 2016-03-31 | 1/0 CONDUCTOR | 1/0 CONDUCTOR | KY | 843 | 10474.56 | 12.4253 | 0
E365.00-OH Conductors and Devices | 2017-01-01 | Non-unitized | CSTLT332-NB Street Lights - 003320 | KY | 0 | 0 | 0 | 0
E365.00-OH Conductors and Devices | 2016-12-31 | Non-unitized | CRESTWOOD CKT 1225 (CW1225) | KY | 0 | 0 | 0 | 0
E365.00-OH Conductors and Devices | 2017-01-01 | Non-unitized | HWY 22 @ LITTLE GOOS | KY | 0 | 0 | 0 | 0
E365.00-OH Conductors and Devices | 2016-12-15 | 1/0 CABLE | 1/0 CABLE | KY | 13888 | 104764.59 | 7.5435 | 0
E365.00-OH Conductors and Devices | 2017-02-28 | Non-unitized | KINDRED OFFICE BLDG VAULT | KY | 0 | 0 | 0 | 0
E365.00-OH Conductors and Devices | 2017-07-31 | Non-unitized | 153812-HB1148 Exit Cable | KY | 0 | 0 | 0 | 0
E365.00-OH Conductors and Devices | 2017-07-31 | Non-unitized | 153928-Sub Exit Cable LN0004 | KY | 0 | 0 | 0 | 0
E365.00-OH Conductors and Devices | 2017-06-30 | CAPACITORS | CAPACITORS (BANKS) (EACH) (07330) | KY | 47 | 244255.38 | 5196.923 | 0
E365.00-OH Conductors and Devices | 2018-01-01 | Non-unitized | CNBVLT343-NB Network Vaults - 003430 | KY | 0 | 0 | 0 | 0
E365.00-OH Conductors and Devices | 2017-06-30 | 123,270 ACAR WIRE | 123,270 ACAR WIRE (FT) (07686) | KY | 523 | 1009.93 | 1.931 | 0
E365.00-OH Conductors and Devices | 2018-09-30 | Non-unitized | REM ANC INST 2 ANCS | KY | 0 | 0 | 0 | 0
E365.00-OH Conductors and Devices | 2019-01-01 | Non-unitized | CSYSEN340-Sys Enh - 003400 | KY | 2 | 0 | 0 | 0
E365.00-OH Conductors and Devices | 2019-01-31 | 1/0 Aluminum | 1/0 Aluminum | KY | 7016 | 73706.62 | 10.5055 | 0
E365.00-OH Conductors and Devices | 2019-05-01 | Non-unitized | 158316-WT1151 Exit Circuit | KY | 0 | 0 | 0 | 0
E365.00-OH Conductors and Devices | 2019-02-28 | RECLOSER | RECLOSER,12.47kV,3PH,VAC INTERRUPTING,800 AMP | KY | 2 | 171615.19 | 85807.595 | 0
E365.00-OH Conductors and Devices | 2019-12-31 | 2/0 COPPER CONDUCTOR | #2/0 W.P. COPPER (00146) | KY | 2033 | 23358.47 | 11.4897 | 0
E365.00-OH Conductors and Devices | 2019-09-30 | 8 COPPER CONDUCTOR | #8 W.P. COPPER (00138) | KY | 952 | 3059.05 | 3.2133 | 0
E365.00-OH Conductors and Devices | 2019-09-30 | SWITCHES - DISCONNECT NEW | SWITCHES - DISCONNECT | KY | 35 | 147831.62 | 4223.7606 | 0
E365.00-OH Conductors and Devices | 2020-05-01 | 1/0 CABLE | 1/0 CABLE | KY | 400 | 4125.05 | 10.3126 | 0
E365.00-OH Conductors and Devices | 2021-01-01 | Non-unitized | CNBSV340O-NB Elect Serv OH - 003400 | KY | 0 | 0 | 0 | 0
E365.00-OH Conductors and Devices | 2020-11-01 | Non-unitized | ANBCD340O-Taxable-NB Comm OH 00340012 | KY | 0 | 0 | 0 | 0
E365.00-OH Conductors and Devices | 2021-03-31 | ARRESTERS - OVERHEAD | ARRESTERS - OVERHEAD | KY | 402 | 245913.34 | 611.7247 | 0
E365.00-OH Conductors and Devices | 2021-03-01 | 500 MCM COPPER CONDUCTOR | #500 MCM W.P. COPPER (00155) | KY | 480 | 4171.55 | 8.6907 | 0
E365.00-OH Conductors and Devices | 2021-04-01 | Non-unitized | 164389-Circuit BR1354 reallocating circuits off transmission towers. Location: Rear of 3920 Dutchman Lane @ Breckenridge Substation. WR# 6640443 | KY | 0 | 0 | 0 | 0
E365.00-OH Conductors and Devices | 2021-07-14 | Non-unitized | 162700-Cane Run SW-Shively - Transmission planning has scheduled to replace 22 structure poles in Q3 2020. The project was stopped in early 2019 due to RR permits and Omega has given a 12 week window to complete all of the work. Transmission will ins | KY | 0 | 0 | 0 | 0
E365.00-OH Conductors and Devices | 2021-08-31 | Non-unitized | RELOCATE 3 PHASE UG | KY | 0 | 0 | 0 | 0
E365.00-OH Conductors and Devices | 2021-10-31 | GROUND | GROUND (00103) | KY | 262 | 13251.62 | 50.5787 | 0
E365.00-OH Conductors and Devices | 2021-04-30 | 2/0 COPPER CONDUCTOR | #2/0 W.P. COPPER (00146) | KY | 428 | 448.24 | 1.0473 | 0
E365.00-OH Conductors and Devices | 2021-03-31 | 8 COPPER CONDUCTOR | #8 W.P. COPPER (00138) | KY | 3403 | 829.89 | 0.24387 | 0
E365.00-OH Conductors and Devices | 2021-03-31 | 2/0 COPPER CONDUCTOR | #2/0 W.P. COPPER (00146) | KY | 3638 | 3539.77 | 0.973 | 0
E365.00-OH Conductors and Devices | 2022-08-18 | Non-unitized | IMOVEKY I-71 CROSSIN | KY | 0 | 0 | 0 | 0
E365.00-OH Conductors and Devices | 2023-02-16 | ARRESTERS - OVERHEAD | ARRESTERS - OVERHEAD | KY | 3 | 4731.78 | 1577.26 | 0
E365.00-OH Conductors and Devices | 2024-01-01 | Non-unitized | AVLT343-Cap Network Vaults | KY | 0 | 0 | 0 | 0
E365.00-OH Conductors and Devices | 2024-05-14 | Non-unitized | 168574 DCC SCADA Cir Indicator 2023 | KY | 0 | 0 | 0 | 0
E365.00-OH Conductors and Devices | 2023-06-30 | 4/0 CONDUCTOR | #4/0 CONDUCTOR (00148) | KY | 500 | 44019.35 | 88.0387 | 0
E365.00-OH Conductors and Devices | 2025-04-01 | 6 COPPER CONDUCTOR | #6 BARE COPPER (00168) | KY | 16623 | 89372.78 | 5.3765 | 0
E365.00-OH Conductors and Devices | 2025-02-01 | Non-unitized | ATBRD340O-Taxable-Cap Trouble Orders OH 00340012 | KY | 4 | 505380.52 | 126345.13 | 0
E365.00-OH Conductors and Devices | 2023-09-30 | 795 MCM ALUMINUM CONDUCTOR | #795 MCM ALL ALUM BARE (00122) | KY | 28397 | 309290.21 | 10.8917 | 0
E365.00-OH Conductors and Devices | 1998-01-01 | 795 MCM ALUMINUM CONDUCTOR | MP1998 Overhead Conductors and Devices | KY | 51932 | 327256.62 | 6.3016 | 0
E365.00-OH Conductors and Devices | 1999-01-01 | 795 MCM ALUMINUM CONDUCTOR | MP1999 Overhead Conductors and Devices | KY | 115417 | 737500.52 | 6.3899 | 0
E365.00-OH Conductors and Devices | 1982-01-01 | 392,500 24/13 ACAR WIRE | MP1982 Overhead Conductors and Devices | KY | 66649 | 118971.85 | 1.7851 | 0
E365.00-OH Conductors and Devices | 1967-01-01 | 336,400 19 STR. ALL ALUMINUM | MP1967 Overhead Conductors and Devices | KY | 476803 | 157287.85 | 0.32988 | 0
E365.00-OH Conductors and Devices | 1970-01-01 | 195,700 ACAR WIRE | MP1970 Overhead Conductors and Devices | KY | 38106 | 12004.08 | 0.31502 | 0
E365.00-OH Conductors and Devices | 1994-01-01 | 123,270 ACAR WIRE | MP1994 Overhead Conductors and Devices | KY | 117478 | 350386.83 | 2.9826 | 0
E365.00-OH Conductors and Devices | 1990-01-01 | 1/0 CABLE | MP1990 Overhead Conductors and Devices | KY | 215835 | 485396.06 | 2.2489 | 0
E365.00-OH Conductors and Devices | 1998-01-01 | ARRESTERS - DISTRIBUTION | MP1998 Overhead Conductors and Devices | KY | 1530 | 455625.39 | 297.7944 | 0
E365.00-OH Conductors and Devices | 1972-01-01 | ARRESTERS - DISTRIBUTION | MP1972 Overhead Conductors and Devices | KY | 1054 | 33290.72 | 31.5851 | 0
E365.00-OH Conductors and Devices | 1987-01-01 | ARRESTERS - DISTRIBUTION | MP1987 Overhead Conductors and Devices | KY | 1961 | 205342.41 | 104.7131 | 0
E365.00-OH Conductors and Devices | 1996-01-01 | 123,270 ACAR WIRE | MP1996 Overhead Conductors and Devices | KY | 131558 | 422699.09 | 3.213 | 0
E365.00-OH Conductors and Devices | 1978-01-01 | 123,270 ACAR WIRE | MP1978 Overhead Conductors and Devices | KY | 351236 | 228799.49 | 0.65141 | 0
E365.00-OH Conductors and Devices | 1991-01-01 | 4/0 CONDUCTOR | MP1991 Overhead Conductors and Devices | KY | 2467 | 10576.47 | 4.2872 | 0
E365.00-OH Conductors and Devices | 1983-01-01 | SWITCHES - CUTOUT | MP1983 Overhead Conductors and Devices | KY | 0 | 0 | 0
E365.00-OH Conductors and Devices | 1993-01-01 | 3/0 CONDUCTOR | MP1993 Overhead Conductors and Devices | KY | 19510 | 84854.25 | 4.3493 | 0
E365.00-OH Conductors and Devices | 1999-01-01 | 1/0 CABLE | MP1999 Overhead Conductors and Devices | KY | 78669 | 1294898.5 | 16.4601 | 0
E365.00-OH Conductors and Devices | 1968-01-01 | 6 COPPER CONDUCTOR | MP1968 Overhead Conductors and Devices | KY | 41499 | 8978.31 | 0.21635 | 0
E365.00-OH Conductors and Devices | 1983-01-01 | #2 Triplex | MP1983 Overhead Conductors and Devices | KY | 12834 | 23456.61 | 1.8277 | 0
E365.00-OH Conductors and Devices | 2007-01-01 | 500 MCM COPPER CONDUCTOR | MP2007 Overhead Conductors and Devices | KY | 1472 | 49941.74 | 33.9278 | 0
E365.00-OH Conductors and Devices | 2001-01-01 | 4/0 CONDUCTOR | MP2001 Overhead Conductors and Devices | KY | 25183 | 330180.15 | 13.1112 | 0
E365.00-OH Conductors and Devices | 1935-01-01 | #2 Triplex | #2 TIPLEX | KY | 10235 | 760.07 | 0.074262 | 0
E365.00-OH Conductors and Devices | 1973-01-01 | CAPACITORS | MP1973 Overhead Conductors and Devices | KY | 8 | -1041.7 | -130.2125 | 0
E365.00-OH Conductors and Devices | 2008-01-01 | 1000 MCM CONDUCTOR | MP2008 Overhead Conductors and Devices | KY | 1045 | 150832.36 | 144.3372 | 0
E365.00-OH Conductors and Devices | 2008-05-01 | Non-unitized | 1609 POPLAR LEVEL RD 40217 | KY | 0 | 0 | 0 | 0
E365.00-OH Conductors and Devices | 2008-05-01 | Non-unitized | 2401 LOWER HUNTERS TRACE 40216 | KY | 0 | 0 | 0
E365.00-OH Conductors and Devices | 2008-05-01 | Non-unitized | 4136 Shelbyville Rd 40207 | KY | 0 | 0 | 0
E365.00-OH Conductors and Devices | 2008-05-01 | Non-unitized | 1311386 | KY | 0 | 0 | 0
E365.00-OH Conductors and Devices | 2008-05-01 | Non-unitized | 1800 HALLS HILL RD 40014 | KY | 0 | 0 | 0 | 0
E365.00-OH Conductors and Devices | 2008-05-01 | Non-unitized | 5408 OLD SHEPHERDSVILLE RD 40228 | KY | 0 | 0 | 0 | 0
E365.00-OH Conductors and Devices | 2008-05-01 | Non-unitized | 721 GILLILAND RD 40245 | KY | 0 | 0 | 0 | 0
E365.00-OH Conductors and Devices | 2008-05-01 | Non-unitized | 8912 SMYRNA PKY 40229 | KY | 0 | 0 | 0
E365.00-OH Conductors and Devices | 2008-05-01 | Non-unitized | 1090994 | KY | 0 | 0 | 0
E365.00-OH Conductors and Devices | 2008-05-01 | Non-unitized | FAWN LAKES - OVERHEAD EXTENSION | KY | 0 | 0 | 0 | 0
E365.00-OH Conductors and Devices | 2008-05-01 | Non-unitized | 1015720 | KY | 0 | 0 | 0 | 0
E365.00-OH Conductors and Devices | 2008-05-01 | Non-unitized | 4007 KRESGE WAY 40207 | KY | 0 | 0 | 0 | 0
E365.00-OH Conductors and Devices | 2008-05-01 | Non-unitized | 8701 WESTPORT ROAD 40218 | KY | 0 | 0 | 0 | 0
E365.00-OH Conductors and Devices | 2008-05-01 | Non-unitized | 4704 INDIAN HILLS GRN 40207 | KY | 0 | 0 | 0
E365.00-OH Conductors and Devices | 2008-07-01 | Non-unitized | 1389950 | KY | 0 | 0 | 0
E365.00-OH Conductors and Devices | 2008-05-01 | Non-unitized | 1422464 | KY | 0 | 0 | 0
E365.00-OH Conductors and Devices | 2008-08-01 | Non-unitized | 1477886 | KY | 0 | 0 | 0
E365.00-OH Conductors and Devices | 2008-05-01 | Non-unitized | SOUTHERN BREEZE | KY | 0 | 0 | 0 | 0
E365.00-OH Conductors and Devices | 2008-10-01 | Non-unitized | 1403739 | KY | 0 | 0 | 0
E365.00-OH Conductors and Devices | 2009-01-01 | Non-unitized | 1589601 | KY | 0 | 0 | 0 | 0
E365.00-OH Conductors and Devices | 2009-04-01 | Non-unitized | 6337 STRAWBERRY LN REAR 40214 | KY | 0 | 0 | 0
E365.00-OH Conductors and Devices | 1991-01-01 | INSULATORS - LINE | MP1991 Overhead Conductors and Devices | KY | 0 | 0 | 0 | 0
E365.00-OH Conductors and Devices | 2009-05-01 | Non-unitized | 804 S ENGLISH STATION RD 40299 | KY | 0 | 0 | 0 | 0
E365.00-OH Conductors and Devices | 2009-01-01 | Non-unitized | 1559965 | KY | 0 | 0 | 0
E365.00-OH Conductors and Devices | 2009-09-01 | #2 Triplex | #2 CONDUCTOR (00172) | KY | 8432 | 80991.73 | 9.6053 | 0
E365.00-OH Conductors and Devices | 2009-10-31 | SWITCHES - CUTOUT | SWITCHES (CUTOUT) (EACH) (07630) | KY | 354 | 715063.51 | 2019.9534 | 0
E365.00-OH Conductors and Devices | 2008-05-01 | Non-unitized | 604 S 44TH ST 40211 | KY | 0 | 0 | 0
E365.00-OH Conductors and Devices | 2008-05-01 | Non-unitized | 1172 INDUSTRIAL BV 40219 | KY | 0 | 0 | 0
E365.00-OH Conductors and Devices | 2008-05-01 | Non-unitized | 4920 MURPHY LN 40241 | KY | 0 | 0 | 0
E365.00-OH Conductors and Devices | 2008-05-01 | Non-unitized | 945 MARY ST 40204 | KY | 0 | 0 | 0
E365.00-OH Conductors and Devices | 2008-05-01 | Non-unitized | 4601 ALLMOND AV 40209 | KY | 0 | 0 | 0 | 0
E365.00-OH Conductors and Devices | 2010-01-01 | Non-unitized | Highway 22 40241 | KY | 0 | 0 | 0 | 0
E365.00-OH Conductors and Devices | 2010-01-01 | Non-unitized | 4811 OLD PRESTON HY 40165 | KY | 0 | 0 | 0
E365.00-OH Conductors and Devices | 2008-05-01 | Non-unitized | 3408 PRESTON HWY. 40209 | KY | 0 | 0 | 0
E365.00-OH Conductors and Devices | 2010-01-01 | Non-unitized | 818 Marengo Drive 40243 | KY | 0 | 0 | 0
E365.00-OH Conductors and Devices | 2009-11-30 | Non-unitized | STONY FARM SEC 1 | KY | 0 | 0 | 0 | 0
E365.00-OH Conductors and Devices | 1979-01-01 | #2 Triplex | #2 TRIPLEX | KY | 1 | 0.55 | 0.55
E365.00-OH Conductors and Devices | 1970-01-01 | 1000 MCM CONDUCTOR | #1000 MCM CONDUCTOR | KY | 3 | 15.23 | 5.0767 | 0
E365.00-OH Conductors and Devices | 1965-01-01 | #2 Triplex | #2 TIPLEX | KY | 49 | 13.16 | 0.26857 | 0
E365.00-OH Conductors and Devices | 2008-05-01 | Non-unitized | 1252955 | KY | 0 | 0 | 0 | 0
E365.00-OH Conductors and Devices | 2008-05-01 | Non-unitized | 1071235 | KY | 0 | 0 | 0 | 0
E365.00-OH Conductors and Devices | 2008-05-01 | Non-unitized | 1102 N POPE LICK RD 40299 | KY | 0 | 0 | 0 | 0
E365.00-OH Conductors and Devices | 2008-05-01 | Non-unitized | 1186980 | KY | 0 | 0 | 0 | 0
E365.00-OH Conductors and Devices | 2008-05-01 | Non-unitized | 5601 SECRET WAY 40272 | KY | 0 | 0 | 0 | 0
E365.00-OH Conductors and Devices | 2008-05-01 | Non-unitized | 3729 BARDSTOWN RD 40218 | KY | 0 | 0 | 0
E365.00-OH Conductors and Devices | 2008-05-01 | Non-unitized | 931 N CEDAR POINT RD 40031 | KY | 0 | 0 | 0 | 0
E365.00-OH Conductors and Devices | 2008-05-01 | Non-unitized | 7841 WHIPPERWILL RD 40214 | KY | 0 | 0 | 0 | 0
E365.00-OH Conductors and Devices | 2008-10-01 | Non-unitized | 1614890 | KY | 0 | 0 | 0
E365.00-OH Conductors and Devices | 1986-01-01 | INSULATORS - LINE | MP1986 Overhead Conductors and Devices | KY | 0 | 0 | 0 | 0
E365.00-OH Conductors and Devices | 2010-01-01 | Non-unitized | 13001 BEESTON BLVD 40272 | KY | 0 | 0 | 0 | 0
E365.00-OH Conductors and Devices | 2010-05-01 | Non-unitized | 949 WILLARD LN 40108 | KY | 0 | 0 | 0 | 0
E365.00-OH Conductors and Devices | 2010-05-01 | Non-unitized | 109 KY. HWY. #146 PEWEE VALLEY 40056 | KY | 0 | 0 | 0 | 0
E365.00-OH Conductors and Devices | 2006-06-30 | SWITCHES - CUTOUT | SWITCHES (CUTOUT) (EACH) (07630) | KY | 0 | 0 | 0 | 0
E365.00-OH Conductors and Devices | 2008-08-31 | CONDUCTOR | CONDUCTOR - (MISC) (06426) - Rehl Rd Pump Station | KY | 1000 | 561.51 | 0.56151 | 0
E365.00-OH Conductors and Devices | 2010-07-01 | Non-unitized | 5700 S HIGHWAY 393 40014 | KY | 0 | 0 | 0 | 0
E365.00-OH Conductors and Devices | 2010-10-01 | Non-unitized | 4245 WESTPORT RD 40207 | KY | 0 | 0 | 0 | 0
E365.00-OH Conductors and Devices | 2010-10-31 | SWITCHES - GROUP OPERATED | SWITCHES - MISC. NEW 07632 | KY | 1 | 0 | 0 | 0
E365.00-OH Conductors and Devices | 2010-11-30 | 6 COPPER CONDUCTOR | #6 BARE COPPER (00168) | KY | 855 | 1870.38 | 2.1876 | 0
E365.00-OH Conductors and Devices | 2010-12-31 | 1/0 CONDUCTOR | 1/0 CONDUCTOR | KY | 2250 | 958.49 | 0.426 | 0
E365.00-OH Conductors and Devices | 2011-01-01 | 6 COPPER CONDUCTOR | #6 BARE COPPER (00168) | KY | 5573 | 12655.85 | 2.2709 | 0
E365.00-OH Conductors and Devices | 2011-08-31 | RECLOSER, MISCELLANEOUS | RECLOSER, MISCELLANEOUS (06282) | KY | 10 | 129328.38 | 12932.838 | 0
E365.00-OH Conductors and Devices | 2011-03-31 | SWITCHES - CUTOUT NEW | SWITCHES - CUTOUT NEW 07630 | KY | 42 | 13536.28 | 322.2924 | 0
E365.00-OH Conductors and Devices | 2011-01-01 | Non-unitized | 6898 ENTERPRISE DR. 40214 | KY | 0 | 0 | 0 | 0
E365.00-OH Conductors and Devices | 2011-02-01 | Non-unitized | 2200 BLK W ORMSBY AVE 40210 | KY | 0 | 0 | 0 | 0
E365.00-OH Conductors and Devices | 2011-09-01 | 3/0 CONDUCTOR | #3/0 CONDUCTOR (00176) | KY | 72 | 918.4 | 12.7556 | 0
E365.00-OH Conductors and Devices | 2011-08-01 | Non-unitized | 323 WOOLDRIDGE AV 40056 | KY | 0 | 0 | 0 | 0
E365.00-OH Conductors and Devices | 2012-05-31 | 500 MCM COPPER CONDUCTOR | #500 MCM W.P. COPPER (00155) | KY | 255 | 36840.23 | 144.4715 | 0
E365.00-OH Conductors and Devices | 2011-10-01 | Non-unitized | 101 REST COTTAGE LN 40026 | KY | 0 | 0 | 0 | 0
E365.00-OH Conductors and Devices | 2012-07-01 | Non-unitized | 10500BL. OF OLD TAYLORSVILLE ROAD 40299 | KY | 0 | 0 | 0 | 0
E365.00-OH Conductors and Devices | 2011-07-31 | ARRESTERS - NEW | ARRESTERS - NEW (06334) | KY | 8 | 3311.51 | 413.9388 | 0
E365.00-OH Conductors and Devices | 2012-12-31 | 4A COPPER CONDUCTOR | #4A COPPERWELD COPPER (00195) | KY | 212 | 4978.9 | 23.4854 | 0
E365.00-OH Conductors and Devices | 2013-07-31 | 795 MCM ALUMINUM CONDUCTOR | #795 MCM ALL ALUM BARE (00122) | KY | 445 | 4726.05 | 10.6203 | 0
E365.00-OH Conductors and Devices | 2013-11-01 | Non-unitized | CNBSV340U-NB Elect Serv UG - 003400 | KY | 0 | 0 | 0 | 0
E365.00-OH Conductors and Devices | 2013-12-31 | 6 COPPER CONDUCTOR | #6 BARE COPPER (00168) | KY | 28999 | 91874.05 | 3.1682 | 0
E365.00-OH Conductors and Devices | 2013-12-31 | Non-unitized | HK1243 CIRCUIT WORK | KY | 0 | 0 | 0 | 0
E365.00-OH Conductors and Devices | 2014-01-01 | Non-unitized | CTBRD340U-Cap Trouble Orders UG - 003400 | KY | 0 | 0 | 0 | 0
E365.00-OH Conductors and Devices | 2013-11-30 | 6A COPPER CONDUCTOR | #6A COPPERWELD COPPER (00192) | KY | 2996 | 9090.21 | 3.0341 | 0
E365.00-OH Conductors and Devices | 2014-06-01 | 8 COPPER CONDUCTOR | #8 W.P. COPPER (00138) | KY | 433 | 533.57 | 1.2323 | 0
E365.00-OH Conductors and Devices | 2015-07-01 | Non-unitized | NONE | KY | 2 | 0 | 0 | 0
E365.00-OH Conductors and Devices | 2015-10-31 | 6 COPPER CONDUCTOR | #6 BARE COPPER (00168) | KY | 2252 | 5684.45 | 2.5242 | 0
E365.00-OH Conductors and Devices | 2014-12-31 | Non-unitized | FV 1143 | KY | 0 | 0 | 0 | 0
E365.00-OH Conductors and Devices | 1935-03-01 | Estimated Retirement | CKT TERRY 1244 (TE1244) | KY | 0 | 0 | 0 | 0
E365.00-OH Conductors and Devices | 2015-03-31 | #2 Triplex | #2 Triplex | KY | 749 | 4311.81 | 5.7568 | 0
E365.00-OH Conductors and Devices | 2016-04-30 | Non-unitized | Okolona Ok1272 Exit Circuit | KY | 0 | 0 | 0 | 0
E365.00-OH Conductors and Devices | 2017-12-31 | 336,400 19 STR. ALL ALUMINUM | 336,400 19 STR. ALL ALUMINUM (FT) (07712) | KY | 31635 | 101403.26 | 3.2054 | 0
E365.00-OH Conductors and Devices | 2018-01-01 | Non-unitized | CTBRD340U-Taxable-Cap Trouble Orders UG - 00340012 | KY | 0 | 0 | 0 | 0
E365.00-OH Conductors and Devices | 2016-12-30 | RECLOSER, MISCELLANEOUS | RECLOSER, MISCELLANEOUS (06282) | KY | 3 | 273212.47 | 91070.8233 | 0
E365.00-OH Conductors and Devices | 2018-04-01 | Non-unitized | CRDCBL340-Taxable-Repl Defective Cable - 00340012 | KY | 0 | 0 | 0 | 0
E365.00-OH Conductors and Devices | 2015-07-31 | RECLOSER, MISCELLANEOUS | RECLOSER, MISCELLANEOUS | KY | 119 | 2317579.01 | 19475.4539 | 0
E365.00-OH Conductors and Devices | 2018-10-01 | SWITCHES - CUTOUT NEW | SWITCHES - CUTOUT NEW 07630 | KY | 1529 | 1835349.65 | 1200.3595 | 0
E365.00-OH Conductors and Devices | 2018-08-31 | Non-unitized | 155201-Luckett & Farley Vault | KY | 0 | 0 | 0 | 0
E365.00-OH Conductors and Devices | 2019-08-01 | Non-unitized | NONE | KY | 0 | 0 | 0 | 0
E365.00-OH Conductors and Devices | 2018-11-30 | TRANSFORMER | REMAN 1875 DV XFORM SUB | KY | 2 | 125706.56 | 62853.28 | 0
E365.00-OH Conductors and Devices | 2019-12-31 | Non-unitized | 19PITP340-LGE PITP 2019 | KY | 0 | 0 | 0 | 0
E365.00-OH Conductors and Devices | 2020-01-01 | Non-unitized | CTBRD340U-Taxable-Cap Trouble Orders UG - 00340012 | KY | 0 | 0 | 0 | 0
E365.00-OH Conductors and Devices | 2020-09-01 | 3/0 CONDUCTOR | #3/0 CONDUCTOR (00176) | KY | 100 | 413.26 | 4.1326 | 0
E365.00-OH Conductors and Devices | 2019-12-31 | GROUND | GROUND (00103) | KY | 5 | 1124.06 | 224.812 | 0
E365.00-OH Conductors and Devices | 2020-01-01 | Non-unitized | CRELD343-Capital Reliability - 003430 | KY | 0 | 0 | 0 | 0
E365.00-OH Conductors and Devices | 2020-07-01 | Non-unitized | FAIRGROUND RD | KY | 0 | 0 | 0 | 0
E365.00-OH Conductors and Devices | 2020-05-01 | 4 COPPER CONDUCTOR | #4 W.P. COPPER (00141) | KY | 2324 | 14260.37 | 6.1361 | 0
E365.00-OH Conductors and Devices | 2020-11-01 | Non-unitized | CNBRD341U-NB Resid UG - 003410 | KY | 0 | 0 | 0 | 0
E365.00-OH Conductors and Devices | 2021-03-01 | 4/0 CONDUCTOR | #4/0 CONDUCTOR (00148) | KY | 2330 | 17403.91 | 7.4695 | 0
E365.00-OH Conductors and Devices | 2021-01-01 | Non-unitized | CTPD340-Taxable-Capital Thrd Party - 00340012 | KY | 0 | 0 | 0 | 0
E365.00-OH Conductors and Devices | 2021-01-01 | 2/0 COPPER CONDUCTOR | #2/0 W.P. COPPER (00146) | KY | 321 | 2180.76 | 6.7936 | 0
E365.00-OH Conductors and Devices | 2022-02-28 | Non-unitized | 163744-TPPA-OTHER Fully reimburseable project | KY | 0 | 0 | 0 | 0
E365.00-OH Conductors and Devices | 2022-02-01 | Non-unitized | ANBCD343U-Taxable-NB Comm UG 00343012 | KY | 0 | 0 | 0 | 0
E365.00-OH Conductors and Devices | 2021-09-13 | WILDLIFE PROTECTION | WILDLIFE PROTECTION | KY | 2 | 5486.54 | 2743.27 | 0
E365.00-OH Conductors and Devices | 2022-05-12 | 8 COPPER CONDUCTOR | #8 W.P. COPPER (00138) | KY | 3867 | 11003.69 | 2.8455 | 0
E365.00-OH Conductors and Devices | 2023-06-30 | Non-unitized | ALM020322- LGE Major Storm-020322 | KY | 0 | 0 | 0 | 0
E365.00-OH Conductors and Devices | 2024-01-01 | Non-unitized | ANBRD340O-Taxable-NB Resid OH 00340012 | KY | 0 | 0 | 0 | 0
E365.00-OH Conductors and Devices | 2024-07-31 | Non-unitized | 171800-SM1234 is one of the circuits identified in the CIFI project for 2024. WR# 7341495 | KY | 3 | 95834.82 | 31944.94 | 0
E365.00-OH Conductors and Devices | 2024-02-01 | Non-unitized | Investment | KY | 0 | 0 | 0 | 0
E365.00-OH Conductors and Devices | 2023-11-14 | 4 COPPER CONDUCTOR | #4 W.P. COPPER (00141) | KY | 9664 | 50716.05 | 5.2479 | 0
E365.00-OH Conductors and Devices | 2025-03-01 | SWITCHES - DISCONNECT NEW | SWITCHES - DISCONNECT | KY | 44 | 75153.97 | 1708.0448 | 0
E365.00-OH Conductors and Devices | 2023-09-30 | INSULATORS - LINE | INSULATORS - LINE | KY | 347 | 11419.39 | 32.9089 | 0
E365.00-OH Conductors and Devices | 2025-01-01 | Non-unitized | 165954 - Scada Voltage LGE | KY | 5 | 1692896.23 | 338579.246 | 0
E365.00-OH Conductors and Devices | 1995-01-01 | #12 CABLE | MP1995 Overhead Conductors and Devices | KY | 0 | 0 | 0
E365.00-OH Conductors and Devices | 1993-01-01 | 195,700 ACAR WIRE | MP1993 Overhead Conductors and Devices | KY | 12899 | 44863.01 | 3.478 | 0
E365.00-OH Conductors and Devices | 1982-01-01 | ARRESTERS - DISTRIBUTION | MP1982 Overhead Conductors and Devices | KY | 2159 | 194362.58 | 90.0244 | 0
E365.00-OH Conductors and Devices | 1983-01-01 | 195,700 ACAR WIRE | MP1983 Overhead Conductors and Devices | KY | 37266 | 13638.44 | 0.36598 | 0
E365.00-OH Conductors and Devices | 1972-01-01 | 123,270 ACAR WIRE | MP1972 Overhead Conductors and Devices | KY | 166652 | 47971.05 | 0.28785 | 0
E365.00-OH Conductors and Devices | 1978-01-01 | SWITCHES - DISCONNECT NEW | MP1978 Overhead Conductors and Devices | KY | 628 | 113013.26 | 179.9574 | 0
E365.00-OH Conductors and Devices | 1981-01-01 | SWITCHES - CUTOUT | MP1981 Overhead Conductors and Devices | KY | 0 | 0 | 0
E365.00-OH Conductors and Devices | 1988-01-01 | TO BE SPREAD OVER ASSETS IN ACCOUNT | MP1988 Overhead Conductors and Devices | KY | 0 | 0 | 0
E365.00-OH Conductors and Devices | 1979-01-01 | #2 Triplex | MP1979 Overhead Conductors and Devices | KY | 21547 | 24606.5 | 1.142 | 0
E365.00-OH Conductors and Devices | 1971-01-01 | #2 Triplex | MP1971 Overhead Conductors and Devices | KY | 61035 | 24611.32 | 0.40323 | 0
E365.00-OH Conductors and Devices | 1974-01-01 | SWITCHES - CUTOUT | MP1974 Overhead Conductors and Devices | KY | 0 | 0 | 0
E365.00-OH Conductors and Devices | 1972-01-01 | 392,500 24/13 ACAR WIRE | MP1972 Overhead Conductors and Devices | KY | 15983 | 8901.07 | 0.55691 | 0
E365.00-OH Conductors and Devices | 2001-01-01 | 795 MCM ALUMINUM CONDUCTOR | MP2001 Electric Distribution - Overhead Conduct | KY | 109653 | 1237802.99 | 11.2884 | 0
E365.00-OH Conductors and Devices | 2000-01-01 | 1000 MCM CONDUCTOR | MP2000 Overhead Conductors and Devices | KY | 297 | 1249.01 | 4.2054 | 0
E365.00-OH Conductors and Devices | 2006-01-01 | 2/0 COPPER CONDUCTOR | MP2006 Overhead Conductors and Devices | KY | 3317 | 5798.09 | 1.748 | 0
E365.00-OH Conductors and Devices | 1934-01-01 | 4/0 CONDUCTOR | #4/0 CONDUCTOR | KY | 9121 | 1727.65 | 0.18941 | 0
E365.00-OH Conductors and Devices | 2008-05-01 | Non-unitized | WILLIAMSGATE SUBV | KY | 0 | 0 | 0 | 0
E365.00-OH Conductors and Devices | 2008-05-01 | Non-unitized | 4311 DISPATCH DR | KY | 0 | 0 | 0
E365.00-OH Conductors and Devices | 2008-05-01 | Non-unitized | 1310295 | KY | 0 | 0 | 0
E365.00-OH Conductors and Devices | 2008-05-01 | Non-unitized | 1461444 | KY | 0 | 0 | 0
E365.00-OH Conductors and Devices | 2008-05-01 | Non-unitized | 7 Arrowhead Rd 40207 | KY | 0 | 0 | 0 | 0
E365.00-OH Conductors and Devices | 2008-05-01 | Non-unitized | 1330 S 26TH ST | KY | 0 | 0 | 0 | 0
E365.00-OH Conductors and Devices | 2008-05-01 | Non-unitized | BOLLING BROOK | KY | 0 | 0 | 0 | 0
E365.00-OH Conductors and Devices | 2008-05-01 | Non-unitized | ISCHEDULER TEST 2 | KY | 0 | 0 | 0 | 0
E365.00-OH Conductors and Devices | 2008-05-01 | Non-unitized | 12108 SENTIMENTAL LN | KY | 0 | 0 | 0 | 0
E365.00-OH Conductors and Devices | 2008-05-01 | Non-unitized | ASHBOTTOM RD @ GRADE LN 40219 | KY | 0 | 0 | 0
E365.00-OH Conductors and Devices | 2008-05-01 | Non-unitized | Murphy Ln 40241 | KY | 0 | 0 | 0 | 0
E365.00-OH Conductors and Devices | 2008-05-01 | Non-unitized | 9TH ST 40215 | KY | 0 | 0 | 0 | 0
E365.00-OH Conductors and Devices | 2008-05-01 | Non-unitized | WATERSTONE PARK - OVERHEAD EXT | KY | 0 | 0 | 0 | 0
E365.00-OH Conductors and Devices | 2008-05-01 | Non-unitized | 3300 E HEBRON LN 40165 | KY | 0 | 0 | 0 | 0
E365.00-OH Conductors and Devices | 2008-05-01 | Non-unitized | 3014 PORTLAND AVE 40212 | KY | 0 | 0 | 0
E365.00-OH Conductors and Devices | 2008-05-01 | Non-unitized | 5800 N. CAMDEN 40014 | KY | 0 | 0 | 0
E365.00-OH Conductors and Devices | 2008-05-01 | Non-unitized | 1236598 | KY | 0 | 0 | 0
E365.00-OH Conductors and Devices | 2008-05-01 | Non-unitized | 1900 OUTER LOOP 40214 | KY | 0 | 0 | 0
E365.00-OH Conductors and Devices | 2008-10-01 | Non-unitized | 5001 Shelbyville Road 40207 | KY | 0 | 0 | 0
E365.00-OH Conductors and Devices | 2009-01-01 | Non-unitized | 2703 Creekstone Cir. 40031 | KY | 0 | 0 | 0
E365.00-OH Conductors and Devices | 2008-05-01 | Non-unitized | 1300495 | KY | 0 | 0 | 0 | 0
E365.00-OH Conductors and Devices | 2008-10-01 | Non-unitized | 1717316 | KY | 0 | 0 | 0
E365.00-OH Conductors and Devices | 2009-01-01 | Non-unitized | 1514398 | KY | 0 | 0 | 0
E365.00-OH Conductors and Devices | 2009-01-01 | Non-unitized | 4308 Lake Louisvilla Drive 40245 | KY | 0 | 0 | 0
E365.00-OH Conductors and Devices | 2009-01-01 | Non-unitized | 1022975 | KY | 0 | 0 | 0
E365.00-OH Conductors and Devices | 2009-01-01 | Non-unitized | PLANTATION HILLS SEC 2 | KY | 0 | 0 | 0 | 0
E365.00-OH Conductors and Devices | 2009-01-01 | Non-unitized | 2715 Mayo Lane 40059 | KY | 0 | 0 | 0
E365.00-OH Conductors and Devices | 2009-08-01 | Non-unitized | 2007 Goshen Lane 40026 | KY | 0 | 0 | 0
E365.00-OH Conductors and Devices | 2009-04-30 | 123,270 ACAR WIRE | 123,270 ACAR WIRE (FT) (07686) | KY | 3203 | 1636.57 | 0.51095 | 0
E365.00-OH Conductors and Devices | 2008-05-01 | Non-unitized | 2226 BUECHEL AVE 40218 | KY | 0 | 0 | 0
E365.00-OH Conductors and Devices | 2008-05-01 | Non-unitized | 15001 OLD TAYLORSVILLE RD 40023 | KY | 0 | 0 | 0
E365.00-OH Conductors and Devices | 2009-11-01 | Non-unitized | 100 TRAFALGAR SQ 5 APT 40218 | KY | 0 | 0 | 0 | 0
E365.00-OH Conductors and Devices | 2008-05-01 | Non-unitized | 23355 L&N TURNPIKE RD. 40177 | KY | 0 | 0 | 0
E365.00-OH Conductors and Devices | 2010-01-01 | Non-unitized | 1300495 | KY | 0 | 0 | 0 | 0
E365.00-OH Conductors and Devices | 2009-12-31 | #2 Triplex | #2 CONDUCTOR (00172) | KY | 214 | 42894.57 | 200.4419 | 0
E365.00-OH Conductors and Devices | 2009-04-01 | Non-unitized | 2827 HALE AV 40211 | KY | 0 | 0 | 0
E365.00-OH Conductors and Devices | 2010-04-01 | Non-unitized | 7410 MOORMAN RIVER CT 40272 | KY | 0 | 0 | 0 | 0
E365.00-OH Conductors and Devices | 1996-01-01 | MISCELLANEOUS EQUIPMENT | MP1996 Overhead Conductors and Devices | KY | 0 | 0 | 0
E365.00-OH Conductors and Devices | 2007-01-01 | 1000 MCM CONDUCTOR | #1000 MCM CONDUCTOR | KY | 25 | 263.27 | 10.5308
E365.00-OH Conductors and Devices | 2008-05-01 | Non-unitized | 7700 Thixton Lane 40229 | KY | 0 | 0 | 0
E365.00-OH Conductors and Devices | 2008-05-01 | Non-unitized | 10615 DIXIE HWY | KY | 0 | 0 | 0
E365.00-OH Conductors and Devices | 2008-05-01 | Non-unitized | Barbour Lane | KY | 0 | 0 | 0 | 0
E365.00-OH Conductors and Devices | 2008-05-01 | Non-unitized | 1700 WATTERSON TRAIL 40299 | KY | 0 | 0 | 0 | 0
E365.00-OH Conductors and Devices | 2008-05-01 | Non-unitized | 120 S 10TH ST 40202 | KY | 0 | 0 | 0
E365.00-OH Conductors and Devices | 2008-05-01 | Non-unitized | 1322784 | KY | 0 | 0 | 0 | 0
E365.00-OH Conductors and Devices | 2008-05-01 | Non-unitized | 7700 BEECHDALE RD 40014 | KY | 0 | 0 | 0 | 0
E365.00-OH Conductors and Devices | 2008-05-01 | Non-unitized | 1217 Clark Ridge Rd 40023 | KY | 0 | 0 | 0 | 0
E365.00-OH Conductors and Devices | 2008-05-01 | Non-unitized | HARRODS GLEN-SEC 1 | KY | 0 | 0 | 0 | 0
E365.00-OH Conductors and Devices | 2008-10-01 | Non-unitized | 1589601 | KY | 0 | 0 | 0 | 0
E365.00-OH Conductors and Devices | 2009-01-01 | Non-unitized | 2812 S HIGHWAY 393 40031 | KY | 0 | 0 | 0
E365.00-OH Conductors and Devices | 2009-01-01 | Non-unitized | 1506556 | KY | 0 | 0 | 0
E365.00-OH Conductors and Devices | 2009-10-01 | Non-unitized | 1866 ALFRESCO PL 40205 | KY | 0 | 0 | 0 | 0
E365.00-OH Conductors and Devices | 2008-08-31 | 3/0 CONDUCTOR | #3/0 CONDUCTOR (00176) | KY | 483 | 2899.43 | 6.003 | 0
E365.00-OH Conductors and Devices | 2010-01-01 | Non-unitized | 8401 Brownsboro Road 40241 | KY | 0 | 0 | 0 | 0
E365.00-OH Conductors and Devices | 2010-01-01 | Non-unitized | 4419 DIXIE HWY 40216 | KY | 0 | 0 | 0 | 0
E365.00-OH Conductors and Devices | 2010-01-01 | Non-unitized | 6301 THIRD ST 40077 | KY | 0 | 0 | 0
E365.00-OH Conductors and Devices | 2010-01-01 | Non-unitized | 5661 FIBLE LN 40014 | KY | 0 | 0 | 0 | 0
E365.00-OH Conductors and Devices | 2009-09-30 | Non-unitized | 876266 | KY | 0 | 0 | 0 | 0
E365.00-OH Conductors and Devices | 2010-04-01 | Non-unitized | 2119 CONTEMPORARY LN 40014 | KY | 0 | 0 | 0 | 0
E365.00-OH Conductors and Devices | 2010-05-01 | Non-unitized | 4711 DIXIE HWY 40216 | KY | 0 | 0 | 0 | 0
E365.00-OH Conductors and Devices | 2010-05-01 | SWITCHES - GROUP OPERATED | SWITCHES - MISC. NEW 07632 | KY | 3 | 62487.61 | 20829.2033 | 0
E365.00-OH Conductors and Devices | 2010-08-01 | Non-unitized | US 42 @ COUNTRY LN. | KY | 0 | 0 | 0 | 0
E365.00-OH Conductors and Devices | 2010-07-01 | Non-unitized | S 16TH ST 40210 | KY | 0 | 0 | 0 | 0
E365.00-OH Conductors and Devices | 2010-07-01 | Non-unitized | 11811 COVERED BRIDGE RD 40059 | KY | 0 | 0 | 0 | 0
E365.00-OH Conductors and Devices | 2010-10-01 | Non-unitized | 3905 NEWBURG RD 40218 | KY | 0 | 0 | 0 | 0
E365.00-OH Conductors and Devices | 2010-11-01 | Non-unitized | Brentwood Subdivision Sect 1 | KY | 1 | 0 | 0 | 0
E365.00-OH Conductors and Devices | 2010-11-30 | 336,400 19 STR. ALL ALUMINUM | 336,400 19 STR. ALL ALUMINUM (FT) (07712) | KY | 10002 | 17995.81 | 1.7992 | 0
E365.00-OH Conductors and Devices | 2011-01-01 | Non-unitized | 515 MAPLE ST 40155 | KY | 0 | 0 | 0 | 0
E365.00-OH Conductors and Devices | 2011-01-01 | Non-unitized | 5804 CHAMBERLAIN LN 40059 | KY | 0 | 0 | 0 | 0
E365.00-OH Conductors and Devices | 2011-02-01 | Non-unitized | 108 S Madison Ave 40243 | KY | 0 | 0 | 0 | 0
E365.00-OH Conductors and Devices | 2011-04-01 | Non-unitized | 1274 S SHELBY ST 40203 | KY | 0 | 0 | 0 | 0
E365.00-OH Conductors and Devices | 2011-07-01 | Non-unitized | 1501 GILLILAND RD 40245 | KY | 0 | 0 | 0 | 0
E365.00-OH Conductors and Devices | 2012-04-01 | Non-unitized | 7601 GREENLAWN RD. 40242 | KY | 0 | 0 | 0 | 0
E365.00-OH Conductors and Devices | 2012-12-01 | 4/0 CONDUCTOR | #4/0 CONDUCTOR (00148) | KY | 9444 | 351722.83 | 37.243 | 0
E365.00-OH Conductors and Devices | 2012-01-31 | Non-unitized | KU MAJOR STORM 042211 | KY | 0 | 0 | 0 | 0
E365.00-OH Conductors and Devices | 2012-08-31 | 4 COPPER CONDUCTOR | #4 W.P. COPPER (00141) | KY | 2275 | 111612.76 | 49.0606 | 0
E365.00-OH Conductors and Devices | 2011-12-31 | 1/0 CONDUCTOR | 1/0 CONDUCTOR | KY | 174 | 387.73 | 2.2283 | 0
E365.00-OH Conductors and Devices | 2012-05-31 | Non-unitized | TBRD340OH-Trouble OH 003400 | KY | 0 | 0 | 0 | 0
E365.00-OH Conductors and Devices | 2012-01-31 | 4 COPPER CONDUCTOR | #4 W.P. COPPER (00141) | KY | 1650 | 7123.44 | 4.3172 | 0
E365.00-OH Conductors and Devices | 2012-07-01 | 4/0 CONDUCTOR | #4/0 CONDUCTOR (00148) | KY | 175 | 11089.31 | 63.3675 | 0
E365.00-OH Conductors and Devices | 2013-01-31 | ARRESTERS - OVERHEAD | ARRESTERS - OVERHEAD | KY | 0 | 0 | 0 | 0
E365.00-OH Conductors and Devices | 2012-12-31 | 20 M.A.W. MESSENGER WIRE | 20 M.A.W. MESSENGER WIRE (FT) (07804) | KY | 7066 | 30386.99 | 4.3005 | 0
E365.00-OH Conductors and Devices | 2013-08-01 | Non-unitized | 333 E WOODLAWN AVE 40209 | KY | 0 | 0 | 0 | 0
E365.00-OH Conductors and Devices | 2014-01-01 | 1/0 CONDUCTOR | 1/0 CONDUCTOR | KY | 25381 | 125796.55 | 4.9563 | 0
E365.00-OH Conductors and Devices | 2014-02-28 | 6A COPPER CONDUCTOR | #6A COPPERWELD COPPER (00192) | KY | 50 | 194.39 | 3.8878 | 0
E365.00-OH Conductors and Devices | 2014-08-31 | 4/0 CONDUCTOR | #4/0 CONDUCTOR (00148) | KY | 26569 | 1368681.89 | 51.5142 | 0
E365.00-OH Conductors and Devices | 2014-12-31 | Non-unitized | CKT MUD LANE1284 (ML1284) | KY | 0 | 0 | 0 | 0
E365.00-OH Conductors and Devices | 2014-04-30 | RECLOSER, MISCELLANEOUS | RECLOSER, MISCELLANEOUS (06282) | KY | 2 | 150769.24 | 75384.62 | 0
E365.00-OH Conductors and Devices | 2015-12-31 | SWITCHES - DISCONNECT NEW | SWITCHES - DISCONNECT | KY | 45 | 59803.6 | 1328.9689 | 0
E365.00-OH Conductors and Devices | 2015-08-31 | 1/0 CABLE | 1/0 CABLE | KY | 26264 | 95863.99 | 3.65 | 0
E365.00-OH Conductors and Devices | 2002-03-01 | Estimated Retirement | PILC 2014 LGE UG Cable Replace | KY | 0 | 0 | 0 | 0
E365.00-OH Conductors and Devices | 2015-02-28 | Non-unitized | Construction Work in Progress | KY | 0 | 0 | 0 | 0
E365.00-OH Conductors and Devices | 2015-07-31 | 8 COPPER CONDUCTOR | #8 W.P. COPPER (00138) | KY | 839 | 1832.29 | 2.1839 | 0
E365.00-OH Conductors and Devices | 2016-04-01 | 1/0 CABLE | 1/0 CABLE | KY | 37652 | 468982.23 | 12.4557 | 0
E365.00-OH Conductors and Devices | 2016-10-31 | ARRESTERS - OVERHEAD | ARRESTERS - OVERHEAD | KY | 234 | 44282.22 | 189.2403 | 0
E365.00-OH Conductors and Devices | 2017-12-31 | INSULATORS - LINE | INSULATORS - LINE | KY | 103 | 15194.42 | 147.5186 | 0
E365.00-OH Conductors and Devices | 2017-12-31 | WILDLIFE PROTECTION | WILDLIFE PROTECTION | KY | 7 | 5715.92 | 816.56 | 0
E365.00-OH Conductors and Devices | 2014-12-31 | Non-unitized | CSTLT332-NB Street Lights - 003320 | KY | 0 | 0 | 0 | 0
E365.00-OH Conductors and Devices | 2016-12-30 | 336,400 19 STR. ALL ALUMINUM | 336,400 19 STR. ALL ALUMINUM (FT) (07712) | KY | 700 | 10078.9 | 14.3984 | 0
E365.00-OH Conductors and Devices | 2019-01-01 | Non-unitized | CNBVLT343-NB Network Vaults - 003430 | KY | 0 | 0 | 0 | 0
E365.00-OH Conductors and Devices | 2019-01-31 | #12 CABLE | #12 CABLE | KY | 591 | 2185.61 | 3.6982 | 0
E365.00-OH Conductors and Devices | 2019-07-31 | Non-unitized | NONE | KY | 0 | 0 | 0 | 0
E365.00-OH Conductors and Devices | 2019-12-01 | WILDLIFE PROTECTION | WILDLIFE PROTECTION | KY | 76 | 16466.95 | 216.6704 | 0
E365.00-OH Conductors and Devices | 2015-07-31 | 1/0 CABLE | 1/0 CABLE | KY | 4674 | 46593.21 | 9.9686 | 0
E365.00-OH Conductors and Devices | 2020-03-31 | 4/0 CONDUCTOR | #4/0 CONDUCTOR (00148) | KY | 142 | 2925.14 | 20.5996 | 0
E365.00-OH Conductors and Devices | 2020-06-30 | GROUND | GROUND (00103) | KY | 18 | 1265.44 | 70.3022 | 0
E365.00-OH Conductors and Devices | 2020-09-24 | WILDLIFE PROTECTION | WILDLIFE PROTECTION | KY | 1 | -591.78 | -591.78 | 0
E365.00-OH Conductors and Devices | 2022-01-01 | Non-unitized | ASTLT332-NB Street Lights 003320 | KY | 0 | 0 | 0 | 0
E365.00-OH Conductors and Devices | 2022-02-01 | 500 MCM COPPER CONDUCTOR | #500 MCM W.P. COPPER (00155) | KY | 681 | 6580.66 | 9.6632 | 0
E365.00-OH Conductors and Devices | 2022-01-31 | WILDLIFE PROTECTION | WILDLIFE PROTECTION | KY | 48 | 179.49 | 3.7394 | 0
E365.00-OH Conductors and Devices | 2022-09-30 | Non-unitized | 164553-TEP PR Harrods Creek-Harmony Lndg - Distribution to spread/transfer overhead electric on 30 transmission structures. Distribution will be installing double 10’ fiberglass crossarms when transferring back. Distribution equipment involved will be | KY | 0 | 0 | 0 | 0
E365.00-OH Conductors and Devices | 2022-07-25 | 350 MCM COPPER CONDUCTOR | #350 MCM BARE COPPER (00183) | KY | 3199 | 210226.57 | 65.7163 | 0
E365.00-OH Conductors and Devices | 2023-02-01 | 350 MCM COPPER CONDUCTOR | #350 MCM BARE COPPER (00183) | KY | 2450 | 271042.79 | 110.6297 | 0
E365.00-OH Conductors and Devices | 2023-09-30 | Non-unitized | 167803 TA1105 CEMI is one of the circuits that were identified in the CEMI project for 2023. WR# 7081041 | KY | 0 | 0 | 0 | 0
E365.00-OH Conductors and Devices | 2022-11-30 | INSULATORS - LINE | INSULATORS - LINE | KY | 34 | 15944.81 | 468.965 | 0
E365.00-OH Conductors and Devices | 2025-02-01 | Non-unitized | ARCST340-Taxable-Cust Requested 00340012 | KY | 2 | 76015.51 | 38007.755 | 0
E365.00-OH Conductors and Devices | 2025-04-01 | 500 MCM COPPER CONDUCTOR | #500 MCM W.P. COPPER (00155) | KY | 478 | 4625.65 | 9.6771 | 0
E365.00-OH Conductors and Devices | 2025-02-01 | Non-unitized | ASYSEN343-Taxable-Sys Enhance 00343012 Any improvements/upgrades to the electric/gas distribution system for the benefit of existing customers, but does not include load growth or expansion of a specific customer, this would be charged to a Connect New | KY | 5 | 35992.05 | 7198.41 | 0
E365.00-OH Conductors and Devices | 1966-01-01 | 1/0 CABLE | MP1966 Overhead Conductors and Devices | KY | 972149 | 251738.85 | 0.25895 | 0
E365.00-OH Conductors and Devices | 1990-01-01 | SKY WIRE | MP1990 Overhead Conductors and Devices | KY | 25490 | 56422.88 | 2.2135 | 0
E365.00-OH Conductors and Devices | 1957-01-01 | SKY WIRE | MP1957 Overhead Conductors and Devices | KY | 507534 | 49173.92 | 0.096888 | 0
E365.00-OH Conductors and Devices | 1977-01-01 | #12 CABLE | MP1977 Overhead Conductors and Devices | KY | 0 | 0 | 0
E365.00-OH Conductors and Devices | 1982-01-01 | CAPACITORS | MP1982 Overhead Conductors and Devices | KY | 216 | 113625.51 | 526.044 | 0
E365.00-OH Conductors and Devices | 1987-01-01 | 1/0 CABLE | MP1987 Overhead Conductors and Devices | KY | 154646 | 382357.58 | 2.4725 | 0
E365.00-OH Conductors and Devices | 1982-01-01 | SWITCHES - DISCONNECT NEW | MP1982 Overhead Conductors and Devices | KY | 327 | 76400.5 | 233.6407 | 0
E365.00-OH Conductors and Devices | 1982-01-01 | SWITCHES - CUTOUT | MP1982 Overhead Conductors and Devices | KY | 0 | 0 | 0
E365.00-OH Conductors and Devices | 1982-01-01 | 3/0 CONDUCTOR | MP1982 Overhead Conductors and Devices | KY | 8964 | 15661.38 | 1.7471 | 0
E365.00-OH Conductors and Devices | 1969-01-01 | 3/0 CONDUCTOR | MP1969 Overhead Conductors and Devices | KY | 101276 | 32966.4 | 0.32551 | 0
E365.00-OH Conductors and Devices | 1934-01-01 | 4 COPPER CONDUCTOR | #4 W.P. COPPER | KY | 426879 | 17788.28 | 0.041671 | 0
E365.00-OH Conductors and Devices | 1995-01-01 | #2 Triplex | MP1995 Overhead Conductors and Devices | KY | 3184 | 17477.62 | 5.4892 | 0
E365.00-OH Conductors and Devices | 1953-01-01 | 500 MCM COPPER CONDUCTOR | MP1953 Overhead Conductors and Devices | KY | 139 | 162.55 | 1.1694 | 0
E365.00-OH Conductors and Devices | 1953-01-01 | 1000 MCM CONDUCTOR | MP1953 Overhead Conductors and Devices | KY | 68 | 168.94 | 2.4844 | 0
E365.00-OH Conductors and Devices | 1970-01-01 | 500 MCM COPPER CONDUCTOR | MP1970 Overhead Conductors and Devices | KY | 49 | 145.37 | 2.9667 | 0
E365.00-OH Conductors and Devices | 1997-01-01 | #2 Triplex | MP1997 Overhead Conductors and Devices | KY | 16086 | 64207.39 | 3.9915 | 0
E365.00-OH Conductors and Devices | 1982-01-01 | 500 MCM COPPER CONDUCTOR | MP1982 Overhead Conductors and Devices | KY | 137 | 1034.59 | 7.5518 | 0
E365.00-OH Conductors and Devices | 1978-01-01 | 195,700 ACAR WIRE | MP1978 Overhead Conductors and Devices | KY | 62380 | 47720.94 | 0.765 | 0
E365.00-OH Conductors and Devices | 1998-01-01 | 500 MCM COPPER CONDUCTOR | MP1998 Overhead Conductors and Devices | KY | 621 | 8135.82 | 13.1012 | 0
E365.00-OH Conductors and Devices | 1981-01-01 | SWITCHES - DISCONNECT NEW | MP1981 Overhead Conductors and Devices | KY | 413 | 86848.35 | 210.2866 | 0
E365.00-OH Conductors and Devices | 1934-01-01 | 4/0 CONDUCTOR | #4/0 CONDUCTOR | KY | 306130 | 58027.65 | 0.18955 | 0
E365.00-OH Conductors and Devices | 1965-01-01 | 1/0 CABLE | 1/0 CABLE | KY | 30506 | 7702.93 | 0.25251 | 0
E365.00-OH Conductors and Devices | 2003-01-01 | 2/0 COPPER CONDUCTOR | MP2003 Overhead Conductors and Devices | KY | 6966 | 41678.77 | 5.9832 | 0
E365.00-OH Conductors and Devices | 1979-01-01 | 123,270 ACAR WIRE | 123,270 ACAR WIRE WIRE | KY | 40 | 29.14 | 0.7285
E365.00-OH Conductors and Devices | 2002-01-01 | 795 MCM ALUMINUM CONDUCTOR | MP2002 Electric Distribution - Overhead Conduct | KY | 253752 | 1209852.21 | 4.7679 | 0
E365.00-OH Conductors and Devices | 1935-01-01 | 6 COPPER CONDUCTOR | #6 BARE COPPER | KY | 35844 | 1332.14 | 0.037165 | 0
E365.00-OH Conductors and Devices | 2008-05-01 | Non-unitized | 1900 S 4TH ST 40208 | KY | 0 | 0 | 0
E365.00-OH Conductors and Devices | 2008-05-01 | Non-unitized | 1660 HWY 1793 40026 | KY | 0 | 0 | 0
E365.00-OH Conductors and Devices | 2008-05-01 | Non-unitized | 5901 DUTCHMANS LN 40205 | KY | 0 | 0 | 0 | 0
E365.00-OH Conductors and Devices | 2008-05-01 | Non-unitized | LEDGEROCK COVE | KY | 0 | 0 | 0
E365.00-OH Conductors and Devices | 2008-05-01 | Non-unitized | 6100 OLD LAGRANGE RD 40014 | KY | 0 | 0 | 0
E365.00-OH Conductors and Devices | 2008-05-01 | Non-unitized | 14301 RIDGE BROOK PL 40245 | KY | 0 | 0 | 0 | 0
E365.00-OH Conductors and Devices | 2008-05-01 | Non-unitized | 9101 OLD THIRD STREET RD 40272 | KY | 0 | 0 | 0 | 0
E365.00-OH Conductors and Devices | 2008-05-01 | Non-unitized | 1004 N POPE LICK ROAD 40299 | KY | 0 | 0 | 0 | 0
E365.00-OH Conductors and Devices | 2008-05-01 | Non-unitized | 1735 N BECKLEY STATION RD 40245 | KY | 0 | 0 | 0 | 0
E365.00-OH Conductors and Devices | 2008-05-01 | Non-unitized | 12500 DIXIE HWY 40272 | KY | 0 | 0 | 0
E365.00-OH Conductors and Devices | 2008-05-01 | Non-unitized | 3311 GILMORE INDUSTRIAL BLVD 40213 | KY | 0 | 0 | 0 | 0
E365.00-OH Conductors and Devices | 2008-05-01 | Non-unitized | 5630 BARDSTOWN RD 40291 | KY | 0 | 0 | 0 | 0
E365.00-OH Conductors and Devices | 2008-05-01 | Non-unitized | 1157210 | KY | 0 | 0 | 0 | 0
E365.00-OH Conductors and Devices | 2008-05-01 | Non-unitized | 1182678 | KY | 0 | 0 | 0 | 0
E365.00-OH Conductors and Devices | 2008-05-01 | Non-unitized | 5252 CANE RUN RD 40258 | KY | 0 | 0 | 0 | 0
E365.00-OH Conductors and Devices | 2008-05-01 | Non-unitized | 7301 NATIONAL TP. 40214 | KY | 0 | 0 | 0 | 0
E365.00-OH Conductors and Devices | 2008-05-01 | Non-unitized | 1671 S PRESTON HY 40165 | KY | 0 | 0 | 0
E365.00-OH Conductors and Devices | 2008-05-01 | Non-unitized | 8008 NATIONAL TURNPIKE 40214 | KY | 0 | 0 | 0
E365.00-OH Conductors and Devices | 2008-05-01 | Non-unitized | 1305428 | KY | 0 | 0 | 0
E365.00-OH Conductors and Devices | 2008-05-01 | Non-unitized | 486323 | KY | 0 | 0 | 0 | 0
E365.00-OH Conductors and Devices | 2009-04-01 | Non-unitized | 4707 WALNUT HILLS DR 40299 | KY | 0 | 0 | 0 | 0
E365.00-OH Conductors and Devices | 2009-04-01 | Non-unitized | 12254 ELLINGSWORTH LN 40243 | KY | 0 | 0 | 0
E365.00-OH Conductors and Devices | 2009-01-01 | Non-unitized | XFRM340-TRANSFORMER LABOR 340 | KY | 0 | 0 | 0 | 0
E365.00-OH Conductors and Devices | 2008-03-01 | #2 ACSR | #1 CONDUCTOR (00173) | KY | 1658 | 15425.53 | 9.3037 | 0
E365.00-OH Conductors and Devices | 2009-08-31 | SWITCHES - CUTOUT NEW | SWITCHES - CUTOUT NEW 07630 | KY | 13 | 5205.19 | 400.3992 | 0
E365.00-OH Conductors and Devices | 2009-08-31 | SWITCHES - CUTOUT | SWITCHES (CUTOUT) (EACH) (07630) | KY | 11 | 18820.3 | 1710.9364 | 0
E365.00-OH Conductors and Devices | 2009-09-01 | SWITCHES - GROUP OPERATED | SWITCHES - MISC. NEW 07632 | KY | 24 | 797279.86 | 33219.9942 | 0
E365.00-OH Conductors and Devices | 2008-05-01 | Non-unitized | 1367985 | KY | 0 | 0 | 0
E365.00-OH Conductors and Devices | 2009-07-01 | Non-unitized | 802 / 826 EASTERN PKWY 40213 | KY | 0 | 0 | 0 | 0
E365.00-OH Conductors and Devices | 1999-01-01 | 500 MCM COPPER CONDUCTOR | MP1999 Overhead Conductors and Devices | KY | 477 | 19231.06 | 40.3167 | 0
E365.00-OH Conductors and Devices | 2008-08-31 | #2 Triplex | #2 CONDUCTOR (00172) | KY | 134 | 592.56 | 4.4221 | 0
E365.00-OH Conductors and Devices | 2009-12-31 | 4 COPPER CONDUCTOR | #4 W.P. COPPER (00141) | KY | 342 | 18407.1 | 53.8219 | 0
E365.00-OH Conductors and Devices | 2010-01-01 | Non-unitized | 4158 SHELBYVILLE RD 40207 | KY | 0 | 0 | 0 | 0
E365.00-OH Conductors and Devices | 2010-01-01 | Non-unitized | 5503 ROUTT RD 40299 | KY | 0 | 0 | 0 | 0
E365.00-OH Conductors and Devices | 2009-08-31 | 4 COPPER CONDUCTOR | #4 W.P. COPPER (00141) | KY | 1599 | 12129.66 | 7.5858 | 0
E365.00-OH Conductors and Devices | 2010-04-01 | Non-unitized | SHEPHERDSVILLE ROAD APTS. | KY | 0 | 0 | 0 | 0
E365.00-OH Conductors and Devices | 2009-08-31 | Non-unitized | 1361914 | KY | 0 | 0 | 0 | 0
E365.00-OH Conductors and Devices | 2007-01-01 | #2 Triplex | MP2007 Overhead Conductors and Devices | KY | 8151 | 43200.7 | 5.3 | 0
E365.00-OH Conductors and Devices | 1978-01-01 | RECLOSER, MISCELLANEOUS | MP1978 Overhead Conductors and Devices | KY | 0 | 0 | 0 | 0
E365.00-OH Conductors and Devices | 2008-05-01 | Non-unitized | 2703 OLD LAGRANGE RD 40245 | KY | 0 | 0 | 0 | 0
E365.00-OH Conductors and Devices | 2008-05-01 | Non-unitized | 3501 NEWBURG RD 40218 | KY | 0 | 0 | 0
E365.00-OH Conductors and Devices | 2008-05-01 | Non-unitized | 708 BLAND ST | KY | 0 | 0 | 0 | 0
E365.00-OH Conductors and Devices | 2008-05-01 | Non-unitized | CEDAR CREEK RD 40229 | KY | 0 | 0 | 0 | 0
E365.00-OH Conductors and Devices | 2008-10-01 | Non-unitized | 1458034 | KY | 0 | 0 | 0
E365.00-OH Conductors and Devices | 2009-01-01 | Non-unitized | 1146887 | KY | 0 | 0 | 0
E365.00-OH Conductors and Devices | 2010-01-01 | Non-unitized | 1706 PORTLAND AVE 40203 | KY | 0 | 0 | 0 | 0
E365.00-OH Conductors and Devices | 2010-06-01 | CONDUCTOR | CONDUCTOR - (MISC) (06426) | KY | 6500 | 74628.32 | 11.4813 | 0
E365.00-OH Conductors and Devices | 2010-07-01 | Non-unitized | 164 EASTBROOKE CT. 40047 | KY | 0 | 0 | 0 | 0
E365.00-OH Conductors and Devices | 2010-08-01 | Non-unitized | 13810 REHL RD 40299 | KY | 0 | 0 | 0 | 0
E365.00-OH Conductors and Devices | 2010-10-01 | Non-unitized | 4TH & PARK AV 40208 | KY | 0 | 0 | 0 | 0
E365.00-OH Conductors and Devices | 2011-09-30 | 6 COPPER CONDUCTOR | #6 BARE COPPER (00168) | KY | 18513 | 205922.66 | 11.1231 | 0
E365.00-OH Conductors and Devices | 2011-01-01 | Non-unitized | 318 W HEBRON LN SHED 40165 | KY | 0 | 0 | 0 | 0
E365.00-OH Conductors and Devices | 2011-01-01 | Non-unitized | 812 S PRESTON ST 40203 | KY | 0 | 0 | 0 | 0
E365.00-OH Conductors and Devices | 2011-02-01 | Non-unitized | 2220 W MARKET ST 40212 | KY | 0 | 0 | 0 | 0
E365.00-OH Conductors and Devices | 2011-03-31 | ARRESTERS - OVERHEAD | ARRESTERS - OVERHEAD | KY | 7 | 2078.06 | 296.8657 | 0
E365.00-OH Conductors and Devices | 2011-07-01 | Non-unitized | 1060 STAGE COACH RD 40031 | KY | 0 | 0 | 0 | 0
E365.00-OH Conductors and Devices | 2011-09-30 | SWITCHES - DISCONNECT NEW | SWITCHES - DISCONNECT NEW 07631 | KY | 18 | 30390.6 | 1688.3667 | 0
E365.00-OH Conductors and Devices | 2011-10-01 | Non-unitized | 3006 HENDON ROAD 40220 | KY | 0 | 0 | 0 | 0
E365.00-OH Conductors and Devices | 2012-04-30 | SWITCHES - CUTOUT NEW | SWITCHES - CUTOUT NEW 07630 | KY | 26 | 17806.09 | 684.8496 | 0
E365.00-OH Conductors and Devices | 2012-01-01 | SWITCHES - DISCONNECT NEW | SWITCHES - DISCONNECT NEW 07631 | KY | 4 | 6449.51 | 1612.3775 | 0
E365.00-OH Conductors and Devices | 2012-01-31 | 1/0 CABLE | 1/0 CABLE | KY | 1479 | 27012.34 | 18.2639 | 0
E365.00-OH Conductors and Devices | 2012-07-31 | ARRESTERS - OVERHEAD | ARRESTERS - OVERHEAD | KY | 3 | 1865.14 | 621.7133 | 0
E365.00-OH Conductors and Devices | 2013-01-31 | 500 MCM COPPER CONDUCTOR | #500 MCM W.P. COPPER (00155) | KY | 128 | 4660.56 | 36.4106 | 0
E365.00-OH Conductors and Devices | 2012-06-11 | ARRESTERS - OVERHEAD | ARRESTERS - OVERHEAD | KY | 1 | 182.12 | 182.12 | 0
E365.00-OH Conductors and Devices | 2012-12-31 | ARRESTERS - OVERHEAD | ARRESTERS - OVERHEAD, 9KV | KY | 19 | 5258.35 | 276.7553 | 0
E365.00-OH Conductors and Devices | 2014-06-30 | INSULATORS - LINE | INSULATORS - LINE | KY | 1 | 8.46 | 8.46 | 0
E365.00-OH Conductors and Devices | 2014-07-01 | 195,700 ACAR WIRE | 195,700 ACAR WIRE (FT) (07711) | KY | 2655 | 4568.13 | 1.7206 | 0
E365.00-OH Conductors and Devices | 2015-02-01 | #2 Triplex | #2 CONDUCTOR (00172) | KY | 107 | 318.12 | 2.9731 | 0
E365.00-OH Conductors and Devices | 2015-11-30 | 4A COPPER CONDUCTOR | #4A COPPERWELD COPPER (00195) | KY | 3554 | 21669.39 | 6.0972 | 0
E365.00-OH Conductors and Devices | 2014-03-25 | ARRESTERS - OVERHEAD | ARRESTERS - OVERHEAD | KY | 7 | 2126.71 | 303.8157 | 0
E365.00-OH Conductors and Devices | 2014-10-31 | 123,270 ACAR WIRE | 123,270 ACAR WIRE (FT) (07686) | KY | 9625 | 147220.84 | 15.2957 | 0
E365.00-OH Conductors and Devices | 2016-02-29 | INSULATORS - LINE | INSULATORS - LINE | KY | 2 | 73.39 | 36.695 | 0
E365.00-OH Conductors and Devices | 2015-07-31 | ARRESTERS - OVERHEAD | ARRESTERS - OVERHEAD | KY | 210 | 7885.44 | 37.5497 | 0
E365.00-OH Conductors and Devices | 2016-10-31 | 1/0 CABLE | 1/0 CABLE | KY | 14549 | 150483.92 | 10.3432 | 0
E365.00-OH Conductors and Devices | 2001-12-01 | Estimated Retirement | 154092 Distribution Automation LGE this approval is for projects 154092 (direct charge), 154093 (direct charge), 154094 (Servco, 0%), 154095 (LGE, 42%) and 154096 (KU, 58%). | KY | 0 | 0 | 0 | 0
E365.00-OH Conductors and Devices | 2017-06-01 | Non-unitized | CTBRD340U-Taxable-Cap Trouble Orders UG - 00340012 | KY | 0 | 0 | 0 | 0
E365.00-OH Conductors and Devices | 2017-07-01 | Non-unitized | CLAREMONT AV METRO R | KY | 0 | 0 | 0 | 0
E365.00-OH Conductors and Devices | 2015-07-31 | CAPACITORS | CAPACITORS (BANKS) (EACH) (07330) | KY | 164 | 503627.16 | 3070.8973 | 0
E365.00-OH Conductors and Devices | 2017-12-31 | Non-unitized | 154154-UPS Worldport Sectionalizing | KY | 0 | 0 | 0 | 0
E365.00-OH Conductors and Devices | 2017-11-30 | INSULATORS - LINE | INSULATORS - LINE | KY | 6 | 549.03 | 91.505 | 0
E365.00-OH Conductors and Devices | 2019-01-01 | Non-unitized | NONE | KY | 0 | 0 | 0 | 0
E365.00-OH Conductors and Devices | 2019-02-28 | Non-unitized | 154571-UPS CENTENNIAL HUB - REIMB | KY | 0 | 0 | 0 | 0
E365.00-OH Conductors and Devices | 2018-11-01 | Non-unitized | CNBRD341U-NB Resid UG - 003410 | KY | 0 | 0 | 0 | 0
E365.00-OH Conductors and Devices | 2020-03-31 | 123,270 ACAR WIRE | 123,270 ACAR WIRE (FT) (07686) | KY | 33185 | 86507.74 | 2.6068 | 0
E365.00-OH Conductors and Devices | 2020-06-30 | Non-unitized | 160691-Grady 1462 Duct-Cable Replace | KY | 0 | 0 | 0 | 0
E365.00-OH Conductors and Devices | 2019-11-01 | 350 MCM COPPER CONDUCTOR | #350 MCM BARE COPPER (00183) | KY | 921 | 81575.99 | 88.5733 | 0
E365.00-OH Conductors and Devices | 2021-03-01 | Non-unitized | 163753-Fern Valley TEP - This project is for rebuilding the existing overhead circuits underground at Fern Valley Substation to improv the reliability of the existing OH feeds. | KY | 0 | 0 | 0 | 0
E365.00-OH Conductors and Devices | 2022-01-01 | Non-unitized | 166625-Mud Ln Exit Circuits | KY | 0 | 0 | 0 | 0
E365.00-OH Conductors and Devices | 2022-03-01 | 4 COPPER CONDUCTOR | #4 W.P. COPPER (00141) | KY | 10792 | 14290.03 | 1.3241 | 0
E365.00-OH Conductors and Devices | 2022-04-01 | GROUND | GROUND (00103) | KY | 669 | 7678.08 | 11.477 | 0
E365.00-OH Conductors and Devices | 2022-08-01 | SWITCHGEAR | SWITCHGEAR (06755) | KY | 1 | -52483.16 | -52483.16 | 0
E365.00-OH Conductors and Devices | 2021-12-15 | SWITCHES - CUTOUT NEW | SWITCHES - CUTOUT NEW 07630 | KY | 197 | 97474.13 | 494.7925 | 0
E365.00-OH Conductors and Devices | 2024-01-01 | Non-unitized | ANBRD341U-Taxable-NB Resid UG 00341012 Any work that is performed related to extending or adding primary (or secondary to a common splice or pull off point) to serve underground a new residential customer or group of residential customers (includes all | KY | 0 | 0 | 0 | 0
E365.00-OH Conductors and Devices | 2024-06-30 | Non-unitized | 166844-TPPA VERIZON 2022 Fully reimburseable project | KY | 0 | 0 | 0 | 0
E365.00-OH Conductors and Devices | 2024-10-01 | RECLOSER CONTROL | RECLOSER CONTROL | KY | 1 | 12949.77 | 12949.77 | 0
E365.00-OH Conductors and Devices | 2025-04-01 | SWITCHES - DISCONNECT NEW | SWITCHES - DISCONNECT | KY | 39 | 43282.22 | 1109.8005 | 0
E365.00-OH Conductors and Devices | 2024-08-08 | SWITCHES - CUTOUT | SWITCHES (CUTOUT) (EACH) (07630) | KY | 1 | 684.18 | 684.18 | 0
E365.00-OH Conductors and Devices | 1974-01-01 | 336,400 19 STR. ALL ALUMINUM | MP1974 Overhead Conductors and Devices | KY | 255461 | 187945.95 | 0.73571 | 0
E365.00-OH Conductors and Devices | 2000-01-01 | 795 MCM ALUMINUM CONDUCTOR | MP2000 Overhead Conductors and Devices | KY | 63538 | 432693.26 | 6.81 | 0
E365.00-OH Conductors and Devices | 1985-01-01 | 840,200 24/13 ACAR WIRE | MP1985 Overhead Conductors and Devices | KY | 1239 | 4414.2 | 3.5627 | 0
E365.00-OH Conductors and Devices | 1998-01-01 | SKY WIRE | MP1998 Overhead Conductors and Devices | KY | 671 | 3321 | 4.9493
E365.00-OH Conductors and Devices | 1997-01-01 | TO BE SPREAD OVER ASSETS IN ACCOUNT | MP1997 Overhead Conductors and Devices | KY | 0 | 0 | 0
E365.00-OH Conductors and Devices | 1989-01-01 | FISHER PIERCE CURRENT CONTROL | MP1989 Overhead Conductors and Devices | KY | 4 | 4720.92 | 1180.23
E365.00-OH Conductors and Devices | 1970-01-01 | 4/0 CONDUCTOR | MP1970 Overhead Conductors and Devices | KY | 12534 | 5106.37 | 0.4074 | 0
E365.00-OH Conductors and Devices | 1942-01-01 | #2 Triplex | MP1942 Overhead Conductors and Devices | KY | 54736 | 5512.63 | 0.10071 | 0
E365.00-OH Conductors and Devices | 1957-01-01 | 4 COPPER CONDUCTOR | MP1957 Overhead Conductors and Devices | KY | 864657 | 181894.51 | 0.21037 | 0
E365.00-OH Conductors and Devices | 1995-01-01 | 4 COPPER CONDUCTOR | MP1995 Overhead Conductors and Devices | KY | 69276 | 290897.66 | 4.1991 | 0
E365.00-OH Conductors and Devices | 2002-01-01 | 350 MCM COPPER CONDUCTOR | MP2002 Overhead Conductors and Devices | KY | 480 | 10161.88 | 21.1706 | 0
E365.00-OH Conductors and Devices | 1994-01-01 | SWITCHES - DISCONNECT NEW | MP1994 Overhead Conductors and Devices | KY | 99 | 64712.5 | 653.6616 | 0
E365.00-OH Conductors and Devices | 1966-01-01 | ARRESTERS - DISTRIBUTION | MP1966 Overhead Conductors and Devices | KY | 118 | 3739.97 | 31.6947 | 0
E365.00-OH Conductors and Devices | 1999-01-01 | 123,270 ACAR WIRE | MP1999 Overhead Conductors and Devices | KY | 167990 | 2074481.69 | 12.3488 | 0
E365.00-OH Conductors and Devices | 1980-01-01 | FISHER PIERCE CURRENT CONTROL | MP1980 Overhead Conductors and Devices | KY | 22 | 10899.06 | 495.4118
E365.00-OH Conductors and Devices | 1976-01-01 | RECLOSER, MISCELLANEOUS | MP1976 Overhead Conductors and Devices | KY | 0 | 0 | 0 | 0
E365.00-OH Conductors and Devices | 2003-01-01 | 336,400 19 STR. ALL ALUMINUM | MP2003 Overhead Conductors and Devices | KY | 24735 | 125968.65 | 5.0927 | 0
E365.00-OH Conductors and Devices | 2008-01-01 | 1/0 CABLE | MP2008 Overhead Conductors and Devices | KY | 255088 | 466686.63 | 1.8295 | 0
E365.00-OH Conductors and Devices | 2006-01-01 | RECLOSER, MISCELLANEOUS | MP2006 Overhead Conductors and Devices | KY | 3 | 9413.59 | 3137.8633
E365.00-OH Conductors and Devices | 2008-05-01 | Non-unitized | 1206314 | KY | 0 | 0 | 0
E365.00-OH Conductors and Devices | 2008-05-01 | Non-unitized | 1357426 | KY | 0 | 0 | 0
E365.00-OH Conductors and Devices | 2008-05-01 | Non-unitized | 3501 CANE RUN RD | KY | 0 | 0 | 0 | 0
E365.00-OH Conductors and Devices | 2008-05-01 | Non-unitized | 12608 REHL ROAD 40299 | KY | 0 | 0 | 0 | 0
E365.00-OH Conductors and Devices | 2008-05-01 | Non-unitized | 7600 ORGAN CREEK 40055 | KY | 0 | 0 | 0 | 0
E365.00-OH Conductors and Devices | 2008-05-01 | Non-unitized | 4990 CRITTENDEN DR BLDG 2 40209 | KY | 0 | 0 | 0
E365.00-OH Conductors and Devices | 2008-05-01 | Non-unitized | 1314514 | KY | 0 | 0 | 0
E365.00-OH Conductors and Devices | 2008-05-01 | Non-unitized | MALLARD LAKE - SEC 1 | KY | 0 | 0 | 0 | 0
E365.00-OH Conductors and Devices | 2008-05-01 | Non-unitized | 4810 OUTER LOOP 40219 | KY | 0 | 0 | 0 | 0
E365.00-OH Conductors and Devices | 2008-05-01 | Non-unitized | 6508 OLD FLOYDSBURG RD 40056 | KY | 0 | 0 | 0 | 0
E365.00-OH Conductors and Devices | 2008-05-01 | Non-unitized | 1063714 | KY | 0 | 0 | 0 | 0
E365.00-OH Conductors and Devices | 2008-05-01 | Non-unitized | HARRODS GLEN SEC 1 Road 40059 | KY | 0 | 0 | 0 | 0
E365.00-OH Conductors and Devices | 2008-05-01 | Non-unitized | 7217 NACHAND LN 40218 | KY | 0 | 0 | 0
E365.00-OH Conductors and Devices | 2008-05-01 | Non-unitized | 50 WARREN RD 40206 | KY | 0 | 0 | 0 | 0
E365.00-OH Conductors and Devices | 2008-05-01 | Non-unitized | 6250 OLD LAGRANGE RD 40014 | KY | 0 | 0 | 0 | 0
E365.00-OH Conductors and Devices | 2008-05-01 | Non-unitized | Const work in progre | KY | 0 | 0 | 0
E365.00-OH Conductors and Devices | 2008-05-01 | Non-unitized | WESTPORT RD. @ I-264 INTERCHANGE | KY | 0 | 0 | 0 | 0
E365.00-OH Conductors and Devices | 2008-05-01 | Non-unitized | 128 BRECKENRIDGE LN 40207 | KY | 0 | 0 | 0 | 0
E365.00-OH Conductors and Devices | 2009-01-01 | Non-unitized | 1018105 | KY | 0 | 0 | 0
E365.00-OH Conductors and Devices | 2009-01-01 | Non-unitized | 3106 Elder Park Road 40031 | KY | 0 | 0 | 0
E365.00-OH Conductors and Devices | 2008-08-31 | 336,400 19 STR. ALL ALUMINUM | 336,400 19 STR. ALL ALUMINUM (FT) (07712) | KY | 8369 | 14541.75 | 1.7376 | 0
E365.00-OH Conductors and Devices | 2009-04-01 | Non-unitized | 1230 LARCHMONT AV 40215 | KY | 0 | 0 | 0
E365.00-OH Conductors and Devices | 2009-01-01 | Non-unitized | 1146877 | KY | 0 | 0 | 0
E365.00-OH Conductors and Devices | 2009-01-01 | Non-unitized | 1652487 | KY | 0 | 0 | 0
E365.00-OH Conductors and Devices | 2009-07-01 | Non-unitized | DIXIE HWY @ MILL CREEK PLANT 40272 | KY | 0 | 0 | 0 | 0
E365.00-OH Conductors and Devices | 2009-02-01 | Non-unitized | 485 OLD FORD RD 40165 | KY | 0 | 0 | 0 | 0
E365.00-OH Conductors and Devices | 2008-05-01 | Non-unitized | CEDAR POINT CONDOMINIUMS | KY | 0 | 0 | 0
E365.00-OH Conductors and Devices | 2009-01-31 | ARRESTERS - OVERHEAD | ARRESTERS - OVERHEAD | KY | 2 | 535.36 | 267.68 | 0
E365.00-OH Conductors and Devices | 2010-01-01 | Non-unitized | 1400 S HURSTBOURNE PKY 40222 | KY | 0 | 0 | 0 | 0
E365.00-OH Conductors and Devices | 2009-05-31 | SWITCHES - CUTOUT | SWITCHES (CUTOUT) (EACH) (07630) | KY | 3 | 5557.32 | 1852.44 | 0
E365.00-OH Conductors and Devices | 2010-04-01 | Non-unitized | 8909 RILEY AVE 40242 | KY | 0 | 0 | 0 | 0
E365.00-OH Conductors and Devices | 2010-04-01 | Non-unitized | 10563 DIXIE HWY 40272 | KY | 0 | 0 | 0 | 0
E365.00-OH Conductors and Devices | 1977-01-01 | RECLOSER, MISCELLANEOUS | MP1977 Overhead Conductors and Devices | KY | 0 | 0 | 0 | 0
E365.00-OH Conductors and Devices | 2008-05-01 | Non-unitized | 1147544 | KY | 0 | 0 | 0 | 0
E365.00-OH Conductors and Devices | 2008-05-01 | Non-unitized | 325 N ENGLISH STATION RD / AIKEN RD 40243 | KY | 0 | 0 | 0 | 0
E365.00-OH Conductors and Devices | 2008-05-01 | Non-unitized | 419 Finzer St. | KY | 0 | 0 | 0 | 0
E365.00-OH Conductors and Devices | 2008-05-01 | Non-unitized | 153 THIERMAN LN 40207 | KY | 0 | 0 | 0
E365.00-OH Conductors and Devices | 2008-05-01 | Non-unitized | 9701 SHADY ACRES LN 40299 | KY | 0 | 0 | 0 | 0
E365.00-OH Conductors and Devices | 2008-05-01 | Non-unitized | 1800 NEWBURG RD 40205 | KY | 0 | 0 | 0
E365.00-OH Conductors and Devices | 2008-05-01 | Non-unitized | 3402 GOOSE CREEK RD 40241 | KY | 0 | 0 | 0
E365.00-OH Conductors and Devices | 2008-05-01 | Non-unitized | 4416 CANE RUN RD. 40216 | KY | 0 | 0 | 0
E365.00-OH Conductors and Devices | 2008-08-31 | 1000 MCM CONDUCTOR | #1000 MCM CONDUCTOR (00181) | KY | 85 | 4564.97 | 53.7055 | 0
E365.00-OH Conductors and Devices | 2008-08-31 | 1/0 CABLE | 1/0 CABLE | KY | 1900 | 225.87 | 0.11888 | 0
E365.00-OH Conductors and Devices | 2009-11-01 | Non-unitized | 1050754 | KY | 0 | 0 | 0 | 0
E365.00-OH Conductors and Devices | 2008-09-30 | 1/0 CONDUCTOR | 1/0 CONDUCTOR | KY | 256 | 1247.09 | 4.8714 | 0
E365.00-OH Conductors and Devices | 2010-04-01 | Non-unitized | 0 JOHN HARPER HY 40165 | KY | 0 | 0 | 0 | 0
E365.00-OH Conductors and Devices | 2010-07-01 | Non-unitized | BRENTWOOD SUBD, SECT 1 40014 | KY | 0 | 0 | 0 | 0
E365.00-OH Conductors and Devices | 2010-10-01 | Non-unitized | 700 CENTRAL (4TH STREET) AV 40208 | KY | 0 | 0 | 0 | 0
E365.00-OH Conductors and Devices | 2010-11-30 | ARRESTERS - DISTRIBUTION | DISTRIBUTION ARRESTERS (00504) | KY | 176 | 26611.89 | 151.2039 | 0
E365.00-OH Conductors and Devices | 2010-11-30 | SWITCHES - GROUP OPERATED | SWITCHES - MISC. NEW 07632 | KY | 2 | 41536.8 | 20768.4 | 0
E365.00-OH Conductors and Devices | 2010-02-28 | 336,400 19 STR. ALL ALUMINUM | 336,400 19 STR. ALL ALUMINUM (FT) (07712) | KY | 45 | 1510.31 | 33.5624 | 0
E365.00-OH Conductors and Devices | 2011-03-31 | 4/0 CONDUCTOR | #4/0 CONDUCTOR (00148) | KY | 2030 | 43867.76 | 21.6097 | 0
E365.00-OH Conductors and Devices | 2011-12-31 | 4/0 CONDUCTOR | #4/0 CONDUCTOR (00148) | KY | 4455 | 98438.66 | 22.0962 | 0
E365.00-OH Conductors and Devices | 2011-03-01 | Non-unitized | 6701 PRESTON HWY 40219 | KY | 0 | 0 | 0 | 0
E365.00-OH Conductors and Devices | 2011-09-30 | SWITCHES - CUTOUT NEW | SWITCHES - CUTOUT NEW 07630 | KY | 27 | 8330.11 | 308.5226 | 0
E365.00-OH Conductors and Devices | 2012-01-31 | Non-unitized | LGE MAJOR STORM 042011 | KY | 0 | 0 | 0 | 0
E365.00-OH Conductors and Devices | 2012-02-01 | SWITCHES - CUTOUT NEW | SWITCHES - CUTOUT NEW 07630 | KY | 2 | 1088.33 | 544.165 | 0
E365.00-OH Conductors and Devices | 2012-01-01 | Non-unitized | NBSV340UG-NEW EL SERV UG | KY | 0 | 0 | 0 | 0
E365.00-OH Conductors and Devices | 2012-01-31 | #2 Triplex | #2 CONDUCTOR (00172) | KY | 1605 | 9603.38 | 5.9834 | 0
E365.00-OH Conductors and Devices | 2013-05-31 | Non-unitized | Construction Work in Progress | KY | 0 | 0 | 0 | 0
E365.00-OH Conductors and Devices | 2012-12-31 | 1/0 CONDUCTOR | 1/0 CONDUCTOR | KY | 3321 | 30857.3 | 9.2916 | 0
E365.00-OH Conductors and Devices | 2013-05-31 | 123,270 ACAR WIRE | 123,270 ACAR WIRE (FT) (07686) | KY | 6037 | 23000.52 | 3.8099 | 0
E365.00-OH Conductors and Devices | 2012-12-31 | Non-unitized | 1622184 | KY | 4 | 0 | 0 | 0
E365.00-OH Conductors and Devices | 2014-01-01 | 4 COPPER CONDUCTOR | #4 W.P. COPPER (00141) | KY | 1100 | 64410.9 | 58.5554 | 0
E365.00-OH Conductors and Devices | 2014-03-31 | SWITCHES - CUTOUT NEW | SWITCHES - CUTOUT NEW 07630 | KY | 133 | 103198.58 | 775.9292 | 0
E365.00-OH Conductors and Devices | 2014-01-01 | Non-unitized | Investment | KY | 0 | 0 | 0 | 0
E365.00-OH Conductors and Devices | 2014-02-28 | 336,400 19 STR. ALL ALUMINUM | 336,400 19 STR. ALL ALUMINUM (FT) (07712) | KY | 50 | 182.22 | 3.6444 | 0
E365.00-OH Conductors and Devices | 2014-01-01 | Non-unitized | CSYSEN340-Sys Enh - 003400 | KY | 0 | 0 | 0 | 0
E365.00-OH Conductors and Devices | 2015-03-31 | 1/0 CONDUCTOR | 1/0 CONDUCTOR | KY | 8055 | 41015.77 | 5.092 | 0
E365.00-OH Conductors and Devices | 2015-08-31 | SWITCHES - CUTOUT NEW | SWITCHES - CUTOUT NEW 07630 | KY | 333 | 203141.4 | 610.0342 | 0
E365.00-OH Conductors and Devices | 2014-11-30 | 20 M.A.W. MESSENGER WIRE | 20 M.A.W. MESSENGER WIRE (FT) (07804) | KY | 1750 | 4451.13 | 2.5435 | 0
E365.00-OH Conductors and Devices | 2015-11-30 | #2 Triplex | #2 Triplex | KY | 500 | 1674.18 | 3.3484 | 0
E365.00-OH Conductors and Devices | 2017-12-31 | 6 COPPER CONDUCTOR | #6 BARE COPPER (00168) | KY | 50635 | 234863.16 | 4.6384 | 0
E365.00-OH Conductors and Devices | 2018-01-01 | Non-unitized | CVLT343-Capital Network Vaults - 003430 | KY | 0 | 0 | 0 | 0
E365.00-OH Conductors and Devices | 2018-07-01 | 1000 MCM CONDUCTOR | #1000 MCM CONDUCTOR | KY | 63 | 2099.3 | 33.3222 | 0
E365.00-OH Conductors and Devices | 2016-10-31 | INSULATORS - LINE | INSULATORS - LINE | KY | 2 | 95.67 | 47.835 | 0
E365.00-OH Conductors and Devices | 2019-02-01 | Non-unitized | 158311-FV1138 Exit Circuit | KY | 0 | 0 | 0 | 0
E365.00-OH Conductors and Devices | 2019-07-31 | Non-unitized | 152331-DISTRIBUTION CAPACITORS LGE - 2018 | KY | 0 | 0 | 0 | 0
E365.00-OH Conductors and Devices | 2020-01-01 | Non-unitized | CCAPR340-Taxable-Capital CAP/REG/RECL - 00340012 | KY | 1 | 0 | 0 | 0
E365.00-OH Conductors and Devices | 2020-04-01 | Non-unitized | CRCST343-Cust Requested - 003430 | KY | 0 | 0 | 0 | 0
E365.00-OH Conductors and Devices | 2019-09-30 | #2 Triplex | #2 Triplex | KY | 8350 | 24216.15 | 2.9001 | 0
E365.00-OH Conductors and Devices | 2019-09-30 | WILDLIFE PROTECTION | WILDLIFE PROTECTION | KY | 10 | 27382.69 | 2738.269 | 0
E365.00-OH Conductors and Devices | 2019-12-31 | 795 MCM ALUMINUM CONDUCTOR | #795 MCM ALL ALUM BARE (00122) | KY | 316 | 12787.15 | 40.4657 | 0
E365.00-OH Conductors and Devices | 2020-02-20 | Non-unitized | Investment | KY | 0 | 0 | 0 | 0
E365.00-OH Conductors and Devices | 2020-02-29 | 4/0 CONDUCTOR | #4/0 CONDUCTOR (00148) | KY | 380 | 3704.82 | 9.7495 | 0
E365.00-OH Conductors and Devices | 2020-02-01 | Non-unitized | CRDD340U-Taxable-Capital Rep Def UG - 00340012 | KY | 0 | 0 | 0 | 0
E365.00-OH Conductors and Devices | 2020-04-30 | 123,270 ACAR WIRE | 123,270 ACAR WIRE (FT) (07686) | KY | 6150 | 25851.28 | 4.2035 | 0
E365.00-OH Conductors and Devices | 2020-06-30 | SWITCHES - CUTOUT NEW | SWITCHES - CUTOUT NEW 07630 | KY | 76 | 53279.85 | 701.0507 | 0
E365.00-OH Conductors and Devices | 2021-02-01 | Non-unitized | WEST POINT BRIDGE PI | KY | 0 | 0 | 0 | 0
E365.00-OH Conductors and Devices | 2021-02-01 | Non-unitized | 163012-SIO Fuse Savings LGE | KY | 0 | 0 | 0 | 0
E365.00-OH Conductors and Devices | 2021-02-01 | 4 COPPER CONDUCTOR | #4 W.P. COPPER (00141) | KY | 5132 | 6880.96 | 1.3408 | 0
E365.00-OH Conductors and Devices | 2022-08-18 | Non-unitized | I-71 WIDENING AT BRO | KY | 0 | 0 | 0 | 0
E365.00-OH Conductors and Devices | 2022-08-01 | WILDLIFE PROTECTION | WILDLIFE PROTECTION | KY | 44 | 78829.19 | 1791.5725 | 0
E365.00-OH Conductors and Devices | 2022-03-15 | WILDLIFE PROTECTION | WILDLIFE PROTECTION | KY | 1 | 3803.61 | 3803.61 | 0
E365.00-OH Conductors and Devices | 2021-12-15 | ARRESTERS - OVERHEAD | ARRESTERS - OVERHEAD | KY | 132 | 18523.95 | 140.333 | 0
E365.00-OH Conductors and Devices | 2022-08-18 | 1/0 CABLE | 1/0 CABLE | KY | 100 | 866.53 | 8.6653 | 0
E365.00-OH Conductors and Devices | 2023-04-01 | WILDLIFE PROTECTION | WILDLIFE PROTECTION | KY | 6 | 13527.04 | 2254.5067 | 0
E365.00-OH Conductors and Devices | 2025-04-01 | 1/0 CABLE | 1/0 CABLE | KY | 8246 | 127436.73 | 15.4544 | 0
E365.00-OH Conductors and Devices | 2025-03-01 | 4/0 CONDUCTOR | #4/0 CONDUCTOR (00148) | KY | 1480 | 361155.75 | 244.0242 | 0
E365.00-OH Conductors and Devices | 2025-03-01 | SWITCHES - GROUP OPERATED | SWITCHES - GROUP OPERATED 07632 | KY | 1 | 34819.7 | 34819.7 | 0
E365.00-OH Conductors and Devices | 1979-01-01 | 336,400 19 STR. ALL ALUMINUM | MP1979 Overhead Conductors and Devices | KY | 91609 | 110756.6 | 1.209 | 0
E365.00-OH Conductors and Devices | 1994-01-01 | 20 M.A.W. MESSENGER WIRE | MP1994 Overhead Conductors and Devices | KY | 10359 | 46734.24 | 4.5115 | 0
E365.00-OH Conductors and Devices | 1992-01-01 | 336,400 19 STR. ALL ALUMINUM | MP1992 Overhead Conductors and Devices | KY | 12629 | 56432.03 | 4.4684 | 0
E365.00-OH Conductors and Devices | 1994-01-01 | CAPACITORS | MP1994 Overhead Conductors and Devices | KY | 46 | 46391.02 | 1008.5004
E365.00-OH Conductors and Devices | 1971-01-01 | 195,700 ACAR WIRE | MP1971 Overhead Conductors and Devices | KY | 49673 | 16366.97 | 0.32949 | 0
E365.00-OH Conductors and Devices | 1997-01-01 | ARRESTERS - DISTRIBUTION | MP1997 Overhead Conductors and Devices | KY | 2461 | 624933.16 | 253.9346 | 0
E365.00-OH Conductors and Devices | 1978-01-01 | 4 COPPER CONDUCTOR | MP1978 Overhead Conductors and Devices | KY | 53504 | 30443.33 | 0.56899 | 0
E365.00-OH Conductors and Devices | 1978-01-01 | 3/0 CONDUCTOR | MP1978 Overhead Conductors and Devices | KY | 51408 | 57423.42 | 1.117 | 0
E365.00-OH Conductors and Devices | 1998-01-01 | 1000 MCM CONDUCTOR | #1000 MCM CONDUCTOR | KY | 45 | 1900.61 | 42.2358
E365.00-OH Conductors and Devices | 1947-01-01 | 2/0 COPPER CONDUCTOR | MP1947 Overhead Conductors and Devices | KY | 98388 | 16866.53 | 0.17143 | 0
E365.00-OH Conductors and Devices | 1998-01-01 | 1000 MCM CONDUCTOR | MP1998 Overhead Conductors and Devices | KY | 254 | 10727.85 | 42.2356 | 0
E365.00-OH Conductors and Devices | 2001-01-01 | 4 COPPER CONDUCTOR | MP2001 Overhead Conductors and Devices | KY | 212452 | 402709.24 | 1.8955 | 0
E365.00-OH Conductors and Devices | 1976-01-01 | 4 COPPER CONDUCTOR | MP1976 Overhead Conductors and Devices | KY | 73379 | 34026.33 | 0.46371 | 0
E365.00-OH Conductors and Devices | 2000-01-01 | SWITCHES - CUTOUT | MP2000 Overhead Conductors and Devices | KY | 0 | 0 | 0
E365.00-OH Conductors and Devices | 1980-01-01 | 123,270 ACAR WIRE | MP1980 Overhead Conductors and Devices | KY | 285253 | 232592.75 | 0.81539 | 0
E365.00-OH Conductors and Devices | 2000-01-01 | INSULATORS - LINE | MP2000 Overhead Conductors and Devices | KY | 0 | 0 | 0 | 0
E365.00-OH Conductors and Devices | 1999-01-01 | 8 COPPER CONDUCTOR | MP1999 Overhead Conductors and Devices | KY | 379 | 989.97 | 2.6121 | 0
E365.00-OH Conductors and Devices | 2003-01-01 | 3/0 CONDUCTOR | MP2003 Overhead Conductors and Devices | KY | 20756 | 195559.48 | 9.4218 | 0
E365.00-OH Conductors and Devices | 1992-01-01 | FISHER PIERCE CURRENT CONTROL | MP1992 Overhead Conductors and Devices | KY | 8 | 14974.12 | 1871.765
E365.00-OH Conductors and Devices | 1965-01-01 | 2/0 COPPER CONDUCTOR | #2/0 W.P. COPPER | KY | 143 | 31.47 | 0.22007 | 0
E365.00-OH Conductors and Devices | 1997-01-01 | MISCELLANEOUS EQUIPMENT | MP1997 Overhead Conductors and Devices | KY | 0 | 0 | 0
E365.00-OH Conductors and Devices | 1981-01-01 | FISHER PIERCE CURRENT CONTROL | MP1981 Overhead Conductors and Devices | KY | 4 | 2089.94 | 522.485
E365.00-OH Conductors and Devices | 2008-05-01 | Non-unitized | 1075774 | KY | 0 | 0 | 0 | 0
E365.00-OH Conductors and Devices | 2008-05-01 | Non-unitized | 4850 TOBACCO RD 40031 | KY | 0 | 0 | 0 | 0
E365.00-OH Conductors and Devices | 2008-05-01 | Non-unitized | SHAFFERS FARMS | KY | 0 | 0 | 0 | 0
E365.00-OH Conductors and Devices | 2008-05-01 | Non-unitized | 701 BAXTER AV 40204 | KY | 0 | 0 | 0 | 0
E365.00-OH Conductors and Devices | 2008-05-01 | Non-unitized | 3000 BL POPLAR LEVEL RD 40217 | KY | 0 | 0 | 0 | 0
E365.00-OH Conductors and Devices | 2008-05-01 | Non-unitized | 1839 DRESCHER BRIDGE AVE 40206 | KY | 0 | 0 | 0 | 0
E365.00-OH Conductors and Devices | 2008-05-01 | Non-unitized | CREEK VIEW RESERVE | KY | 0 | 0 | 0
E365.00-OH Conductors and Devices | 2008-05-01 | Non-unitized | 2331 CEDAR ST 40212 | KY | 0 | 0 | 0 | 0
E365.00-OH Conductors and Devices | 2008-05-01 | Non-unitized | CLARKSDALE - BLOCKS A, B, F & G | KY | 0 | 0 | 0
E365.00-OH Conductors and Devices | 2008-05-01 | Non-unitized | 3114 W MUHAMMAD ALI BLVD | KY | 0 | 0 | 0 | 0
E365.00-OH Conductors and Devices | 2008-05-01 | Non-unitized | 202 LYNN ST | KY | 0 | 0 | 0 | 0
E365.00-OH Conductors and Devices | 2008-05-01 | Non-unitized | 1092259 | KY | 0 | 0 | 0
E365.00-OH Conductors and Devices | 2008-07-01 | Non-unitized | RDDD340OH-REP DEF EQ OH 340 | KY | 0 | 0 | 0
E365.00-OH Conductors and Devices | 2008-05-01 | Non-unitized | ASH LAND - RECONDUCTOR | KY | 0 | 0 | 0
E365.00-OH Conductors and Devices | 2008-05-01 | Non-unitized | 6025 TIMBER RIDGE PL 40059 | KY | 0 | 0 | 0
E365.00-OH Conductors and Devices | 2009-04-01 | Non-unitized | 485 OLD FORD RD 40165 | KY | 0 | 0 | 0
E365.00-OH Conductors and Devices | 2008-05-01 | Non-unitized | HURSTBOURNE HEIGHTS - SEC 1 | KY | 0 | 0 | 0
E365.00-OH Conductors and Devices | 2008-10-31 | 795 MCM ALUMINUM CONDUCTOR | #795 MCM ALL ALUM BARE (00122) | KY | 16044 | 314103.26 | 19.5776 | 0
E365.00-OH Conductors and Devices | 2009-04-01 | Non-unitized | PADDOCK AT EASTPOINT - PHASE 1 | KY | 0 | 0 | 0
E365.00-OH Conductors and Devices | 2008-10-01 | Non-unitized | 3600 CHAMBERLAIN LN 40241 | KY | 0 | 0 | 0
E365.00-OH Conductors and Devices | 2009-10-31 | 1/0 CABLE | 1/0 CABLE | KY | 1441 | 6063.95 | 4.2082
E365.00-OH Conductors and Devices | 2009-01-01 | Non-unitized | 7201 BILLTOWN RD 40299 | KY | 0 | 0 | 0
E365.00-OH Conductors and Devices | 2009-06-30 | SWITCHES - CUTOUT NEW | SWITCHES - CUTOUT NEW 07630 | KY | 1 | 2432.04 | 2432.04 | 0
E365.00-OH Conductors and Devices | 2009-01-01 | Non-unitized | 1403739 | KY | 0 | 0 | 0
E365.00-OH Conductors and Devices | 2008-11-01 | Non-unitized | 7665 NATIONAL TP 40216 | KY | 0 | 0 | 0
E365.00-OH Conductors and Devices | 2009-03-31 | ARRESTERS - OVERHEAD | ARRESTERS - OVERHEAD | KY | 0 | 176.77 | 0 | 0
E365.00-OH Conductors and Devices | 2010-01-01 | Non-unitized | 7439 ARNOLDTOWN RD 40214 | KY | 0 | 0 | 0
E365.00-OH Conductors and Devices | 2010-01-01 | Non-unitized | 3521 HALE AV 40211 | KY | 0 | 0 | 0
E365.00-OH Conductors and Devices | 2010-04-01 | Non-unitized | LAKE VIEW AT POLO FIELDS-SEC 1A | KY | 0 | 0 | 0 | 0
E365.00-OH Conductors and Devices | 2010-04-01 | Non-unitized | 4414 SHASTA TL 40218 | KY | 0 | 0 | 0 | 0
E365.00-OH Conductors and Devices | 1984-01-01 | MISCELLANEOUS EQUIPMENT | MP1984 Overhead Conductors and Devices | KY | 0 | 0 | 0
E365.00-OH Conductors and Devices | 2008-05-01 | Non-unitized | 4600 ALLMOND AV 40214 | KY | 0 | 0 | 0
E365.00-OH Conductors and Devices | 2008-05-01 | Non-unitized | 7903 VINE AVE 40014 | KY | 0 | 0 | 0 | 0
E365.00-OH Conductors and Devices | 2008-05-01 | Non-unitized | 8312 WOLF PEN BRANCH RD 40059 | KY | 0 | 0 | 0 | 0
E365.00-OH Conductors and Devices | 2008-05-01 | Non-unitized | 1209 S 3RD ST 40203 | KY | 0 | 0 | 0 | 0
E365.00-OH Conductors and Devices | 2008-05-01 | Non-unitized | HARRODS CREEK OVERLOOK CONDOS | KY | 0 | 0 | 0
E365.00-OH Conductors and Devices | 2008-05-01 | Non-unitized | HURSTBOURNE POINTE | KY | 0 | 0 | 0 | 0
E365.00-OH Conductors and Devices | 2008-05-01 | Non-unitized | 185 1/2 OUTER LOOP TLE LOT 40214 | KY | 0 | 0 | 0 | 0
E365.00-OH Conductors and Devices | 2008-05-01 | Non-unitized | 100 BK TEN PIN LN 40207 | KY | 0 | 0 | 0 | 0
E365.00-OH Conductors and Devices | 2008-05-01 | Non-unitized | 1302726 | KY | 0 | 0 | 0
E365.00-OH Conductors and Devices | 2008-07-31 | CONDUCTOR | CONDUCTOR - (MISC) (06426) | KY | 8715 | 41051.36 | 4.7104
E365.00-OH Conductors and Devices | 2010-07-01 | Non-unitized | 13829 SCOTTS GAP RD. 40272 | KY | 0 | 0 | 0 | 0
E365.00-OH Conductors and Devices | 2010-10-01 | Non-unitized | 5700 CANE RUN RD 40258 | KY | 0 | 0 | 0 | 0
E365.00-OH Conductors and Devices | 2010-10-01 | Non-unitized | 7911 VINE CREST AV 40222 | KY | 0 | 0 | 0 | 0
E365.00-OH Conductors and Devices | 2010-11-30 | 1/0 CONDUCTOR | 1/0 CONDUCTOR | KY | 907 | 12170.84 | 13.4188 | 0
E365.00-OH Conductors and Devices | 2010-11-30 | 20 M.A.W. MESSENGER WIRE | 20 M.A.W. MESSENGER WIRE (FT) (07804) | KY | 9334 | 7612.87 | 0.81561 | 0
E365.00-OH Conductors and Devices | 2010-08-25 | Non-unitized | Ckt HB1147 Hurstbourne Sub | KY | 0 | 0 | 0 | 0
E365.00-OH Conductors and Devices | 2012-05-31 | #2 Triplex | #2 CONDUCTOR (00172) | KY | 26087 | 359775.19 | 13.7914 | 0
E365.00-OH Conductors and Devices | 2012-01-01 | #2 ACSR | #1 CONDUCTOR (00173) | KY | 27122 | 163798.18 | 6.0393 | 0
E365.00-OH Conductors and Devices | 2012-01-31 | 1/0 CONDUCTOR | 1/0 CONDUCTOR | KY | 14646 | 102134.11 | 6.9735 | 0
E365.00-OH Conductors and Devices | 2012-05-31 | ARRESTERS - NEW | ARRESTERS - NEW (06334) | KY | 865 | 361607.67 | 418.0435 | 0
E365.00-OH Conductors and Devices | 2012-03-01 | 6 COPPER CONDUCTOR | #6 BARE COPPER (00168) | KY | 0 | 0 | 0 | 0
E365.00-OH Conductors and Devices | 2011-10-01 | Non-unitized | SYSTEM ENHANCE | KY | 0 | 0 | 0 | 0
E365.00-OH Conductors and Devices | 2013-01-31 | 6A COPPER CONDUCTOR | #6A COPPERWELD COPPER (00192) | KY | 587 | 1452.43 | 2.4743 | 0
E365.00-OH Conductors and Devices | 2012-08-31 | ARRESTERS - OVERHEAD | ARRESTERS - OVERHEAD | KY | 0 | 0 | 0 | 0
E365.00-OH Conductors and Devices | 2012-12-18 | Non-unitized | DIST-NA-MDLTWN-T.C | KY | 0 | 0 | 0 | 0
E365.00-OH Conductors and Devices | 2013-09-30 | 4 COPPER CONDUCTOR | #4 W.P. COPPER (00141) | KY | 4753 | 13976.34 | 2.9405 | 0
E365.00-OH Conductors and Devices | 2014-01-01 | 336,400 19 STR. ALL ALUMINUM | 336,400 19 STR. ALL ALUMINUM (FT) (07712) | KY | 3166 | 35569.7 | 11.2349 | 0
E365.00-OH Conductors and Devices | 2014-08-31 | SWITCHES - GROUP OPERATED | SWITCHES - MISC. NEW 07632 | KY | 3 | 58889.62 | 19629.8733 | 0
E365.00-OH Conductors and Devices | 1969-09-01 | Estimated Retirement | HK1235 CIRCUIT WORK | KY | 0 | 0 | 0 | 0
E365.00-OH Conductors and Devices | 2014-12-31 | #4 Aluminum Poly | #4 Aluminum Poly | KY | 13825 | 90813.17 | 6.5688 | 0
E365.00-OH Conductors and Devices | 2015-04-30 | 123,270 ACAR WIRE | 123,270 ACAR WIRE (FT) (07686) | KY | 3663 | 49981.46 | 13.645 | 0
E365.00-OH Conductors and Devices | 2015-01-01 | Non-unitized | CRPOLE340-Taxable-Pole Repair/Replace - 00340012 | KY | 0 | 0 | 0 | 0
E365.00-OH Conductors and Devices | 2015-06-30 | 2/0 COPPER CONDUCTOR | #2/0 W.P. COPPER (00146) | KY | 5172 | 50888.21 | 9.8392 | 0
E365.00-OH Conductors and Devices | 2016-02-29 | CAPACITORS | CAPACITORS (BANKS) (EACH) (07330) | KY | 3 | 5673.24 | 1891.08 | 0
E365.00-OH Conductors and Devices | 2016-02-29 | 8 COPPER CONDUCTOR | #8 W.P. COPPER (00138) | KY | 870 | 843.6 | 0.96966 | 0
E365.00-OH Conductors and Devices | 2015-12-31 | Non-unitized | HOLIDAY INN EXPRESS VAULT | KY | 0 | 0 | 0 | 0
E365.00-OH Conductors and Devices | 2016-10-31 | SWITCHES - DISCONNECT NEW | SWITCHES - DISCONNECT | KY | 53 | 78258.02 | 1476.5664 | 0
E365.00-OH Conductors and Devices | 2016-10-06 | Non-unitized | NACHAND CKT 1269 (NA1269) | KY | 0 | 0 | 0 | 0
E365.00-OH Conductors and Devices | 2017-07-01 | Non-unitized | NONE | KY | 0 | 0 | 0 | 0
E365.00-OH Conductors and Devices | 2015-03-31 | INSULATORS - LINE | INSULATORS - LINE | KY | 0 | 0 | 0 | 0
E365.00-OH Conductors and Devices | 2016-12-15 | #2 Triplex | #2 Triplex | KY | 14798 | 52690.06 | 3.5606 | 0
E365.00-OH Conductors and Devices | 2016-12-31 | GROUND | GROUND (00103) | KY | 17 | 173.23 | 10.19 | 0
E365.00-OH Conductors and Devices | 2019-08-01 | Non-unitized | 158912-HC1431 Exit Circuit Repl | KY | 0 | 0 | 0 | 0
E365.00-OH Conductors and Devices | 2018-10-31 | INSULATORS - LINE | INSULATORS - LINE | KY | 4 | 390.27 | 97.5675 | 0
E365.00-OH Conductors and Devices | 2019-02-01 | 8 COPPER CONDUCTOR | #8 W.P. COPPER (00138) | KY | 1891 | 0 | 0 | 0
E365.00-OH Conductors and Devices | 2019-06-30 | Non-unitized | 158963-Brown Hotel Vault TOP Repl | KY | 0 | 0 | 0 | 0
E365.00-OH Conductors and Devices | 2018-12-31 | 123,270 ACAR WIRE | 123,270 ACAR WIRE (FT) (07686) | KY | 4101 | 6036.93 | 1.4721 | 0
E365.00-OH Conductors and Devices | 2018-12-31 | 6A COPPER CONDUCTOR | #6A COPPERWELD COPPER (00192) | KY | 300 | 868.77 | 2.8959 | 0
E365.00-OH Conductors and Devices | 2020-09-01 | 336,400 19 STR. ALL ALUMINUM | 336,400 19 STR. ALL ALUMINUM (FT) (07712) | KY | 13026 | 65575.36 | 5.0342 | 0
E365.00-OH Conductors and Devices | 2020-04-01 | Non-unitized | WEST POINT BRIDGE PI | KY | 0 | 0 | 0 | 0
E365.00-OH Conductors and Devices | 2020-04-30 | Non-unitized | 158914-FV Exit Circuit Repl | KY | 0 | 0 | 0 | 0
E365.00-OH Conductors and Devices | 2015-06-30 | RECLOSER | RECLOSER | KY | 3 | 239062 | 79687.3333 | 0
E365.00-OH Conductors and Devices | 2021-01-01 | Non-unitized | CRDCBL340-Taxable-Repl Defective Cable - 00340012 | KY | 0 | 0 | 0 | 0
E365.00-OH Conductors and Devices | 2021-06-30 | Non-unitized | DIST TRANSFER ON CRI | KY | 0 | 0 | 0 | 0
E365.00-OH Conductors and Devices | 2021-09-17 | Non-unitized | DIST UG TRANSFER ON | KY | 0 | 0 | 0 | 0
E365.00-OH Conductors and Devices | 2022-01-01 | Non-unitized | 21TOOL345-Tool Replacement | KY | 0 | 0 | 0 | 0
E365.00-OH Conductors and Devices | 2021-03-31 | WILDLIFE PROTECTION | WILDLIFE PROTECTION | KY | 8 | 1724.24 | 215.53 | 0
E365.00-OH Conductors and Devices | 2022-06-01 | SWITCHES - DISCONNECT NEW | SWITCHES - DISCONNECT | KY | 268 | 561919.04 | 2096.7128 | 0
E365.00-OH Conductors and Devices | 2022-08-01 | RECLOSER | RECLOSER | KY | 1 | 7231.39 | 7231.39 | 0
E365.00-OH Conductors and Devices | 2023-01-01 | Non-unitized | ANBCD343U-Taxable-NB Comm UG 00343012 | KY | 0 | 0 | 0 | 0
E365.00-OH Conductors and Devices | 2017-08-31 | VOLTAGE CONTROL | VOLTAGE CONTROL (00553) | KY | 41 | 134674.91 | 3284.7539 | 0
E365.00-OH Conductors and Devices | 2023-02-16 | 1/0 Aluminum | 1/0 Aluminum | KY | 12184 | 117584.44 | 9.6507 | 0
E365.00-OH Conductors and Devices | 2021-10-01 | SWITCHES - DISCONNECT NEW | SWITCHES - DISCONNECT | KY | 47 | 100161.35 | 2131.0926 | 0
E365.00-OH Conductors and Devices | 2024-01-31 | SWITCHES - CUTOUT NEW | SWITCHES - CUTOUT NEW 07630 | KY | 40 | 34172.2 | 854.305 | 0
E365.00-OH Conductors and Devices | 2024-09-30 | Non-unitized | 172452-ASHBY1205 is one of the circuits identified in the CEMI project for 2024. WR# 7409072 | KY | 1 | 6081.67 | 6081.67 | 0
E365.00-OH Conductors and Devices | 2024-12-31 | Non-unitized | 171648-KYTC I-264 and US42 Interchange Widening The Kentucky Transportation Cabinet (KYTC) has requested that Louisville Gas & Electric (LGE) relocate structures with underbuild distribution in the Taylor-Harrods Creek 69kV line (Circuit 695066) in orde | KY | 4 | 807432.17 | 201858.0425 | 0
E365.00-OH Conductors and Devices | 2024-12-31 | Non-unitized | 173489-17348 JCC Science Building Vault | KY | 4 | 147120.67 | 36780.1675 | 0
E365.00-OH Conductors and Devices | 2025-02-01 | Non-unitized | ANBSV340O-Taxable-NB Elec Serv OH 00340012 | KY | 2 | 25155.59 | 12577.795 | 0
E365.00-OH Conductors and Devices | 2025-05-01 | RECLOSER, MISCELLANEOUS | RECLOSER, MISCELLANEOUS | KY | 19 | 595483.43 | 31341.2332 | 0
E365.00-OH Conductors and Devices | 1981-01-01 | #12 CABLE | MP1981 Overhead Conductors and Devices | KY | 0 | 0 | 0
E365.00-OH Conductors and Devices | 1996-01-01 | 795 MCM ALUMINUM CONDUCTOR | MP1996 Overhead Conductors and Devices | KY | 93972 | 928091.53 | 9.8763 | 0
E365.00-OH Conductors and Devices | 1983-01-01 | 8 COPPER CONDUCTOR | MP1983 Overhead Conductors and Devices | KY | 3 | 0 | 0 | 0
E365.00-OH Conductors and Devices | 1997-01-01 | 20 M.A.W. MESSENGER WIRE | MP1997 Overhead Conductors and Devices | KY | 52388 | 236797.95 | 4.5201 | 0
E365.00-OH Conductors and Devices | 1979-01-01 | TO BE SPREAD OVER ASSETS IN ACCOUNT | MP1979 Overhead Conductors and Devices | KY | 0 | 0 | 0
E365.00-OH Conductors and Devices | 2001-01-01 | CAPACITORS | MP2001 Overhead Conductors and Devices | KY | 62 | 116821.79 | 1884.2224 | 0
E365.00-OH Conductors and Devices | 1989-01-01 | ARRESTERS - DISTRIBUTION | MP1989 Overhead Conductors and Devices | KY | 3438 | 379705.84 | 110.4438 | 0
E365.00-OH Conductors and Devices | 1973-01-01 | 195,700 ACAR WIRE | MP1973 Overhead Conductors and Devices | KY | 44929 | 17545.69 | 0.39052 | 0
E365.00-OH Conductors and Devices | 1975-01-01 | 123,270 ACAR WIRE | MP1975 Overhead Conductors and Devices | KY | 272354 | 120186.77 | 0.44129 | 0
E365.00-OH Conductors and Devices | 1990-01-01 | 6 COPPER CONDUCTOR | MP1990 Overhead Conductors and Devices | KY | 5278 | 8460.88 | 1.603 | 0
E365.00-OH Conductors and Devices | 1935-01-01 | 4/0 CONDUCTOR | MP1935 Overhead Conductors and Devices | KY | 0 | 0 | 0 | 0
E365.00-OH Conductors and Devices | 1991-01-01 | FISHER PIERCE CURRENT CONTROL | MP1991 Overhead Conductors and Devices | KY | 29 | 33502.11 | 1155.2452
E365.00-OH Conductors and Devices | 1980-01-01 | #2 Triplex | MP1980 Overhead Conductors and Devices | KY | 12662 | 15105.24 | 1.193 | 0
E365.00-OH Conductors and Devices | 2000-01-01 | #12 CABLE | MP2000 Overhead Conductors and Devices | KY | 0 | 0 | 0
E365.00-OH Conductors and Devices | 1965-01-01 | 3/0 CONDUCTOR | #3/0 CONDUCTOR | KY | 28355 | 7308.03 | 0.25773 | 0
E365.00-OH Conductors and Devices | 2003-01-01 | 20 M.A.W. MESSENGER WIRE | MP2003 Overhead Conductors and Devices | KY | 37003 | 93031.77 | 2.5142 | 0
E365.00-OH Conductors and Devices | 1965-01-01 | ARRESTERS - DISTRIBUTION | DISTRIBUTION ARRESTERS | KY | 2 | 73.46 | 36.73
E365.00-OH Conductors and Devices | 2007-01-01 | SWITCHES - DISCONNECT NEW | MP2007 Overhead Conductors and Devices | KY | 30 | 35781.62 | 1192.7207
E365.00-OH Conductors and Devices | 2003-01-01 | 350 MCM COPPER CONDUCTOR | MP2003 Overhead Conductors and Devices | KY | 1009 | 5700.36 | 5.6495 | 0
E365.00-OH Conductors and Devices | 2008-05-01 | Non-unitized | BRADBE FARM | KY | 0 | 0 | 0 | 0
E365.00-OH Conductors and Devices | 2008-05-01 | Non-unitized | 1043198 | KY | 0 | 0 | 0
E365.00-OH Conductors and Devices | 2008-05-01 | Non-unitized | 3400 OLD SLIGO RD 40031 | KY | 0 | 0 | 0
E365.00-OH Conductors and Devices | 2008-05-01 | Non-unitized | 1243876 | KY | 0 | 0 | 0 | 0
E365.00-OH Conductors and Devices | 2008-05-01 | Non-unitized | 7301 JEFFERSON BV. 40219 | KY | 0 | 0 | 0
E365.00-OH Conductors and Devices | 2008-05-01 | Non-unitized | 400 E MAIN ST. 40202 | KY | 0 | 0 | 0 | 0
E365.00-OH Conductors and Devices | 2008-05-01 | Non-unitized | 5309 VALLEY STATION RD 40272 | KY | 0 | 0 | 0 | 0
E365.00-OH Conductors and Devices | 2008-05-01 | Non-unitized | 3900 HIGHWAY 42 40055 | KY | 0 | 0 | 0 | 0
E365.00-OH Conductors and Devices | 2008-05-01 | Non-unitized | 4047 ORMOND RD 40207 | KY | 0 | 0 | 0 | 0
E365.00-OH Conductors and Devices | 2008-05-01 | Non-unitized | CITATION COMMONS APT COMPLEX | KY | 0 | 0 | 0 | 0
E365.00-OH Conductors and Devices | 2008-05-01 | Non-unitized | 1067175 | KY | 0 | 0 | 0 | 0
E365.00-OH Conductors and Devices | 2008-05-01 | Non-unitized | 2503 GRINSTEAD DR 40206 | KY | 0 | 0 | 0
E365.00-OH Conductors and Devices | 2008-05-01 | Non-unitized | 5003 DUNVEGAN RD 40222 | KY | 0 | 0 | 0 | 0
E365.00-OH Conductors and Devices | 2008-05-01 | Non-unitized | 6509 OLD ZARING RD 40014 | KY | 0 | 0 | 0 | 0
E365.00-OH Conductors and Devices | 2008-05-01 | Non-unitized | 6240 OLD LAGRANGE RD 40014 | KY | 0 | 0 | 0
E365.00-OH Conductors and Devices | 2008-05-01 | Non-unitized | 1158845 | KY | 0 | 0 | 0
E365.00-OH Conductors and Devices | 2008-05-01 | Non-unitized | 1368606 | KY | 0 | 0 | 0 | 0
E365.00-OH Conductors and Devices | 2008-05-01 | Non-unitized | 1306624 | KY | 0 | 0 | 0 | 0
E365.00-OH Conductors and Devices | 1985-01-01 | SWITCHES - CUTOUT NEW | MP1985 Overhead Conductors and Devices | KY | 679 | 101857.07 | 150.0104 | 0
E365.00-OH Conductors and Devices | 2008-10-01 | Non-unitized | 931565 | KY | 0 | 0 | 0
E365.00-OH Conductors and Devices | 2009-04-01 | Non-unitized | PADDOCK AT EASTPOINT - PH II | KY | 0 | 0 | 0
E365.00-OH Conductors and Devices | 2009-04-01 | Non-unitized | WHITTINGHILL PROPERTY (5 LOTS) | KY | 0 | 0 | 0 | 0
E365.00-OH Conductors and Devices | 2009-01-01 | Non-unitized | 1351897 | KY | 0 | 0 | 0 | 0
E365.00-OH Conductors and Devices | 2009-05-01 | Non-unitized | 1209877 | KY | 0 | 0 | 0
E365.00-OH Conductors and Devices | 2009-01-01 | Non-unitized | 228 BIRCHWOOD AVE 40206 | KY | 0 | 0 | 0
E365.00-OH Conductors and Devices | 2009-07-01 | Non-unitized | 485 OLD FORD RD 40165 | KY | 0 | 0 | 0 | 0
E365.00-OH Conductors and Devices | 2009-07-01 | Non-unitized | 421 ADAM SHEPHERD PY 40165 | KY | 0 | 0 | 0
E365.00-OH Conductors and Devices | 2009-08-01 | Non-unitized | 1525 PARKER HOLLOW DR 40223 | KY | 0 | 0 | 0 | 0
E365.00-OH Conductors and Devices | 2009-07-01 | Non-unitized | 1536 STORY AVE 40206 | KY | 0 | 0 | 0
E365.00-OH Conductors and Devices | 2005-01-01 | 6A COPPER CONDUCTOR | MP2005 Overhead Conductors and Devices | KY | 0 | 0 | 0 | 0
E365.00-OH Conductors and Devices | 2008-05-01 | Non-unitized | 1063424 | KY | 0 | 0 | 0
E365.00-OH Conductors and Devices | 2009-01-31 | SWITCHES - CUTOUT NEW | SWITCHES - CUTOUT NEW 07630 | KY | 38 | 21808.07 | 573.8966 | 0
E365.00-OH Conductors and Devices | 2008-05-01 | Non-unitized | 8912 CANE RUN RD | KY | 0 | 0 | 0
E365.00-OH Conductors and Devices | 2009-12-19 | 1/0 CABLE | 1/0 CABLE | KY | 2331 | 12613.45 | 5.4112
E365.00-OH Conductors and Devices | 2010-01-01 | Non-unitized | 100 TRAFALGAR SQ 5 APT 40218 | KY | 0 | 0 | 0 | 0
E365.00-OH Conductors and Devices | 2008-05-01 | Non-unitized | WASHINGTON GREEN - OH 3Ø TO PUMPS | KY | 0 | 0 | 0
E365.00-OH Conductors and Devices | 2010-01-01 | Non-unitized | 1434926 | KY | 0 | 0 | 0 | 0
E365.00-OH Conductors and Devices | 2008-12-31 | 336,400 19 STR. ALL ALUMINUM | 336,400 19 STR. ALL ALUMINUM (FT) (07712) | KY | 2784 | 12281.03 | 4.4113
E365.00-OH Conductors and Devices | 2010-01-01 | Non-unitized | 8502 SPEER LN 40014 | KY | 0 | 0 | 0
E365.00-OH Conductors and Devices | 2010-04-01 | Non-unitized | 6508 OLD FLOYDSBURG RD 40056 | KY | 0 | 0 | 0 | 0
E365.00-OH Conductors and Devices | 1970-01-01 | 6 COPPER CONDUCTOR | #6 BARE COPPER | KY | 35 | 10.89 | 0.31114
E365.00-OH Conductors and Devices | 1970-01-01 | CAPACITORS | MP1970 Overhead Conductors and Devices | KY | 1 | 104.46 | 104.46
E365.00-OH Conductors and Devices | 2008-05-01 | Non-unitized | 3303 GILMORE INDUSTRIAL BLVD 40213 | KY | 0 | 0 | 0 | 0
E365.00-OH Conductors and Devices | 2008-05-01 | Non-unitized | 3525 Dutchmans Lane 40205 | KY | 0 | 0 | 0 | 0
E365.00-OH Conductors and Devices | 2008-05-01 | Non-unitized | 10314 WESTPORT RD 40241 | KY | 0 | 0 | 0 | 0
E365.00-OH Conductors and Devices | 2008-10-01 | Non-unitized | 1565157 | KY | 0 | 0 | 0 | 0
E365.00-OH Conductors and Devices | 2010-01-01 | Non-unitized | 2850 AXTON LN 40026 | KY | 0 | 0 | 0 | 0
E365.00-OH Conductors and Devices | 2010-04-01 | Non-unitized | 600 MERRIT AV REAR 40208 | KY | 0 | 0 | 0 | 0
E365.00-OH Conductors and Devices | 2010-05-01 | Non-unitized | 920 S 1ST ST 40203 | KY | 0 | 0 | 0 | 0
E365.00-OH Conductors and Devices | 2010-08-01 | Non-unitized | VIXEN ROAD 40077 | KY | 0 | 0 | 0 | 0
E365.00-OH Conductors and Devices | 2010-08-01 | Non-unitized | 1008 S 15TH ST 40210 | KY | 0 | 0 | 0 | 0
E365.00-OH Conductors and Devices | 2010-07-01 | Non-unitized | 2103 EASTERN PKY 40204 | KY | 0 | 0 | 0 | 0
E365.00-OH Conductors and Devices | 2010-10-01 | Non-unitized | 9424 SHELBYVILLE ROAD 40223 | KY | 0 | 0 | 0 | 0
E365.00-OH Conductors and Devices | 2011-12-31 | RECLOSER, MISCELLANEOUS | RECLOSER, MISCELLANEOUS (06282) | KY | 8 | 57959.22 | 7244.9025 | 0
E365.00-OH Conductors and Devices | 2010-12-31 | Non-unitized | COLLINS CIRCUIT WORK | KY | 0 | 0 | 0 | 0
E365.00-OH Conductors and Devices | 2011-03-31 | 4 COPPER CONDUCTOR | #4 W.P. COPPER (00141) | KY | 3024 | 72437.42 | 23.9542 | 0
E365.00-OH Conductors and Devices | 2011-03-31 | 1/0 CONDUCTOR | 1/0 CONDUCTOR | KY | 2970 | 25225.18 | 8.4933 | 0
E365.00-OH Conductors and Devices | 2011-04-01 | Non-unitized | 12337 SHELBYVILLE RD SIGN 40243 | KY | 0 | 0 | 0 | 0
E365.00-OH Conductors and Devices | 2011-09-01 | 4/0 CONDUCTOR | #4/0 CONDUCTOR (00148) | KY | 4200 | 26548.55 | 6.3211 | 0
E365.00-OH Conductors and Devices | 2011-07-01 | Non-unitized | 1421 HESS LANE 40217 | KY | 0 | 0 | 0 | 0
E365.00-OH Conductors and Devices | 2012-01-01 | Non-unitized | 4518 LINCOLN RD 40220 | KY | 0 | 0 | 0 | 0
E365.00-OH Conductors and Devices | 2013-01-31 | WILDLIFE PROTECTION | WILDLIFE PROTECTION | KY | 7 | 4400.02 | 628.5743 | 0
E365.00-OH Conductors and Devices | 2013-05-01 | Non-unitized | CRPOLE340-Pole Repair/Replace - 003400 | KY | 0 | 0 | 0 | 0
E365.00-OH Conductors and Devices | 2013-06-28 | Non-unitized | Electronic Reclosers | KY | 0 | 0 | 0 | 0
E365.00-OH Conductors and Devices | 2013-06-26 | RECLOSER, MISCELLANEOUS | RECLOSER, MISCELLANEOUS (06282) | KY | 1 | 32827.17 | 32827.17 | 0
E365.00-OH Conductors and Devices | 2013-07-31 | 123,270 ACAR WIRE | 123,270 ACAR WIRE (FT) (07686) | KY | 2190 | 2835.13 | 1.2946 | 0
E365.00-OH Conductors and Devices | 2013-06-25 | ARRESTERS - OVERHEAD | ARRESTERS - OVERHEAD | KY | 110 | 18895.54 | 171.7776 | 0
E365.00-OH Conductors and Devices | 2013-08-31 | ARRESTERS - OVERHEAD | ARRESTERS - OVERHEAD | KY | 72 | 26619.38 | 369.7136 | 0
E365.00-OH Conductors and Devices | 2013-12-31 | SWITCHES - CUTOUT NEW | SWITCHES - CUTOUT NEW 07630 | KY | 623 | 299729.28 | 481.1064 | 0
E365.00-OH Conductors and Devices | 2013-12-31 | 123,270 ACAR WIRE | 123,270 ACAR WIRE (FT) (07686) | KY | 4300 | 15921.85 | 3.7028 | 0
E365.00-OH Conductors and Devices | 2014-02-28 | 6 COPPER CONDUCTOR | #6 BARE COPPER (00168) | KY | 7850 | 47379.18 | 6.0356 | 0
E365.00-OH Conductors and Devices | 2013-11-30 | ARRESTERS - OVERHEAD | ARRESTERS - OVERHEAD | KY | 148 | 33104.52 | 223.6792 | 0
E365.00-OH Conductors and Devices | 2014-06-30 | VACUUM INTERRUPTER | VACUUM INTERRUPTER (07198) | KY | 27 | 51444.43 | 1905.3493 | 0
E365.00-OH Conductors and Devices | 2014-03-25 | SWITCHES - CUTOUT NEW | SWITCHES - CUTOUT NEW 07630 | KY | 1 | 633.99 | 633.99 | 0
E365.00-OH Conductors and Devices | 2015-10-31 | 500 MCM COPPER CONDUCTOR | #500 MCM W.P. COPPER (00155) | KY | 114 | 2161.55 | 18.961 | 0
E365.00-OH Conductors and Devices | 2015-08-31 | #2 Triplex | #2 Triplex | KY | 428 | 7716.11 | 18.0283 | 0
E365.00-OH Conductors and Devices | 2016-02-01 | Non-unitized | CSTRM323-060815-I-Taxable-060815-I-Taxable-.11 | KY | 0 | 0 | 0 | 0
E365.00-OH Conductors and Devices | 2016-10-31 | 500 MCM COPPER CONDUCTOR | #500 MCM W.P. COPPER (00155) | KY | 350 | 8670.31 | 24.7723 | 0
E365.00-OH Conductors and Devices | 2016-02-29 | RECLOSER, MISCELLANEOUS | RECLOSER, MISCELLANEOUS (06282) | KY | 2 | 85042.21 | 42521.105 | 0
E365.00-OH Conductors and Devices | 2016-10-31 | SWITCHES - GROUP OPERATED | SWITCHES - GROUP OPERATED 07632 | KY | 2 | 40647.78 | 20323.89 | 0
E365.00-OH Conductors and Devices | 2016-10-31 | 1/0 Triplex | 1/0 Triplex | KY | 494 | 2432.42 | 4.9239 | 0
E365.00-OH Conductors and Devices | 2017-12-31 | Non-unitized | 153480-AB 1205 Ckt Hardening 2017 Replacing 3-phase and single phase wire, poles, transformers and fueses to improve performance of circuit. | KY | 0 | 0 | 0 | 0
E365.00-OH Conductors and Devices | 2018-10-31 | Non-unitized | NONE | KY | 0 | 0 | 0 | 0
E365.00-OH Conductors and Devices | 2019-02-01 | Non-unitized | CRDCBL340-Taxable-Repl Defective Cable - 00340012 | KY | 5 | 0 | 0 | 0
E365.00-OH Conductors and Devices | 2019-09-30 | Non-unitized | NONE | KY | 0 | 0 | 0 | 0
E365.00-OH Conductors and Devices | 2019-12-31 | Non-unitized | 151485-LEO DWNTWN NTWK VAULT RPR 2019 | KY | 0 | 0 | 0 | 0
E365.00-OH Conductors and Devices | 2019-12-31 | 1/0 CABLE | 1/0 CABLE | KY | 15277 | 118857.68 | 7.7802 | 0
E365.00-OH Conductors and Devices | 2019-09-30 | ARRESTERS - OVERHEAD | ARRESTERS - OVERHEAD | KY | 2 | 615.48 | 307.74 | 0
E365.00-OH Conductors and Devices | 2020-04-30 | 795 MCM ALUMINUM CONDUCTOR | #795 MCM ALL ALUM BARE (00122) | KY | 730 | 29669.86 | 40.6436 | 0
E365.00-OH Conductors and Devices | 2020-10-01 | 336,400 19 STR. ALL ALUMINUM | 336,400 19 STR. ALL ALUMINUM (FT) (07712) | KY | 1919 | 4766.94 | 2.4841 | 0
E365.00-OH Conductors and Devices | 2020-10-01 | ARRESTERS - OVERHEAD | ARRESTERS - OVERHEAD | KY | 26 | 2861.9 | 110.0731 | 0
E365.00-OH Conductors and Devices | 2021-03-01 | RECLOSER, MISCELLANEOUS | RECLOSER, MISCELLANEOUS | KY | 49 | 1530958.11 | 31244.0431 | 0
E365.00-OH Conductors and Devices | 2021-12-15 | Non-unitized | 161805-Grady Exit Cable Repl | KY | 0 | 0 | 0 | 0
E365.00-OH Conductors and Devices | 2020-09-24 | 350 MCM COPPER CONDUCTOR | #350 MCM BARE COPPER (00183) | KY | 636 | -3813.4 | -5.9959 | 0
E365.00-OH Conductors and Devices | 2022-06-01 | 8 COPPER CONDUCTOR | #8 W.P. COPPER (00138) | KY | 25035 | 70431.82 | 2.8133 | 0
E365.00-OH Conductors and Devices | 2023-02-01 | Non-unitized | Investment | KY | 0 | 0 | 0 | 0
E365.00-OH Conductors and Devices | 2023-02-01 | 4/0 CONDUCTOR | #4/0 CONDUCTOR (00148) | KY | 11513 | 615935.87 | 53.4992 | 0
E365.00-OH Conductors and Devices | 2023-03-31 | WILDLIFE PROTECTION | WILDLIFE PROTECTION | KY | 10 | 16833.13 | 1683.313 | 0
E365.00-OH Conductors and Devices | 2023-08-30 | Non-unitized | 169986-OX1274 Areas 6 and 7 is one of the circuits identified in the System Hardening project for 2023. WR#s -6741299 ,6756309, 6769678 and 6769679 | KY | 0 | 0 | 0 | 0
E365.00-OH Conductors and Devices | 2024-01-31 | Non-unitized | 23TOOL344 Tool Repl | KY | 0 | 0 | 0 | 0
E365.00-OH Conductors and Devices | 2024-05-31 | #795 MCM ACSR BARE | #795 MCM ACSR BARE | KY | 4824 | 43949.26 | 9.1105 | 0
E365.00-OH Conductors and Devices | 2025-04-01 | MARKERS, AERIAL WIRE | MARKERS, AERIAL WIRE | KY | 18 | 50189.15 | 2788.2861 | 0
E365.00-OH Conductors and Devices | 2025-03-01 | 3/0 CONDUCTOR | #3/0 CONDUCTOR (00176) | KY | 70 | 11482.86 | 164.0409 | 0
E365.00-OH Conductors and Devices | 2024-03-31 | #795 MCM ACSR BARE | #795 MCM ACSR BARE | KY | 6588 | 229709.44 | 34.8679 | 0
E365.00-OH Conductors and Devices | 2025-02-01 | Non-unitized | ASYSEN340-Taxable-Sys Enhance 00340012 Any improvements/upgrades to the electric/gas distribution system for the benefit of existing customers, but does not include load growth or expansion of a specific customer, this would be charged to a Connect New | KY | 5 | 15293.26 | 3058.652 | 0
E365.00-OH Conductors and Devices | 2022-03-31 | Non-unitized | CNBCD340U-NB Comm UG - 003400 | KY | 6 | 0 | 0 | 0
E365.00-OH Conductors and Devices | 2024-03-31 | 6 COPPER CONDUCTOR | #6 BARE COPPER (00168) | KY | 12092 | 155869.38 | 12.8903 | 0
E365.00-OH Conductors and Devices | 1980-01-01 | 8 COPPER CONDUCTOR | MP1980 Overhead Conductors and Devices | KY | 2 | 0 | 0 | 0
E365.00-OH Conductors and Devices | 1992-01-01 | SKY WIRE | MP1992 Overhead Conductors and Devices | KY | 524 | 1220.8 | 2.3298
E365.00-OH Conductors and Devices | 1996-01-01 | 3/0 CONDUCTOR | MP1996 Overhead Conductors and Devices | KY | 7816 | 59272.09 | 7.5834 | 0
E365.00-OH Conductors and Devices | 1966-01-01 | 500 MCM COPPER CONDUCTOR | MP1966 Overhead Conductors and Devices | KY | 232 | 420.93 | 1.8144 | 0
E365.00-OH Conductors and Devices | 1968-01-01 | 336,400 19 STR. ALL ALUMINUM | MP1968 Overhead Conductors and Devices | KY | 396361 | 193733.21 | 0.48878 | 0
E365.00-OH Conductors and Devices | 1988-01-01 | #2 Triplex | MP1988 Overhead Conductors and Devices | KY | 3572 | 7751.18 | 2.17 | 0
E365.00-OH Conductors and Devices | 1980-01-01 | 6 COPPER CONDUCTOR | MP1980 Overhead Conductors and Devices | KY | 7204 | 4702.96 | 0.65283 | 0
E365.00-OH Conductors and Devices | 1994-01-01 | RECLOSER, MISCELLANEOUS | MP1994 Overhead Conductors and Devices | KY | 11 | 60613.36 | 5510.3055 | 0
E365.00-OH Conductors and Devices | 1935-01-01 | 4/0 CONDUCTOR | #4 CONDUCTOR | KY | 3982 | 926.16 | 0.23259 | 0
E365.00-OH Conductors and Devices | 1968-01-01 | 1000 MCM CONDUCTOR | #1000 MCM CONDUCTOR | KY | 3 | 14.16 | 4.72 | 0
E365.00-OH Conductors and Devices | 2007-01-01 | 2/0 COPPER CONDUCTOR | MP2007 Overhead Conductors and Devices | KY | 406 | 4000.48 | 9.8534 | 0
E365.00-OH Conductors and Devices | 1976-01-01 | CAPACITORS | MP1976 Overhead Conductors and Devices | KY | 16 | 2405.85 | 150.3656 | 0
E365.00-OH Conductors and Devices | 2005-01-01 | 6 COPPER CONDUCTOR | MP2005 Overhead Conductors and Devices | KY | 35302 | 228975.96 | 6.4862 | 0
E365.00-OH Conductors and Devices | 1998-01-01 | MISCELLANEOUS EQUIPMENT | MP1998 Overhead Conductors and Devices | KY | 0 | 0 | 0
E365.00-OH Conductors and Devices | 2006-01-01 | ARRESTERS - DISTRIBUTION | MP2006 Overhead Conductors and Devices | KY | 910 | 119911.41 | 131.7708
E365.00-OH Conductors and Devices | 2005-01-01 | 2/0 COPPER CONDUCTOR | MP2005 Overhead Conductors and Devices | KY | 1175 | 15594.25 | 13.2717 | 0
E365.00-OH Conductors and Devices | 2008-05-01 | Non-unitized | 1193054 | KY | 0 | 0 | 0
E365.00-OH Conductors and Devices | 2008-05-01 | Non-unitized | 9910 WHIPPS MILL RD 40223 | KY | 0 | 0 | 0
E365.00-OH Conductors and Devices | 2008-05-01 | Non-unitized | 7665 National Turnpike 40214 | KY | 0 | 0 | 0 | 0
E365.00-OH Conductors and Devices | 2008-05-01 | Non-unitized | 2673 OUTER LOOP SIX 40214 | KY | 0 | 0 | 0
E365.00-OH Conductors and Devices | 2008-05-01 | Non-unitized | 12709 TAYLORSVILLE RD | KY | 0 | 0 | 0 | 0
E365.00-OH Conductors and Devices | 2008-05-01 | Non-unitized | 2440 S FLOYD ST 40209 | KY | 0 | 0 | 0 | 0
E365.00-OH Conductors and Devices | 2008-05-01 | Non-unitized | 3600 BARDSTOWN RD 40218 | KY | 0 | 0 | 0 | 0
E365.00-OH Conductors and Devices | 2008-05-01 | Non-unitized | 1709 W MAIN ST 40203 | KY | 0 | 0 | 0 | 0
E365.00-OH Conductors and Devices | 2008-05-01 | Non-unitized | 1111595 | KY | 0 | 0 | 0
E365.00-OH Conductors and Devices | 2008-05-01 | Non-unitized | 5218 VALLEY STATION RD. 40272 | KY | 0 | 0 | 0 | 0
E365.00-OH Conductors and Devices | 2008-05-01 | Non-unitized | 8900 ADRIENNE WAY 40245 | KY | 0 | 0 | 0 | 0
E365.00-OH Conductors and Devices | 2008-05-01 | Non-unitized | 515 DORSEY WAY 40223 | KY | 0 | 0 | 0 | 0
E365.00-OH Conductors and Devices | 2008-05-01 | Non-unitized | 6904-6908 NORLYNN DR 40228 | KY | 0 | 0 | 0
E365.00-OH Conductors and Devices | 2008-05-01 | Non-unitized | 2401 MILLERS LN 40216 | KY | 0 | 0 | 0 | 0
E365.00-OH Conductors and Devices | 2008-05-01 | Non-unitized | 1449134 | KY | 0 | 0 | 0
E365.00-OH Conductors and Devices | 2008-05-01 | Non-unitized | 7920 WOLF PEN LN 40059 | KY | 0 | 0 | 0 | 0
E365.00-OH Conductors and Devices | 2000-01-01 | SWITCHES - CUTOUT NEW | MP2000 Overhead Conductors and Devices | KY | 1935 | 324260.6 | 167.5765 | 0
E365.00-OH Conductors and Devices | 2008-10-01 | Non-unitized | 1449367 | KY | 0 | 0 | 0
E365.00-OH Conductors and Devices | 2008-10-01 | Non-unitized | 1517379 | KY | 0 | 0 | 0
E365.00-OH Conductors and Devices | 2008-10-01 | Non-unitized | 1657376 | KY | 0 | 0 | 0 | 0
E365.00-OH Conductors and Devices | 2009-01-01 | Non-unitized | 1617366 | KY | 0 | 0 | 0
E365.00-OH Conductors and Devices | 2008-08-31 | ARRESTERS - NEW | ARRESTERS - NEW (06334) | KY | 17 | 6586.1 | 387.4176 | 0
E365.00-OH Conductors and Devices | 1965-01-01 | 4/0 CONDUCTOR | #4/0 COUNDUCTOR | KY | 1298 | 624.4 | 0.48105 | 0
E365.00-OH Conductors and Devices | 2009-07-01 | Non-unitized | 720 OXMOOR AVE 40222 | KY | 0 | 0 | 0
E365.00-OH Conductors and Devices | 2009-08-01 | Non-unitized | 330 S HUBBARDS LN 40207 | KY | 0 | 0 | 0 | 0
E365.00-OH Conductors and Devices | 2008-12-31 | ARRESTERS - NEW | ARRESTERS - NEW (06334) | KY | 1 | 206.4 | 206.4 | 0
E365.00-OH Conductors and Devices | 2008-11-01 | Non-unitized | REAR 3100 KAYELAWN DR. 40220 | KY | 0 | 0 | 0
E365.00-OH Conductors and Devices | 2009-04-01 | Non-unitized | U S HIGHWAY 42 40241 | KY | 0 | 0 | 0 | 0
E365.00-OH Conductors and Devices | 2008-05-01 | Non-unitized | 400 E MAIN ST 40202 | KY | 0 | 0 | 0
E365.00-OH Conductors and Devices | 2010-10-31 | 4/0 CONDUCTOR | #4/0 CONDUCTOR (00148) | KY | 27804 | 427552.9 | 15.3774 | 0
E365.00-OH Conductors and Devices | 2008-10-01 | Non-unitized | 1446916 | KY | 0 | 0 | 0
E365.00-OH Conductors and Devices | 2010-01-01 | Non-unitized | 1180 JOHNSON RD. | KY | 0 | 0 | 0 | 0
E365.00-OH Conductors and Devices | 2010-01-01 | Non-unitized | 2800 TAYLORSVILLE ROAD 40205 | KY | 0 | 0 | 0 | 0
E365.00-OH Conductors and Devices | 2010-04-01 | Non-unitized | 2800 BLK HALLS HILL RD 40014 | KY | 0 | 0 | 0 | 0
E365.00-OH Conductors and Devices | 2008-05-01 | Non-unitized | 1602 Cedar Point Road 40031 | KY | 0 | 0 | 0 | 0
E365.00-OH Conductors and Devices | 2008-05-01 | Non-unitized | 6190 SHRADER LN 40031 | KY | 0 | 0 | 0 | 0
E365.00-OH Conductors and Devices | 2008-05-01 | Non-unitized | 3419 LEXINGTON RD 40207 | KY | 0 | 0 | 0
E365.00-OH Conductors and Devices | 2008-05-01 | Non-unitized | 11710 SHELBYVILLE RD 40243 | KY | 0 | 0 | 0 | 0
E365.00-OH Conductors and Devices | 2008-11-01 | Non-unitized | 138 BROADWAY ST. 40108 | KY | 0 | 0 | 0 | 0
E365.00-OH Conductors and Devices | 2008-11-01 | Non-unitized | 11403 PARK RD 40223 | KY | 0 | 0 | 0 | 0
E365.00-OH Conductors and Devices | 2009-06-30 | CONDUCTOR | CONDUCTOR - (MISC) (06426) | KY | 5052 | 3285.88 | 0.65041 | 0
E365.00-OH Conductors and Devices | 2010-03-31 | 6 COPPER CONDUCTOR | #6 BARE COPPER (00168) | KY | 285 | 77.72 | 0.2727 | 0
E365.00-OH Conductors and Devices | 2010-08-01 | CONDUCTOR | CONDUCTOR - (MISC) (06426) | KY | 3500 | 8282.77 | 2.3665 | 0
E365.00-OH Conductors and Devices | 2010-11-01 | ARRESTERS - OVERHEAD | ARRESTERS - OVERHEAD | KY | 36 | 13624.04 | 378.4456 | 0
E365.00-OH Conductors and Devices | 2011-01-01 | 4/0 CONDUCTOR | #4/0 CONDUCTOR (00148) | KY | 650 | 24387.31 | 37.5189 | 0
E365.00-OH Conductors and Devices | 2011-04-01 | Non-unitized | 330 MASONIC HOME DR 40041 | KY | 1 | 0 | 0 | 0
E365.00-OH Conductors and Devices | 2011-05-01 | Non-unitized | 226 WATER ST POOL 40047 | KY | 0 | 0 | 0 | 0
E365.00-OH Conductors and Devices | 2011-04-01 | Non-unitized | 5528 HIGHWAY 524 40077 | KY | 0 | 0 | 0 | 0
E365.00-OH Conductors and Devices | 2011-04-01 | Non-unitized | Investment | KY | 0 | 0 | 0 | 0
E365.00-OH Conductors and Devices | 2012-04-30 | 500 MCM COPPER CONDUCTOR | #500 MCM W.P. COPPER (00155) | KY | 60 | 4949.43 | 82.4905 | 0
E365.00-OH Conductors and Devices | 2012-03-31 | ARRESTERS - NEW | ARRESTERS - NEW (06334) | KY | 160 | 48605.26 | 303.7829 | 0
E365.00-OH Conductors and Devices | 2012-01-31 | Non-unitized | LG&E MAJOR STORM 081311 | KY | 0 | 0 | 0 | 0
E365.00-OH Conductors and Devices | 2012-03-31 | 6 COPPER CONDUCTOR | #6 BARE COPPER (00168) | KY | 17046 | 81726.57 | 4.7945 | 0
E365.00-OH Conductors and Devices | 2011-12-31 | SWITCHES - DISCONNECT NEW | SWITCHES - DISCONNECT NEW 07631 | KY | 21 | 34093.46 | 1623.4981 | 0
E365.00-OH Conductors and Devices | 2012-02-01 | Non-unitized | Cap.Install Work | KY | 0 | 0 | 0 | 0
E365.00-OH Conductors and Devices | 2012-12-18 | 1/0 CABLE | 1/0 CABLE | KY | 78 | 3677.24 | 47.1441 | 0
E365.00-OH Conductors and Devices | 2013-09-15 | Non-unitized | Ckt PL-1270 | KY | 0 | 0 | 0 | 0
E365.00-OH Conductors and Devices | 2013-09-13 | 636 MCM ALUMINUM CONDUCTOR | #636 MCM ALL ALUM POLY (00129) | KY | 1425 | 8032.91 | 5.6371 | 0
E365.00-OH Conductors and Devices | 2014-01-01 | 500 MCM COPPER CONDUCTOR | #500 MCM W.P. COPPER (00155) | KY | 468 | 23501.25 | 50.2163 | 0
E365.00-OH Conductors and Devices | 2014-02-28 | ARRESTERS - OVERHEAD | ARRESTERS - OVERHEAD | KY | 7 | 1280.37 | 182.91 | 0
E365.00-OH Conductors and Devices | 2014-12-31 | 80 MCM ACSR CONDUCTOR | #80 MCM ACSR BARE (00114) | KY | 500 | 2106.82 | 4.2136 | 0
E365.00-OH Conductors and Devices | 2014-12-31 | Non-unitized | CKT TERRY 1244 (TE1244) | KY | 0 | 0 | 0 | 0
E365.00-OH Conductors and Devices | 2015-10-31 | Non-unitized | Skylight (SK) 1128 CIFI 2015 | KY | 0 | 0 | 0 | 0
E365.00-OH Conductors and Devices | 2014-12-31 | Non-unitized | LGE CEMI 2014 | KY | 0 | 0 | 0 | 0
E365.00-OH Conductors and Devices | 1979-03-01 | Estimated Retirement | TIPTOP3311 (TT3311) REBLD SEC | KY | 0 | 0 | 0 | 0
E365.00-OH Conductors and Devices | 2015-11-30 | RECLOSER | RECLOSER, MISCELLANEOUS (06282) | KY | 1 | 181384.2 | 181384.2 | 0
E365.00-OH Conductors and Devices | 2012-12-31 | Non-unitized | 1714 RANGELAND RD 40219 | KY | 0 | 0 | 0 | 0
E365.00-OH Conductors and Devices | 2016-03-31 | 4 COPPER CONDUCTOR | #4 W.P. COPPER (00141) | KY | 22148 | 48570.66 | 2.193 | 0
E365.00-OH Conductors and Devices | 2016-10-31 | Non-unitized | SCM2016 LGE REPL LGCY OIL BRKR | KY | 0 | 0 | 0 | 0
E365.00-OH Conductors and Devices | 2017-08-01 | Non-unitized | CCAPR340-Taxable-Capital CAP/REG/RECL - 00340012 | KY | 0 | 0 | 0 | 0
E365.00-OH Conductors and Devices | 2017-09-30 | Non-unitized | CLM042817 | KY | 0 | 0 | 0 | 0
E365.00-OH Conductors and Devices | 2018-09-30 | Non-unitized | 153671-Taxable-Kenwood 1155 CIFI 2017122222 Replace poles, transformers and cutouts, and install switches to improve reliability. | KY | 0 | 0 | 0 | 0
E365.00-OH Conductors and Devices | 2018-12-31 | ARRESTERS - OVERHEAD | ARRESTERS - OVERHEAD | KY | 277 | 94868.85 | 342.4868 | 0
E365.00-OH Conductors and Devices | 2019-12-01 | 8 COPPER CONDUCTOR | #8 W.P. COPPER (00138) | KY | 22217 | 12033.52 | 0.54164 | 0
E365.00-OH Conductors and Devices | 2019-02-28 | Non-unitized | 158315-TA1173 Exit Circuit | KY | 0 | 0 | 0 | 0
E365.00-OH Conductors and Devices | 2018-12-31 | WILDLIFE PROTECTION | WILDLIFE PROTECTION | KY | 11 | 34519.08 | 3138.0982 | 0
E365.00-OH Conductors and Devices | 2020-01-01 | Non-unitized | CNBCD340O-NB Comm OH - 003400 | KY | 0 | 0 | 0 | 0
E365.00-OH Conductors and Devices | 2020-02-29 | INSULATORS - LINE | INSULATORS - LINE | KY | 653 | 41063.71 | 62.8847 | 0
E365.00-OH Conductors and Devices | 2020-09-01 | 195,700 ACAR WIRE | 195,700 ACAR WIRE (FT) (07711) | KY | 21082 | 34415.62 | 1.6325 | 0
E365.00-OH Conductors and Devices | 2018-11-30 | RECLOSER, MISCELLANEOUS | RECLOSER, MISCELLANEOUS | KY | 1 | 77675.56 | 77675.56 | 0
E365.00-OH Conductors and Devices | 2020-06-30 | ARRESTERS - OVERHEAD | ARRESTERS - OVERHEAD | KY | 90 | 17622.54 | 195.806 | 0
E365.00-OH Conductors and Devices | 2021-01-01 | Non-unitized | ANBRD340O-Taxable-NB Resid OH 00340012 | KY | 0 | 0 | 0 | 0
E365.00-OH Conductors and Devices | 2021-06-01 | Non-unitized | 161082-TPPA-ANSCO 2020 | KY | 0 | 0 | 0 | 0
E365.00-OH Conductors and Devices | 2021-07-14 | Non-unitized | 164318-CW1228 CEMI LGEis one of the circuits that were identified in the CEMI project for 2021. WR# 6787126 | KY | 0 | 0 | 0 | 0
E365.00-OH Conductors and Devices | 2022-03-09 | Non-unitized | 162291-I-MOVE KYTC Design Build Project in Jefferson and Oldham Co. Roadway contractor is responsible for relocation costs of facilities that are affected by the project. I-Move project locations include: I-71 widening between interstate 265 and KY | KY | 0 | 0 | 0 | 0
E365.00-OH Conductors and Devices | 2022-01-01 | Non-unitized | ASYSEN343-Taxable-Sys Enhance 00343012 Any improvements/upgrades to the electric/gas distribution system for the benefit of existing customers, but does not include load growth or expansion of a specific customer, this would be charged to a Connect New | KY | 0 | 0 | 0 | 0
E365.00-OH Conductors and Devices | 2021-10-31 | #2 Triplex | #2 Triplex | KY | 16593 | 154009.08 | 9.2816 | 0
E365.00-OH Conductors and Devices | 2022-03-31 | REGULATORS | REGULATORS (06855) | KY | 1 | 19886 | 19886 | 0
E365.00-OH Conductors and Devices | 2023-06-12 | Non-unitized | 167798 -NA1266 CIFI is one of the circuits that were identified in the CIFI project for 2023. WR# 7037658 | KY | 0 | 0 | 0 | 0
E365.00-OH Conductors and Devices | 2022-08-18 | INSULATORS - LINE | INSULATORS - LINE | KY | 25 | 821.34 | 32.8536 | 0
E365.00-OH Conductors and Devices | 2022-09-23 | CAPACITORS | CAPACITORS (BANKS) (EACH) (07330) | KY | 2 | 127928.1 | 63964.05 | 0
E365.00-OH Conductors and Devices | 2021-12-15 | 2/0 COPPER CONDUCTOR | #2/0 W.P. COPPER (00146) | KY | 752 | 6275.9 | 8.3456 | 0
E365.00-OH Conductors and Devices | 2024-02-01 | RECLOSER, MISCELLANEOUS | RECLOSER, MISCELLANEOUS | KY | 38 | 1376189.59 | 36215.5155 | 0
E365.00-OH Conductors and Devices | 2024-01-31 | Non-unitized | OLD HENRY RD. AT ASH | KY | 0 | 0 | 0 | 0
E365.00-OH Conductors and Devices | 2023-09-23 | 795 MCM ALUMINUM CONDUCTOR | #795 MCM ALL ALUM BARE (00122) | KY | 13132 | 224207.33 | 17.0734 | 0
E365.00-OH Conductors and Devices | 2024-03-01 | MARKERS, AERIAL WIRE | MARKERS, AERIAL WIRE | KY | 18 | 109766 | 6098.1111 | 0
E365.00-OH Conductors and Devices | 2021-10-01 | #2 Triplex | #2 Triplex | KY | 500 | 1632.68 | 3.2654 | 0
E365.00-OH Conductors and Devices | 2024-12-31 | Non-unitized | 172544 - NA1268-PH2 Ckt Hardening - NACHAND 2024 is one of the circuits identified in the Circuit Hardening for 2024. WR#7136751 | KY | 2 | 356088.6 | 178044.3 | 0
E365.00-OH Conductors and Devices | 2023-09-30 | 195,700 ACAR WIRE | 195,700 ACAR WIRE (FT) (07711) | KY | 7775 | 36287.87 | 4.6673 | 0
E365.00-OH Conductors and Devices | 1981-01-01 | 8 COPPER CONDUCTOR | MP1981 Overhead Conductors and Devices | KY | 0 | 0 | 0 | 0
E365.00-OH Conductors and Devices | 1968-01-01 | 4 COPPER CONDUCTOR | MP1968 Overhead Conductors and Devices | KY | 92600 | 23821 | 0.25725 | 0
E365.00-OH Conductors and Devices | 1976-01-01 | 8 COPPER CONDUCTOR | MP1976 Overhead Conductors and Devices | KY | 83 | 0 | 0 | 0
E365.00-OH Conductors and Devices | 1992-01-01 | 795 MCM ALUMINUM CONDUCTOR | MP1992 Overhead Conductors and Devices | KY | 208117 | 1344710.58 | 6.4613 | 0
E365.00-OH Conductors and Devices | 1987-01-01 | 20 M.A.W. MESSENGER WIRE | MP1987 Overhead Conductors and Devices | KY | 15355 | 34076.26 | 2.2192 | 0
E365.00-OH Conductors and Devices | 2000-01-01 | ARRESTERS - DISTRIBUTION | MP2000 Overhead Conductors and Devices | KY | 3056 | 470581.92 | 153.9862 | 0
E365.00-OH Conductors and Devices | 1934-01-01 | TO BE SPREAD OVER ASSETS IN ACCOUNT | MP1934 Overhead Conductors and Devices | KY | 0 | 0 | 0
E365.00-OH Conductors and Devices | 2003-01-01 | CAPACITORS | MP2003 Overhead Conductors and Devices | KY | 71 | 146880.57 | 2068.7404
E365.00-OH Conductors and Devices | 1994-01-01 | 195,700 ACAR WIRE | MP1994 Overhead Conductors and Devices | KY | 5483 | 21403.49 | 3.9036 | 0
E365.00-OH Conductors and Devices | 1992-01-01 | ARRESTERS - DISTRIBUTION | MP1992 Overhead Conductors and Devices | KY | 2779 | 555752.92 | 199.9831 | 0
E365.00-OH Conductors and Devices | 1977-01-01 | 123,270 ACAR WIRE | MP1977 Overhead Conductors and Devices | KY | 227696 | 118746.67 | 0.52151 | 0
E365.00-OH Conductors and Devices | 1985-01-01 | 195,700 ACAR WIRE | MP1985 Overhead Conductors and Devices | KY | 32033 | 49812.63 | 1.555 | 0
E365.00-OH Conductors and Devices | 1979-01-01 | SWITCHES - DISCONNECT NEW | MP1979 Overhead Conductors and Devices | KY | 649 | 133434.43 | 205.6 | 0
E365.00-OH Conductors and Devices | 1994-01-01 | SWITCHES - CUTOUT | MP1994 Overhead Conductors and Devices | KY | 0 | 0 | 0
E365.00-OH Conductors and Devices | 2003-01-01 | #2 Triplex | MP2003 Overhead Conductors and Devices | KY | 145322 | 632211.7 | 4.3504 | 0
E365.00-OH Conductors and Devices | 1979-01-01 | 840,200 24/13 ACAR WIRE | MP1979 Overhead Conductors and Devices | KY | 22754 | 55924.97 | 2.4578 | 0
E365.00-OH Conductors and Devices | 2003-01-01 | SWITCHES - DISCONNECT NEW | MP2003 Overhead Conductors and Devices | KY | 135 | 279339.13 | 2069.1787
E365.00-OH Conductors and Devices | 1986-01-01 | SWITCHES - DISCONNECT NEW | MP1986 Overhead Conductors and Devices | KY | 355 | 116292.37 | 327.5841 | 0
E365.00-OH Conductors and Devices | 2002-01-01 | SWITCHES - CUTOUT | MP2002 Overhead Conductors and Devices | KY | 0 | 0 | 0
E365.00-OH Conductors and Devices | 1953-01-01 | GROUND | MP1953 Overhead Conductors and Devices | KY | 0 | 0 | 0 | 0
E365.00-OH Conductors and Devices | 2004-01-01 | 350 MCM COPPER CONDUCTOR | MP2004 Overhead Conductors and Devices | KY | 784 | 4464.73 | 5.6948 | 0
E365.00-OH Conductors and Devices | 1998-01-01 | RECLOSER, MISCELLANEOUS | MP1998 Overhead Conductors and Devices | KY | 5 | 78086.76 | 15617.352 | 0
E365.00-OH Conductors and Devices | 2007-01-01 | 20 M.A.W. MESSENGER WIRE | MP2007 Overhead Conductors and Devices | KY | 495 | 2739.93 | 5.5352 | 0
E365.00-OH Conductors and Devices | 1978-01-01 | 1000 MCM CONDUCTOR | #1000 MCM CONDUCTOR | KY | 5 | 31.48 | 6.296 | 0
E365.00-OH Conductors and Devices | 2008-01-01 | 500 MCM COPPER CONDUCTOR | MP2008 Overhead Conductors and Devices | KY | 7280 | 312162.9 | 42.8795 | 0
E365.00-OH Conductors and Devices | 2008-05-01 | Non-unitized | 10707 BARDSTOWN RD 40291 | KY | 0 | 0 | 0
E365.00-OH Conductors and Devices | 2008-05-01 | Non-unitized | BRIAR HILL SUBV-SEC 9 | KY | 0 | 0 | 0
E365.00-OH Conductors and Devices | 2008-05-01 | Non-unitized | 5335 SMITH HAVEN RD 40031 | KY | 0 | 0 | 0 | 0
E365.00-OH Conductors and Devices | 2008-05-01 | Non-unitized | 1180857 | KY | 0 | 0 | 0 | 0
E365.00-OH Conductors and Devices | 2008-05-01 | Non-unitized | 429 SO. 2ND ST. | KY | 0 | 0 | 0 | 0
E365.00-OH Conductors and Devices | 2008-05-01 | Non-unitized | 13012 FACTORY LN 40245 | KY | 0 | 0 | 0
E365.00-OH Conductors and Devices | 2008-05-01 | Non-unitized | 8307 DAWSON HILL RD 40299 | KY | 0 | 0 | 0 | 0
E365.00-OH Conductors and Devices | 2008-05-01 | Non-unitized | 3900 RUCKRIEGEL PKWY 40299 | KY | 0 | 0 | 0 | 0
E365.00-OH Conductors and Devices | 2008-05-01 | Non-unitized | 5015 CRITTENDEN DR - AIRPORT 40209 | KY | 0 | 0 | 0
E365.00-OH Conductors and Devices | 2008-05-01 | Non-unitized | 132 COUNCIL RD 40207 | KY | 0 | 0 | 0
E365.00-OH Conductors and Devices | 2008-10-01 | Non-unitized | 1497335 | KY | 0 | 0 | 0
E365.00-OH Conductors and Devices | 2009-01-01 | Non-unitized | 11501 CHAMPIONS WY 40299 | KY | 0 | 0 | 0
E365.00-OH Conductors and Devices | 2009-01-01 | Non-unitized | RDDD340OH-REP DEF EQ OH 340 | KY | 0 | 0 | 0 | 0
E365.00-OH Conductors and Devices | 1990-01-01 | INSULATORS - LINE | MP1990 Overhead Conductors and Devices | KY | 0 | 0 | 0 | 0
E365.00-OH Conductors and Devices | 2009-05-01 | Non-unitized | 7918 FEGENBUSH LN 40228 | KY | 0 | 0 | 0 | 0
E365.00-OH Conductors and Devices | 2008-10-01 | Non-unitized | 1677354 | KY | 0 | 0 | 0
E365.00-OH Conductors and Devices | 2009-01-01 | Non-unitized | 1305395 | KY | 0 | 0 | 0
E365.00-OH Conductors and Devices | 2009-01-01 | Non-unitized | 924134 | KY | 0 | 0 | 0
E365.00-OH Conductors and Devices | 2009-07-01 | Non-unitized | Highway 22 40241 | KY | 0 | 0 | 0 | 0
E365.00-OH Conductors and Devices | 2009-12-31 | ARRESTERS - OVERHEAD | ARRESTERS - OVERHEAD | KY | 3 | 1067.24 | 355.7467 | 0
E365.00-OH Conductors and Devices | 2008-05-01 | Non-unitized | JUDES PLACE APARTMENTS | KY | 0 | 0 | 0
E365.00-OH Conductors and Devices | 2009-10-01 | Non-unitized | 9104 LYNEVE DR 40272 | KY | 2 | 0 | 0
E365.00-OH Conductors and Devices | 2009-01-01 | Non-unitized | 1500 S 10TH ST 40210 | KY | 0 | 0 | 0
E365.00-OH Conductors and Devices | 2009-12-17 | RECLOSER, MISCELLANEOUS | RECLOSER, MISCELLANEOUS (06282) | KY | 3 | 86636.72 | 28878.9067 | 0
E365.00-OH Conductors and Devices | 2009-01-31 | 123,270 ACAR WIRE | 123,270 ACAR WIRE (FT) (07686) | KY | 15865 | 56476.11 | 3.5598 | 0
E365.00-OH Conductors and Devices | 2008-05-01 | Non-unitized | 4148 TAYLOR BV 40215 | KY | 0 | 0 | 0
E365.00-OH Conductors and Devices | 2010-01-01 | Non-unitized | 7214 River Road 40059 | KY | 0 | 0 | 0
E365.00-OH Conductors and Devices | 2009-01-28 | SWITCHES - DISCONNECT NEW | SWITCHES - DISCONNECT NEW 07631 | KY | 6 | 6734.55 | 1122.425 | 0
E365.00-OH Conductors and Devices | 2010-01-01 | Non-unitized | 5400 JOHNSONTOWN RD 40272 | KY | 0 | 0 | 0 | 0
E365.00-OH Conductors and Devices | 1990-01-01 | FISHER PIERCE CURRENT CONTROL | MP1990 Overhead Conductors and Devices | KY | 1 | 1269.98 | 1269.98
E365.00-OH Conductors and Devices | 2008-05-01 | Non-unitized | 9711 DIXIE HWY 40272 | KY | 0 | 0 | 0 | 0
E365.00-OH Conductors and Devices | 2008-05-01 | Non-unitized | 9301 WOODMONT RIDGE DR 40245 | KY | 0 | 0 | 0 | 0
E365.00-OH Conductors and Devices | 2008-05-01 | Non-unitized | 5900 SUMMIT VIEW RD 40014 | KY | 0 | 0 | 0 | 0
E365.00-OH Conductors and Devices | 2008-05-01 | Non-unitized | 5226 DIXIE HWY | KY | 0 | 0 | 0
E365.00-OH Conductors and Devices | 2008-05-01 | Non-unitized | GLEN LAKES - SEC 1A - ELEC RELOC | KY | 0 | 0 | 0 | 0
E365.00-OH Conductors and Devices | 2008-05-01 | Non-unitized | 1088574 | KY | 0 | 0 | 0 | 0
E365.00-OH Conductors and Devices | 2008-05-01 | Non-unitized | 3138 DEL PARK TER 40211 | KY | 0 | 0 | 0
E365.00-OH Conductors and Devices | 2008-05-01 | Non-unitized | 333 S Birchwood Ave 40206 | KY | 0 | 0 | 0 | 0
E365.00-OH Conductors and Devices | 2008-05-01 | Non-unitized | 3202 KRISTEN WY 40216 | KY | 0 | 0 | 0 | 0
E365.00-OH Conductors and Devices | 2008-10-01 | Non-unitized | 1545154 | KY | 0 | 0 | 0 | 0
E365.00-OH Conductors and Devices | 2008-07-31 | SWITCHES - CUTOUT NEW | SWITCHES - CUTOUT NEW 07630 | KY | 1 | 968.51 | 968.51 | 0
E365.00-OH Conductors and Devices | 2009-10-01 | Non-unitized | 1239 ORMSBY LN 40222 | KY | 0 | 0 | 0 | 0
E365.00-OH Conductors and Devices | 2009-11-01 | Non-unitized | 3RD & EASTERN PKY ST 40209 | KY | 0 | 0 | 0 | 0
E365.00-OH Conductors and Devices | 2008-12-31 | 6 COPPER CONDUCTOR | #6 BARE COPPER (00168) | KY | 285 | -58.53 | -0.20537
E365.00-OH Conductors and Devices | 2010-04-01 | Non-unitized | 9831 EAST AVE 40272 | KY | 0 | 0 | 0 | 0
E365.00-OH Conductors and Devices | 2010-10-31 | 1/0 CONDUCTOR | 1/0 CONDUCTOR | KY | 16314 | 17623.16 | 1.0802 | 0
E365.00-OH Conductors and Devices | 2010-05-01 | Non-unitized | 300 W MAIN ST 40202 | KY | 0 | 0 | 0 | 0
E365.00-OH Conductors and Devices | 2010-03-31 | ARRESTERS - OVERHEAD | ARRESTERS - OVERHEAD | KY | 2 | 729.72 | 364.86 | 0
E365.00-OH Conductors and Devices | 2010-10-01 | Non-unitized | 2701 DIXIE HWY 40216 | KY | 0 | 0 | 0 | 0
E365.00-OH Conductors and Devices | 2011-01-01 | Non-unitized | 15715 PINE KNOB LN 40272 | KY | 0 | 0 | 0 | 0
E365.00-OH Conductors and Devices | 2011-01-01 | Non-unitized | US 42 @ COUNTRY LN. | KY | 0 | 0 | 0 | 0
E365.00-OH Conductors and Devices | 2011-03-31 | SWITCHES - DISCONNECT NEW | SWITCHES - DISCONNECT NEW 07631 | KY | 18 | 17644.09 | 980.2272 | 0
E365.00-OH Conductors and Devices | 2011-04-01 | Non-unitized | 609 BLUEGRASS AVE 40215 | KY | 0 | 0 | 0 | 0
E365.00-OH Conductors and Devices | 2011-10-01 | Non-unitized | CEDAR POINT RD 40031 | KY | 0 | 0 | 0 | 0
E365.00-OH Conductors and Devices | 2011-05-31 | #2 Triplex | #2 CONDUCTOR (00172) | KY | 39149 | 581641.82 | 14.8571 | 0
E365.00-OH Conductors and Devices | 2012-01-01 | Non-unitized | 5528 HIGHWAY 524 40077 | KY | 0 | 0 | 0 | 0
E365.00-OH Conductors and Devices | 2012-04-30 | INSULATORS - LINE | INSULATORS - LINE (07429) | KY | 0 | 0 | 0 | 0
E365.00-OH Conductors and Devices | 2011-10-31 | ARRESTERS - NEW | ARRESTERS - NEW (06334) | KY | 25 | 1382.66 | 55.3064 | 0
E365.00-OH Conductors and Devices | 2012-12-31 | SWITCHES - DISCONNECT NEW | SWITCHES - DISCONNECT | KY | 52 | 389655.05 | 7493.3663 | 0
E365.00-OH Conductors and Devices | 2012-12-31 | 1000 MCM CONDUCTOR | #1000 MCM CONDUCTOR | KY | 265 | 34446.59 | 129.9871 | 0
E365.00-OH Conductors and Devices | 2013-06-26 | WILDLIFE PROTECTION | WILDLIFE PROTECTION | KY | 1 | 5960.55 | 5960.55 | 0
E365.00-OH Conductors and Devices | 2014-06-01 | 500 MCM COPPER CONDUCTOR | #500 MCM W.P. COPPER (00155) | KY | 591 | 25370.65 | 42.9283 | 0
E365.00-OH Conductors and Devices | 2014-02-01 | Non-unitized | CRCST340-Cust Requested - 003400 | KY | 0 | 0 | 0 | 0
E365.00-OH Conductors and Devices | 2014-06-01 | 795 MCM ALUMINUM CONDUCTOR | #795 MCM ALL ALUM BARE (00122) | KY | 3700 | 38979.18 | 10.5349 | 0
E365.00-OH Conductors and Devices | 2014-04-30 | Non-unitized | HK1235 CIRCUIT WORK | KY | 0 | 0 | 0 | 0
E365.00-OH Conductors and Devices | 2014-08-31 | 4 COPPER CONDUCTOR | #4 W.P. COPPER (00141) | KY | 163044 | 2039470.38 | 12.5087 | 0
E365.00-OH Conductors and Devices | 2014-08-31 | Non-unitized | DIST-NA-BRKRDG-HSBN | KY | 0 | 0 | 0 | 0
E365.00-OH Conductors and Devices | 2014-12-31 | 336,400 19 STR. ALL ALUMINUM | 336,400 19 STR. ALL ALUMINUM (FT) (07712) | KY | 47435 | 99994.45 | 2.108 | 0
E365.00-OH Conductors and Devices | 2015-10-31 | Non-unitized | DIST-NA-AHBY-PLSRDG | KY | 0 | 0 | 0 | 0
E365.00-OH Conductors and Devices | 2015-12-31 | 4 COPPER CONDUCTOR | #4 W.P. COPPER (00141) | KY | 63452 | 182269.15 | 2.8726 | 0
E365.00-OH Conductors and Devices | 2015-12-31 | 500 MCM COPPER CONDUCTOR | #500 MCM W.P. COPPER (00155) | KY | 95 | 3447 | 36.2842 | 0
E365.00-OH Conductors and Devices | 2016-05-01 | Non-unitized | NONE | KY | 0 | 0 | 0 | 0
E365.00-OH Conductors and Devices | 2015-03-31 | 4A COPPER CONDUCTOR | #4A COPPERWELD COPPER (00195) | KY | 82 | 386.32 | 4.7112 | 0
E365.00-OH Conductors and Devices | 2017-01-01 | Non-unitized | RAISE AND LOWER NEUT | KY | 0 | 0 | 0 | 0
E365.00-OH Conductors and Devices | 2017-12-31 | SWITCHES - CUTOUT NEW | SWITCHES - CUTOUT NEW 07630 | KY | 1239 | 1228459.03 | 991.4924 | 0
E365.00-OH Conductors and Devices | 2017-03-31 | SWITCHES - CUTOUT NEW | SWITCHES - CUTOUT NEW 07630 | KY | 21 | 48886.79 | 2327.9424 | 0
E365.00-OH Conductors and Devices | 2017-12-31 | Non-unitized | 153255-Bristol Louisville on Main | KY | 0 | 0 | 0 | 0
E365.00-OH Conductors and Devices | 2018-06-30 | Non-unitized | 156543-CR1420 Exit Circuit | KY | 0 | 0 | 0 | 0
E365.00-OH Conductors and Devices | 2019-01-01 | Non-unitized | CNBRD340O-NB Resid OH - 003400 | KY | 0 | 0 | 0 | 0
E365.00-OH Conductors and Devices | 2019-10-01 | Non-unitized | CNBCD343U-NB Comm UG - 003430 | KY | 0 | 0 | 0 | 0
E365.00-OH Conductors and Devices | 2019-12-31 | Non-unitized | 156071-Old Henry Rd Public Works | KY | 0 | 0 | 0 | 0
E365.00-OH Conductors and Devices | 2020-02-01 | Non-unitized | CRDD340O-Taxable-Capital Rep Def OH - 00340012 | KY | 0 | 0 | 0 | 0
E365.00-OH Conductors and Devices | 2019-12-31 | 4/0 CONDUCTOR | #4/0 CONDUCTOR (00148) | KY | 650 | 31676.66 | 48.7333 | 0
E365.00-OH Conductors and Devices | 2021-01-01 | Non-unitized | CCAPR340-Taxable-Capital CAP/REG/RECL - 00340012 | KY | 0 | 0 | 0 | 0
E365.00-OH Conductors and Devices | 2021-03-01 | Non-unitized | 161855-WHAS-11116 - System Enhancement | KY | 0 | 0 | 0 | 0
E365.00-OH Conductors and Devices | 2020-05-01 | #2 Triplex | #2 Triplex | KY | 250 | 1129.46 | 4.5178 | 0
E365.00-OH Conductors and Devices | 2021-12-15 | Non-unitized | 162936-Power Quality Meters - Load loggers, recording volt meters/FCI - equiment | KY | 0 | 0 | 0 | 0
E365.00-OH Conductors and Devices | 2021-03-01 | 350 MCM COPPER CONDUCTOR | #350 MCM BARE COPPER (00183) | KY | 2000 | 31870.58 | 15.9353 | 0
E365.00-OH Conductors and Devices | 2021-10-31 | WILDLIFE PROTECTION | WILDLIFE PROTECTION | KY | 70 | 36398.35 | 519.9764 | 0
E365.00-OH Conductors and Devices | 2021-05-30 | Non-unitized | N. ENGLISH STATION | KY | 0 | 0 | 0 | 0
E365.00-OH Conductors and Devices | 2022-02-28 | 4/0 CONDUCTOR | #4/0 CONDUCTOR (00148) | KY | 100 | 8317.81 | 83.1781 | 0
E365.00-OH Conductors and Devices | 2022-11-30 | Non-unitized | IMOVEKY I-71 WIDENIN | KY | 0 | 0 | 0 | 0
E365.00-OH Conductors and Devices | 2021-12-15 | SWITCHES - GROUP OPERATED | SWITCHES - GROUP OPERATED 07632 | KY | 1 | 29341.67 | 29341.67 | 0
E365.00-OH Conductors and Devices | 2024-12-31 | Non-unitized | 24TPAOTH-2023 Third Party Attachment OTHER - Fully reimburseable project | KY | 10 | 3322.62 | 332.262 | 0
E365.00-OH Conductors and Devices | 2024-05-31 | 795 MCM ALUMINUM CONDUCTOR | #795 MCM ALL ALUM BARE (00122) | KY | 829 | 100922.26 | 121.7398 | 0
E365.00-OH Conductors and Devices | 2025-04-01 | 4 COPPER CONDUCTOR | #4 W.P. COPPER (00141) | KY | 35117 | 193638.86 | 5.5141 | 0
E365.00-OH Conductors and Devices | 2025-02-01 | Non-unitized | ARDD340O-Taxable-Cap Rep Def OH 00340012 | KY | 4 | 391953.89 | 97988.4725 | 0
E365.00-OH Conductors and Devices | 2025-02-01 | Non-unitized | ALEDC332-Taxable-CRCST LED Conversion 00332012 | KY | 4 | 1695.55 | 423.8875 | 0
E365.00-OH Conductors and Devices | 1981-01-01 | 20 M.A.W. MESSENGER WIRE | MP1981 Overhead Conductors and Devices | KY | 17078 | 19862.01 | 1.163 | 0
E365.00-OH Conductors and Devices | 1971-01-01 | 336,400 19 STR. ALL ALUMINUM | MP1971 Overhead Conductors and Devices | KY | 235650 | 99601.11 | 0.42267 | 0
E365.00-OH Conductors and Devices | 1980-01-01 | 1/0 CABLE | MP1980 Overhead Conductors and Devices | KY | 213343 | 256661.16 | 1.203 | 0
E365.00-OH Conductors and Devices | 1978-01-01 | 795 MCM ALUMINUM CONDUCTOR | MP1978 Overhead Conductors and Devices | KY | 731719 | 1561340.97 | 2.1338 | 0
E365.00-OH Conductors and Devices | 1971-01-01 | 795 MCM ALUMINUM CONDUCTOR | MP1971 Overhead Conductors and Devices | KY | 231149 | 275712.74 | 1.1928 | 0
E365.00-OH Conductors and Devices | 1992-01-01 | 6 COPPER CONDUCTOR | MP1992 Overhead Conductors and Devices | KY | 4433 | 10366.4 | 2.3385 | 0
E365.00-OH Conductors and Devices | 1942-01-01 | 500 MCM COPPER CONDUCTOR | MP1942 Overhead Conductors and Devices | KY | 623 | 369.24 | 0.59268 | 0
E365.00-OH Conductors and Devices | 1935-01-01 | 250 MCM COPPER CONDUCTOR | MP1935 Overhead Conductors and Devices | KY | 0 | 0 | 0 | 0
E365.00-OH Conductors and Devices | 1935-01-01 | 1/0 CABLE | MP1935 Overhead Conductors and Devices | KY | 0 | 0 | 0 | 0
E365.00-OH Conductors and Devices | 1968-01-01 | 500 MCM COPPER CONDUCTOR | MP1968 Overhead Conductors and Devices | KY | 125 | 306.93 | 2.4554 | 0
E365.00-OH Conductors and Devices | 1953-01-01 | CAPACITORS | MP1953 Overhead Conductors and Devices | KY | 18 | 0 | 0 | 0
E365.00-OH Conductors and Devices | 1978-01-01 | CAPACITORS | MP1978 Overhead Conductors and Devices | KY | 24 | 5730.47 | 238.7696 | 0
E365.00-OH Conductors and Devices | 1997-01-01 | FISHER PIERCE CURRENT CONTROL | MP1997 Overhead Conductors and Devices | KY | 18 | 36807.89 | 2044.8828
E365.00-OH Conductors and Devices | 1934-01-01 | 4 COPPER CONDUCTOR | #4 W,P, COPPER | KY | 4644 | 193.57 | 0.041682 | 0
E365.00-OH Conductors and Devices | 2006-01-01 | INSULATORS - LINE | MP2006 Overhead Conductors and Devices | KY | 1347 | 62951.14 | 46.7343 | 0
E365.00-OH Conductors and Devices | 2007-01-01 | INSULATORS - LINE | MP2007 Overhead Conductors and Devices | KY | 22 | 1945.26 | 88.4209 | 0
E365.00-OH Conductors and Devices | 2008-05-01 | Non-unitized | BEECH SPRING FARM - SEC 1 | KY | 0 | 0 | 0
E365.00-OH Conductors and Devices | 2008-05-01 | Non-unitized | 3000 MELLWOOD AVE 40207 | KY | 0 | 0 | 0 | 0
E365.00-OH Conductors and Devices | 2008-05-01 | Non-unitized | 4771 CANE RUN RD | KY | 0 | 0 | 0
E365.00-OH Conductors and Devices | 2008-05-01 | Non-unitized | POPLAR LEVEL @ ILLINOIS AV 40217 | KY | 0 | 0 | 0
E365.00-OH Conductors and Devices | 2008-05-01 | Non-unitized | 1429114 | KY | 0 | 0 | 0
E365.00-OH Conductors and Devices | 2008-05-01 | Non-unitized | 3125 RIVER RD 40207 | KY | 0 | 0 | 0
E365.00-OH Conductors and Devices | 2008-05-01 | Non-unitized | TUCKER STATION RD 40299 | KY | 0 | 0 | 0 | 0
E365.00-OH Conductors and Devices | 2008-05-01 | Non-unitized | ARBOR CREEK - SEC 2 | KY | 0 | 0 | 0 | 0
E365.00-OH Conductors and Devices | 2008-05-01 | Non-unitized | 9607 BROWNSBORO RD 40241 | KY | 0 | 0 | 0
E365.00-OH Conductors and Devices | 2008-05-01 | Non-unitized | 2020 BASHFORD MANOR | KY | 0 | 0 | 0 | 0
E365.00-OH Conductors and Devices | 2008-05-01 | Non-unitized | 131 N HIGHWAY 42 LOOP 40055 | KY | 0 | 0 | 0 | 0
E365.00-OH Conductors and Devices | 2008-05-01 | Non-unitized | 1028554 | KY | 0 | 0 | 0
E365.00-OH Conductors and Devices | 2008-05-01 | Non-unitized | 0 ADAM SHEPHERD PY. 40165 | KY | 0 | 0 | 0
E365.00-OH Conductors and Devices | 2008-10-01 | Non-unitized | 1475484 | KY | 0 | 0 | 0 | 0
E365.00-OH Conductors and Devices | 2009-02-01 | Non-unitized | 5510 N PRESTON HY 40165 | KY | 0 | 0 | 0
E365.00-OH Conductors and Devices | 2009-02-01 | Non-unitized | 10310 BARRICKS RD 40229 | KY | 0 | 0 | 0
E365.00-OH Conductors and Devices | 2009-01-01 | Non-unitized | 900 S 4TH ST 40203 | KY | 0 | 0 | 0
E365.00-OH Conductors and Devices | 2008-08-01 | Non-unitized | 1433524 | KY | 0 | 0 | 0
E365.00-OH Conductors and Devices | 2008-03-01 | 6 COPPER CONDUCTOR | #6 BARE COPPER (00168) | KY | 1809 | 12568.58 | 6.9478 | 0
E365.00-OH Conductors and Devices | 1989-01-01 | MISCELLANEOUS EQUIPMENT | MP1989 Overhead Conductors and Devices | KY | 0 | 0 | 0
E365.00-OH Conductors and Devices | 2009-04-01 | Non-unitized | 4201 ALGONQUIN PKWY 40211 | KY | 0 | 0 | 0
E365.00-OH Conductors and Devices | 2009-01-01 | Non-unitized | 8001 GLIMMER WY 40214 | KY | 0 | 0 | 0 | 0
E365.00-OH Conductors and Devices | 2009-09-01 | 1000 MCM CONDUCTOR | #1000 MCM CONDUCTOR (00181) | KY | 262 | 10063.67 | 38.411 | 0
E365.00-OH Conductors and Devices | 2008-05-01 | Non-unitized | 900 S 5TH ST | KY | 0 | 0 | 0 | 0
E365.00-OH Conductors and Devices | 2009-12-31 | 1/0 CONDUCTOR | 1/0 CONDUCTOR | KY | 153 | 5050.82 | 33.0119 | 0
E365.00-OH Conductors and Devices | 2008-05-01 | Non-unitized | 7214 KAVANAUGH ROAD 40014 | KY | 0 | 0 | 0
E365.00-OH Conductors and Devices | 2010-02-01 | Non-unitized | 5910 Mason Blvd 40059 | KY | 0 | 0 | 0 | 0
E365.00-OH Conductors and Devices | 2008-10-01 | Non-unitized | 1146887 | KY | 0 | 0 | 0
E365.00-OH Conductors and Devices | 2010-01-01 | Non-unitized | 2900 SHILOH LANE 40026 | KY | 0 | 0 | 0 | 0
E365.00-OH Conductors and Devices | 1998-01-01 | SWITCHES - DISCONNECT NEW | SWITCHES DISCOUNT | KY | 4 | 7272.69 | 1818.1725 | 0
E365.00-OH Conductors and Devices | 2008-05-01 | Non-unitized | 2304 BALLARD SCHOOL RD 40031 | KY | 0 | 0 | 0 | 0
E365.00-OH Conductors and Devices | 2008-05-01 | Non-unitized | 9015 BATES RD 40228 | KY | 0 | 0 | 0 | 0
E365.00-OH Conductors and Devices | 2008-05-01 | Non-unitized | 1238594 | KY | 0 | 0 | 0 | 0
E365.00-OH Conductors and Devices | 2008-05-01 | Non-unitized | 1321 HOLSCLAW HILL RD 40118 | KY | 0 | 0 | 0 | 0
E365.00-OH Conductors and Devices | 2008-05-01 | Non-unitized | 1258239 | KY | 0 | 0 | 0 | 0
E365.00-OH Conductors and Devices | 2008-05-01 | Non-unitized | 2600 BLK RIBBLE RD 40205 | KY | 0 | 0 | 0
E365.00-OH Conductors and Devices | 2008-05-01 | Non-unitized | 6316 CHERRY LN 40014 | KY | 0 | 0 | 0 | 0
E365.00-OH Conductors and Devices | 2008-05-01 | Non-unitized | 3221 FORT PICKENS 40031 | KY | 0 | 0 | 0 | 0
E365.00-OH Conductors and Devices | 2008-05-01 | Non-unitized | 155 CALIFORNIA AVE 2 TRACT 40047 | KY | 0 | 0 | 0 | 0
E365.00-OH Conductors and Devices | 2008-05-01 | Non-unitized | 23 DENHAM RD 40205 | KY | 0 | 0 | 0 | 0
E365.00-OH Conductors and Devices | 2008-05-01 | Non-unitized | 6535 PARAMOUNT PARK DR 40213 | KY | 0 | 0 | 0
E365.00-OH Conductors and Devices | 2009-11-01 | Non-unitized | 1405 BROWNS LN 40207 | KY | 0 | 0 | 0 | 0
E365.00-OH Conductors and Devices | 2010-01-01 | Non-unitized | 8206 Wolf Pen Branch Road 40059 | KY | 0 | 0 | 0 | 0
E365.00-OH Conductors and Devices | 2008-12-31 | SWITCHES - DISCONNECT NEW | SWITCHES - DISCONNECT NEW 07631 | KY | 10 | 12555.9 | 1255.59
E365.00-OH Conductors and Devices | 2010-11-01 | Non-unitized | 6706 FEGENBUSH LN 40228 | KY | 0 | 0 | 0 | 0
E365.00-OH Conductors and Devices | 2010-11-30 | 350 MCM COPPER CONDUCTOR | #350 MCM BARE COPPER (00183) | KY | 472 | 22222.45 | 47.0815 | 0
E365.00-OH Conductors and Devices | 2010-12-31 | Non-unitized | 1444404 | KY | 0 | 0 | 0 | 0
E365.00-OH Conductors and Devices | 2011-02-01 | Non-unitized | 3302 Furman Blvd 40220 | KY | 0 | 0 | 0 | 0
E365.00-OH Conductors and Devices | 2011-02-01 | Non-unitized | 3010 Lime Kiln Lane 40222 | KY | 0 | 0 | 0 | 0
E365.00-OH Conductors and Devices | 2012-04-30 | 336,400 19 STR. ALL ALUMINUM | 336,400 19 STR. ALL ALUMINUM (FT) (07712) | KY | 1150 | 7785.53 | 6.77 | 0
E365.00-OH Conductors and Devices | 2012-01-01 | 600 MCM CONDUCTOR | 600 MCM (06406) | KY | 50 | 1077.97 | 21.5594 | 0
E365.00-OH Conductors and Devices | 2012-01-01 | Non-unitized | 4003 COLLINS LANE 40245 | KY | 1 | 0 | 0 | 0
E365.00-OH Conductors and Devices | 2013-01-31 | 1/0 CONDUCTOR | 1/0 CONDUCTOR | KY | 2572 | 21067.48 | 8.1911 | 0
E365.00-OH Conductors and Devices | 2013-04-01 | Non-unitized | CTBRD340U-Cap Trouble Orders UG - 003400 | KY | 0 | 0 | 0 | 0
E365.00-OH Conductors and Devices | 2013-10-31 | 4A COPPER CONDUCTOR | #4A COPPERWELD COPPER (00195) | KY | 293 | 4940.78 | 16.8627 | 0
E365.00-OH Conductors and Devices | 2014-05-01 | 1/0 CONDUCTOR | 1/0 CONDUCTOR | KY | 7865 | 68523.69 | 8.7125 | 0
E365.00-OH Conductors and Devices | 2014-02-01 | 1/0 CONDUCTOR | 1/0 CONDUCTOR | KY | 35698 | 366175.25 | 10.2576 | 0
E365.00-OH Conductors and Devices | 2013-09-15 | RECLOSER, MISCELLANEOUS | RECLOSER, MISCELLANEOUS (06282) | KY | 5 | 91519.62 | 18303.924 | 0
E365.00-OH Conductors and Devices | 2013-12-31 | 500 MCM COPPER CONDUCTOR | #500 MCM W.P. COPPER (00155) | KY | 136 | 7982.74 | 58.6966 | 0
E365.00-OH Conductors and Devices | 2014-12-31 | #2 Triplex | #2 CONDUCTOR (00172) | KY | 3714 | 37118.02 | 9.9941 | 0
E365.00-OH Conductors and Devices | 2014-11-30 | 123,270 ACAR WIRE | 123,270 ACAR WIRE (FT) (07686) | KY | 3247 | 12479.82 | 3.8435 | 0
E365.00-OH Conductors and Devices | 2014-12-31 | INSULATORS - LINE | INSULATORS - LINE | KY | 2 | 9.72 | 4.86 | 0
E365.00-OH Conductors and Devices | 2015-06-30 | 3/0 CONDUCTOR | #3/0 CONDUCTOR (00176) | KY | 8655 | 223563.56 | 25.8306 | 0
E365.00-OH Conductors and Devices | 2015-11-30 | SWITCHES - DISCONNECT NEW | SWITCHES - DISCONNECT | KY | 12 | 13875.32 | 1156.2767 | 0
E365.00-OH Conductors and Devices | 2014-12-31 | 1000 MCM CONDUCTOR | #1000 MCM CONDUCTOR | KY | 1721 | 143526.89 | 83.3974 | 0
E365.00-OH Conductors and Devices | 2015-12-31 | #2 Triplex | #2 Triplex | KY | 1464 | 5520.28 | 3.7707 | 0
E365.00-OH Conductors and Devices | 2015-12-31 | SWITCHES - GROUP OPERATED | SWITCHES - GROUP OPERATED 07632 | KY | 2 | 39188.94 | 19594.47 | 0
E365.00-OH Conductors and Devices | 2014-06-30 | SWITCHES - DISCONNECT NEW | SWITCHES - DISCONNECT | KY | 18 | 1341.68 | 74.5378 | 0
E365.00-OH Conductors and Devices | 2014-06-30 | 123,270 ACAR WIRE | 123,270 ACAR WIRE (FT) (07686) | KY | 1086 | 90.61 | 0.083435 | 0
E365.00-OH Conductors and Devices | 2017-12-31 | Non-unitized | 153489-DA1240 CIFI 2017 CIFI | KY | 0 | 0 | 0 | 0
E365.00-OH Conductors and Devices | 1969-12-01 | Estimated Retirement | 154092 Distribution Automation LGE this approval is for projects 154092 (direct charge), 154093 (direct charge), 154094 (Servco, 0%), 154095 (LGE, 42%) and 154096 (KU, 58%). | KY | 0 | 0 | 0 | 0
E365.00-OH Conductors and Devices | 1999-12-01 | Estimated Retirement | 154092 Distribution Automation LGE this approval is for projects 154092 (direct charge), 154093 (direct charge), 154094 (Servco, 0%), 154095 (LGE, 42%) and 154096 (KU, 58%). | KY | 0 | 0 | 0 | 0
E365.00-OH Conductors and Devices | 2017-07-01 | Non-unitized | REPLACE ANCHOR AND D | KY | 0 | 0 | 0 | 0
E365.00-OH Conductors and Devices | 2017-12-31 | Non-unitized | 154676-TA1106-Phase3 | KY | 0 | 0 | 0 | 0
E365.00-OH Conductors and Devices | 2018-08-31 | 6 COPPER CONDUCTOR | #6 BARE COPPER (00168) | KY | 345 | 15947.66 | 46.2251 | 0
E365.00-OH Conductors and Devices | 2020-01-01 | Non-unitized | CNBRD340O-NB Resid OH - 003400 | KY | 0 | 0 | 0 | 0
E365.00-OH Conductors and Devices | 2020-04-30 | SWITCHES - CUTOUT NEW | SWITCHES - CUTOUT NEW 07630 | KY | 217 | 128697.03 | 593.0739 | 0
E365.00-OH Conductors and Devices | 2021-12-15 | Non-unitized | 162971-DSP IN-1296 CW Distribution Lines Overhead wire circuit- Distribution work associated with the new IN1296 Circuit and TE1248 Reconductoring Project consists of two portions. The first portion is to design and construct a new distribution circuit | KY | 2 | 0 | 0 | 0
E365.00-OH Conductors and Devices | 2021-04-01 | Non-unitized | 164245 -CF1202 CEMI – PH2 is one of the circuits that were identified in the CEMI project for 2021. The following streets will be worked on: 2501 W. Highway 22, 5014 Fairview Drive, 5007 Fairview Drive, 2405 W. Highway 22, 5500 Payton Lane, 5203 Carpent | KY | 0 | 0 | 0 | 0
E365.00-OH Conductors and Devices | 2021-06-01 | Non-unitized | 163827-2021 REL LGE CIFI RAP is one of the circuits that were identified in the CIFI project for 2021. WR# 6731469 | KY | 0 | 0 | 0 | 0
E365.00-OH Conductors and Devices | 2021-04-01 | 3/0 CONDUCTOR | #3/0 CONDUCTOR (00176) | KY | 5000 | 47075.8 | 9.4152 | 0
E365.00-OH Conductors and Devices | 2021-10-10 | 795 MCM ALUMINUM CONDUCTOR | #795 MCM ALL ALUM BARE (00122) | KY | 6200 | 50742.82 | 8.1843 | 0
E365.00-OH Conductors and Devices | 2022-05-12 | Non-unitized | 166707-AL1442 Exit Cable | KY | 0 | 0 | 0 | 0
E365.00-OH Conductors and Devices | 2022-06-01 | 4/0 CONDUCTOR | #4/0 CONDUCTOR (00148) | KY | 16850 | 1054356.37 | 62.5731 | 0
E365.00-OH Conductors and Devices | 2023-02-01 | 195,700 ACAR WIRE | 195,700 ACAR WIRE (FT) (07711) | KY | 8131 | 40974.72 | 5.0393 | 0
E365.00-OH Conductors and Devices | 2024-02-01 | 1/0 CABLE | 1/0 CABLE | KY | 74669 | 1059794.45 | 14.1932 | 0
E365.00-OH Conductors and Devices | 2024-01-01 | 1/0 CONDUCTOR | 1/0 CONDUCTOR | KY | 6083 | 11477.41 | 1.8868 | 0
E365.00-OH Conductors and Devices | 2024-09-30 | Non-unitized | 167797 - NA1268-PH1 Ckt Hardening - NACHAND 2024 is one of the circuits identified in the Circuit Hardening for 2024. WR#7105920. | KY | 2 | 213112.24 | 106556.12 | 0
E365.00-OH Conductors and Devices | 2024-01-11 | 8 COPPER CONDUCTOR | #8 W.P. COPPER (00138) | KY | 1496 | 39476.02 | 26.3877 | 0
E365.00-OH Conductors and Devices | 2023-06-30 | 1/0 CABLE | 1/0 CABLE | KY | 3500 | 97438.67 | 27.8396 | 0
E365.00-OH Conductors and Devices | 2025-02-01 | Non-unitized | ARSTLT332-Taxable-Rep Street Lights 00332012 | KY | 2 | 6384.46 | 3192.23 | 0
E365.00-OH Conductors and Devices | 2025-02-01 | Non-unitized | ATBRD343U-Taxable-Cap Trouble Orders UG 00343012 | KY | 5 | 336666.9 | 67333.38 | 0
E365.00-OH Conductors and Devices | 2003-01-01 | 8 COPPER CONDUCTOR | MP2003 Overhead Conductors and Devices | KY | 6000 | 11112.14 | 1.852 | 0
E365.00-OH Conductors and Devices | 1973-01-01 | 1/0 CABLE | MP1973 Overhead Conductors and Devices | KY | 381172 | 186285.54 | 0.48872 | 0
E365.00-OH Conductors and Devices | 1967-01-01 | 4 COPPER CONDUCTOR | MP1967 Overhead Conductors and Devices | KY | 61909 | 16300.03 | 0.26329 | 0
E365.00-OH Conductors and Devices | 1983-01-01 | 336,400 19 STR. ALL ALUMINUM | MP1983 Overhead Conductors and Devices | KY | 95679 | 243090.33 | 2.5407 | 0
E365.00-OH Conductors and Devices | 1968-01-01 | #12 CABLE | MP1968 Overhead Conductors and Devices | KY | 0 | 0 | 0
E365.00-OH Conductors and Devices | 1981-01-01 | 1/0 CABLE | MP1981 Overhead Conductors and Devices | KY | 193477 | 271618.68 | 1.4039 | 0
E365.00-OH Conductors and Devices | 1977-01-01 | 195,700 ACAR WIRE | MP1977 Overhead Conductors and Devices | KY | 48770 | 35279.74 | 0.72339 | 0
E365.00-OH Conductors and Devices | 1977-01-01 | ARRESTERS - DISTRIBUTION | MP1977 Overhead Conductors and Devices | KY | 2716 | 146887.14 | 54.0822 | 0
E365.00-OH Conductors and Devices | 1974-01-01 | ARRESTERS - DISTRIBUTION | MP1974 Overhead Conductors and Devices | KY | 2267 | 105965.94 | 46.7428 | 0
E365.00-OH Conductors and Devices | 1963-01-01 | 4 COPPER CONDUCTOR | MP1963 Overhead Conductors and Devices | KY | 274098 | 56398.52 | 0.20576 | 0
E365.00-OH Conductors and Devices | 2001-01-01 | INSULATORS - LINE | MP2001 Overhead Conductors and Devices | KY | 0 | 0 | 0 | 0
E365.00-OH Conductors and Devices | 1935-01-01 | 4/0 CONDUCTOR | #4/0 CONDUCTOR | KY | 90912 | 21144.43 | 0.23258 | 0
E365.00-OH Conductors and Devices | 1988-01-01 | 500 MCM COPPER CONDUCTOR | MP1988 Overhead Conductors and Devices | KY | 206 | 1240.24 | 6.0206 | 0
E365.00-OH Conductors and Devices | 1993-01-01 | FISHER PIERCE CURRENT SENSOR | MP1993 Overhead Conductors and Devices | KY | 9 | 7735.63 | 859.5144
E365.00-OH Conductors and Devices | 2006-01-01 | 4 COPPER CONDUCTOR | MP2006 Overhead Conductors and Devices | KY | 13847 | 85620.09 | 6.1833 | 0
E365.00-OH Conductors and Devices | 2005-01-01 | #2 Triplex | MP2005 Overhead Conductors and Devices | KY | 120684 | 810807.87 | 6.7184 | 0
E365.00-OH Conductors and Devices | 1991-01-01 | FISHER PIERCE CURRENT SENSOR | MP1991 Overhead Conductors and Devices | KY | 29 | 18499.35 | 637.9086
E365.00-OH Conductors and Devices | 2006-01-01 | 195,700 ACAR WIRE | MP2006 Overhead Conductors and Devices | KY | 66736 | 89121.69 | 1.3354 | 0
E365.00-OH Conductors and Devices | 1991-01-01 | RECLOSER, MISCELLANEOUS | MP1991 Overhead Conductors and Devices | KY | 0 | 0 | 0 | 0
E365.00-OH Conductors and Devices | 1965-01-01 | SKY WIRE | SKY WIRE | KY | 1230 | 162.92 | 0.13246
E365.00-OH Conductors and Devices | 1934-01-01 | 4 COPPER CONDUCTOR | #4 W.P. COPPER | KY | 0 | 0 | 0 | 0
E365.00-OH Conductors and Devices | 2008-05-01 | Non-unitized | WHITTINGHILL PROPERTY (5 LOTS) | KY | 0 | 0 | 0 | 0
E365.00-OH Conductors and Devices | 2008-05-01 | Non-unitized | 9105 US HIGHWAY 42 40059 | KY | 0 | 0 | 0
E365.00-OH Conductors and Devices | 2008-05-01 | Non-unitized | 1627 LUCIA AVE 40204 | KY | 0 | 0 | 0
E365.00-OH Conductors and Devices | 2008-05-01 | Non-unitized | 6117 UPPER HUNTERS TRCE | KY | 0 | 0 | 0 | 0
E365.00-OH Conductors and Devices | 2008-05-01 | Non-unitized | 5006 MUD LN. 40299 | KY | 0 | 0 | 0
E365.00-OH Conductors and Devices | 2008-05-01 | Non-unitized | 1416614 | KY | 0 | 0 | 0
E365.00-OH Conductors and Devices | 2008-05-01 | Non-unitized | 1219855 | KY | 0 | 0 | 0 | 0
E365.00-OH Conductors and Devices | 2008-05-01 | Non-unitized | CLAYMONT SPRINGS - RELOCATION | KY | 0 | 0 | 0 | 0
E365.00-OH Conductors and Devices | 2008-05-01 | Non-unitized | DAWN COURT | KY | 0 | 0 | 0 | 0
E365.00-OH Conductors and Devices | 2008-05-01 | Non-unitized | 1097214 | KY | 1 | 0 | 0 | 0
E365.00-OH Conductors and Devices | 2008-05-01 | Non-unitized | 8115 HAWLEY GIBSON RD 40014 | KY | 0 | 0 | 0
E365.00-OH Conductors and Devices | 2008-05-01 | Non-unitized | 10300 BUNSEN WAY 40299 | KY | 0 | 0 | 0
E365.00-OH Conductors and Devices | 2008-05-01 | Non-unitized | SUNSET DRIVE PROPERTY | KY | 0 | 0 | 0 | 0
E365.00-OH Conductors and Devices | 2008-05-01 | Non-unitized | 632 KATHERINE STATION RD | KY | 0 | 0 | 0 | 0
E365.00-OH Conductors and Devices | 2008-05-01 | Non-unitized | ALSTON TRACE SEC 1 & 3 | KY | 0 | 0 | 0
E365.00-OH Conductors and Devices | 2008-05-01 | Non-unitized | 1023 INDUSTRIAL BV 40219 | KY | 0 | 0 | 0
E365.00-OH Conductors and Devices | 2008-05-01 | Non-unitized | 4795 SHEPHERDSVILLE RD 40218 | KY | 0 | 0 | 0
E365.00-OH Conductors and Devices | 2008-10-01 | Non-unitized | 1506737 | KY | 0 | 0 | 0 | 0
E365.00-OH Conductors and Devices | 2009-01-01 | Non-unitized | 4800 E INDIAN TL. 40218 | KY | 0 | 0 | 0 | 0
E365.00-OH Conductors and Devices | 2009-01-01 | Non-unitized | 12975 SHELBYVILLE RD 40243 | KY | 0 | 0 | 0 | 0
E365.00-OH Conductors and Devices | 1988-01-01 | MISCELLANEOUS EQUIPMENT | MP1988 Overhead Conductors and Devices | KY | 0 | 0 | 0
E365.00-OH Conductors and Devices | 2008-10-01 | Non-unitized | 1605945 | KY | 0 | 0 | 0
E365.00-OH Conductors and Devices | 2008-10-01 | Non-unitized | 1590014 | KY | 0 | 0 | 0
E365.00-OH Conductors and Devices | 2009-01-01 | Non-unitized | 360 RANCH RD 40 | KY | 0 | 0 | 0
E365.00-OH Conductors and Devices | 2009-01-01 | Non-unitized | 1298748 | KY | 0 | 0 | 0 | 0
E365.00-OH Conductors and Devices | 2009-01-01 | Non-unitized | 9700 BROWNSBORO RD 40241 | KY | 0 | 0 | 0 | 0
E365.00-OH Conductors and Devices | 2008-05-01 | Non-unitized | ZION SENIOR HOUSING | KY | 0 | 0 | 0
E365.00-OH Conductors and Devices | 2009-08-01 | Non-unitized | 3000 Cedar Point Road 40031 | KY | 0 | 0 | 0 | 0
E365.00-OH Conductors and Devices | 2009-09-01 | CAPACITORS | CAPACITORS (BANKS) (EACH) (07330) | KY | 81 | 312073.86 | 3852.7637
E365.00-OH Conductors and Devices | 2009-07-01 | Non-unitized | 4606 ASTOR RD 40218 | KY | 0 | 0 | 0
E365.00-OH Conductors and Devices | 2009-01-31 | #2 Triplex | #2 CONDUCTOR (00172) | KY | 106881 | 804076.01 | 7.5231 | 0
E365.00-OH Conductors and Devices | 2009-03-01 | SWITCHES - CUTOUT NEW | SWITCHES - CUTOUT NEW 07630 | KY | 794 | 346746.99 | 436.7091 | 0
E365.00-OH Conductors and Devices | 2008-08-31 | 20 M.A.W. MESSENGER WIRE | 20 M.A.W. MESSENGER WIRE (FT) (07804) | KY | 13334 | 11957.49 | 0.89677 | 0
E365.00-OH Conductors and Devices | 2008-10-31 | ARRESTERS - OVERHEAD | ARRESTERS - OVERHEAD | KY | 0 | 0 | 0 | 0
E365.00-OH Conductors and Devices | 2009-10-01 | Non-unitized | 215 Wood Rd. @ Beargrass Creek | KY | 0 | 0 | 0 | 0
E365.00-OH Conductors and Devices | 2008-02-28 | 6A COPPER CONDUCTOR | #6A COPPERWELD COPPER (00192) | KY | 773 | 9775.41 | 12.6461 | 0
E365.00-OH Conductors and Devices | 2007-03-01 | 123,270 ACAR WIRE | 123,270 ACAR WIRE (FT) (07686) | KY | 1863 | 12424.61 | 6.6691 | 0
E365.00-OH Conductors and Devices | 2008-05-01 | Non-unitized | WILLOWGATE - SEC 3 | KY | 0 | 0 | 0
E365.00-OH Conductors and Devices | 2010-01-01 | Non-unitized | 5803 BRITTANY WOODS CIR 40222 | KY | 0 | 0 | 0
E365.00-OH Conductors and Devices | 2010-01-01 | Non-unitized | MURPHY LN | KY | 0 | 0 | 0 | 0
E365.00-OH Conductors and Devices | 2010-01-01 | Non-unitized | 1074 E WASHINGTON ST 40206 | KY | 0 | 0 | 0 | 0
E365.00-OH Conductors and Devices | 2008-05-01 | Non-unitized | VALLEY FARMS - OVERHEAD EXTENSION | KY | 0 | 0 | 0 | 0
E365.00-OH Conductors and Devices | 2008-05-01 | Non-unitized | 3301 18 MILE CREEK 40077 | KY | 0 | 0 | 0 | 0
E365.00-OH Conductors and Devices | 2008-05-01 | Non-unitized | 5400 JOHNSONTOWN RD 40272 | KY | 0 | 0 | 0 | 0
E365.00-OH Conductors and Devices | 2008-05-01 | Non-unitized | 2530 SLEVIN ST 40212 | KY | 0 | 0 | 0
E365.00-OH Conductors and Devices | 2008-05-01 | Non-unitized | 10600 FREEPORT DR. 40258 | KY | 0 | 0 | 0 | 0
E365.00-OH Conductors and Devices | 2008-05-01 | Non-unitized | 4014 BLEVINS GAP RD 40272 | KY | 0 | 0 | 0 | 0
E365.00-OH Conductors and Devices | 2008-05-01 | Non-unitized | 12111 OLD HENRY RD 40223 | KY | 0 | 0 | 0 | 0
E365.00-OH Conductors and Devices | 2008-05-01 | Non-unitized | 1330 WILLOW AV 40204 | KY | 0 | 0 | 0 | 0
E365.00-OH Conductors and Devices | 2008-05-01 | Non-unitized | OPP 428 S 18TH ST | KY | 0 | 0 | 0 | 0
E365.00-OH Conductors and Devices | 2008-10-01 | Non-unitized | 1146877 | KY | 0 | 0 | 0
E365.00-OH Conductors and Devices | 2008-10-01 | Non-unitized | 1544175 | KY | 0 | 0 | 0
E365.00-OH Conductors and Devices | 2009-12-01 | 336,400 19 STR. ALL ALUMINUM | 336,400 19 STR. ALL ALUMINUM (FT) (07712) | KY | 20 | 31 | 1.55
E365.00-OH Conductors and Devices | 2008-12-31 | #2 Triplex | #2 CONDUCTOR (00172) | KY | 107 | -52.39 | -0.48963
E365.00-OH Conductors and Devices | 2010-07-01 | CAPACITORS | CAPACITORS (BANKS) (EACH) (07330) | KY | 19 | 96436.11 | 5075.5847 | 0
E365.00-OH Conductors and Devices | 2010-01-01 | Non-unitized | 400 English Station Road 40245 | KY | 0 | 0 | 0 | 0
E365.00-OH Conductors and Devices | 2010-04-01 | Non-unitized | 9107 REAMERS RD 40245 | KY | 0 | 0 | 0 | 0
E365.00-OH Conductors and Devices | 2010-05-01 | Non-unitized | 2210 E MOUNT ZION RD 40014 | KY | 0 | 0 | 0 | 0
E365.00-OH Conductors and Devices | 2010-07-01 | Non-unitized | 4901 POPLAR LEVEL RD 40213 | KY | 0 | 0 | 0 | 0
E365.00-OH Conductors and Devices | 2010-07-01 | Non-unitized | 3114 ELDER PARK ROAD 40031 | KY | 0 | 0 | 0 | 0
E365.00-OH Conductors and Devices | 2010-10-01 | Non-unitized | 7324 JAN PLACE | KY | 0 | 0 | 0 | 0
E365.00-OH Conductors and Devices | 2010-11-01 | 6 COPPER CONDUCTOR | #6 BARE COPPER (00168) | KY | 5514 | 69695.84 | 12.6398 | 0
E365.00-OH Conductors and Devices | 2011-05-31 | 123,270 ACAR WIRE | 123,270 ACAR WIRE (FT) (07686) | KY | 6006 | 18243.81 | 3.0376 | 0
E365.00-OH Conductors and Devices | 2011-01-31 | ARRESTERS - OVERHEAD | ARRESTERS - OVERHEAD | KY | 1 | 585.95 | 585.95 | 0
E365.00-OH Conductors and Devices | 2011-01-01 | Non-unitized | 8208 COOPER CHAPEL RD 40229 | KY | 0 | 0 | 0 | 0
E365.00-OH Conductors and Devices | 2011-04-01 | Non-unitized | 7400 W. HIGHWAY #42 40026 | KY | 0 | 0 | 0 | 0
E365.00-OH Conductors and Devices | 2011-12-01 | 4/0 CONDUCTOR | #4/0 CONDUCTOR (00148) | KY | 11705 | 25584.83 | 2.1858 | 0
E365.00-OH Conductors and Devices | 2011-07-01 | Non-unitized | 300 SHELBY STATION DR 40245 | KY | 2 | 0 | 0 | 0
E365.00-OH Conductors and Devices | 2011-05-31 | 500 MCM COPPER CONDUCTOR | #500 MCM W.P. COPPER (00155) | KY | 341 | 46017.87 | 134.9498 | 0
E365.00-OH Conductors and Devices | 2012-09-26 | 1/0 CABLE | 1/0 CABLE | KY | 43904 | 509869.12 | 11.6133 | 0
E365.00-OH Conductors and Devices | 2012-01-01 | Non-unitized | Cust Req - Project Level Work Order | KY | 0 | 0 | 0 | 0
E365.00-OH Conductors and Devices | 2012-01-31 | Non-unitized | Tip Top Substation project | KY | 0 | 0 | 0 | 0
E365.00-OH Conductors and Devices | 2011-11-30 | 20 M.A.W. MESSENGER WIRE | 20 M.A.W. MESSENGER WIRE (FT) (07804) | KY | 3157 | 15760.45 | 4.9922 | 0
E365.00-OH Conductors and Devices | 2012-03-31 | 80 MCM ACSR CONDUCTOR | #80 MCM ACSR BARE (00114) | KY | 2795 | 6958.51 | 2.4896 | 0
E365.00-OH Conductors and Devices | 2012-01-31 | 4/0 CONDUCTOR | #4/0 CONDUCTOR (00148) | KY | 575 | 10521.88 | 18.2989 | 0
E365.00-OH Conductors and Devices | 2013-03-01 | ARRESTERS - NEW | ARRESTERS - NEW | KY | 45 | 13514.54 | 300.3231 | 0
E365.00-OH Conductors and Devices | 2013-06-25 | Non-unitized | TA1106 Louisville | KY | 0 | 0 | 0 | 0
E365.00-OH Conductors and Devices | 2013-09-30 | 6 COPPER CONDUCTOR | #6 BARE COPPER (00168) | KY | 4065 | 9109.53 | 2.241 | 0
E365.00-OH Conductors and Devices | 2013-12-30 | Non-unitized | DIST-NA-BLU LK-MD LN | KY | 0 | 0 | 0 | 0
E365.00-OH Conductors and Devices | 2013-12-31 | ARRESTERS - NEW | ARRESTERS - NEW | KY | 18 | 5266.94 | 292.6078 | 0
E365.00-OH Conductors and Devices | 2014-05-01 | 1000 MCM CONDUCTOR | #1000 MCM CONDUCTOR | KY | 1083 | -3305.26 | -3.0519 | 0
E365.00-OH Conductors and Devices | 2015-06-30 | SWITCHES - DISCONNECT NEW | SWITCHES - DISCONNECT | KY | 303 | 600629.01 | 1982.274 | 0
E365.00-OH Conductors and Devices | 2014-11-30 | #2 ACSR | #1 CONDUCTOR (00173) | KY | 150 | 3303.77 | 22.0251 | 0
E365.00-OH Conductors and Devices | 2015-12-31 | ARRESTERS - OVERHEAD | ARRESTERS - OVERHEAD | KY | 244 | 53728.46 | 220.1986 | 0
E365.00-OH Conductors and Devices | 2003-03-01 | Estimated Retirement | PILC 2014 LGE UG Cable Replace | KY | 0 | 0 | 0 | 0
E365.00-OH Conductors and Devices | 2016-01-01 | Non-unitized | CTPD340-Taxable-Capital Thrd Party - 00340012 | KY | 0 | 0 | 0 | 0
E365.00-OH Conductors and Devices | 2015-12-31 | RECLOSER | RECLOSER, MISCELLANEOUS (06282) | KY | 15 | 354816.8 | 23654.4533 | 0
E365.00-OH Conductors and Devices | 2015-12-31 | SKY WIRE | SKY WIRE (FT) | KY | 6704 | 100417.94 | 14.9788 | 0
E365.00-OH Conductors and Devices | 2016-02-29 | 1/0 CABLE | 1/0 CABLE | KY | 465 | 2266.77 | 4.8748 | 0
E365.00-OH Conductors and Devices | 2016-06-30 | SWITCHES - CUTOUT NEW | SWITCHES - CUTOUT NEW 07630 | KY | 5 | 1097.58 | 219.516 | 0
E365.00-OH Conductors and Devices | 2017-04-01 | Non-unitized | CRELD340-Capital Reliability - 003400 | KY | 0 | 0 | 0 | 0
E365.00-OH Conductors and Devices | 2015-04-30 | 4 COPPER CONDUCTOR | #4 W.P. COPPER (00141) | KY | 186774 | 443526.43 | 2.3747 | 0
E365.00-OH Conductors and Devices | 2018-01-01 | Non-unitized | CSYSEN340-Sys Enh - 003400 | KY | 0 | 0 | 0 | 0
E365.00-OH Conductors and Devices | 2018-10-01 | 350 MCM COPPER CONDUCTOR | #350 MCM BARE COPPER (00183) | KY | 89 | -2596.63 | -29.1756 | 0
E365.00-OH Conductors and Devices | 2018-08-01 | Non-unitized | TRAFFIC SIGNAL | KY | 0 | 0 | 0 | 0
E365.00-OH Conductors and Devices | 2018-09-30 | INSULATORS - LINE | INSULATORS - LINE | KY | 3 | 471.52 | 157.1733 | 0
E365.00-OH Conductors and Devices | 2019-06-30 | Non-unitized | NONE | KY | 0 | 0 | 0 | 0
E365.00-OH Conductors and Devices | 2018-11-30 | VACUUM INTERRUPTER SWITCH | RECLOSER,12.47KV,THREE SINGLE PHASE,SOLID DIELECTRIC,VACUUM INTERRRUPTING | KY | 1 | 206888.57 | 206888.57 | 0
E365.00-OH Conductors and Devices | 2020-02-01 | Non-unitized | CSYSEN343-Sys Enh - 003430 | KY | 0 | 0 | 0 | 0
E365.00-OH Conductors and Devices | 2021-01-01 | Non-unitized | ARSTLT332-Taxable-Rep Street Lights 00332012 | KY | 0 | 0 | 0 | 0
E365.00-OH Conductors and Devices | 2020-05-01 | INSULATORS - LINE | INSULATORS - LINE | KY | 26 | 2183.2 | 83.9692 | 0
E365.00-OH Conductors and Devices | 2021-07-01 | Non-unitized | Investment | KY | 0 | 0 | 0 | 0
E365.00-OH Conductors and Devices | 2021-06-01 | Non-unitized | 164115-2021 SIO Fuse Savings LGE TA1106 is one of the circuits that were identified in the SIO Fuse Saving project for 2021 | KY | 0 | 0 | 0 | 0
E365.00-OH Conductors and Devices | 2021-07-01 | Non-unitized | 161802-Algonquin Exit Cable Repl | KY | 0 | 0 | 0 | 0
E365.00-OH Conductors and Devices | 2022-03-09 | Non-unitized | 162027-LEO MANHOLE STRUCT REP | KY | 0 | 0 | 0 | 0
E365.00-OH Conductors and Devices | 2022-05-12 | Non-unitized | 167519 - LS1248 Exit Cable - Substation Exit Cable Replacement Project | KY | 0 | 0 | 0 | 0
E365.00-OH Conductors and Devices | 2022-01-01 | Non-unitized | CNBRD340O-NB Resid OH - 003400 | KY | 0 | 0 | 0 | 0
E365.00-OH Conductors and Devices | 2022-01-01 | GROUND | GROUND (00103) | KY | 2986 | 346313.77 | 115.9792 | 0
E365.00-OH Conductors and Devices | 2021-03-31 | 336,400 19 STR. ALL ALUMINUM | 336,400 19 STR. ALL ALUMINUM (FT) (07712) | KY | 200 | 122.49 | 0.61245 | 0
E365.00-OH Conductors and Devices | 2023-02-16 | Non-unitized | 164024-HI1102-2022 REL System Hardening LGE RAP is one of the circuits that were identified in the System Hardening project for 2022. | KY | 0 | 0 | 0 | 0
E365.00-OH Conductors and Devices | 2023-02-01 | 336,400 19 STR. ALL ALUMINUM | 336,400 19 STR. ALL ALUMINUM (FT) (07712) | KY | 1783 | 19257.18 | 10.8004 | 0
E365.00-OH Conductors and Devices | 2024-02-01 | 2/0 COPPER CONDUCTOR | #2/0 W.P. COPPER (00146) | KY | 19353 | 260897.72 | 13.481 | 0
E365.00-OH Conductors and Devices | 2024-01-31 | #12 CABLE | #12 CABLE | KY | 492 | 2193.98 | 4.4593 | 0
E365.00-OH Conductors and Devices | 2024-02-01 | 123,270 ACAR WIRE | 123,270 ACAR WIRE (FT) (07686) | KY | 14346 | 71056.53 | 4.9531 | 0
E365.00-OH Conductors and Devices | 2024-09-30 | Non-unitized | 171794-Taxable-CEMI-PLEASURE RIDGE1270 is one of the circuits identified in the CEMI project for 2024. WR#7359414 | KY | 2 | 18611.43 | 9305.715 | 0
E365.00-OH Conductors and Devices | 2024-12-31 | Non-unitized | ALM052624-LGE MAJOR STORM CAPITAL 052624 | KY | 3 | 6588752.72 | 2196250.9067 | 0
E365.00-OH Conductors and Devices | 2024-12-30 | Non-unitized | 148884-DIST XFMR LIME KILN CW | KY | 3 | 941221.41 | 313740.47 | 0
E365.00-OH Conductors and Devices | 2025-02-01 | Non-unitized | ARCST343-Taxable-Cust Requested 00343012 | KY | 2 | 70627.88 | 35313.94 | 0
E365.00-OH Conductors and Devices | 2025-03-01 | 123,270 ACAR WIRE | 123,270 ACAR WIRE (FT) (07686) | KY | 100 | 12368.12 | 123.6812 | 0
E365.00-OH Conductors and Devices | 2025-02-01 | Non-unitized | ARPSC340 - Cap PSC Inspections 003400 | KY | 4 | 26931.4 | 6732.85 | 0
E365.00-OH Conductors and Devices | 2024-03-31 | 2/0 COPPER CONDUCTOR | #2/0 W.P. COPPER (00146) | KY | 1730 | 68187.95 | 39.415 | 0
E365.00-OH Conductors and Devices | 1986-01-01 | 336,400 19 STR. ALL ALUMINUM | MP1986 Overhead Conductors and Devices | KY | 59221 | 246839.45 | 4.1681 | 0
E365.00-OH Conductors and Devices | 1989-01-01 | SKY WIRE | MP1989 Overhead Conductors and Devices | KY | 11808 | 15824.23 | 1.3401
E365.00-OH Conductors and Devices | 1984-01-01 | TO BE SPREAD OVER ASSETS IN ACCOUNT | MP1984 Overhead Conductors and Devices | KY | 0 | 0 | 0
E365.00-OH Conductors and Devices | 1976-01-01 | SWITCHES - DISCONNECT NEW | MP1976 Overhead Conductors and Devices | KY | 579 | 81067.15 | 140.0123 | 0
E365.00-OH Conductors and Devices | 1981-01-01 | 4/0 CONDUCTOR | MP1981 Overhead Conductors and Devices | KY | 2989 | 9928.29 | 3.3216 | 0
E365.00-OH Conductors and Devices | 1965-01-01 | 2/0 COPPER CONDUCTOR | MP1965 Overhead Conductors and Devices | KY | 3035 | 657.03 | 0.21648 | 0
E365.00-OH Conductors and Devices | 1934-01-01 | 4 COPPER CONDUCTOR | MP1934 Overhead Conductors and Devices | KY | 0 | 0 | 0 | 0
E365.00-OH Conductors and Devices | 1989-01-01 | 4 COPPER CONDUCTOR | MP1989 Overhead Conductors and Devices | KY | 84067 | 141937.99 | 1.6884 | 0
E365.00-OH Conductors and Devices | 1942-01-01 | 4 COPPER CONDUCTOR | MP1942 Overhead Conductors and Devices | KY | 221061 | 15798.81 | 0.071468 | 0
E365.00-OH Conductors and Devices | 1978-01-01 | #2 Triplex | MP1978 Overhead Conductors and Devices | KY | 19090 | 17668.4 | 0.92553 | 0
E365.00-OH Conductors and Devices | 1947-01-01 | 500 MCM COPPER CONDUCTOR | MP1947 Overhead Conductors and Devices | KY | 836 | 789.63 | 0.94453 | 0
E365.00-OH Conductors and Devices | 1935-01-01 | 6 COPPER CONDUCTOR | #6 BARE COPPER | KY | 1127823 | 39785.09 | 0.035276 | 0
E365.00-OH Conductors and Devices | 1986-01-01 | FISHER PIERCE CURRENT CONTROL | MP1986 Overhead Conductors and Devices | KY | 23 | 21606.59 | 939.417
E365.00-OH Conductors and Devices | 2005-01-01 | 336,400 19 STR. ALL ALUMINUM | MP2005 Overhead Conductors and Devices | KY | 28201 | 69084.82 | 2.4497 | 0
E365.00-OH Conductors and Devices | 1987-01-01 | FISHER PIERCE CURRENT SENSOR | MP1987 Overhead Conductors and Devices | KY | 6 | 2855.58 | 475.93
E365.00-OH Conductors and Devices | 1970-01-01 | GROUND | MP1970 Overhead Conductors and Devices | KY | 0 | 0 | 0 | 0
E365.00-OH Conductors and Devices | 2008-05-01 | Non-unitized | 1356227 | KY | 0 | 0 | 0
E365.00-OH Conductors and Devices | 2008-05-01 | Non-unitized | 1234854 | KY | 0 | 0 | 0
E365.00-OH Conductors and Devices | 2008-05-01 | Non-unitized | 7655 NATIONAL TPKE 40214 | KY | 0 | 0 | 0 | 0
E365.00-OH Conductors and Devices | 2008-05-01 | Non-unitized | 1044360 | KY | 0 | 0 | 0 | 0
E365.00-OH Conductors and Devices | 2008-05-01 | Non-unitized | 1808 S HURSTBOURNE PKWY 40299 | KY | 0 | 0 | 0
E365.00-OH Conductors and Devices | 2008-05-01 | Non-unitized | BRADFORD COMMONS | KY | 0 | 0 | 0 | 0
E365.00-OH Conductors and Devices | 2008-05-01 | Non-unitized | 12970 SHELBYVILLE RD 40243 | KY | 0 | 0 | 0 | 0
E365.00-OH Conductors and Devices | 2008-05-01 | Non-unitized | 263 EILER AV 40214 | KY | 0 | 0 | 0 | 0
E365.00-OH Conductors and Devices | 2008-05-01 | Non-unitized | 1037710 | KY | 0 | 0 | 0
E365.00-OH Conductors and Devices | 2008-05-01 | Non-unitized | 6203 MASON BV 40059 | KY | 0 | 0 | 0
E365.00-OH Conductors and Devices | 2008-05-01 | Non-unitized | GLENVIEW SPRINGS | KY | 0 | 0 | 0 | 0
E365.00-OH Conductors and Devices | 2008-05-01 | Non-unitized | 130 SAINT MATTHEWS AV 40207 | KY | 0 | 0 | 0 | 0
E365.00-OH Conductors and Devices | 2008-05-01 | Non-unitized | 2521 SEMINARY DR 40241 | KY | 0 | 0 | 0 | 0
E365.00-OH Conductors and Devices | 2008-05-01 | Non-unitized | 1058344 | KY | 0 | 0 | 0
E365.00-OH Conductors and Devices | 2008-05-01 | Non-unitized | 1444164 | KY | 0 | 0 | 0 | 0
E365.00-OH Conductors and Devices | 1987-01-01 | SWITCHES - CUTOUT NEW | MP1987 Overhead Conductors and Devices | KY | 788 | 106596.5 | 135.2747 | 0
E365.00-OH Conductors and Devices | 2008-10-01 | Non-unitized | 1595901 | KY | 0 | 0 | 0
E365.00-OH Conductors and Devices | 2009-10-31 | 4/0 CONDUCTOR | #4/0 W.P. COPPER (00148) | KY | 187262 | 2364423.54 | 12.6263 | 0
E365.00-OH Conductors and Devices | 2008-05-01 | Non-unitized | FARMS AT LOVERS LANE - PHASE 2 | KY | 0 | 0 | 0
E365.00-OH Conductors and Devices | 1997-01-01 | INSULATORS - LINE | MP1997 Overhead Conductors and Devices | KY | 0 | 0 | 0 | 0
E365.00-OH Conductors and Devices | 2009-05-01 | Non-unitized | 7913 Rose Island Road 40059 | KY | 0 | 0 | 0 | 0
E365.00-OH Conductors and Devices | 2009-08-01 | Non-unitized | SPRING GATE DR 40241 | KY | 0 | 0 | 0 | 0
E365.00-OH Conductors and Devices | 2009-07-01 | Non-unitized | 1053145 | KY | 0 | 0 | 0
E365.00-OH Conductors and Devices | 2009-03-01 | 4/0 CONDUCTOR | #4/0 W.P. COPPER (00148) | KY | 1075 | 35568.42 | 33.0869 | 0
E365.00-OH Conductors and Devices | 2009-10-01 | Non-unitized | 515 MAPLE ST. 40155 | KY | 1 | 0 | 0
E365.00-OH Conductors and Devices | 2009-10-01 | Non-unitized | 1080 AMPHITHEATER RD SIGN 40214 | KY | 0 | 0 | 0 | 0
E365.00-OH Conductors and Devices | 2009-12-14 | ARRESTERS - DISTRIBUTION | DISTRIBUTION ARRESTERS (00504) | KY | 3 | 1014.01 | 338.0033
E365.00-OH Conductors and Devices | 2008-10-01 | Non-unitized | 1445074 | KY | 0 | 0 | 0
E365.00-OH Conductors and Devices | 2010-01-01 | Non-unitized | BLANKENBAKER PARKWAY | KY | 0 | 0 | 0 | 0
E365.00-OH Conductors and Devices | 2009-03-01 | 6 COPPER CONDUCTOR | #6 BARE COPPER (00168) | KY | 33856 | 257805.56 | 7.6148 | 0
E365.00-OH Conductors and Devices | 2008-05-01 | Non-unitized | BLUEGRASS & DECIMAL | KY | 0 | 0 | 0
E365.00-OH Conductors and Devices | 2009-11-30 | Non-unitized | SOUTHERN BREEZE | KY | 0 | 0 | 0 | 0
E365.00-OH Conductors and Devices | 1934-01-01 | 2/0 COPPER CONDUCTOR | #2/0 W.P. COPPER | KY | 4041 | 493.38 | 0.12209 | 0
E365.00-OH Conductors and Devices | 1965-01-01 | #2 Triplex | #2 tRIPLEX | KY | 86 | 22.16 | 0.25767 | 0
E365.00-OH Conductors and Devices | 2008-05-01 | Non-unitized | 1728 PAYNE ST 40206 | KY | 0 | 0 | 0 | 0
E365.00-OH Conductors and Devices | 2008-05-01 | Non-unitized | NORTH BECKLEY STATION TOWNHOMES | KY | 0 | 0 | 0 | 0
E365.00-OH Conductors and Devices | 2008-05-01 | Non-unitized | LOCUST CREEK | KY | 0 | 0 | 0 | 0
E365.00-OH Conductors and Devices | 2008-05-01 | Non-unitized | 6209 BARDSTOWN RD. 40291 | KY | 0 | 0 | 0 | 0
E365.00-OH Conductors and Devices | 2008-05-01 | Non-unitized | SHEPHERDSVILLE ROAD APTS. | KY | 0 | 0 | 0 | 0
E365.00-OH Conductors and Devices | 2008-05-01 | Non-unitized | 6852 BOHANNON LN 40031 | KY | 0 | 0 | 0
E365.00-OH Conductors and Devices | 2008-05-01 | Non-unitized | 3641 W HIGHWAY 146 40010 | KY | 0 | 0 | 0 | 0
E365.00-OH Conductors and Devices | 2008-05-01 | Non-unitized | 3708 MATTINGLY RD 40010 | KY | 0 | 0 | 0
E365.00-OH Conductors and Devices | 2008-05-01 | Non-unitized | 2424 GLENMARY AV 40205 | KY | 0 | 0 | 0 | 0
E365.00-OH Conductors and Devices | 2008-05-01 | Non-unitized | 313 N ENGLISH STATION RD 40243 | KY | 0 | 0 | 0 | 0
E365.00-OH Conductors and Devices | 2009-01-01 | Non-unitized | 1262304 | KY | 0 | 0 | 0 | 0
E365.00-OH Conductors and Devices | 2009-10-01 | Non-unitized | 4805 BROWNSBORO RD 40207 | KY | 0 | 0 | 0
E365.00-OH Conductors and Devices | 2010-01-01 | Non-unitized | 1500 BERNHEIM LN 40210 | KY | 0 | 0 | 0 | 0
E365.00-OH Conductors and Devices | 2010-01-01 | Non-unitized | 4200 SIMCOE LANE 40241 | KY | 0 | 0 | 0 | 0
E365.00-OH Conductors and Devices | 2008-09-30 | CONDUCTOR | CONDUCTOR - (MISC) (06426) | KY | 1000 | 865.39 | 0.86539
E365.00-OH Conductors and Devices | 2010-05-01 | Non-unitized | FLOYD & CENTRAL 40209 | KY | 0 | 0 | 0 | 0
E365.00-OH Conductors and Devices | 2010-05-01 | Non-unitized | 101 N 33RD STREE 40212 | KY | 0 | 0 | 0 | 0
E365.00-OH Conductors and Devices | 2010-01-31 | SWITCHES - CUTOUT NEW | SWITCHES - CUTOUT NEW 07630 | KY | 4 | 3306.82 | 826.705 | 0
E365.00-OH Conductors and Devices | 2010-07-01 | Non-unitized | 428 W ORMSBY 40203 | KY | 0 | 0 | 0 | 0
E365.00-OH Conductors and Devices | 2010-07-01 | Non-unitized | Lot #35 LAKE SHORE CIR. 40014 | KY | 0 | 0 | 0 | 0
E365.00-OH Conductors and Devices | 2010-07-01 | Non-unitized | 1219 DORSY LN 40243 | KY | 0 | 0 | 0 | 0
E365.00-OH Conductors and Devices | 2010-07-01 | Non-unitized | 3205 HILLVIEW DR. 40229 | KY | 0 | 0 | 0 | 0
E365.00-OH Conductors and Devices | 2010-11-30 | Non-unitized | 10908 WORTHINGTON LN LOT 588 40059 | KY | 0 | 0 | 0 | 0
E365.00-OH Conductors and Devices | 2010-02-28 | 123,270 ACAR WIRE | 123,270 ACAR WIRE (FT) (07686) | KY | 2472 | 2643.55 | 1.0694 | 0
E365.00-OH Conductors and Devices | 2010-12-31 | 6 COPPER CONDUCTOR | #6 BARE COPPER (00168) | KY | 0 | 0 | 0 | 0
E365.00-OH Conductors and Devices | 2011-01-01 | 195,700 ACAR WIRE | 195,700 ACAR WIRE (FT) (07711) | KY | 60 | 473.07 | 7.8845 | 0
E365.00-OH Conductors and Devices | 2011-01-01 | Non-unitized | 7411 HEMLOCK AVE 40014 | KY | 0 | 0 | 0 | 0
E365.00-OH Conductors and Devices | 2011-05-31 | 636 MCM ALUMINUM CONDUCTOR | #636 MCM ALL ALUM POLY (00129) | KY | 190 | 3083.82 | 16.2306 | 0
E365.00-OH Conductors and Devices | 2009-09-30 | PAD / MAT | PAD / MAT (00560) | KY | 7 | -5474.55 | -782.0786 | 0
E365.00-OH Conductors and Devices | 2011-06-30 | 6 COPPER CONDUCTOR | #6 BARE COPPER (00168) | KY | 1050 | 24907.53 | 23.7215 | 0
E365.00-OH Conductors and Devices | 2011-07-01 | Non-unitized | New Business - Project Level WorkOrder | KY | 0 | 0 | 0 | 0
E365.00-OH Conductors and Devices | 2011-07-01 | Non-unitized | 9514 PRESTON HY 40219 | KY | 0 | 0 | 0 | 0
E365.00-OH Conductors and Devices | 2011-10-01 | 1/0 CABLE | 1/0 CABLE | KY | 24006 | 111421.53 | 4.6414 | 0
E365.00-OH Conductors and Devices | 2011-10-01 | 500 MCM COPPER CONDUCTOR | #500 MCM W.P. COPPER (00155) | KY | 98 | -508.99 | -5.1938 | 0
E365.00-OH Conductors and Devices | 2011-11-01 | SWITCHES - DISCONNECT NEW | SWITCHES - DISCONNECT NEW 07631 | KY | 3 | 9449.29 | 3149.7633 | 0
E365.00-OH Conductors and Devices | 2012-12-31 | Non-unitized | WT-1152 | KY | 0 | 0 | 0 | 0
E365.00-OH Conductors and Devices | 2012-07-31 | SWITCHES - CUTOUT | SWITCHES (CUTOUT) (EACH) (07630) | KY | 7 | 668.37 | 95.4814 | 0
E365.00-OH Conductors and Devices | 2013-01-31 | 4A COPPER CONDUCTOR | #4A COPPERWELD COPPER (00195) | KY | 750 | 1115.48 | 1.4873 | 0
E365.00-OH Conductors and Devices | 2012-12-31 | Non-unitized | HB1148 | KY | 0 | 0 | 0 | 0
E365.00-OH Conductors and Devices | 2011-12-31 | SWITCHES - GROUP OPERATED | SWITCHES, 34.5KV/600A | KY | 6 | 23388.87 | 3898.145 | 0
E365.00-OH Conductors and Devices | 2012-12-31 | RECLOSER | RECLOSER, MISCELLANEOUS (06282) | KY | 5 | 157750.65 | 31550.13 | 0
E365.00-OH Conductors and Devices | 2013-06-01 | #2 Triplex | #2 CONDUCTOR (00172) | KY | 759 | 4065.15 | 5.3559 | 0
E365.00-OH Conductors and Devices | 2013-06-01 | 795 MCM ALUMINUM CONDUCTOR | #795 MCM ALL ALUM BARE (00122) | KY | 97 | 3409.41 | 35.1486 | 0
E365.00-OH Conductors and Devices | 2012-06-11 | RECLOSER, MISCELLANEOUS | RECLOSER, MISCELLANEOUS (06282) | KY | 1 | 95804.15 | 95804.15 | 0
E365.00-OH Conductors and Devices | 2013-07-01 | Non-unitized | CNBCD340U-NB Comm UG - 003400 | KY | 0 | 0 | 0 | 0
E365.00-OH Conductors and Devices | 2013-08-31 | 1/0 CABLE | 1/0 CABLE | KY | 12500 | 70908.6 | 5.6727 | 0
E365.00-OH Conductors and Devices | 2013-12-31 | 336,400 19 STR. ALL ALUMINUM | 336,400 19 STR. ALL ALUMINUM (FT) (07712) | KY | 300 | 1642.73 | 5.4758 | 0
E365.00-OH Conductors and Devices | 2014-07-01 | 4/0 CONDUCTOR | #4/0 CONDUCTOR (00148) | KY | 625 | 9877.89 | 15.8046 | 0
E365.00-OH Conductors and Devices | 2014-12-31 | 195,700 ACAR WIRE | 195,700 ACAR WIRE (FT) (07711) | KY | 32916 | 59731.9 | 1.8147 | 0
E365.00-OH Conductors and Devices | 2015-10-31 | 4 COPPER CONDUCTOR | #4 W.P. COPPER (00141) | KY | 5814 | 10175.25 | 1.7501 | 0
E365.00-OH Conductors and Devices | 2015-10-31 | 4/0 CONDUCTOR | #4/0 CONDUCTOR (00148) | KY | 17520 | 196247.04 | 11.2013 | 0
E365.00-OH Conductors and Devices | 2014-06-30 | ARRESTERS - OVERHEAD | ARRESTERS - OVERHEAD | KY | 18 | 145.99 | 8.1106 | 0
E365.00-OH Conductors and Devices | 2015-12-31 | Non-unitized | MK1299 | KY | 0 | 0 | 0 | 0
E365.00-OH Conductors and Devices | 2016-10-31 | 20 M.A.W. MESSENGER WIRE | 20 M.A.W. MESSENGER WIRE (FT) (07804) | KY | 4923 | 14237.32 | 2.892 | 0
E365.00-OH Conductors and Devices | 2017-04-01 | Non-unitized | CNBSV340U-NB Elect Serv UG - 003400 | KY | 0 | 0 | 0 | 0
E365.00-OH Conductors and Devices | 2014-10-31 | Non-unitized | CRSTLT332-Taxable-Repair Street Lights - 00332012 | KY | 0 | 0 | 0 | 0
E365.00-OH Conductors and Devices | 2014-12-31 | 350 MCM COPPER CONDUCTOR | #350 MCM BARE COPPER (00183) | KY | 3106 | 85980.75 | 27.6821 | 0
E365.00-OH Conductors and Devices | 2015-07-31 | 795 MCM ALUMINUM CONDUCTOR | #795 MCM ALL ALUM BARE (00122) | KY | 575 | 40857.71 | 71.0569 | 0
E365.00-OH Conductors and Devices | 2018-10-01 | 795 MCM ALUMINUM CONDUCTOR | #795 MCM ALL ALUM BARE (00122) | KY | 7815 | 89026.77 | 11.3918 | 0
E365.00-OH Conductors and Devices | 2014-12-31 | Non-unitized | CNBCD340U-NB Comm UG - 003400 | KY | 0 | 0 | 0 | 0
E365.00-OH Conductors and Devices | 2018-08-31 | 2/0 COPPER CONDUCTOR | #2/0 W.P. COPPER (00146) | KY | 103 | 588.14 | 5.7101 | 0
E365.00-OH Conductors and Devices | 2019-01-01 | Non-unitized | CNBCD340O-NB Comm OH - 003400 | KY | 0 | 0 | 0 | 0
E365.00-OH Conductors and Devices | 2019-03-31 | Non-unitized | 155861-TPPA-Crown Castle 2018 | KY | 0 | 0 | 0 | 0
E365.00-OH Conductors and Devices | 2019-06-30 | 4/0 CONDUCTOR | #4/0 CONDUCTOR (00148) | KY | 100 | 6815.82 | 68.1582 | 0
E365.00-OH Conductors and Devices | 2019-06-30 | INSULATORS - LINE | INSULATORS - LINE | KY | 13 | 1621.57 | 124.7362 | 0
E365.00-OH Conductors and Devices | 2017-12-31 | ARRESTERS - UNDERGROUND | ARRESTERS - UNDERGROUND (00499) | KY | 9 | 571.65 | 63.5167 | 0
E365.00-OH Conductors and Devices | 2019-06-30 | Non-unitized | 158964-Brown Hotel Basement Access | KY | 0 | 0 | 0 | 0
E365.00-OH Conductors and Devices | 2019-05-01 | Non-unitized | 155869-CA1341 Ckt Hardening Install reclosers | KY | 0 | 0 | 0 | 0
E365.00-OH Conductors and Devices | 2018-12-31 | 1/0 Triplex | 1/0 Triplex | KY | 6702 | 27240.16 | 4.0645 | 0
E365.00-OH Conductors and Devices | 2019-09-01 | CAPACITORS | CAPACITORS (BANKS) (EACH) (07330) | KY | 4 | 19434.32 | 4858.58 | 0
E365.00-OH Conductors and Devices | 2020-09-01 | 350 MCM COPPER CONDUCTOR | #350 MCM BARE COPPER (00183) | KY | 936 | 46794.95 | 49.9946 | 0
E365.00-OH Conductors and Devices | 2021-01-01 | Non-unitized | ARDD340O-Taxable-Cap Rep Def OH 00340012 | KY | 0 | 0 | 0 | 0
E365.00-OH Conductors and Devices | 2020-05-01 | GROUND | GROUND (00103) | KY | 45 | 13404.94 | 297.8876 | 0
E365.00-OH Conductors and Devices | 2021-03-01 | 4 COPPER CONDUCTOR | #4 W.P. COPPER (00141) | KY | 164806 | 440029.38 | 2.67 | 0
E365.00-OH Conductors and Devices | 2021-03-01 | 6 COPPER CONDUCTOR | #6 BARE COPPER (00168) | KY | 70219 | 136832.13 | 1.9486 | 0
E365.00-OH Conductors and Devices | 2021-04-01 | Non-unitized | 161196-TA1130 CIFI- is one of the circuits that were identified in the CIFI project for 2020. The following streets will be worked on: WR#6598893- 306 N HUBBARDS LN WR# 6598889 - 4204 CHURCHILL RD | KY | 0 | 0 | 0 | 0
E365.00-OH Conductors and Devices | 2022-01-01 | Non-unitized | ARCST340-Taxable-Cust Requested 00340012 | KY | 0 | 0 | 0 | 0
E365.00-OH Conductors and Devices | 2021-06-01 | 6 COPPER CONDUCTOR | #6 BARE COPPER (00168) | KY | 9105 | 32781.34 | 3.6004 | 0
E365.00-OH Conductors and Devices | 2021-12-31 | RECLOSER, MISCELLANEOUS | RECLOSER, MISCELLANEOUS | KY | 66 | 305707.64 | 4631.9339 | 0
E365.00-OH Conductors and Devices | 2022-03-15 | Non-unitized | 166800-Replacing project 163828-2021 REL LGE CIFI RAP is one of the circuits that were identified in the CIFI project for 2021. WR# 6725424 | KY | 0 | 0 | 0 | 0
E365.00-OH Conductors and Devices | 2022-02-28 | 1/0 CABLE | 1/0 CABLE | KY | 11688 | 250998.42 | 21.4749 | 0
E365.00-OH Conductors and Devices | 2021-01-26 | 1/0 CABLE | 1/0 CABLE | KY | 24007 | 215274.79 | 8.9672 | 0
E365.00-OH Conductors and Devices | 2022-04-01 | SWITCHES | SWITCHES | KY | 3 | 3651.48 | 1217.16 | 0
E365.00-OH Conductors and Devices | 2023-01-01 | Non-unitized | ASYSEN343-Taxable-Sys Enhance 00343012 Any improvements/upgrades to the electric/gas distribution system for the benefit of existing customers, but does not include load growth or expansion of a specific customer, this would be charged to a Connect New | KY | 0 | 0 | 0 | 0
E365.00-OH Conductors and Devices | 2022-10-12 | 4/0 CONDUCTOR | #4/0 CONDUCTOR (00148) | KY | 3654 | 32135.81 | 8.7947 | 0
E365.00-OH Conductors and Devices | 2024-01-01 | 1/0 CABLE | 1/0 CABLE | KY | 150 | 6406.33 | 42.7089 | 0
E365.00-OH Conductors and Devices | 2024-11-30 | Non-unitized | 172027-Oxmoor TRX UG Replace PH2 | KY | 2 | 2038 | 1019 | 0
E365.00-OH Conductors and Devices | 2024-12-31 | Non-unitized | ALM033123-LGE MAJOR STORM CAPITAL 033123 | KY | 0 | 0 | 0 | 0
E365.00-OH Conductors and Devices | 1986-01-01 | SKY WIRE | MP1986 Overhead Conductors and Devices | KY | 3723 | 4914.47 | 1.32
E365.00-OH Conductors and Devices | 1969-01-01 | GROUND | MP1969 Overhead Conductors and Devices | KY | 1 | 0 | 0 | 0
E365.00-OH Conductors and Devices | 1971-01-01 | CAPACITORS | MP1971 Overhead Conductors and Devices | KY | 13 | 1328.16 | 102.1662 | 0
E365.00-OH Conductors and Devices | 1991-01-01 | 123,270 ACAR WIRE | MP1991 Overhead Conductors and Devices | KY | 201645 | 371789.6 | 1.8438 | 0
E365.00-OH Conductors and Devices | 2002-01-01 | 500 MCM COPPER CONDUCTOR | MP2002 Overhead Conductors and Devices | KY | 10610 | 1030178.88 | 97.0951 | 0
E365.00-OH Conductors and Devices | 1995-01-01 | 123,270 ACAR WIRE | MP1995 Overhead Conductors and Devices | KY | 152351 | 464961.17 | 3.0519 | 0
E365.00-OH Conductors and Devices | 1998-01-01 | 123,270 ACAR WIRE | MP1998 Overhead Conductors and Devices | KY | 267162 | 269257.12 | 1.0078 | 0
E365.00-OH Conductors and Devices | 1995-01-01 | SWITCHES - CUTOUT | MP1995 Overhead Conductors and Devices | KY | 0 | 0 | 0
E365.00-OH Conductors and Devices | 1957-01-01 | 1/0 CABLE | MP1957 Overhead Conductors and Devices | KY | 847536 | 290328.68 | 0.34256 | 0
E365.00-OH Conductors and Devices | 1934-01-01 | #2 ACSR | MP1934 Overhead Conductors and Devices | KY | 0 | 0 | 0
E365.00-OH Conductors and Devices | 1957-01-01 | 336,400 19 STR. ALL ALUMINUM | MP1957 Overhead Conductors and Devices | KY | 8655 | 5025.52 | 0.58065 | 0
E365.00-OH Conductors and Devices | 1984-01-01 | #2 Triplex | MP1984 Overhead Conductors and Devices | KY | 10273 | 20152.43 | 1.9617 | 0
E365.00-OH Conductors and Devices | 1935-01-01 | #2 Triplex | #2 TRIPLEX | KY | 1716 | 127.56 | 0.074336 | 0
E365.00-OH Conductors and Devices | 2003-01-01 | 750 MCM COPPER CONDUCTOR | MP2003 Overhead Conductors and Devices | KY | 2830 | 238197.9 | 84.1689 | 0
E365.00-OH Conductors and Devices | 2007-01-01 | 350 MCM COPPER CONDUCTOR | MP2007 Overhead Conductors and Devices | KY | 1090 | 6488.68 | 5.9529
E365.00-OH Conductors and Devices | 2008-05-01 | Non-unitized | FEGENBUSH LANE & SHERLOCK WAY LN | KY | 0 | 0 | 0 | 0
E365.00-OH Conductors and Devices | 2008-05-01 | Non-unitized | 323 N ENGLISH STATION RD BLDG 1 & 2 40243 | KY | 0 | 0 | 0
E365.00-OH Conductors and Devices | 2008-05-01 | Non-unitized | 1145255 | KY | 0 | 0 | 0
E365.00-OH Conductors and Devices | 2008-05-01 | Non-unitized | POLO FIELDS - SEC 16 - 1Ø/3Ø RECOND | KY | 0 | 0 | 0 | 0
E365.00-OH Conductors and Devices | 2008-05-01 | Non-unitized | 6607 BOHANNON LN 40031 | KY | 0 | 0 | 0 | 0
E365.00-OH Conductors and Devices | 2008-05-01 | Non-unitized | 700 JOHNSON RD 40245 | KY | 0 | 0 | 0
E365.00-OH Conductors and Devices | 2008-05-01 | Non-unitized | 9107 REAMERS RD 40245 | KY | 0 | 0 | 0 | 0
E365.00-OH Conductors and Devices | 2008-05-01 | Non-unitized | 7203 HIGHWAY 329 40014 | KY | 0 | 0 | 0
E365.00-OH Conductors and Devices | 2008-05-01 | Non-unitized | 5420 CANE RUN RD 40258 | KY | 0 | 0 | 0 | 0
E365.00-OH Conductors and Devices | 2008-05-01 | Non-unitized | WINDSOR TRACE | KY | 0 | 0 | 0 | 0
E365.00-OH Conductors and Devices | 2008-10-01 | Non-unitized | ENGLISH VILLA DR | KY | 0 | 0 | 0
E365.00-OH Conductors and Devices | 2008-10-01 | Non-unitized | 1628379 | KY | 0 | 0 | 0
E365.00-OH Conductors and Devices | 2008-05-01 | Non-unitized | COMPTON PLACE | KY | 0 | 0 | 0
E365.00-OH Conductors and Devices | 2009-01-01 | Non-unitized | NBSV340UG-NEW EL SERV UG | KY | 0 | 0 | 0 | 0
E365.00-OH Conductors and Devices | 2009-01-01 | Non-unitized | 2919 BARDSTOWN RD 40205 | KY | 0 | 0 | 0
E365.00-OH Conductors and Devices | 2008-10-01 | Non-unitized | THE CEDARS | KY | 0 | 0 | 0
E365.00-OH Conductors and Devices | 2009-01-01 | Non-unitized | 4250 JENNINGS LN 40218 | KY | 0 | 0 | 0 | 0
E365.00-OH Conductors and Devices | 2009-01-01 | Non-unitized | 931565 | KY | 0 | 0 | 0
E365.00-OH Conductors and Devices | 2009-01-01 | Non-unitized | 1677984 | KY | 0 | 0 | 0
E365.00-OH Conductors and Devices | 2009-09-01 | SKY WIRE | SKY WIRE (FT) (07793) | KY | 6404 | 179760.69 | 28.0701
E365.00-OH Conductors and Devices | 2009-11-30 | SWITCHES - CUTOUT | SWITCHES (CUTOUT) (EACH) (07630) | KY | 18 | 5390.65 | 299.4806 | 0
E365.00-OH Conductors and Devices | 2009-01-01 | Non-unitized | 10525 OLD TAYLORSVILLE RD 40299 | KY | 0 | 0 | 0
E365.00-OH Conductors and Devices | 2009-10-01 | Non-unitized | 4301 SHELBYVILLE RD 40207 | KY | 0 | 0 | 0 | 0
E365.00-OH Conductors and Devices | 2009-10-01 | Non-unitized | 5098 Fible Lane 40014 | KY | 0 | 0 | 0
E365.00-OH Conductors and Devices | 2008-05-01 | Non-unitized | 12320 RIDGEMONT RD 40229 | KY | 0 | 0 | 0
E365.00-OH Conductors and Devices | 2009-12-01 | 6A COPPER CONDUCTOR | #6A COPPERWELD COPPER (00192) | KY | 888 | 987.44 | 1.112 | 0
E365.00-OH Conductors and Devices | 2008-05-01 | Non-unitized | 958415 | KY | 0 | 0 | 0
E365.00-OH Conductors and Devices | 2009-11-30 | CONDUCTOR | CONDUCTOR - (MISC) (06426) | KY | 5552 | 17077.8 | 3.076 | 0
E365.00-OH Conductors and Devices | 2009-12-14 | SWITCHGEAR | SWITCHGEAR (06755) | KY | 0 | 0 | 0 | 0
E365.00-OH Conductors and Devices | 2010-04-01 | Non-unitized | 9307 INDEPENDENCE SCHOOL RD 40291 | KY | 0 | 0 | 0 | 0
E365.00-OH Conductors and Devices | 2010-04-01 | Non-unitized | 946384 | KY | 0 | 0 | 0 | 0
E365.00-OH Conductors and Devices | 2008-05-01 | Non-unitized | ST ANTHONY'S CHURCH RD - 3Ø COST | KY | 0 | 0 | 0 | 0
E365.00-OH Conductors and Devices | 2008-05-01 | Non-unitized | 6209 BARDSTOWN RD 40291 | KY | 0 | 0 | 0 | 0
E365.00-OH Conductors and Devices | 2008-05-01 | Non-unitized | 2411 DUNDEE RD 40205 | KY | 0 | 0 | 0 | 0
E365.00-OH Conductors and Devices | 2008-05-01 | Non-unitized | 1200 ST LOUIS AVE | KY | 0 | 0 | 0 | 0
E365.00-OH Conductors and Devices | 2008-05-01 | Non-unitized | ESTATES OF ST. ANTHONY , SECTION 1 | KY | 0 | 0 | 0
E365.00-OH Conductors and Devices | 2008-05-01 | Non-unitized | 8925 DAWSON HILL ROAD TRACT 5 40299 | KY | 0 | 0 | 0 | 0
E365.00-OH Conductors and Devices | 2008-05-01 | Non-unitized | 325 MEADE SPRINGS RD 40108 | KY | 0 | 0 | 0 | 0
E365.00-OH Conductors and Devices | 2008-05-01 | Non-unitized | 5110 DIXIE HWY 40216 | KY | 0 | 0 | 0
E365.00-OH Conductors and Devices | 1993-01-01 | INSULATORS - LINE | MP1993 Overhead Conductors and Devices | KY | 0 | 0 | 0 | 0
E365.00-OH Conductors and Devices | 2009-01-01 | Non-unitized | 1706028 | KY | 0 | 0 | 0
E365.00-OH Conductors and Devices | 2009-03-01 | 4 COPPER CONDUCTOR | #4 W.P. COPPER (00141) | KY | 50680 | 503139.75 | 9.9278 | 0
E365.00-OH Conductors and Devices | 2010-01-01 | Non-unitized | 3611 Red Oak Drive Lot #5 40031 | KY | 0 | 0 | 0 | 0
E365.00-OH Conductors and Devices | 2010-04-01 | Non-unitized | 423 E ST CATHERINE ST 40203 | KY | 0 | 0 | 0 | 0
E365.00-OH Conductors and Devices | 2009-11-30 | 4 COPPER CONDUCTOR | #4 W.P. COPPER (00141) | KY | 25 | 597.35 | 23.894 | 0
E365.00-OH Conductors and Devices | 2010-10-01 | Non-unitized | 923 S 2ND ST 40203 | KY | 0 | 0 | 0 | 0
E365.00-OH Conductors and Devices | 2010-10-01 | Non-unitized | S 15TH 40210 | KY | 0 | 0 | 0 | 0
E365.00-OH Conductors and Devices | 2010-10-01 | Non-unitized | 3046 HUNSINGER LANE 40220 | KY | 0 | 0 | 0 | 0
E365.00-OH Conductors and Devices | 2010-05-31 | SWITCHES - CUTOUT NEW | SWITCHES - CUTOUT NEW 07630 | KY | 1 | 999.83 | 999.83 | 0
E365.00-OH Conductors and Devices | 2010-11-30 | 795 MCM ALUMINUM CONDUCTOR | #795 MCM ALL ALUM BARE (00122) | KY | 12832 | 103894.7 | 8.0965 | 0
E365.00-OH Conductors and Devices | 2011-01-01 | Non-unitized | 2125 W CHESTNUT ST 40211 | KY | 0 | 0 | 0 | 0
E365.00-OH Conductors and Devices | 2011-01-01 | Non-unitized | 3800 BISHOP LN 40218 | KY | 0 | 0 | 0 | 0
E365.00-OH Conductors and Devices | 2011-05-31 | RECLOSER | RECLOSER, MISCELLANEOUS (06282) | KY | 5 | 103816.71 | 20763.342 | 0
E365.00-OH Conductors and Devices | 2011-04-30 | 4/0 CONDUCTOR | #4/0 CONDUCTOR (00148) | KY | 38 | 8607.41 | 226.5108 | 0
E365.00-OH Conductors and Devices | 2011-07-01 | Non-unitized | RIDGE CT 40223 | KY | 3 | 0 | 0 | 0
E365.00-OH Conductors and Devices | 2012-08-31 | CAPACITORS | CAPACITORS (BANKS) (EACH) (07330) | KY | 26 | 32541.79 | 1251.6073 | 0
E365.00-OH Conductors and Devices | 2013-02-01 | Non-unitized | 10500BL. OF OLD TAYLORSVILLE ROAD 40299 | KY | 0 | 0 | 0 | 0
E365.00-OH Conductors and Devices | 2012-12-31 | #2 Triplex | #2 CONDUCTOR (00172) | KY | 10049 | 61096.45 | 6.0799 | 0
E365.00-OH Conductors and Devices | 2013-03-01 | SWITCHES - CUTOUT NEW | SWITCHES - CUTOUT NEW 07630 | KY | 71 | 41624.01 | 586.2537 | 0
E365.00-OH Conductors and Devices | 2012-10-01 | 20 M.A.W. MESSENGER WIRE | 20 M.A.W. MESSENGER WIRE (FT) (07804) | KY | 500 | 436.38 | 0.87276 | 0
E365.00-OH Conductors and Devices | 2012-12-31 | RECLOSER | RECLOSER, MISC., 3 PHASE, SINGLE TANK | KY | 0 | 0 | 0 | 0
E365.00-OH Conductors and Devices | 2013-06-01 | 2/0 COPPER CONDUCTOR | #2/0 W.P. COPPER (00146) | KY | 1067 | 14432.62 | 13.5264 | 0
E365.00-OH Conductors and Devices | 2013-07-01 | Non-unitized | 5217 SPRINGDALE RD 40241 | KY | 0 | 0 | 0 | 0
E365.00-OH Conductors and Devices | 2013-09-30 | ARRESTERS - OVERHEAD | ARRESTERS - OVERHEAD | KY | 15 | 1369.11 | 91.274 | 0
E365.00-OH Conductors and Devices | 2014-10-31 | 336,400 19 STR. ALL ALUMINUM | 336,400 19 STR. ALL ALUMINUM (FT) (07712) | KY | 779 | 10205.13 | 13.1003 | 0
E365.00-OH Conductors and Devices | 2014-08-31 | 500 MCM COPPER CONDUCTOR | #500 MCM W.P. COPPER (00155) | KY | 4254 | 516673.31 | 121.4559 | 0
E365.00-OH Conductors and Devices | 2014-11-30 | INSULATORS - LINE | INSULATORS - LINE | KY | 1 | 50.73 | 50.73 | 0
E365.00-OH Conductors and Devices | 2014-07-31 | 2/0 COPPER CONDUCTOR | #2/0 W.P. COPPER (00146) | KY | 98 | 776.25 | 7.9209 | 0
E365.00-OH Conductors and Devices | 2015-01-31 | 795 MCM ALUMINUM CONDUCTOR | #795 MCM ALL ALUM BARE (00122) | KY | 6 | 427.54 | 71.2567 | 0
E365.00-OH Conductors and Devices | 2015-01-31 | REGULATORS | REGULATORS (06855) | KY | 0 | 0 | 0 | 0
E365.00-OH Conductors and Devices | 2016-01-01 | Non-unitized | CNBSV340U-NB Elect Serv UG - 003400 | KY | 0 | 0 | 0 | 0
E365.00-OH Conductors and Devices | 2014-12-31 | Non-unitized | LGE MAJOR STORM 082714 | KY | 0 | 0 | 0 | 0
E365.00-OH Conductors and Devices | 2015-12-31 | Non-unitized | REPLACE CLAY TRANSFORMER TR2 | KY | 0 | 0 | 0 | 0
E365.00-OH Conductors and Devices | 2016-02-29 | Non-unitized | CF - 1204 | KY | 0 | 0 | 0 | 0
E365.00-OH Conductors and Devices | 2016-03-31 | SKY WIRE | SKY WIRE (FT) | KY | 1500 | 2921.91 | 1.9479 | 0
E365.00-OH Conductors and Devices | 2017-12-31 | RECLOSER, MISCELLANEOUS | RECLOSER, MISCELLANEOUS | KY | 40 | 1231757.64 | 30793.941 | 0
E365.00-OH Conductors and Devices | 2017-12-31 | SWITCHES - DISCONNECT NEW | SWITCHES - DISCONNECT | KY | 80 | 87599.04 | 1094.988 | 0
E365.00-OH Conductors and Devices | 2018-01-01 | Non-unitized | CRCST340-Cust Requested - 003400 | KY | 0 | 0 | 0 | 0
E365.00-OH Conductors and Devices | 2019-01-01 | Non-unitized | CNBSV340U-NB Elect Serv UG - 003400 | KY | 0 | 0 | 0 | 0
E365.00-OH Conductors and Devices | 2019-12-01 | 1/0 CABLE | 1/0 CABLE | KY | 52103 | 258164.76 | 4.9549 | 0
E365.00-OH Conductors and Devices | 2019-07-31 | Non-unitized | 155141-Grants Vault | KY | 0 | 0 | 0 | 0
E365.00-OH Conductors and Devices | 2018-09-30 | 8 COPPER CONDUCTOR | #8 W.P. COPPER (00138) | KY | 462 | 2099.34 | 4.544 | 0
E365.00-OH Conductors and Devices | 2019-08-01 | WILDLIFE PROTECTION | WILDLIFE PROTECTION | KY | 25 | 11888.05 | 475.522 | 0
E365.00-OH Conductors and Devices | 2019-05-01 | RECLOSER | RECLOSER,12.47KV,3PH,VAC INTERRUPTING,800 AMP | KY | 2 | 97788.06 | 48894.03 | 0
E365.00-OH Conductors and Devices | 2017-08-31 | 4 COPPER CONDUCTOR | #4 W.P. COPPER (00141) | KY | 27268 | 139435.05 | 5.1135 | 0
E365.00-OH Conductors and Devices | 2020-01-01 | 795 MCM ALUMINUM CONDUCTOR | #795 MCM ALL ALUM BARE (00122) | KY | 480 | 984 | 2.05 | 0
E365.00-OH Conductors and Devices | 2020-05-01 | Non-unitized | Old Henry Rd | KY | 0 | 0 | 0 | 0
E365.00-OH Conductors and Devices | 2019-11-01 | 4 COPPER CONDUCTOR | #4 W.P. COPPER (00141) | KY | 2920 | 665.5 | 0.22791 | 0
E365.00-OH Conductors and Devices | 2021-03-01 | WILDLIFE PROTECTION | WILDLIFE PROTECTION | KY | 59 | 46927.99 | 795.3897 | 0
E365.00-OH Conductors and Devices | 2021-06-01 | 500 MCM COPPER CONDUCTOR | #500 MCM W.P. COPPER (00155) | KY | 2590 | 159626.11 | 61.6317 | 0
E365.00-OH Conductors and Devices | 2021-06-01 | Non-unitized | 161081-TPPA-Spectrum 2020 | KY | 0 | 0 | 0 | 0
E365.00-OH Conductors and Devices | 2021-01-01 | INSULATORS - LINE | INSULATORS - LINE | KY | 15 | 742.62 | 49.508 | 0
E365.00-OH Conductors and Devices | 2021-12-31 | ARRESTERS - OVERHEAD | ARRESTERS - OVERHEAD | KY | 13 | 520.75 | 40.0577 | 0
E365.00-OH Conductors and Devices | 2022-03-17 | Non-unitized | 167135-SW1451 2022 CEMI is one of the circuits that were identified in the CEMI project for 2022. WR# 6952615 | KY | 0 | 0 | 0 | 0
E365.00-OH Conductors and Devices | 2021-12-31 | 500 MCM COPPER CONDUCTOR | #500 MCM W.P. COPPER (00155) | KY | 75 | 1890.95 | 25.2127 | 0
E365.00-OH Conductors and Devices | 2021-07-14 | #2 Triplex | #2 Triplex | KY | 500 | 1797.28 | 3.5946 | 0
E365.00-OH Conductors and Devices | 2022-02-01 | 1/0 CABLE | 1/0 CABLE | KY | 73790 | 588005.87 | 7.9686 | 0
E365.00-OH Conductors and Devices | 2023-01-01 | Non-unitized | ATBRD343U-Taxable-Cap Trouble Orders UG 00343012 | KY | 0 | 0 | 0 | 0
E365.00-OH Conductors and Devices | 2022-02-28 | GROUND | GROUND (00103) | KY | 275 | 34305.94 | 124.7489 | 0
E365.00-OH Conductors and Devices | 2022-12-31 | WILDLIFE PROTECTION | WILDLIFE PROTECTION | KY | 16 | 47173.14 | 2948.3212 | 0
E365.00-OH Conductors and Devices | 2021-12-31 | 6 COPPER CONDUCTOR | #6 BARE COPPER (00168) | KY | 3624 | 11240.03 | 3.1016 | 0
E365.00-OH Conductors and Devices | 2023-09-23 | Non-unitized | SOUTHPARK RD RELOCAT | KY | 0 | 0 | 0 | 0
E365.00-OH Conductors and Devices | 2024-01-31 | Non-unitized | 167218 - KE1156 Small Wire is one of the circuits that were identified in the Small Wire project for 2023. WR# 6958059 | KY | 0 | 0 | 0 | 0
E365.00-OH Conductors and Devices | 2024-02-01 | 195,700 ACAR WIRE | 195,700 ACAR WIRE (FT) (07711) | KY | 7993 | 14130.72 | 1.7679 | 0
E365.00-OH Conductors and Devices | 2024-01-01 | Non-unitized | ARELD343-Taxable-Capital Reliability 00343012 | KY | 0 | 0 | 0 | 0
E365.00-OH Conductors and Devices | 2023-11-14 | GROUND | GROUND (00103) | KY | 157 | 28986.92 | 184.6301 | 0
E365.00-OH Conductors and Devices | 2024-09-30 | Non-unitized | 167217 - DA1239 Small Wire is one of the circuits identified in the small wire replacement project for 2024. WR# 6978225 | KY | 2 | 361181.23 | 180590.615 | 0
E365.00-OH Conductors and Devices | 1998-01-01 | #12 CABLE | MP1998 Overhead Conductors and Devices | KY | 0 | 0 | 0
E365.00-OH Conductors and Devices | 1979-01-01 | FISHER PIERCE CURRENT SENSOR | MP1979 Overhead Conductors and Devices | KY | 9 | 1250.92 | 138.9911 | 0
E365.00-OH Conductors and Devices | 1953-01-01 | 8 COPPER CONDUCTOR | MP1953 Overhead Conductors and Devices | KY | 0 | 0 | 0 | 0
E365.00-OH Conductors and Devices | 1975-01-01 | SWITCHES - CUTOUT | MP1975 Overhead Conductors and Devices | KY | 0 | 0 | 0
E365.00-OH Conductors and Devices | 1998-01-01 | 3/0 CONDUCTOR | MP1998 Overhead Conductors and Devices | KY | 26602 | 96525.08 | 3.6285 | 0
E365.00-OH Conductors and Devices | 1999-01-01 | SWITCHES - CUTOUT | MP1999 Overhead Conductors and Devices | KY | 0 | 0 | 0
E365.00-OH Conductors and Devices | 1988-01-01 | CAPACITORS | MP1988 Overhead Conductors and Devices | KY | 86 | 61135.4 | 710.8767 | 0
E365.00-OH Conductors and Devices | 2000-01-01 | 4/0 CONDUCTOR | MP2000 Overhead Conductors and Devices | KY | 26971 | 117678.66 | 4.3632 | 0
E365.00-OH Conductors and Devices | 1999-01-01 | 6 COPPER CONDUCTOR | MP1999 Overhead Conductors and Devices | KY | 12540 | 141512.07 | 11.2849 | 0
E365.00-OH Conductors and Devices | 2008-05-01 | Non-unitized | 8109 WELSH RD 40056 | KY | 0 | 0 | 0 | 0
E365.00-OH Conductors and Devices | 2008-05-01 | Non-unitized | 1800 MAYO LN | KY | 0 | 0 | 0
E365.00-OH Conductors and Devices | 2008-05-01 | Non-unitized | 1043 Lotus Lane 402 | KY | 0 | 0 | 0 | 0
E365.00-OH Conductors and Devices | 2008-05-01 | Non-unitized | 1129644 | KY | 0 | 0 | 0
E365.00-OH Conductors and Devices | 2008-05-01 | Non-unitized | 1701 W MUHAMMAD ALI BLVD | KY | 0 | 0 | 0
E365.00-OH Conductors and Devices | 2008-05-01 | Non-unitized | 6105 U CHERRY LN 40056 | KY | 0 | 0 | 0
E365.00-OH Conductors and Devices | 2008-05-01 | Non-unitized | 1111389 | KY | 0 | 0 | 0
E365.00-OH Conductors and Devices | 2008-05-01 | Non-unitized | 3601 VIRGINIA AVE 40211 | KY | 0 | 0 | 0
E365.00-OH Conductors and Devices | 2008-05-01 | Non-unitized | WORK IN PROGRESS | KY | 0 | 0 | 0
E365.00-OH Conductors and Devices | 2008-05-01 | Non-unitized | NOTTING HILLS | KY | 0 | 0 | 0 | 0
E365.00-OH Conductors and Devices | 2008-05-01 | Non-unitized | 7207 OLD HEADY RD 40299 | KY | 0 | 0 | 0
E365.00-OH Conductors and Devices | 2008-05-01 | Non-unitized | 8250 Speer Lane 40014 | KY | 0 | 0 | 0 | 0
E365.00-OH Conductors and Devices | 2008-05-01 | Non-unitized | 700 BL PHILLIPS LN 40209 | KY | 0 | 0 | 0 | 0
E365.00-OH Conductors and Devices | 2008-05-01 | Non-unitized | 1860 MELLWOOD AVE 40206 | KY | 0 | 0 | 0
E365.00-OH Conductors and Devices | 2008-05-01 | Non-unitized | 3808 7TH STREET RD | KY | 0 | 0 | 0
E365.00-OH Conductors and Devices | 2008-05-01 | Non-unitized | 5330 Valley Station Road 40272 | KY | 0 | 0 | 0
E365.00-OH Conductors and Devices | 2008-05-01 | Non-unitized | 1211024 | KY | 0 | 0 | 0 | 0
E365.00-OH Conductors and Devices | 2008-05-01 | Non-unitized | HIGHWAY 329 40014 | KY | 0 | 0 | 0
E365.00-OH Conductors and Devices | 2008-05-01 | Non-unitized | 7835 NATIONAL TURNPIKE ST 19 BUILD 3 40214 | KY | 0 | 0 | 0
E365.00-OH Conductors and Devices | 2008-05-01 | Non-unitized | 5415 VALLEY STATION RD 40272 | KY | 0 | 0 | 0
E365.00-OH Conductors and Devices | 2008-05-01 | Non-unitized | 2200 WENDLER LN | KY | 0 | 0 | 0 | 0
E365.00-OH Conductors and Devices | 2008-05-01 | Non-unitized | CEDAR BROOK, SECTION 1 | KY | 0 | 0 | 0
E365.00-OH Conductors and Devices | 2008-05-01 | Non-unitized | POPLAR LEVEL @ ILLINOIS AV 40213 | KY | 0 | 0 | 0 | 0
E365.00-OH Conductors and Devices | 2008-05-01 | Non-unitized | 9650 BLUEGRASS PKWY 40299 | KY | 0 | 0 | 0 | 0
E365.00-OH Conductors and Devices | 2008-05-01 | Non-unitized | 1130584 | KY | 0 | 0 | 0
E365.00-OH Conductors and Devices | 2008-05-01 | Non-unitized | 11810 INTERCHANGE DR 40229 | KY | 0 | 0 | 0 | 0
E365.00-OH Conductors and Devices | 2009-01-01 | Non-unitized | NETVLT343-Network Vaults 003430 | KY | 0 | 0 | 0 | 0
E365.00-OH Conductors and Devices | 2009-04-01 | Non-unitized | 1326 S 34TH ST 40211 | KY | 0 | 0 | 0 | 0
E365.00-OH Conductors and Devices | 2009-02-01 | Non-unitized | 4401 MANSLICK RD 40216 | KY | 0 | 0 | 0
E365.00-OH Conductors and Devices | 2009-04-01 | Non-unitized | 11300 Old Brownsboro Road 40241 | KY | 0 | 0 | 0
E365.00-OH Conductors and Devices | 2009-09-01 | 6 COPPER CONDUCTOR | #6 BARE COPPER (00168) | KY | 198973 | 1375465.98 | 6.9128 | 0
E365.00-OH Conductors and Devices | 2009-07-01 | Non-unitized | 2120 WALNUT PL. 40205 | KY | 0 | 0 | 0
E365.00-OH Conductors and Devices | 2010-01-01 | Non-unitized | BANNON CROSSINGS - SEC 3A-1 | KY | 0 | 0 | 0
E365.00-OH Conductors and Devices | 2010-01-01 | Non-unitized | Ballard School Road Lot 7 40031 | KY | 0 | 0 | 0
E365.00-OH Conductors and Devices | 2010-01-01 | Non-unitized | 5637 JUNIPER BEACH ROAD 40059 | KY | 0 | 0 | 0 | 0
E365.00-OH Conductors and Devices | 2008-12-31 | CAPACITORS | CAPACITORS (BANKS) (EACH) (07330) | KY | 3 | 10450.88 | 3483.6267
E365.00-OH Conductors and Devices | 2010-04-01 | Non-unitized | 155 MEADE SPRINGS RD. 40108 | KY | 0 | 0 | 0 | 0
E365.00-OH Conductors and Devices | 1987-01-01 | FISHER PIERCE CURRENT CONTROL | MP1987 Overhead Conductors and Devices | KY | 4 | 4139.91 | 1034.9775
E365.00-OH Conductors and Devices | 2003-01-01 | GROUND | MP2003 Overhead Conductors and Devices | KY | 0 | 0 | 0 | 0
E365.00-OH Conductors and Devices | 2008-05-01 | Non-unitized | 1100 E MAIN ST 40206 | KY | 0 | 0 | 0 | 0
E365.00-OH Conductors and Devices | 2008-05-01 | Non-unitized | 3411 FENDLEY MILL RD 40031 | KY | 0 | 0 | 0 | 0
E365.00-OH Conductors and Devices | 2008-05-01 | Non-unitized | 9404 FERN CREEK RD 40291 | KY | 0 | 0 | 0 | 0
E365.00-OH Conductors and Devices | 2008-05-01 | Non-unitized | VALLEY FARMS - PHASE 1 | KY | 0 | 0 | 0 | 0
E365.00-OH Conductors and Devices | 2008-05-01 | Non-unitized | FLAT ROCK RIDGE-SEC 2 | KY | 0 | 0 | 0 | 0
E365.00-OH Conductors and Devices | 2008-05-01 | Non-unitized | 3934 PARK DR 40216 | KY | 0 | 0 | 0 | 0
E365.00-OH Conductors and Devices | 2008-05-01 | Non-unitized | 305 E Jefferson St 40202 | KY | 0 | 0 | 0 | 0
E365.00-OH Conductors and Devices | 2008-10-01 | Non-unitized | 1567264 | KY | 0 | 0 | 0
E365.00-OH Conductors and Devices | 2008-10-01 | Non-unitized | 1490478 | KY | 0 | 0 | 0
E365.00-OH Conductors and Devices | 2009-01-01 | Non-unitized | 5911 LOVERS LN 40291 | KY | 0 | 0 | 0
E365.00-OH Conductors and Devices | 2009-10-01 | Non-unitized | BLANKENBAKER PARKWAY | KY | 0 | 0 | 0 | 0
E365.00-OH Conductors and Devices | 2009-11-01 | Non-unitized | 3904 BARDSTOWN 40218 | KY | 0 | 0 | 0 | 0
E365.00-OH Conductors and Devices | 2010-01-01 | Non-unitized | 1352565 | KY | 0 | 0 | 0 | 0
E365.00-OH Conductors and Devices | 2010-01-01 | Non-unitized | 1112166 | KY | 0 | 0 | 0 | 0
E365.00-OH Conductors and Devices | 2010-04-01 | Non-unitized | 5300 BENNETT LN 40031 | KY | 0 | 0 | 0 | 0
E365.00-OH Conductors and Devices | 2010-04-01 | Non-unitized | 1304 HOBBS LN 40023 | KY | 0 | 0 | 0 | 0
E365.00-OH Conductors and Devices | 2010-04-01 | Non-unitized | 4601 WESTPORT RD 40207 | KY | 0 | 0 | 0 | 0
E365.00-OH Conductors and Devices | 2010-04-01 | Non-unitized | URTON LN 40243 | KY | 0 | 0 | 0 | 0
E365.00-OH Conductors and Devices | 2020-04-30 | 4 COPPER CONDUCTOR | #4 W.P. COPPER (00141) | KY | 10039 | 22119.94 | 2.2034 | 0
E365.00-OH Conductors and Devices | 2010-10-01 | Non-unitized | 3036 BROADWAY 40211 | KY | 0 | 0 | 0 | 0
E365.00-OH Conductors and Devices | 2010-11-30 | #2 Triplex | #2 CONDUCTOR (00172) | KY | 0 | 0 | 0 | 0
E365.00-OH Conductors and Devices | 2011-05-31 | ARRESTERS - OVERHEAD | ARRESTERS - OVERHEAD | KY | 24 | 11998.16 | 499.9233 | 0
E365.00-OH Conductors and Devices | 2011-01-01 | Non-unitized | 4003 COLLINS LANE 40245 | KY | 0 | 0 | 0 | 0
E365.00-OH Conductors and Devices | 2011-01-01 | Non-unitized | 10000 TAYLORSVILLE ROAD 40299 | KY | 0 | 0 | 0 | 0
E365.00-OH Conductors and Devices | 2011-05-31 | 350 MCM COPPER CONDUCTOR | #350 MCM BARE COPPER (00183) | KY | 140 | 1533.47 | 10.9534 | 0
E365.00-OH Conductors and Devices | 2011-02-01 | Non-unitized | 3000 Cedar Point Road 40031 | KY | 0 | 0 | 0 | 0
E365.00-OH Conductors and Devices | 2011-08-31 | ARRESTERS - OVERHEAD | ARRESTERS - OVERHEAD | KY | 0 | 0 | 0 | 0
E365.00-OH Conductors and Devices | 2011-07-01 | Non-unitized | 1303 BEARCAMP RD 40272 | KY | 0 | 0 | 0 | 0
E365.00-OH Conductors and Devices | 2011-08-01 | Non-unitized | 4612 ECHO VALLEY DRIVE 40014 | KY | 0 | 0 | 0 | 0
E365.00-OH Conductors and Devices | 2011-09-30 | #2 Triplex | #2 CONDUCTOR (00172) | KY | 129 | 2536.68 | 19.6642 | 0
E365.00-OH Conductors and Devices | 2011-08-01 | Non-unitized | ORACLE SINGLE FAMILY HOMES 2010 | KY | 0 | 0 | 0 | 0
E365.00-OH Conductors and Devices | 2012-01-01 | ARRESTERS - NEW | ARRESTERS - NEW (06334) | KY | 204 | 122225.66 | 599.1454 | 0
E365.00-OH Conductors and Devices | 2012-04-30 | Non-unitized | NETVLT343-Network Vaults 003430 | KY | 0 | 0 | 0 | 0
E365.00-OH Conductors and Devices | 2012-03-31 | Non-unitized | 330 MASONIC HOME DR 40041 | KY | 1 | 0 | 0 | 0
E365.00-OH Conductors and Devices | 2012-07-31 | 6 COPPER CONDUCTOR | #6 BARE COPPER (00168) | KY | 7 | 47.79 | 6.8271 | 0
E365.00-OH Conductors and Devices | 2012-10-01 | Non-unitized | New Business - Project Level WorkOrder | KY | 0 | 0 | 0 | 0
E365.00-OH Conductors and Devices | 2013-01-31 | ARRESTERS - NEW | ARRESTERS - NEW | KY | 35 | 21960.43 | 627.4409 | 0
E365.00-OH Conductors and Devices | 2012-07-25 | 123,270 ACAR WIRE | 123,270 ACAR WIRE (FT) (07686) | KY | 500 | 6129.99 | 12.26 | 0
E365.00-OH Conductors and Devices | 2011-07-31 | 4 COPPER CONDUCTOR | #4 W.P. COPPER (00141) | KY | 175 | 2495.88 | 14.2622 | 0
E365.00-OH Conductors and Devices | 2012-01-31 | 795 MCM ALUMINUM CONDUCTOR | #795 MCM ALL ALUM BARE (00122) | KY | 25010 | 279327.99 | 11.1687 | 0
E365.00-OH Conductors and Devices | 2012-11-01 | #2 ACSR | #1 CONDUCTOR (00173) | KY | 14443 | 35681.26 | 2.4705 | 0
E365.00-OH Conductors and Devices | 2013-08-31 | 336,400 19 STR. ALL ALUMINUM | 336,400 19 STR. ALL ALUMINUM (FT) (07712) | KY | 41147 | 112207.11 | 2.727 | 0
E365.00-OH Conductors and Devices | 2013-12-31 | Non-unitized | Ckt HI-1102 | KY | 0 | 0 | 0 | 0
E365.00-OH Conductors and Devices | 2014-07-31 | 1/0 CONDUCTOR | 1/0 CONDUCTOR | KY | 3200 | 13959.61 | 4.3624 | 0
E365.00-OH Conductors and Devices | 2013-11-30 | SWITCHES - GROUP OPERATED | SWITCHES - GRP OP 15KV, 900A | KY | 1 | 18983.93 | 18983.93 | 0
E365.00-OH Conductors and Devices | 2014-03-31 | 123,270 ACAR WIRE | 123,270 ACAR WIRE (FT) (07686) | KY | 3686 | 24408.03 | 6.6218 | 0
E365.00-OH Conductors and Devices | 2014-12-31 | 4A COPPER CONDUCTOR | #4A COPPERWELD COPPER (00195) | KY | 19143 | 82602.96 | 4.315 | 0
E365.00-OH Conductors and Devices | 2014-12-31 | ARRESTERS - OVERHEAD | ARRESTERS - OVERHEAD | KY | 1323 | 398072.52 | 300.8863 | 0
E365.00-OH Conductors and Devices | 2015-01-01 | Non-unitized | CCAPR340-Taxable-Capital CAP/REG/RECL - 00340012 | KY | 0 | 0 | 0 | 0
E365.00-OH Conductors and Devices | 2015-08-31 | 6 COPPER CONDUCTOR | #6 BARE COPPER (00168) | KY | 1997 | 4507.29 | 2.257 | 0
E365.00-OH Conductors and Devices | 2015-04-30 | GROUND | GROUND (00103) | KY | 2523 | 411359.76 | 163.0439 | 0
E365.00-OH Conductors and Devices | 2017-12-31 | ARRESTERS - OVERHEAD | ARRESTERS - OVERHEAD | KY | 505 | 212248.55 | 420.2942 | 0
E365.00-OH Conductors and Devices | 2017-04-01 | Non-unitized | CNBRD340O-NB Resid OH - 003400 | KY | 0 | 0 | 0 | 0
E365.00-OH Conductors and Devices | 2017-05-31 | Non-unitized | 150853-Omni South/East 480V Vault | KY | 0 | 0 | 0 | 0
E365.00-OH Conductors and Devices | 2017-09-30 | Non-unitized | NONE | KY | 0 | 0 | 0 | 0
E365.00-OH Conductors and Devices | 2017-06-01 | RECLOSER | RECLOSER, MISCELLANEOUS (06282) | KY | 7 | 946707.42 | 135243.9171 | 0
E365.00-OH Conductors and Devices | 2017-09-30 | WILDLIFE PROTECTION | WILDLIFE PROTECTION | KY | 6 | 5296.34 | 882.7233 | 0
E365.00-OH Conductors and Devices | 2018-09-30 | Non-unitized | CLM032118-LGE Major Storm-Capital-032118 | KY | 0 | 0 | 0 | 0
E365.00-OH Conductors and Devices | 2019-12-01 | 6 COPPER CONDUCTOR | #6 BARE COPPER (00168) | KY | 71950 | 136922.4 | 1.903 | 0
E365.00-OH Conductors and Devices | 2018-12-31 | Non-unitized | NONE | KY | 0 | 0 | 0 | 0
E365.00-OH Conductors and Devices | 2015-07-31 | INSULATORS - LINE | INSULATORS - LINE | KY | 5 | 32.24 | 6.448 | 0
E365.00-OH Conductors and Devices | 2020-06-30 | SWITCHES - GROUP OPERATED | SWITCHES - GROUP OPERATED 07632 | KY | 2 | 43533.72 | 21766.86 | 0
E365.00-OH Conductors and Devices | 2020-06-30 | #795 MCM ACSR BARE | #795 MCM ACSR BARE | KY | 13009 | 338003.46 | 25.9823 | 0
E365.00-OH Conductors and Devices | 2021-01-01 | Non-unitized | 150222-LGE Ky Wired Fiber Make Ready project (reimbursable portion); AKA Next Generation Kentucky Information Highway (NG-KIH). | KY | 2 | 0 | 0 | 0
E365.00-OH Conductors and Devices | 2020-10-01 | RECLOSER, MISCELLANEOUS | RECLOSER, MISCELLANEOUS | KY | 2 | 150920.64 | 75460.32 | 0
E365.00-OH Conductors and Devices | 2020-08-10 | SWITCHES - DISCONNECT NEW | SWITCHES - DISCONNECT | KY | 24 | 4260 | 177.5 | 0
E365.00-OH Conductors and Devices | 2020-10-20 | RECLOSER, MISCELLANEOUS | RECLOSER, MISCELLANEOUS | KY | 1 | 52880.35 | 52880.35 | 0
E365.00-OH Conductors and Devices | 2021-02-01 | Non-unitized | Investment | KY | 0 | 0 | 0 | 0
E365.00-OH Conductors and Devices | 2021-06-01 | Non-unitized | 164860-2021 SIO Fuse Savings LGE - replace project 164111 | KY | 0 | 0 | 0 | 0
E365.00-OH Conductors and Devices | 2021-10-01 | Non-unitized | 164850-2021 SIO Fuse Savings LGE TripSaver Project CW1228 is one of the circuits that were identified in the SIO Fuse Saving project for 2021. | KY | 0 | 0 | 0 | 0
E365.00-OH Conductors and Devices | 2022-01-01 | Non-unitized | ATPD340-Taxable-Cap Third Party 00340012 Replacement cost of complete units of property due to damage from a third party, typically reimbursed. | KY | 0 | 0 | 0 | 0
E365.00-OH Conductors and Devices | 2022-01-01 | Non-unitized | CRCST340-Cust Requested - 003400 | KY | 0 | 0 | 0 | 0
E365.00-OH Conductors and Devices | 2022-01-01 | Non-unitized | CTPD340-Taxable-Capital Thrd Party - 00340012 | KY | 0 | 0 | 0 | 0
E365.00-OH Conductors and Devices | 2022-01-01 | Non-unitized | CTPD343-Capital Thrd Party - 003430 | KY | 4 | 0 | 0 | 0
E365.00-OH Conductors and Devices | 2022-01-01 | Non-unitized | Investment | KY | 0 | 0 | 0 | 0
E365.00-OH Conductors and Devices | 2022-02-01 | 6 COPPER CONDUCTOR | #6 BARE COPPER (00168) | KY | 41649 | 73190.52 | 1.7573 | 0
E365.00-OH Conductors and Devices | 2022-07-25 | Non-unitized | 167806 CF1203 CEMI CENTERFIELD 1203 is one of the circuits that were identified in the CEMI project for 2022. WR# 6990270. | KY | 0 | 0 | 0 | 0
E365.00-OH Conductors and Devices | 2022-05-12 | Non-unitized | 167964 EXIT CABLE REPLACEMENT | KY | 0 | 0 | 0 | 0
E365.00-OH Conductors and Devices | 2022-11-01 | SWITCHGEAR | SWITCHGEAR (06755) | KY | 3 | 372999.23 | 124333.0767 | 0
E365.00-OH Conductors and Devices | 2023-06-30 | Non-unitized | LI-169350-River Road Highway Relocation | KY | 0 | 0 | 0 | 0
E365.00-OH Conductors and Devices | 2023-06-30 | Non-unitized | ALM062222- LGE Major Storm 06-22-22 | KY | 0 | 0 | 0 | 0
E365.00-OH Conductors and Devices | 2023-02-01 | WILDLIFE PROTECTION | WILDLIFE PROTECTION | KY | 14 | 33335.67 | 2381.1193 | 0
E365.00-OH Conductors and Devices | 2024-05-31 | Non-unitized | 171797-CIFI SM1233 is one of the circuits identified in the CIFI project for 2024.WR# 7169405 | KY | 0 | 0 | 0 | 0
E365.00-OH Conductors and Devices | 2024-01-31 | #2 Triplex | #2 Triplex | KY | 123071 | 831433.73 | 6.7557 | 0
E365.00-OH Conductors and Devices | 2024-01-01 | 2/0 COPPER CONDUCTOR | #2/0 W.P. COPPER (00146) | KY | 453 | 7411.34 | 16.3606 | 0
E365.00-OH Conductors and Devices | 2025-02-01 | Non-unitized | ANBCD343U-Taxable-NB Comm UG 00343012 | KY | 6 | 889856.33 | 148309.3883 | 0
E365.00-OH Conductors and Devices | 1977-01-01 | 795 MCM ALUMINUM CONDUCTOR | MP1977 Overhead Conductors and Devices | KY | 562705 | 1080027.35 | 1.9193 | 0
E365.00-OH Conductors and Devices | 1992-01-01 | #12 CABLE | MP1992 Overhead Conductors and Devices | KY | 0 | 0 | 0
E365.00-OH Conductors and Devices | 1980-01-01 | 840,200 24/13 ACAR WIRE | MP1980 Overhead Conductors and Devices | KY | 80071 | 191893.5 | 2.3965 | 0
E365.00-OH Conductors and Devices | 1971-01-01 | SKY WIRE | MP1971 Overhead Conductors and Devices | KY | 18263 | 3504.25 | 0.19188 | 0
E365.00-OH Conductors and Devices | 1974-01-01 | 392,500 24/13 ACAR WIRE | MP1974 Overhead Conductors and Devices | KY | 42941 | 29055.11 | 0.67663 | 0
E365.00-OH Conductors and Devices | 1942-01-01 | SKY WIRE | MP1942 Overhead Conductors and Devices | KY | 67636 | 3685.58 | 0.054491 | 0
E365.00-OH Conductors and Devices | 1986-01-01 | TO BE SPREAD OVER ASSETS IN ACCOUNT | MP1986 Overhead Conductors and Devices | KY | 0 | 0 | 0
E365.00-OH Conductors and Devices | 1987-01-01 | CAPACITORS | MP1987 Overhead Conductors and Devices | KY | 91 | 60673.17 | 666.7381 | 0
E365.00-OH Conductors and Devices | 1994-01-01 | ARRESTERS - DISTRIBUTION | MP1994 Overhead Conductors and Devices | KY | 1908 | 496418.06 | 260.1772 | 0
E365.00-OH Conductors and Devices | 1979-01-01 | 4 COPPER CONDUCTOR | MP1979 Overhead Conductors and Devices | KY | 61070 | 40436.13 | 0.66213 | 0
E365.00-OH Conductors and Devices | 1972-01-01 | 795 MCM ALUMINUM CONDUCTOR | MP1972 Overhead Conductors and Devices | KY | 127976 | 180485.87 | 1.4103 | 0
E365.00-OH Conductors and Devices | 1965-01-01 | 1/0 CABLE | 1/0 CABLE | KY | 65819 | 16078.85 | 0.24429 | 0
E365.00-OH Conductors and Devices | 1968-01-01 | #2 Triplex | MP1968 Overhead Conductors and Devices | KY | 92821 | 26342.51 | 0.2838 | 0
E365.00-OH Conductors and Devices | 1994-01-01 | 1/0 CABLE | MP1994 Overhead Conductors and Devices | KY | 88860 | 319667.5 | 3.5974 | 0
E365.00-OH Conductors and Devices | 1973-01-01 | 6 COPPER CONDUCTOR | MP1973 Overhead Conductors and Devices | KY | 21775 | 9317.6 | 0.4279 | 0
E365.00-OH Conductors and Devices | 1974-01-01 | 123,270 ACAR WIRE | MP1974 Overhead Conductors and Devices | KY | 198549 | 88511.72 | 0.44579 | 0
E365.00-OH Conductors and Devices | 1997-01-01 | 840,200 24/13 ACAR WIRE | MP1997 Overhead Conductors and Devices | KY | 4479 | 27364.78 | 6.1096 | 0
E365.00-OH Conductors and Devices | 2001-01-01 | 2/0 COPPER CONDUCTOR | MP2001 Overhead Conductors and Devices | KY | 4803 | 13298.38 | 2.7688 | 0
E365.00-OH Conductors and Devices | 1968-01-01 | ARRESTERS - DISTRIBUTION | MP1968 Overhead Conductors and Devices | KY | 172 | 6210.05 | 36.1049 | 0
E365.00-OH Conductors and Devices | 1979-01-01 | 795 MCM ALUMINUM CONDUCTOR | #795 MCM ALL ALUM | KY | 2 | 5.44 | 2.72
E365.00-OH Conductors and Devices | 2002-01-01 | 20 M.A.W. MESSENGER WIRE | MP2002 Overhead Conductors and Devices | KY | 60786 | 135684.75 | 2.2322 | 0
E365.00-OH Conductors and Devices | 2004-01-01 | GROUND | MP2004 Overhead Conductors and Devices | KY | 0 | 0 | 0 | 0
E365.00-OH Conductors and Devices | 2008-05-01 | Non-unitized | 4551 ROBARDS LN 40218 | KY | 0 | 0 | 0
E365.00-OH Conductors and Devices | 2008-05-01 | Non-unitized | 1003 Old Harrods Creek Road 40223 | KY | 0 | 0 | 0 | 0
E365.00-OH Conductors and Devices | 2008-05-01 | Non-unitized | 935184 | KY | 0 | 0 | 0
E365.00-OH Conductors and Devices | 2008-05-01 | Non-unitized | MAGNOLIA PLACE | KY | 0 | 0 | 0
E365.00-OH Conductors and Devices | 2008-05-01 | Non-unitized | 4223 BARDSTOWN RD 40218 | KY | 0 | 0 | 0 | 0
E365.00-OH Conductors and Devices | 2008-05-01 | Non-unitized | 1424 BLUEGRASS PY 40031 | KY | 0 | 0 | 0 | 0
E365.00-OH Conductors and Devices | 2008-05-01 | Non-unitized | HERITAGE HILLS - 3Ø UNDG | KY | 0 | 0 | 0 | 0
E365.00-OH Conductors and Devices | 2008-05-01 | Non-unitized | 10201 W HIGHWAY 42 40026 | KY | 0 | 0 | 0 | 0
E365.00-OH Conductors and Devices | 2008-05-01 | Non-unitized | 1112305 | KY | 0 | 0 | 0
E365.00-OH Conductors and Devices | 2008-05-01 | Non-unitized | 1171511 | KY | 0 | 0 | 0
E365.00-OH Conductors and Devices | 2008-05-01 | Non-unitized | BEECHDALE PLACE | KY | 0 | 0 | 0
E365.00-OH Conductors and Devices | 2009-01-01 | Non-unitized | 1417 S 6TH ST 40208 | KY | 0 | 0 | 0
E365.00-OH Conductors and Devices | 2008-10-01 | Non-unitized | 7100 GRADE LN 4 | KY | 0 | 0 | 0 | 0
E365.00-OH Conductors and Devices | 1984-01-01 | INSULATORS - LINE | MP1984 Overhead Conductors and Devices | KY | 0 | 0 | 0 | 0
E365.00-OH Conductors and Devices | 2009-01-01 | Non-unitized | 1000 BL. CRISTLAND RD. 40214 | KY | 0 | 0 | 0 | 0
E365.00-OH Conductors and Devices | 2008-08-01 | Non-unitized | 1225464 | KY | 0 | 0 | 0
E365.00-OH Conductors and Devices | 2008-11-01 | Non-unitized | 7201 BILLTOWN RD 40299 | KY | 0 | 0 | 0
E365.00-OH Conductors and Devices | 2009-01-01 | Non-unitized | 0 MALLARD LAKE BV 40165 | KY | 0 | 0 | 0 | 0
E365.00-OH Conductors and Devices | 2009-01-01 | Non-unitized | 1432904 | KY | 0 | 0 | 0
E365.00-OH Conductors and Devices | 2009-09-01 | 4 COPPER CONDUCTOR | #4 W.P. COPPER (00141) | KY | 120061 | 1875150.83 | 15.6183 | 0
E365.00-OH Conductors and Devices | 2008-08-31 | ARRESTERS - DISTRIBUTION | DISTRIBUTION ARRESTERS (00504) | KY | 529 | 91832.47 | 173.5964 | 0
E365.00-OH Conductors and Devices | 2008-05-01 | Non-unitized | 100 E MARKET ST 40202 | KY | 0 | 0 | 0
E365.00-OH Conductors and Devices | 2009-04-01 | Non-unitized | 1432177 | KY | 0 | 0 | 0
E365.00-OH Conductors and Devices | 2009-10-01 | Non-unitized | 5201 VALLEY STATION RD 40272 | KY | 0 | 0 | 0 | 0
E365.00-OH Conductors and Devices | 2008-12-31 | 20 M.A.W. MESSENGER WIRE | 20 M.A.W. MESSENGER WIRE (FT) (07804) | KY | 1629 | 7595.42 | 4.6626
E365.00-OH Conductors and Devices | 2008-10-01 | Non-unitized | 1544526 | KY | 0 | 0 | 0
E365.00-OH Conductors and Devices | 2010-01-01 | Non-unitized | 3500 S HWY 393 40031 | KY | 0 | 0 | 0 | 0
E365.00-OH Conductors and Devices | 2008-05-01 | Non-unitized | 2006 TOP HILL RD 40118 | KY | 0 | 0 | 0
E365.00-OH Conductors and Devices | 1935-01-01 | 4/0 CONDUCTOR | #4/0 CONSUCTOR | KY | 1327 | 308.65 | 0.23259 | 0
E365.00-OH Conductors and Devices | 1998-01-01 | FISHER PIERCE CURRENT CONTROL | MP1998 Overhead Conductors and Devices | KY | 1 | 2211.92 | 2211.92
E365.00-OH Conductors and Devices | 2000-01-01 | 20 M.A.W. MESSENGER WIRE | MP2000 Overhead Conductors and Devices | KY | 13113 | 3065.92 | 0.23381 | 0
E365.00-OH Conductors and Devices | 2008-05-01 | Non-unitized | LOT 13 RUCKRIEGAL PKWY 40299 | KY | 0 | 0 | 0 | 0
E365.00-OH Conductors and Devices | 2008-05-01 | Non-unitized | 11200 THORTON LN 40223 | KY | 0 | 0 | 0
E365.00-OH Conductors and Devices | 2008-05-01 | Non-unitized | PARK DUVALLE - PH 3A SEC 2B | KY | 0 | 0 | 0 | 0
E365.00-OH Conductors and Devices | 2008-05-01 | Non-unitized | 1202055 | KY | 0 | 0 | 0
E365.00-OH Conductors and Devices | 2008-05-01 | Non-unitized | 10120 BUNSEN WAY 40299 | KY | 0 | 0 | 0 | 0
E365.00-OH Conductors and Devices | 2008-05-01 | Non-unitized | HAUN BOGGS APTS 3600 HILLCREEK DR | KY | 0 | 0 | 0 | 0
E365.00-OH Conductors and Devices | 2008-05-01 | Non-unitized | 7221 GREENWOOD RD 40258 | KY | 0 | 0 | 0 | 0
E365.00-OH Conductors and Devices | 2008-10-01 | Non-unitized | 1336148 | KY | 0 | 0 | 0 | 0
E365.00-OH Conductors and Devices | 2008-10-01 | Non-unitized | 1580537 | KY | 0 | 0 | 0
E365.00-OH Conductors and Devices | 2008-10-01 | Non-unitized | 1563718 | KY | 0 | 0 | 0 | 0
E365.00-OH Conductors and Devices | 2008-10-01 | Non-unitized | 1352565 | KY | 0 | 0 | 0 | 0
E365.00-OH Conductors and Devices | 2008-02-28 | CABLE | CABLE - (MISC) (06031) | KY | 2 | 1045.06 | 522.53
E365.00-OH Conductors and Devices | 2009-01-01 | Non-unitized | 1321195 | KY | 0 | 0 | 0
E365.00-OH Conductors and Devices | 2009-12-15 | ARRESTERS - DISTRIBUTION | DISTRIBUTION ARRESTERS (00504) | KY | 2 | 545.9 | 272.95
E365.00-OH Conductors and Devices | 2009-12-01 | RECLOSER, MISCELLANEOUS | RECLOSER, MISCELLANEOUS (06282) | KY | 0 | 0 | 0 | 0
E365.00-OH Conductors and Devices | 2009-08-31 | SWITCHES - DISCONNECT NEW | SWITCHES - DISCONNECT NEW 07631 | KY | 3 | 8642.62 | 2880.8733
E365.00-OH Conductors and Devices | 2010-04-01 | Non-unitized | 12292 HIGHWAY 42 40059 | KY | 0 | 0 | 0 | 0
E365.00-OH Conductors and Devices | 2010-03-31 | CONDUCTOR | CONDUCTOR - (MISC) (06426) | KY | 5000 | 1531.72 | 0.30634 | 0
E365.00-OH Conductors and Devices | 2010-07-01 | Non-unitized | 1606 MAGAZINE ST. 40203 | KY | 0 | 0 | 0 | 0
E365.00-OH Conductors and Devices | 2010-07-01 | Non-unitized | 4650 OLD SLIGO RD 40031 | KY | 0 | 0 | 0 | 0
E365.00-OH Conductors and Devices | 2010-07-01 | Non-unitized | 3013 HARTLAGE AVE 40216 | KY | 0 | 0 | 0 | 0
E365.00-OH Conductors and Devices | 2010-11-01 | Non-unitized | 514 COUNTRY LN 40207 | KY | 0 | 0 | 0 | 0
E365.00-OH Conductors and Devices | 2010-12-31 | 795 MCM ALUMINUM CONDUCTOR | #795 MCM ALL ALUM BARE (00122) | KY | 64300 | 509954.49 | 7.9309 | 0
E365.00-OH Conductors and Devices | 2011-01-01 | Non-unitized | 7904 BRAIRCLIFF RD 40219 | KY | 0 | 0 | 0 | 0
E365.00-OH Conductors and Devices | 2011-04-01 | Non-unitized | TRUSCOTT FALLS DR L60 40059 | KY | 0 | 0 | 0 | 0
E365.00-OH Conductors and Devices | 2011-04-01 | Non-unitized | 3731 VALLEY CREEK DRIVE 40055 | KY | 0 | 0 | 0 | 0
E365.00-OH Conductors and Devices | 2011-04-30 | 3/0 CONDUCTOR | #3/0 CONDUCTOR (00176) | KY | 750 | 3992.4 | 5.3232 | 0
E365.00-OH Conductors and Devices | 2010-01-05 | PAD / MAT | PAD / MAT (00560) | KY | 1 | 323.52 | 323.52 | 0
E365.00-OH Conductors and Devices | 2012-05-31 | 4A COPPER CONDUCTOR | #4A COPPERWELD COPPER (00195) | KY | 169 | 1725.11 | 10.2078 | 0
E365.00-OH Conductors and Devices | 2012-08-31 | SWITCHES - DISCONNECT NEW | SWITCHES - DISCONNECT NEW 07631 | KY | 59 | 595470.4 | 10092.7186 | 0
E365.00-OH Conductors and Devices | 2012-05-01 | Non-unitized | COOPER CHAPEL ROAD | KY | 0 | 0 | 0 | 0
E365.00-OH Conductors and Devices | 2012-09-26 | Non-unitized | DIST-NA-BRKRDG-ETHL | KY | 0 | 0 | 0 | 0
E365.00-OH Conductors and Devices | 2012-08-01 | ARRESTERS - NEW | ARRESTERS - NEW (06334) | KY | 1 | 251.06 | 251.06 | 0
E365.00-OH Conductors and Devices | 2012-01-31 | SWITCHES - DISCONNECT NEW | SWITCHES - DISCONNECT NEW 07631 | KY | 65 | 45188.91 | 695.214 | 0
E365.00-OH Conductors and Devices | 2012-12-18 | SWITCHES - CUTOUT NEW | SWITCHES - CUTOUT NEW 07630 | KY | 7 | 21020.19 | 3002.8843 | 0
E365.00-OH Conductors and Devices | 2013-03-01 | 6 COPPER CONDUCTOR | #6 BARE COPPER (00168) | KY | 691 | 2830.31 | 4.096 | 0
E365.00-OH Conductors and Devices | 2013-06-01 | 123,270 ACAR WIRE | 123,270 ACAR WIRE (FT) (07686) | KY | 499 | 1247.22 | 2.4994 | 0
E365.00-OH Conductors and Devices | 2013-08-31 | RECLOSER, MISCELLANEOUS | RECLOSER, MISCELLANEOUS (06282) | KY | 8 | 95734.83 | 11966.8538 | 0
E365.00-OH Conductors and Devices | 2013-09-30 | #2 ACSR | #1 CONDUCTOR (00173) | KY | 198 | 1482.8 | 7.4889 | 0
E365.00-OH Conductors and Devices | 2014-05-01 | 4A COPPER CONDUCTOR | #4A COPPERWELD COPPER (00195) | KY | 325 | 12043.59 | 37.0572 | 0
E365.00-OH Conductors and Devices | 2012-12-31 | Non-unitized | New Business - Project Level WorkOrder | KY | 0 | 0 | 0 | 0
E365.00-OH Conductors and Devices | 2014-07-01 | 8 COPPER CONDUCTOR | #8 W.P. COPPER (00138) | KY | 1309 | 1286.76 | 0.98301 | 0
E365.00-OH Conductors and Devices | 2014-10-31 | 4 COPPER CONDUCTOR | #4 W.P. COPPER (00141) | KY | 187749 | 1165982.44 | 6.2103 | 0
E365.00-OH Conductors and Devices | 2015-02-01 | CAPACITORS | CAPACITORS (BANKS) (EACH) (07330) | KY | 10 | 31764.2 | 3176.42 | 0
E365.00-OH Conductors and Devices | 2015-04-01 | Non-unitized | SPEED BUILDING VAULT | KY | 0 | 0 | 0 | 0
E365.00-OH Conductors and Devices | 2014-06-30 | ARRESTERS - NEW | ARRESTERS - NEW | KY | 75 | 36733.39 | 489.7785 | 0
E365.00-OH Conductors and Devices | 2014-03-25 | 795 MCM ALUMINUM CONDUCTOR | #795 MCM ALL ALUM BARE (00122) | KY | 60 | 2180.57 | 36.3428 | 0
E365.00-OH Conductors and Devices | 2015-12-31 | 6 COPPER CONDUCTOR | #6 BARE COPPER (00168) | KY | 33010 | 102059.99 | 3.0918 | 0
E365.00-OH Conductors and Devices | 2017-01-01 | Non-unitized | CNBCD340O-NB Comm OH - 003400 | KY | 0 | 0 | 0 | 0
E365.00-OH Conductors and Devices | 2017-01-01 | Non-unitized | RELOCATION FOR HWY | KY | 0 | 0 | 0 | 0
E365.00-OH Conductors and Devices | 2017-12-31 | #2 Triplex | #2 Triplex | KY | 36342 | 247413.6 | 6.8079 | 0
E365.00-OH Conductors and Devices | 2016-12-31 | Non-unitized | 152767-Grady GR1466 Exit Circuit | KY | 0 | 0 | 0 | 0
E365.00-OH Conductors and Devices | 2018-02-01 | Non-unitized | CNBCD340U-NB Comm UG - 003400 | KY | 4 | 0 | 0 | 0
E365.00-OH Conductors and Devices | 2017-06-30 | 795 MCM ALUMINUM CONDUCTOR | #795 MCM ALL ALUM BARE (00122) | KY | 8613 | 109074.52 | 12.6639 | 0
E365.00-OH Conductors and Devices | 2016-10-31 | WILDLIFE PROTECTION | WILDLIFE PROTECTION | KY | 1 | 1076.33 | 1076.33 | 0
E365.00-OH Conductors and Devices | 2019-10-01 | Non-unitized | WEST POINT BRIDGE PI | KY | 0 | 0 | 0 | 0
E365.00-OH Conductors and Devices | 2017-12-31 | FAULT RECORDER | OVERHEAD FAULT CIRCUIT RECORDERS | KY | 54 | 58202.6 | 1077.8259 | 0
E365.00-OH Conductors and Devices | 2019-04-01 | Non-unitized | NONE | KY | 0 | 0 | 0 | 0
E365.00-OH Conductors and Devices | 2019-09-30 | Non-unitized | 158335-Westin Moxy Vault | KY | 0 | 0 | 0 | 0
E365.00-OH Conductors and Devices | 2019-12-01 | 1000 MCM CONDUCTOR | #1000 MCM CONDUCTOR | KY | 12749 | 263614.25 | 20.6772 | 0
E365.00-OH Conductors and Devices | 2018-11-30 | TRANSFORMER | REM 3000A DV XFRM SUB | KY | 4 | 309319.43 | 77329.8575 | 0
E365.00-OH Conductors and Devices | 2017-08-31 | 4/0 CONDUCTOR | #4/0 CONDUCTOR (00148) | KY | 1107 | 43290.09 | 39.1058 | 0
E365.00-OH Conductors and Devices | 2017-08-31 | 8 COPPER CONDUCTOR | #8 W.P. COPPER (00138) | KY | 1389 | 300.88 | 0.21662 | 0
E365.00-OH Conductors and Devices | 2020-03-31 | INSULATORS - LINE | INSULATORS - LINE | KY | 1072 | 15156.91 | 14.1389 | 0
E365.00-OH Conductors and Devices | 2014-08-31 | SWITCHES | SWITCHES | KY | 0 | 0 | 0 | 0
E365.00-OH Conductors and Devices | 2020-05-01 | 4/0 CONDUCTOR | #4/0 CONDUCTOR (00148) | KY | 150 | 5257.94 | 35.0529 | 0
E365.00-OH Conductors and Devices | 2020-05-01 | 195,700 ACAR WIRE | 195,700 ACAR WIRE (FT) (07711) | KY | 2400 | 7441.14 | 3.1005 | 0
E365.00-OH Conductors and Devices | 2021-03-31 | INSULATORS - LINE | INSULATORS - LINE | KY | 537 | 17684.1 | 32.9313 | 0
E365.00-OH Conductors and Devices | 2021-06-01 | Non-unitized | 164835-DA1240 CEMI 2021 is one of the circuits that were identified in the CEMI project for 2021. WR# 6811740 | KY | 0 | 0 | 0 | 0
E365.00-OH Conductors and Devices | 2021-01-01 | 795 MCM ALUMINUM CONDUCTOR | #795 MCM ALL ALUM BARE (00122) | KY | 1826 | 15550.06 | 8.5159 | 0
E365.00-OH Conductors and Devices | 2022-03-09 | Non-unitized | 166749-LO1193 Single Phase Reconductor Section 1 is one of the circuits that were identified in the System Hardening project for 2021. WR#s: 6294410, 6510330 and 6510335 | KY | 0 | 0 | 0 | 0
E365.00-OH Conductors and Devices | 2021-06-01 | 2/0 COPPER CONDUCTOR | #2/0 W.P. COPPER (00146) | KY | 107 | 0 | 0 | 0
E365.00-OH Conductors and Devices | 2022-12-30 | Non-unitized | IMOVEKY I-71 WIDENIN | KY | 0 | 0 | 0 | 0
E365.00-OH Conductors and Devices | 2024-01-01 | Non-unitized | ATBRD340O-Taxable-Cap Trouble Orders OH 00340012 | KY | 0 | 0 | 0 | 0
E365.00-OH Conductors and Devices | 2024-04-30 | Non-unitized | 171795-CEMI-TAYLOR1172 is one of the circuits identified in the CEMI project for 2024. WR# 7364725 | KY | 0 | 0 | 0 | 0
E365.00-OH Conductors and Devices | 2024-02-01 | SWITCHES - GROUP OPERATED | SWITCHES - GROUP OPERATED 07632 | KY | 3 | 230973.53 | 76991.1767 | 0
E365.00-OH Conductors and Devices | 2024-01-31 | 1/0 CABLE | 1/0 CABLE | KY | 198 | 3990.62 | 20.1546 | 0
E365.00-OH Conductors and Devices | 2024-12-31 | Non-unitized | 170936 DSP Clark Station Rd EW1241- distribution circuit improvements along Clark Station Road in eastern Jefferson County. The area is currently served from Eastwood West Substation via circuit EW1241- this circuit serves over 2,000 customers. | KY | 7 | 558584.29 | 79797.7557 | 0
E365.00-OH Conductors and Devices | 2024-10-01 | SWITCHGEAR | SWITCHGEAR (06755) | KY | 2 | 196533.39 | 98266.695 | 0
E365.00-OH Conductors and Devices | 2025-02-01 | Non-unitized | ACAPR340-Taxable-Cap/Reg/Recloser 00340012 | KY | 1 | 151524.88 | 151524.88 | 0
E365.00-OH Conductors and Devices | 1987-01-01 | 8 COPPER CONDUCTOR | MP1987 Overhead Conductors and Devices | KY | 2 | 0 | 0 | 0
E365.00-OH Conductors and Devices | 1972-01-01 | SKY WIRE | MP1972 Overhead Conductors and Devices | KY | 22143 | 4825.68 | 0.21793 | 0
E365.00-OH Conductors and Devices | 1993-01-01 | 20 M.A.W. MESSENGER WIRE | MP1993 Overhead Conductors and Devices | KY | 12999 | 50362.13 | 3.8743 | 0
E365.00-OH Conductors and Devices | 1986-01-01 | #12 CABLE | MP1986 Overhead Conductors and Devices | KY | 0 | 0 | 0
E365.00-OH Conductors and Devices | 1986-01-01 | 4/0 CONDUCTOR | MP1986 Overhead Conductors and Devices | KY | 4507 | 14989.56 | 3.3258 | 0
E365.00-OH Conductors and Devices | 1972-01-01 | 3/0 CONDUCTOR | MP1972 Overhead Conductors and Devices | KY | 2782 | 1515.14 | 0.54462 | 0
E365.00-OH Conductors and Devices | 1986-01-01 | 4 COPPER CONDUCTOR | MP1986 Overhead Conductors and Devices | KY | 51209 | 71803.9 | 1.4022 | 0
E365.00-OH Conductors and Devices | 1998-01-01 | 4 COPPER CONDUCTOR | MP1998 Overhead Conductors and Devices | KY | 53211 | 117383.82 | 2.206 | 0
E365.00-OH Conductors and Devices | 1985-01-01 | 123,270 ACAR WIRE | MP1985 Overhead Conductors and Devices | KY | 167709 | 295177.14 | 1.7601 | 0
E365.00-OH Conductors and Devices | 1982-01-01 | 123,270 ACAR WIRE | MP1982 Overhead Conductors and Devices | KY | 146821 | 164371.43 | 1.1195 | 0
E365.00-OH Conductors and Devices | 2004-01-01 | 795 MCM ALUMINUM CONDUCTOR | MP2004 Overhead Conductors and Devices | KY | 2073 | 225008.72 | 108.5426 | 0
E365.00-OH Conductors and Devices | 1994-01-01 | FISHER PIERCE CURRENT CONTROL | MP1994 Overhead Conductors and Devices | KY | 6 | 13179.37 | 2196.5617
E365.00-OH Conductors and Devices | 2006-01-01 | 8 COPPER CONDUCTOR | MP2006 Overhead Conductors and Devices | KY | 17501 | 7625.48 | 0.43572 | 0
E365.00-OH Conductors and Devices | 2008-05-01 | Non-unitized | ACADEMY ESTATES SUBDIVISION | KY | 0 | 0 | 0
E365.00-OH Conductors and Devices | 2008-05-01 | Non-unitized | 1060918 | KY | 0 | 0 | 0
E365.00-OH Conductors and Devices | 2008-05-01 | Non-unitized | 333 E MARKET ST 40202 | KY | 0 | 0 | 0
E365.00-OH Conductors and Devices | 2008-05-01 | Non-unitized | PUBLIC WORKS ST 40202 | KY | 0 | 0 | 0 | 0
E365.00-OH Conductors and Devices | 2008-05-01 | Non-unitized | 1605 FLAT ROCK RD 40245 | KY | 0 | 0 | 0 | 0
E365.00-OH Conductors and Devices | 2008-05-01 | Non-unitized | 3214 7TH STREET RD | KY | 0 | 0 | 0 | 0
E365.00-OH Conductors and Devices | 2008-05-01 | Non-unitized | CEDAR BROOK, SEC 1 - OVERHEAD EXT. | KY | 0 | 0 | 0
E365.00-OH Conductors and Devices | 2008-05-01 | Non-unitized | 108 URTON RD 40243 | KY | 0 | 0 | 0 | 0
E365.00-OH Conductors and Devices | 2008-05-01 | Non-unitized | RIVER GLADES - ROSE ISLAND | KY | 0 | 0 | 0 | 0
E365.00-OH Conductors and Devices | 2008-05-01 | Non-unitized | 1007 LYNDON LN 40222 | KY | 0 | 0 | 0 | 0
E365.00-OH Conductors and Devices | 2008-05-01 | Non-unitized | 1733 CASSELBERRY RD 40205 | KY | 0 | 0 | 0 | 0
E365.00-OH Conductors and Devices | 2008-05-01 | Non-unitized | 2054 BEARCAMP RD | KY | 0 | 0 | 0 | 0
E365.00-OH Conductors and Devices | 2008-05-01 | Non-unitized | 7900 HANNA ROAD 40014 | KY | 0 | 0 | 0 | 0
E365.00-OH Conductors and Devices | 2008-07-01 | Non-unitized | 6611 BILLTOWN RD 40299 | KY | 0 | 0 | 0
E365.00-OH Conductors and Devices | 2008-05-01 | Non-unitized | N 27TH ST | KY | 0 | 0 | 0 | 0
E365.00-OH Conductors and Devices | 2008-05-01 | Non-unitized | 2020 BASHFORD MANOR LN TEMP 40218 | KY | 0 | 0 | 0 | 0
E365.00-OH Conductors and Devices | 2008-05-01 | Non-unitized | 0 ROGERS DR 30 LOT 40165 | KY | 0 | 0 | 0 | 0
E365.00-OH Conductors and Devices | 1990-01-01 | SWITCHES - CUTOUT NEW | MP1990 Overhead Conductors and Devices | KY | 1132 | 179050.46 | 158.1718 | 0
E365.00-OH Conductors and Devices | 2009-01-01 | Non-unitized | 4101 DIXIE HWY | KY | 0 | 0 | 0 | 0
E365.00-OH Conductors and Devices | 2009-04-01 | Non-unitized | 1129644 | KY | 0 | 0 | 0
E365.00-OH Conductors and Devices | 2009-03-31 | SWITCHES - CUTOUT | SWITCHES (CUTOUT) (EACH) (07630) | KY | 26 | 19765.14 | 760.1977 | 0
E365.00-OH Conductors and Devices | 2009-05-31 | 123,270 ACAR WIRE | 123,270 ACAR WIRE (FT) (07686) | KY | 290 | 314.35 | 1.084 | 0
E365.00-OH Conductors and Devices | 2009-12-01 | #2 Triplex | #2 CONDUCTOR (00172) | KY | 321 | 840.01 | 2.6169 | 0
E365.00-OH Conductors and Devices | 2009-10-01 | Non-unitized | 3611 Red Oak Drive Lot #5 40031 | KY | 0 | 0 | 0 | 0
E365.00-OH Conductors and Devices | 2010-01-01 | Non-unitized | 3531 OUTER LOOP 40219 | KY | 0 | 0 | 0 | 0
E365.00-OH Conductors and Devices | 2010-01-01 | Non-unitized | 5701 W. Highway 524 40031 | KY | 0 | 0 | 0 | 0
E365.00-OH Conductors and Devices | 2008-05-01 | Non-unitized | 1179237 | KY | 0 | 0 | 0
E365.00-OH Conductors and Devices | 2008-12-31 | RECLOSER, MISCELLANEOUS | RECLOSER, MISCELLANEOUS (06282) | KY | 5 | 69807.79 | 13961.558 | 0
E365.00-OH Conductors and Devices | 2010-04-01 | Non-unitized | 2900 BARRICKMAN LANE 40026 | KY | 0 | 0 | 0 | 0
E365.00-OH Conductors and Devices | 2010-04-01 | Non-unitized | 226 WATER ST 40047 | KY | 0 | 0 | 0 | 0
E365.00-OH Conductors and Devices | 1979-01-01 | 8 COPPER CONDUCTOR | #8 W.P COPPER | KY | 0 | 0 | 0 | 0
E365.00-OH Conductors and Devices | 2006-01-01 | CROSS ARMS | MP2006 Overhead Conductors and Devices | KY | 0 | 0 | 0
E365.00-OH Conductors and Devices | 2008-05-01 | Non-unitized | 403 E MARKET ST 40202 | KY | 0 | 0 | 0
E365.00-OH Conductors and Devices | 2008-05-01 | Non-unitized | 1258364 | KY | 0 | 0 | 0
E365.00-OH Conductors and Devices | 2008-05-01 | Non-unitized | 5801 FEGENBUSH LN 40228 | KY | 0 | 0 | 0 | 0
E365.00-OH Conductors and Devices | 2008-05-01 | Non-unitized | 11811 SPRING GARDEN LANE 40223 | KY | 0 | 0 | 0 | 0
E365.00-OH Conductors and Devices | 2008-05-01 | Non-unitized | 1286444 | KY | 0 | 0 | 0
E365.00-OH Conductors and Devices | 2008-05-01 | Non-unitized | HUNSINGER GARDENS | KY | 0 | 0 | 0 | 0
E365.00-OH Conductors and Devices | 2008-05-01 | Non-unitized | 16217 Shelbyville Rd 40245 | KY | 0 | 0 | 0 | 0
E365.00-OH Conductors and Devices | 2008-10-01 | Non-unitized | NEATHERWOOD CONDOMINIUMS | KY | 0 | 0 | 0 | 0
E365.00-OH Conductors and Devices | 2008-10-01 | Non-unitized | 1589474 | KY | 0 | 0 | 0
E365.00-OH Conductors and Devices | 2009-01-01 | Non-unitized | 1560971 | KY | 0 | 0 | 0
E365.00-OH Conductors and Devices | 2009-11-01 | Non-unitized | 4410 BISHOP LN SIGN 40218 | KY | 0 | 0 | 0 | 0
E365.00-OH Conductors and Devices | 2010-04-01 | Non-unitized | WHITTINGHILL PROPERTY (5 LOTS) | KY | 0 | 0 | 0 | 0
E365.00-OH Conductors and Devices | 2010-05-01 | Non-unitized | 3703 ROMANIA DR 40216 | KY | 0 | 0 | 0 | 0
E365.00-OH Conductors and Devices | 2010-07-01 | RECLOSER | RECLOSER, MISCELLANEOUS (06282) - automatic,200 amp,type L | KY | 3 | 17600.89 | 5866.9633 | 0
E365.00-OH Conductors and Devices | 2010-12-31 | 1/0 CABLE | 1/0 CABLE | KY | 471 | -3112.7 | -6.6087 | 0
E365.00-OH Conductors and Devices | 2010-11-01 | Non-unitized | PRESTON ST. MOLTER AV.-TO MINOMA AV | KY | 0 | 0 | 0 | 0
E365.00-OH Conductors and Devices | 2010-11-30 | SWITCHES - CUTOUT NEW | SWITCHES - CUTOUT NEW 07630 | KY | 70 | 147701.43 | 2110.0204 | 0
E365.00-OH Conductors and Devices | 2011-09-30 | 4A COPPER CONDUCTOR | #4A COPPERWELD COPPER (00195) | KY | 185 | 3630.06 | 19.6219 | 0
E365.00-OH Conductors and Devices | 2011-01-01 | Non-unitized | 3703 ROMANIA DR 40216 | KY | 0 | 0 | 0 | 0
E365.00-OH Conductors and Devices | 2011-02-01 | Non-unitized | 2713 BLANKENBAKER RD 40299 | KY | 0 | 0 | 0 | 0
E365.00-OH Conductors and Devices | 2011-05-31 | SWITCHES - CUTOUT | SWITCHES (CUTOUT) (EACH) (07630) | KY | 39 | 19718.86 | 505.6118 | 0
E365.00-OH Conductors and Devices | 2011-04-30 | 20 M.A.W. MESSENGER WIRE | 20 M.A.W. MESSENGER WIRE (FT) (07804) | KY | 8655 | 16200.95 | 1.8719 | 0
E365.00-OH Conductors and Devices | 2011-08-31 | 101 MCM ACSR CONDUCTOR | #101 MCM ACSR BARE (00115) | KY | 250 | 1181.18 | 4.7247 | 0
E365.00-OH Conductors and Devices | 2011-09-01 | SWITCHES - CUTOUT NEW | SWITCHES - CUTOUT NEW 07630 | KY | 17 | 13683.25 | 804.8971 | 0
E365.00-OH Conductors and Devices | 2011-09-01 | #2 Triplex | #2 CONDUCTOR (00172) | KY | 50 | 1999.04 | 39.9808 | 0
E365.00-OH Conductors and Devices | 2012-05-31 | SWITCHES - GROUP OPERATED | SWITCHES - MISC. NEW 07632 | KY | 1885 | 6248.14 | 3.3147 | 0
E365.00-OH Conductors and Devices | 2012-01-31 | Non-unitized | TIP TOP (Ft. Knox) RECONDCTR | KY | 0 | 0 | 0 | 0
E365.00-OH Conductors and Devices | 2012-01-31 | Non-unitized | OLD HENRY CIRCUIT WORK | KY | 0 | 0 | 0 | 0
E365.00-OH Conductors and Devices | 2011-11-30 | 4 COPPER CONDUCTOR | #4 W.P. COPPER (00141) | KY | 1450 | 30187.33 | 20.8188 | 0
E365.00-OH Conductors and Devices | 2012-06-01 | 4/0 CONDUCTOR | #4/0 CONDUCTOR (00148) | KY | 276 | -7198.33 | -26.0809 | 0
E365.00-OH Conductors and Devices | 2011-11-30 | 195,700 ACAR WIRE | 195,700 ACAR WIRE (FT) (07711) | KY | 5552 | 23160.03 | 4.1715 | 0
E365.00-OH Conductors and Devices | 2012-04-01 | Non-unitized | 2816515I | KY | 0 | 0 | 0 | 0
E365.00-OH Conductors and Devices | 2013-01-01 | Non-unitized | 4903 BROWNSBORO RD 40222 | KY | 0 | 0 | 0 | 0
E365.00-OH Conductors and Devices | 2012-08-16 | 4 COPPER CONDUCTOR | #4 W.P. COPPER (00141) | KY | 500 | 9752.65 | 19.5053 | 0
E365.00-OH Conductors and Devices | 2012-06-06 | 123,270 ACAR WIRE | 123,270 ACAR WIRE (FT) (07686) | KY | 500 | 2637.89 | 5.2758 | 0
E365.00-OH Conductors and Devices | 2013-06-25 | 795 MCM ALUMINUM CONDUCTOR | #795 MCM ALL ALUM BARE (00122) | KY | 30203 | 222378.95 | 7.3628 | 0
E365.00-OH Conductors and Devices | 2013-05-31 | WILDLIFE PROTECTION | WILDLIFE PROTECTION | KY | 10 | 15684.94 | 1568.494 | 0
E365.00-OH Conductors and Devices | 2013-10-31 | SWITCHES - CUTOUT NEW | SWITCHES - CUTOUT NEW 07630 | KY | 55 | 27287.1 | 496.1291 | 0
E365.00-OH Conductors and Devices | 2014-02-01 | 4/0 CONDUCTOR | #4/0 CONDUCTOR (00148) | KY | 4202 | 100803.73 | 23.9895 | 0
E365.00-OH Conductors and Devices | 2014-02-28 | 4A COPPER CONDUCTOR | #4A COPPERWELD COPPER (00195) | KY | 312 | 7072.35 | 22.6678 | 0
E365.00-OH Conductors and Devices | 2015-02-01 | Non-unitized | CTBRD340U-Taxable-Cap Trouble Orders UG - 00340012 | KY | 0 | 0 | 0 | 0
E365.00-OH Conductors and Devices | 2014-09-30 | SWITCHES - GROUP OPERATED | SWITCHES - GROUP OPERATED 07632 | KY | 1 | 10971.54 | 10971.54 | 0
E365.00-OH Conductors and Devices | 2016-07-01 | Non-unitized | CSTLT332-NB Street Lights - 003320 | KY | 0 | 0 | 0 | 0
E365.00-OH Conductors and Devices | 2014-12-31 | 1272 MCM ACSR CONDUCTOR | #1272 MCM ACSR BARE (00121) | KY | 1500 | 3169.55 | 2.113 | 0
E365.00-OH Conductors and Devices | 2015-05-31 | 195,700 ACAR WIRE | 195,700 ACAR WIRE (FT) (07711) | KY | 1955 | 3755.55 | 1.921 | 0
E365.00-OH Conductors and Devices | 2016-02-29 | 336,400 19 STR. ALL ALUMINUM | 336,400 19 STR. ALL ALUMINUM (FT) (07712) | KY | 200 | 732.23 | 3.6611 | 0
E365.00-OH Conductors and Devices | 2017-08-01 | Non-unitized | CRDD340O-Taxable-Capital Rep Def OH - 00340012 | KY | 0 | 0 | 0 | 0
E365.00-OH Conductors and Devices | 2018-10-01 | 4 COPPER CONDUCTOR | #4 W.P. COPPER (00141) | KY | 151499 | 688658.42 | 4.5456 | 0
E365.00-OH Conductors and Devices | 2018-09-30 | Non-unitized | TRAFFIC LIGHTS | KY | 0 | 0 | 0 | 0
E365.00-OH Conductors and Devices | 2019-12-01 | 2/0 COPPER CONDUCTOR | #2/0 W.P. COPPER (00146) | KY | 9039 | 16115.82 | 1.7829 | 0
E365.00-OH Conductors and Devices | 2019-12-01 | SWITCHES - DISCONNECT NEW | SWITCHES - DISCONNECT | KY | 120 | 122206.41 | 1018.3868 | 0
E365.00-OH Conductors and Devices | 2020-01-01 | 500 MCM COPPER CONDUCTOR | #500 MCM W.P. COPPER (00155) | KY | 15 | 109.5 | 7.3 | 0
E365.00-OH Conductors and Devices | 2020-04-30 | 4/0 CONDUCTOR | #4/0 CONDUCTOR (00148) | KY | 625 | 13399.94 | 21.4399 | 0
E365.00-OH Conductors and Devices | 2020-07-31 | SWITCHES - CUTOUT NEW | SWITCHES - CUTOUT NEW 07630 | KY | 3 | 2876.47 | 958.8233 | 0
E365.00-OH Conductors and Devices | 2020-09-24 | Non-unitized | 158857-TPPA-Other 2019 | KY | 2 | 0 | 0 | 0
E365.00-OH Conductors and Devices | 2020-10-01 | Non-unitized | 161804-Plainview Exit Cable Repl | KY | 0 | 0 | 0 | 0
E365.00-OH Conductors and Devices | 2020-11-01 | Non-unitized | ACAPR340-Taxable-Cap/Reg/Recloser 00340012 | KY | 0 | 0 | 0 | 0
E365.00-OH Conductors and Devices | 2021-03-31 | SWITCHES - DISCONNECT NEW | SWITCHES - DISCONNECT | KY | 33 | 99158.69 | 3004.8088 | 0
E365.00-OH Conductors and Devices | 2021-10-01 | Non-unitized | 164568-Taxable-KY 22 and Springcrest public works 122222 | KY | 0 | 0 | 0 | 0
E365.00-OH Conductors and Devices | 2022-01-01 | Non-unitized | ANBSV340O-Taxable-NB Elec Serv OH 00340012 | KY | 0 | 0 | 0 | 0
E365.00-OH Conductors and Devices | 2022-03-31 | RECLOSER, MISCELLANEOUS | RECLOSER, MISCELLANEOUS | KY | 22 | 478938.48 | 21769.9309 | 0
E365.00-OH Conductors and Devices | 2021-03-31 | SWITCHES | SWITCHES | KY | 3 | 401402.54 | 133800.8467 | 0
E365.00-OH Conductors and Devices | 2022-01-01 | 1/0 CABLE | 1/0 CABLE | KY | 100637 | 1528670.02 | 15.1899 | 0
E365.00-OH Conductors and Devices | 2023-01-01 | Non-unitized | ATPD340-Taxable-Cap Third Party 00340012 Replacement cost of complete units of property due to damage from a third party, typically reimbursed. | KY | 0 | 0 | 0 | 0
E365.00-OH Conductors and Devices | 2023-01-01 | Non-unitized | AVLT343-Cap Network Vaults | KY | 0 | 0 | 0 | 0
E365.00-OH Conductors and Devices | 2023-02-21 | Non-unitized | 163828-2021 REL LGE CIFI RAP is one of the circuits that were identified in the CIFI project for 2021. WR# 6725424 | KY | 0 | 0 | 0 | 0
E365.00-OH Conductors and Devices | 2021-10-01 | CAPACITORS | CAPACITORS (BANKS) (EACH) (07330) | KY | 1 | 5946.43 | 5946.43 | 0
E365.00-OH Conductors and Devices | 2024-01-31 | 4/0 CONDUCTOR | #4/0 CONDUCTOR (00148) | KY | 348 | 12800.4 | 36.7828 | 0
E365.00-OH Conductors and Devices | 2024-12-31 | Non-unitized | 24SMTL344-2024 SMALL TOOLS 003440 | KY | 4 | 81704.16 | 20426.04 | 0
E365.00-OH Conductors and Devices | 2025-04-01 | 795 MCM ALUMINUM CONDUCTOR | #795 MCM ALL ALUM BARE (00122) | KY | 457 | 12732.77 | 27.8616 | 0
E365.00-OH Conductors and Devices | 2025-02-01 | Non-unitized | ANBSV343U-Taxable-NB Elec Serv UG 00343012 | KY | 2 | 70610.38 | 35305.19 | 0
E365.00-OH Conductors and Devices | 1963-01-01 | SKY WIRE | MP1963 Overhead Conductors and Devices | KY | 75921 | 8374.57 | 0.11031 | 0
E365.00-OH Conductors and Devices | 1973-01-01 | 8 COPPER CONDUCTOR | MP1973 Overhead Conductors and Devices | KY | 18 | 0 | 0 | 0
E365.00-OH Conductors and Devices | 1957-01-01 | CAPACITORS | MP1957 Overhead Conductors and Devices | KY | 84 | 8378.46 | 99.7436 | 0
E365.00-OH Conductors and Devices | 1957-01-01 | 4/0 CONDUCTOR | MP1957 Overhead Conductors and Devices | KY | 1938786 | 380086.85 | 0.19604 | 0
E365.00-OH Conductors and Devices | 1986-01-01 | ARRESTERS - DISTRIBUTION | MP1986 Overhead Conductors and Devices | KY | 2247 | 234639.01 | 104.4232 | 0
E365.00-OH Conductors and Devices | 1965-01-01 | 2/0 COPPER CONDUCTOR | #2/0 W. P. COPPER | KY | 1 | 0.17 | 0.17
E365.00-OH Conductors and Devices | 1978-01-01 | 1/0 CABLE | MP1978 Overhead Conductors and Devices | KY | 290264 | 279919.35 | 0.96436 | 0
E365.00-OH Conductors and Devices | 1974-01-01 | 4/0 CONDUCTOR | MP1974 Overhead Conductors and Devices | KY | 2412 | 3079.3 | 1.2767 | 0
E365.00-OH Conductors and Devices | 1999-01-01 | TO BE SPREAD OVER ASSETS IN ACCOUNT | MP1999 Overhead Conductors and Devices | KY | 0 | 0 | 0
E365.00-OH Conductors and Devices | 1979-01-01 | 4/0 CONDUCTOR | MP1979 Overhead Conductors and Devices | KY | 6061 | 12645.39 | 2.0864 | 0
E365.00-OH Conductors and Devices | 2003-01-01 | ARRESTERS - DISTRIBUTION | MP2003 Overhead Conductors and Devices | KY | 2379 | 761482.69 | 320.0852 | 0
E365.00-OH Conductors and Devices | 1935-01-01 | 3/0 CONDUCTOR | MP1935 Overhead Conductors and Devices | KY | 0 | 0 | 0 | 0
E365.00-OH Conductors and Devices | 1947-01-01 | 6 COPPER CONDUCTOR | MP1947 Overhead Conductors and Devices | KY | 2660067 | 192256.28 | 0.072275 | 0
E365.00-OH Conductors and Devices | 1985-01-01 | SWITCHES - DISCONNECT NEW | MP1985 Overhead Conductors and Devices | KY | 312 | 97473.25 | 312.4143 | 0
E365.00-OH Conductors and Devices | 1984-01-01 | FISHER PIERCE CURRENT CONTROL | MP1984 Overhead Conductors and Devices | KY | 15 | 12886.11 | 859.074
E365.00-OH Conductors and Devices | 2004-01-01 | 20 M.A.W. MESSENGER WIRE | MP2004 Overhead Conductors and Devices | KY | 9430 | 15734.89 | 1.6686 | 0
E365.00-OH Conductors and Devices | 2003-01-01 | RECLOSER, MISCELLANEOUS | MP2003 Overhead Conductors and Devices | KY | 11 | 55448.25 | 5040.75 | 0
E365.00-OH Conductors and Devices | 1965-01-01 | 6 COPPER CONDUCTOR | #4 W.P. COPPER | KY | 6 | 0.85 | 0.14167
E365.00-OH Conductors and Devices | 2002-01-01 | RECLOSER, MISCELLANEOUS | MP2002 Overhead Conductors and Devices | KY | 2 | 20086.81 | 10043.405 | 0
E365.00-OH Conductors and Devices | 2004-01-01 | SWITCHES - DISCONNECT NEW | MP2004 Overhead Conductors and Devices | KY | 313 | 718714.48 | 2296.2124 | 0
E365.00-OH Conductors and Devices | 2000-01-01 | 350 MCM COPPER CONDUCTOR | MP2000 Overhead Conductors and Devices | KY | 75 | 7682.74 | 102.4365 | 0
E365.00-OH Conductors and Devices | 2008-01-01 | 1000 MCM CONDUCTOR | #1000 MCM CONDUCTOR | KY | 55 | 7203.82 | 130.9785
E365.00-OH Conductors and Devices | 2008-01-01 | TRANSFORMER - STEP DOWN | MP2008 Overhead Conductors and Devices | KY | 4 | 6106.02 | 1526.505
E365.00-OH Conductors and Devices | 2008-05-01 | Non-unitized | 7200 WOODHAVEN RD 40291 | KY | 0 | 0 | 0 | 0
E365.00-OH Conductors and Devices | 2008-05-01 | Non-unitized | MANNER POINTE | KY | 0 | 0 | 0
E365.00-OH Conductors and Devices | 2008-05-01 | Non-unitized | 1131465 | KY | 0 | 0 | 0 | 0
E365.00-OH Conductors and Devices | 2008-05-01 | Non-unitized | 1245594 | KY | 0 | 0 | 0
E365.00-OH Conductors and Devices | 2008-05-01 | Non-unitized | 1030 &1060 BLUEGRASS PKY 40031 | KY | 0 | 0 | 0 | 0
E365.00-OH Conductors and Devices | 2008-05-01 | Non-unitized | STATION POINTE | KY | 0 | 0 | 0 | 0
E365.00-OH Conductors and Devices | 2008-05-01 | Non-unitized | NEAL DR | KY | 0 | 0 | 0 | 0
E365.00-OH Conductors and Devices | 2008-05-01 | Non-unitized | HALDEMAN TERRACE - SEC 1 | KY | 0 | 0 | 0 | 0
E365.00-OH Conductors and Devices | 2008-05-01 | Non-unitized | 6207 GELLHAUS LN 40299 | KY | 0 | 0 | 0 | 0
E365.00-OH Conductors and Devices | 2008-05-01 | Non-unitized | 2900 E HIGHWAY 42 40031 | KY | 0 | 0 | 0 | 0
E365.00-OH Conductors and Devices | 2008-07-01 | Non-unitized | OVERLOOK TERRACES | KY | 0 | 0 | 0
E365.00-OH Conductors and Devices | 2008-07-01 | Non-unitized | 4500 CHAMPIONS TRACE LN 40218 | KY | 0 | 0 | 0
E365.00-OH Conductors and Devices | 2008-07-01 | Non-unitized | 4401 ATLAS POWDER RD 40258 | KY | 0 | 0 | 0 | 0
E365.00-OH Conductors and Devices | 2008-05-01 | Non-unitized | 1367765 | KY | 0 | 0 | 0
E365.00-OH Conductors and Devices | 2008-05-01 | Non-unitized | 4431 DIXIE HWY | KY | 0 | 0 | 0
E365.00-OH Conductors and Devices | 2008-10-01 | Non-unitized | 1563751 | KY | 0 | 0 | 0
E365.00-OH Conductors and Devices | 2008-10-01 | Non-unitized | 1570688 | KY | 0 | 0 | 0
E365.00-OH Conductors and Devices | 2008-10-01 | Non-unitized | 1486884 | KY | 0 | 0 | 0
E365.00-OH Conductors and Devices | 2008-10-01 | Non-unitized | 1533307 | KY | 0 | 0 | 0
E365.00-OH Conductors and Devices | 2009-01-01 | Non-unitized | 4901 VALLEY STATION RD 40272 | KY | 0 | 0 | 0
E365.00-OH Conductors and Devices | 2008-05-01 | Non-unitized | KEELING PARK | KY | 0 | 0 | 0
E365.00-OH Conductors and Devices | 2009-01-01 | Non-unitized | 1677354 | KY | 0 | 0 | 0
E365.00-OH Conductors and Devices | 2009-01-01 | Non-unitized | 1072405 | KY | 0 | 0 | 0
E365.00-OH Conductors and Devices | 2009-03-01 | 795 MCM ALUMINUM CONDUCTOR | #795 MCM ALL ALUM BARE (00122) | KY | 75351 | 808574.8 | 10.7308 | 0
E365.00-OH Conductors and Devices | 2009-04-01 | Non-unitized | 1449134 | KY | 0 | 0 | 0
E365.00-OH Conductors and Devices | 2008-05-01 | Non-unitized | 1049584 | KY | 0 | 0 | 0
E365.00-OH Conductors and Devices | 2008-05-01 | Non-unitized | STONY FARM SEC 1 | KY | 0 | 0 | 0
E365.00-OH Conductors and Devices | 2008-08-31 | 4/0 CONDUCTOR | #4/0 CONDUCTOR (00148) | KY | 1674 | -7907.95 | -4.724 | 0
E365.00-OH Conductors and Devices | 2008-05-01 | Non-unitized | 8611 NATIONAL TURNPIKE 40118 | KY | 0 | 0 | 0
E365.00-OH Conductors and Devices | 2009-12-01 | CAPACITORS | CAPACITORS (BANKS) (EACH) (07330) | KY | 188 | 224826.45 | 1195.8854 | 0
E365.00-OH Conductors and Devices | 2009-08-01 | Non-unitized | 801 Tucker Station Road 40243 | KY | 0 | 0 | 0
E365.00-OH Conductors and Devices | 2008-05-01 | Non-unitized | 1054096 | KY | 0 | 0 | 0
E365.00-OH Conductors and Devices | 2002-01-01 | FISHER PIERCE CURRENT SENSOR | MP2002 Overhead Conductors and Devices | KY | 1 | 1051.63 | 1051.63
E365.00-OH Conductors and Devices | 2008-05-01 | Non-unitized | 5801 FEGENBUSH LN. 40228 | KY | 0 | 0 | 0 | 0
E365.00-OH Conductors and Devices | 2008-05-01 | Non-unitized | APPLE VALLEY - SEC 6 | KY | 0 | 0 | 0 | 0
E365.00-OH Conductors and Devices | 2008-05-01 | Non-unitized | 3700 18 MILE CREEK RD 40077 | KY | 0 | 0 | 0 | 0
E365.00-OH Conductors and Devices | 2008-05-01 | Non-unitized | HWY 22 AT FIBLE LANE 40014 | KY | 0 | 0 | 0 | 0
E365.00-OH Conductors and Devices | 2008-05-01 | Non-unitized | 9115 FERN CREEK RD 40291 | KY | 0 | 0 | 0 | 0
E365.00-OH Conductors and Devices | 2008-05-01 | Non-unitized | 1244235 | KY | 0 | 0 | 0 | 0
E365.00-OH Conductors and Devices | 2008-05-01 | Non-unitized | 14500 BEARCAMP RD | KY | 0 | 0 | 0 | 0
E365.00-OH Conductors and Devices | 2008-05-01 | Non-unitized | 911 HOBBS LANE 40023 | KY | 0 | 0 | 0 | 0
E365.00-OH Conductors and Devices | 2008-05-01 | Non-unitized | 250 E HIGHWAY 44 40165 | KY | 0 | 0 | 0 | 0
E365.00-OH Conductors and Devices | 2008-05-01 | Non-unitized | 6707 GRADE LN 40219 | KY | 0 | 0 | 0 | 0
E365.00-OH Conductors and Devices | 2008-11-01 | Non-unitized | 1570467 | KY | 0 | 0 | 0
E365.00-OH Conductors and Devices | 2009-01-01 | Non-unitized | 1300684 | KY | 0 | 0 | 0
E365.00-OH Conductors and Devices | 2010-02-28 | SWITCHES - CUTOUT NEW | SWITCHES - CUTOUT NEW 07630 | KY | 13 | 9358.41 | 719.8777 | 0
E365.00-OH Conductors and Devices | 2007-01-31 | SWITCHES - CUTOUT | SWITCHES (CUTOUT) (EACH) (07630) | KY | 1 | 0 | 0 | 0
E365.00-OH Conductors and Devices | 2010-07-01 | CAPACITORS | CAPACITORS (BANKS) (EACH) (07330) - control,capacitor,crnt,for socket base | KY | 9 | 29727.75 | 3303.0833 | 0
E365.00-OH Conductors and Devices | 2010-07-01 | Non-unitized | 1110 VIEW CREST DR 40118 | KY | 0 | 0 | 0 | 0
E365.00-OH Conductors and Devices | 2011-01-01 | Non-unitized | 5601 CANE RUN RD 40258 | KY | 0 | 0 | 0 | 0
E365.00-OH Conductors and Devices | 2011-02-28 | 1/0 CABLE | 1/0 CABLE | KY | 95 | 1242.62 | 13.0802 | 0
E365.00-OH Conductors and Devices | 2011-05-01 | Non-unitized | 4810 CHERRY VALLEY RD 40059 | KY | 0 | 0 | 0 | 0
E365.00-OH Conductors and Devices | 2011-04-01 | Non-unitized | HITE LN. & BROWNSBORO RD. | KY | 1 | 0 | 0 | 0
E365.00-OH Conductors and Devices | 2011-08-31 | RELAYS | RELAYS | KY | 32 | 108511.16 | 3390.9738 | 0
E365.00-OH Conductors and Devices | 2011-07-01 | Non-unitized | 10 SWOPE DISCOUNT AUTOCENTER DR 40299 | KY | 1 | 0 | 0 | 0
E365.00-OH Conductors and Devices | 2012-02-01 | #2 ACSR | #1 CONDUCTOR (00173) | KY | 324 | 1577.49 | 4.8688 | 0
E365.00-OH Conductors and Devices | 2012-01-01 | Non-unitized | 7022 ORGAN CREEK RD 40055 | KY | 0 | 0 | 0 | 0
E365.00-OH Conductors and Devices | 2012-01-01 | Non-unitized | New Business - Project Level WorkOrder | KY | 0 | 0 | 0 | 0
E365.00-OH Conductors and Devices | 2012-04-30 | 795 MCM ALUMINUM CONDUCTOR | #795 MCM ALL ALUM BARE (00122) | KY | 741 | 11026.82 | 14.881 | 0
E365.00-OH Conductors and Devices | 2011-10-31 | 1/0 CABLE | 1/0 CABLE | KY | 16194 | 265296.85 | 16.3824 | 0
E365.00-OH Conductors and Devices | 2012-03-31 | SWITCHES - DISCONNECT NEW | SWITCHES - DISCONNECT NEW 07631 | KY | 34 | 43677.63 | 1284.6362 | 0
E365.00-OH Conductors and Devices | 2012-01-31 | 20 M.A.W. MESSENGER WIRE | 20 M.A.W. MESSENGER WIRE (FT) (07804) | KY | 23857 | 46327.27 | 1.9419 | 0
E365.00-OH Conductors and Devices | 2013-01-31 | CAPACITORS | CAPACITORS (BANKS) (EACH) (07330) | KY | 9 | 131422.35 | 14602.4833 | 0
E365.00-OH Conductors and Devices | 2012-07-31 | 795 MCM ALUMINUM CONDUCTOR | #795 MCM ALL ALUM BARE (00122) | KY | 100 | 128577.67 | 1285.7767 | 0
E365.00-OH Conductors and Devices | 2013-04-30 | SWITCHES - CUTOUT NEW | SWITCHES - CUTOUT NEW 07630 | KY | 15 | 4851.54 | 323.436 | 0
E365.00-OH Conductors and Devices | 2013-06-30 | 20 M.A.W. MESSENGER WIRE | 20 M.A.W. MESSENGER WIRE (FT) (07804) | KY | 500 | 12608.53 | 25.2171 | 0
E365.00-OH Conductors and Devices | 2014-06-01 | 6 COPPER CONDUCTOR | #6 BARE COPPER (00168) | KY | 885 | 21571.66 | 24.3748 | 0
E365.00-OH Conductors and Devices | 2014-07-01 | #2 Triplex | #2 CONDUCTOR (00172) | KY | 307 | 1765.75 | 5.7516 | 0
E365.00-OH Conductors and Devices | 2014-07-01 | 1/0 CONDUCTOR | 1/0 CONDUCTOR | KY | 5035 | 25621.01 | 5.0886 | 0
E365.00-OH Conductors and Devices | 2014-12-31 | Non-unitized | LGE 2014 Pole Inspection | KY | 0 | 0 | 0 | 0
E365.00-OH Conductors and Devices | 2015-12-31 | 795 MCM ALUMINUM CONDUCTOR | #795 MCM ALL ALUM BARE (00122) | KY | 3694 | 28743.02 | 7.781 | 0
E365.00-OH Conductors and Devices | 2016-06-30 | RECLOSER, MISCELLANEOUS | RECLOSER, MISCELLANEOUS (06282) | KY | 1 | 4367.84 | 4367.84 | 0
E365.00-OH Conductors and Devices | 2015-10-31 | Non-unitized | DOWNTOWN OHIO RVR BRIDGE ELEC | KY | 0 | 0 | 0 | 0
E365.00-OH Conductors and Devices | 2018-01-01 | Non-unitized | CRDD340O-Taxable-Capital Rep Def OH - 00340012 | KY | 0 | 0 | 0 | 0
E365.00-OH Conductors and Devices | 2018-08-31 | INSULATORS - LINE | INSULATORS - LINE | KY | 5 | 364.98 | 72.996 | 0
E365.00-OH Conductors and Devices | 2019-01-01 | Non-unitized | CTBRD340U-Taxable-Cap Trouble Orders UG - 00340012 | KY | 0 | 0 | 0 | 0
E365.00-OH Conductors and Devices | 2018-11-30 | Non-unitized | 155235-UPS GL1335 Cable Replacement | KY | 0 | 0 | 0 | 0
E365.00-OH Conductors and Devices | 2019-02-28 | Non-unitized | 158314-TA1172 Exit Circuit | KY | 0 | 0 | 0 | 0
E365.00-OH Conductors and Devices | 2019-12-01 | 350 MCM COPPER CONDUCTOR | #350 MCM BARE COPPER (00183) | KY | 197 | 427.58 | 2.1705 | 0
E365.00-OH Conductors and Devices | 2020-08-01 | Non-unitized | CRDCBL343-Repl Defective Cable - 003430 | KY | 0 | 0 | 0 | 0
E365.00-OH Conductors and Devices | 2020-05-01 | Non-unitized | RELOCATION OVERHEAD | KY | 0 | 0 | 0 | 0
E365.00-OH Conductors and Devices | 2020-01-01 | Non-unitized | CVLT343-Capital Network Vaults - 003430 | KY | 0 | 0 | 0 | 0
E365.00-OH Conductors and Devices | 2020-09-01 | GROUND | GROUND (00103) | KY | 273 | 22004.87 | 80.6039 | 0
E365.00-OH Conductors and Devices | 2020-06-30 | Non-unitized | Investment | KY | 0 | 0 | 0 | 0
E365.00-OH Conductors and Devices | 2021-01-01 | Non-unitized | ARELD340-Taxable-Capital Reliability 00340012 | KY | 0 | 0 | 0 | 0
E365.00-OH Conductors and Devices | 2019-11-01 | SWITCHES - CUTOUT NEW | SWITCHES - CUTOUT NEW 07630 | KY | 68 | 4458.76 | 65.57 | 0
E365.00-OH Conductors and Devices | 2020-11-17 | 1/0 CABLE | 1/0 CABLE | KY | 500 | 390 | 0.78 | 0
E365.00-OH Conductors and Devices | 2021-03-01 | Non-unitized | 161807-Boutique Hotel Vault | KY | 0 | 0 | 0 | 0
E365.00-OH Conductors and Devices | 2021-03-01 | Non-unitized | 162708-DX1223 CIFI Phase II is one of the circuits that were identified in the CIFI project for 2020. The following streets will be worked on: WR#6511642 Rear Easement of 1800 – 2300 block of Dixdale Ave/ Oregon Ave 1800-2000 blocks of S 22nd St Rear | KY | 0 | 0 | 0 | 0
E365.00-OH Conductors and Devices | 2020-10-01 | SWITCHGEAR | SWITCHGEAR (06755) | KY | 1 | 57260.81 | 57260.81 | 0
E365.00-OH Conductors and Devices | 2021-01-31 | Non-unitized | 158859-TPPA-ANSCO 2019 | KY | 0 | 0 | 0 | 0
E365.00-OH Conductors and Devices | 2021-01-01 | Non-unitized | CNBSV340U-NB Elect Serv UG - 003400 | KY | 0 | 0 | 0 | 0
E365.00-OH Conductors and Devices | 2021-03-01 | GROUND | GROUND (00103) | KY | 992 | 45752.56 | 46.1215 | 0
E365.00-OH Conductors and Devices | 2021-12-31 | Non-unitized | Investment | KY | 0 | 0 | 0 | 0
E365.00-OH Conductors and Devices | 2021-12-15 | Non-unitized | 164377-Taxable-SIO-SCADA VOLTAGE CONTROL LGE1222 2021 | KY | 0 | 0 | 0 | 0
E365.00-OH Conductors and Devices | 2021-06-30 | Non-unitized | Investment | KY | 0 | 0 | 0 | 0
E365.00-OH Conductors and Devices | 2022-02-01 | Non-unitized | Investment | KY | 0 | 0 | 0 | 0
E365.00-OH Conductors and Devices | 2022-02-01 | Non-unitized | CNBCD340U-NB Comm UG - 003400 | KY | 0 | 0 | 0 | 0
E365.00-OH Conductors and Devices | 2022-04-01 | 123,270 ACAR WIRE | 123,270 ACAR WIRE (FT) (07686) | KY | 1700 | 2582.66 | 1.5192 | 0
E365.00-OH Conductors and Devices | 2022-04-01 | 500 MCM COPPER CONDUCTOR | #500 MCM W.P. COPPER (00155) | KY | 652 | 41065.98 | 62.9846 | 0
E365.00-OH Conductors and Devices | 2022-03-09 | WILDLIFE PROTECTION | WILDLIFE PROTECTION | KY | 1 | 6410.23 | 6410.23 | 0
E365.00-OH Conductors and Devices | 2023-05-01 | Non-unitized | 165773 - Chamberlain Lane / Wolf Pen Road Reconductor | KY | 0 | 0 | 0 | 0
E365.00-OH Conductors and Devices | 2023-01-01 | Non-unitized | ASTLT332-NB Street Lights 003320 | KY | 0 | 0 | 0 | 0
E365.00-OH Conductors and Devices | 2023-02-01 | 1/0 CABLE | 1/0 CABLE | KY | 48068 | 1111115.51 | 23.1155 | 0
E365.00-OH Conductors and Devices | 2023-03-22 | Non-unitized | HL - 1156 - RELOCATE | KY | 0 | 0 | 0 | 0
E365.00-OH Conductors and Devices | 2023-02-16 | 6 COPPER CONDUCTOR | #6 BARE COPPER (00168) | KY | 303 | 5457.35 | 18.0111 | 0
E365.00-OH Conductors and Devices | 2023-11-30 | Non-unitized | 167707 - DX1221/DX1224 Exit Cable - Substation Exit Cable Replacement Project | KY | 0 | 0 | 0 | 0
E365.00-OH Conductors and Devices | 2024-04-01 | Non-unitized | Investment | KY | 3 | 54984.91 | 18328.3033 | 0
E365.00-OH Conductors and Devices | 2024-01-01 | Non-unitized | ASTLT332-NB Street Lights 003320 | KY | 1 | 23678.67 | 23678.67 | 0
E365.00-OH Conductors and Devices | 2024-01-01 | #795 MCM ACSR BARE | #795 MCM ACSR BARE | KY | 9482 | 117161.8 | 12.3562 | 0
E365.00-OH Conductors and Devices | 2023-09-30 | 4/0 CONDUCTOR | #4/0 CONDUCTOR (00148) | KY | 750 | 29731.58 | 39.6421 | 0
E365.00-OH Conductors and Devices | 2024-01-01 | 4 COPPER CONDUCTOR | #4 W.P. COPPER (00141) | KY | 2217 | 24374.03 | 10.9941 | 0
E365.00-OH Conductors and Devices | 2025-05-01 | RECLOSER CONTROL | RECLOSER CONTROL | KY | 2 | 25843.78 | 12921.89 | 0
E365.00-OH Conductors and Devices | 2024-02-28 | 336,400 19 STR. ALL ALUMINUM | 336,400 19 STR. ALL ALUMINUM (FT) (07712) | KY | 170 | 6608.55 | 38.8738 | 0
E365.00-OH Conductors and Devices | 1996-01-01 | 1/0 CABLE | MP1996 Overhead Conductors and Devices | KY | 81402 | 313990.17 | 3.8573 | 0
E365.00-OH Conductors and Devices | 1974-01-01 | #12 CABLE | MP1974 Overhead Conductors and Devices | KY | 0 | 0 | 0
E365.00-OH Conductors and Devices | 2000-01-01 | 336,400 19 STR. ALL ALUMINUM | MP2000 Overhead Conductors and Devices | KY | 56846 | 235777.45 | 4.1477 | 0
E365.00-OH Conductors and Devices | 1965-01-01 | CAPACITORS | MP1965 Overhead Conductors and Devices | KY | 32 | 4537.29 | 141.7903 | 0
E365.00-OH Conductors and Devices | 1995-01-01 | FISHER PIERCE CURRENT SENSOR | MP1995 Overhead Conductors and Devices | KY | 3 | 13212.91 | 4404.3033
E365.00-OH Conductors and Devices | 1997-01-01 | 195,700 ACAR WIRE | MP1997 Overhead Conductors and Devices | KY | 640 | 2345.31 | 3.6645 | 0
E365.00-OH Conductors and Devices | 1968-01-01 | 3/0 CONDUCTOR | MP1968 Overhead Conductors and Devices | KY | 31974 | 10283.92 | 0.32163 | 0
E365.00-OH Conductors and Devices | 1974-01-01 | 3/0 CONDUCTOR | MP1974 Overhead Conductors and Devices | KY | 60536 | 39169.8 | 0.64705 | 0
E365.00-OH Conductors and Devices | 2005-01-01 | SKY WIRE | MP2005 Overhead Conductors and Devices | KY | 14812 | 567264.82 | 38.2977
E365.00-OH Conductors and Devices | 2005-01-01 | 4 COPPER CONDUCTOR | MP2005 Overhead Conductors and Devices | KY | 17488 | 69526.26 | 3.9757 | 0
E365.00-OH Conductors and Devices | 2000-01-01 | CAPACITORS | MP2000 Overhead Conductors and Devices | KY | 583 | 135182.93 | 231.8747 | 0
E365.00-OH Conductors and Devices | 1970-01-01 | ARRESTERS - DISTRIBUTION | MP1970 Overhead Conductors and Devices | KY | 135 | 7040.6 | 52.1526 | 0
E365.00-OH Conductors and Devices | 1979-01-01 | 1/0 CABLE | 1/0 CABLE | KY | 1188 | 1069.76 | 0.90047 | 0
E365.00-OH Conductors and Devices | 2001-01-01 | 195,700 ACAR WIRE | MP2001 Overhead Conductors and Devices | KY | 37047 | 33655.28 | 0.90845 | 0
E365.00-OH Conductors and Devices | 2003-01-01 | 4 COPPER CONDUCTOR | MP2003 Electric Distribution - Overhead Conduct | KY | 11130 | 37950.87 | 3.4098 | 0
E365.00-OH Conductors and Devices | 2008-05-01 | Non-unitized | S HWY 393 40031 | KY | 0 | 0 | 0
E365.00-OH Conductors and Devices | 2008-05-01 | Non-unitized | 1197784 | KY | 0 | 0 | 0 | 0
E365.00-OH Conductors and Devices | 2008-05-01 | Non-unitized | 456 PRAIRIE DR 40229 | KY | 0 | 0 | 0
E365.00-OH Conductors and Devices | 2008-05-01 | Non-unitized | 2926 HIKES LN 40220 | KY | 0 | 0 | 0
E365.00-OH Conductors and Devices | 2008-05-01 | Non-unitized | 643 S 19th St. 40272 | KY | 0 | 0 | 0
E365.00-OH Conductors and Devices | 2008-05-01 | Non-unitized | 2309 BICKEL RD 40206 | KY | 0 | 0 | 0 | 0
E365.00-OH Conductors and Devices | 2008-05-01 | Non-unitized | 555 W BLUE LICK RD 40165 | KY | 0 | 0 | 0
E365.00-OH Conductors and Devices | 2008-05-01 | Non-unitized | 429 S 2nd St 40202 | KY | 0 | 0 | 0 | 0
E365.00-OH Conductors and Devices | 2008-05-01 | Non-unitized | 600 E OAK ST | KY | 0 | 0 | 0
E365.00-OH Conductors and Devices | 2008-05-01 | Non-unitized | 7701 Hanna Rd 40014 | KY | 0 | 0 | 0 | 0
E365.00-OH Conductors and Devices | 2008-05-01 | Non-unitized | 9501 ROCK CREEK LN 40299 | KY | 0 | 0 | 0 | 0
E365.00-OH Conductors and Devices | 2008-05-01 | Non-unitized | 15510 CHAMPION LAKES PL 40245 | KY | 0 | 0 | 0
E365.00-OH Conductors and Devices | 2008-07-01 | Non-unitized | 1007684 | KY | 0 | 0 | 0 | 0
E365.00-OH Conductors and Devices | 2008-05-01 | Non-unitized | 4108 MYERS AVE 40014 | KY | 0 | 0 | 0
E365.00-OH Conductors and Devices | 2008-10-01 | Non-unitized | SARATOGA SPRINGS SEC | KY | 0 | 0 | 0 | 0
E365.00-OH Conductors and Devices | 2008-10-01 | Non-unitized | 1593794 | KY | 0 | 0 | 0
E365.00-OH Conductors and Devices | 2008-02-28 | 4 COPPER CONDUCTOR | #4 W.P. COPPER (00141) | KY | 68 | 355.96 | 5.2347 | 0
E365.00-OH Conductors and Devices | 2008-11-01 | Non-unitized | 8001 GLIMMER WY 40214 | KY | 0 | 0 | 0 | 0
E365.00-OH Conductors and Devices | 2008-01-31 | CAPACITORS | CAPACITORS (BANKS) (EACH) (07330) | KY | 53 | 385382.87 | 7271.3749
E365.00-OH Conductors and Devices | 2009-09-30 | ARRESTERS - DISTRIBUTION | DISTRIBUTION ARRESTERS (00504) | KY | 6 | 5217.99 | 869.665
E365.00-OH Conductors and Devices | 2008-12-31 | 1/0 CABLE | 1/0 CABLE | KY | 3064 | 31539.34 | 10.2935 | 0
E365.00-OH Conductors and Devices | 2009-10-01 | Non-unitized | 11709 BARDSTOWN RD 40291 | KY | 0 | 0 | 0
E365.00-OH Conductors and Devices | 2008-11-30 | 4/0 CONDUCTOR | #4/0 W.P. COPPER (00148) | KY | 207 | 1622.25 | 7.837 | 0
E365.00-OH Conductors and Devices | 2009-01-01 | Non-unitized | 7100 GRADE LN 4 | KY | 0 | 0 | 0 | 0
E365.00-OH Conductors and Devices | 2010-01-01 | Non-unitized | 2311 LIME KILN LN 40222 | KY | 0 | 0 | 0 | 0
E365.00-OH Conductors and Devices | 2010-05-01 | 4 COPPER CONDUCTOR | #4 W.P. COPPER (00141) | KY | 28106 | 822079 | 29.2492 | 0
E365.00-OH Conductors and Devices | 2010-01-01 | Non-unitized | 6800 S HURSTBOURNE LN 40291 | KY | 0 | 0 | 0 | 0
E365.00-OH Conductors and Devices | 2010-02-28 | 4 COPPER CONDUCTOR | #4 W.P. COPPER (00141) | KY | 4939 | 9300.16 | 1.883 | 0
E365.00-OH Conductors and Devices | 2008-05-01 | Non-unitized | 4210 E Indian Trail 40213 | KY | 0 | 0 | 0 | 0
E365.00-OH Conductors and Devices | 2008-05-01 | Non-unitized | 1927 FRANKFORT AVE 40206 | KY | 0 | 0 | 0 | 0
E365.00-OH Conductors and Devices | 2008-05-01 | Non-unitized | 7911 BROAD RUN RD 40291 | KY | 0 | 0 | 0 | 0
E365.00-OH Conductors and Devices | 2008-05-01 | Non-unitized | 12201 WESTPORT RD 40245 | KY | 0 | 0 | 0 | 0
E365.00-OH Conductors and Devices | 2008-05-01 | Non-unitized | 505 S Hancock St. 40202 | KY | 0 | 0 | 0 | 0
E365.00-OH Conductors and Devices | 2008-05-01 | Non-unitized | 957225 | KY | 0 | 0 | 0 | 0
E365.00-OH Conductors and Devices | 2008-05-01 | Non-unitized | 115 BAPTIST CHURCH RD B-BUR | KY | 0 | 0 | 0
E365.00-OH Conductors and Devices | 2008-05-01 | Non-unitized | 6150 MOORMAN RD 40272 | KY | 0 | 0 | 0 | 0
E365.00-OH Conductors and Devices | 2008-05-01 | Non-unitized | VILLAGE @ PRESTON CROSSINGS-SEC 1 | KY | 0 | 0 | 0 | 0
E365.00-OH Conductors and Devices | 2008-11-01 | Non-unitized | 1116824 | KY | 0 | 0 | 0
E365.00-OH Conductors and Devices | 2010-01-01 | Non-unitized | 808 E MARKET ST 40206 | KY | 0 | 0 | 0 | 0
E365.00-OH Conductors and Devices | 2010-05-01 | Non-unitized | POI | KY | 0 | 0 | 0 | 0
E365.00-OH Conductors and Devices | 2010-07-01 | Non-unitized | 3416 KRAMERS LN LOT 98 | KY | 0 | 0 | 0 | 0
E365.00-OH Conductors and Devices | 2010-11-01 | Non-unitized | 1209 MCCAULEY AV 40219 | KY | 0 | 0 | 0 | 0
E365.00-OH Conductors and Devices | 2010-11-01 | Non-unitized | 9812 VISTA HILLS BV 40291 | KY | 0 | 0 | 0 | 0
E365.00-OH Conductors and Devices | 2011-01-31 | 123,270 ACAR WIRE | 123,270 ACAR WIRE (FT) (07686) | KY | 10991 | 10919.72 | 0.99351 | 0
E365.00-OH Conductors and Devices | 2011-01-01 | Non-unitized | ARBORGATE VILLAGE PHASE 1 40245 | KY | 0 | 0 | 0 | 0
E365.00-OH Conductors and Devices | 2011-01-01 | Non-unitized | 3601 AXTON LN 40026 | KY | 0 | 0 | 0 | 0
E365.00-OH Conductors and Devices | 2011-01-01 | Non-unitized | PRESTON ST. MOLTER AV.-TO MINOMA AV | KY | 0 | 0 | 0 | 0
E365.00-OH Conductors and Devices | 2011-01-01 | Non-unitized | 1830 S 3RD ST 3 BLDG'S 40208 | KY | 0 | 0 | 0 | 0
E365.00-OH Conductors and Devices | 2011-05-01 | Non-unitized | 3920 ALTAWOOD CT 40245 | KY | 0 | 0 | 0 | 0
E365.00-OH Conductors and Devices | 2011-07-01 | Non-unitized | 6313 LOWER HUNTERS TRCE 40258 | KY | 0 | 0 | 0 | 0
E365.00-OH Conductors and Devices | 2012-05-31 | SWITCHES - CUTOUT NEW | SWITCHES - CUTOUT NEW 07630 | KY | 763 | 702421.13 | 920.6044 | 0
E365.00-OH Conductors and Devices | 2012-07-31 | 123,270 ACAR WIRE | 123,270 ACAR WIRE (FT) (07686) | KY | 2772 | 7581.84 | 2.7352 | 0
E365.00-OH Conductors and Devices | 2012-01-31 | Estimated Retirement | Jeffersontown Circuit Work | KY | 0 | 0 | 0 | 0
E365.00-OH Conductors and Devices | 2012-02-29 | RECLOSER, MISCELLANEOUS | RECLOSER, MISCELLANEOUS (06282) | KY | 14 | 109261.36 | 7804.3829 | 0
E365.00-OH Conductors and Devices | 2012-01-31 | CAPACITORS | CAPACITORS (BANKS) (EACH) (07330) | KY | 16 | 123515.17 | 7719.6981 | 0
E365.00-OH Conductors and Devices | 2012-09-30 | SWITCHES - CUTOUT NEW | SWITCHES - CUTOUT NEW 07630 | KY | 12 | 10843.66 | 903.6383 | 0
E365.00-OH Conductors and Devices | 2012-04-30 | Non-unitized | XFRM340-TRANSFORMER LABOR 340 | KY | 0 | 0 | 0 | 0
E365.00-OH Conductors and Devices | 2012-01-31 | SWITCHES - GROUP OPERATED | SWITCHES, 34500 volts, scada-mate, outdoor distrib tiered-outboard mounting config w R2 oper mechanism | KY | 5 | 443737.08 | 88747.416 | 0
E365.00-OH Conductors and Devices | 2013-03-01 | 336,400 19 STR. ALL ALUMINUM | 336,400 19 STR. ALL ALUMINUM (FT) (07712) | KY | 30 | 271.35 | 9.045 | 0
E365.00-OH Conductors and Devices | 2013-04-01 | Non-unitized | CNBVLT343-NB Network Vaults - 003430 | KY | 0 | 0 | 0 | 0
E365.00-OH Conductors and Devices | 2012-12-31 | RECLOSER | RECLOSER, 3 PHASE, SIngle Tank, vacuum interupting, 800 AMp cont, 12.5KA interr, 15.5KV max design voltage | KY | 0 | 0 | 0 | 0
E365.00-OH Conductors and Devices | 2013-07-31 | ARRESTERS - NEW | ARRESTERS - NEW | KY | 18 | 4031.35 | 223.9639 | 0
E365.00-OH Conductors and Devices | 2012-12-31 | Non-unitized | DIXIE HWY @ MILL CREEK PLANT 40272 | KY | 4 | 0 | 0 | 0
E365.00-OH Conductors and Devices | 2013-10-31 | 6A COPPER CONDUCTOR | #6A COPPERWELD COPPER (00192) | KY | 688 | 7787.35 | 11.3188 | 0
E365.00-OH Conductors and Devices | 2014-05-01 | Non-unitized | CVLT343-Capital Network Vaults - 003430 | KY | 0 | 0 | 0 | 0
E365.00-OH Conductors and Devices | 2014-10-31 | 795 MCM ALUMINUM CONDUCTOR | #795 MCM ALL ALUM BARE (00122) | KY | 2290 | 149108.22 | 65.1128 | 0
E365.00-OH Conductors and Devices | 2014-09-30 | 4 COPPER CONDUCTOR | #4 W.P. COPPER (00141) | KY | 20014 | 574177.47 | 28.6888 | 0
E365.00-OH Conductors and Devices | 2014-11-30 | ARRESTERS - NEW | ARRESTERS - NEW | KY | 51 | 18593.37 | 364.5759 | 0
E365.00-OH Conductors and Devices | 2014-12-31 | 3/0 CONDUCTOR | #3/0 CONDUCTOR (00176) | KY | 2442 | 9898.69 | 4.0535 | 0
E365.00-OH Conductors and Devices | 2015-02-01 | RECLOSER, MISCELLANEOUS | RECLOSER, MISCELLANEOUS (06282) | KY | 80 | 311149.74 | 3889.3717 | 0
E365.00-OH Conductors and Devices | 2015-03-31 | 1/0 CONDUCTOR | 1/0 CONDUCTOR | KY | 47 | 344.92 | 7.3387 | 0
E365.00-OH Conductors and Devices | 1935-03-01 | Estimated Retirement | Ckt FA1123 | KY | 0 | 0 | 0 | 0
E365.00-OH Conductors and Devices | 2016-02-29 | SWITCHES - DISCONNECT NEW | SWITCHES - DISCONNECT | KY | 39 | 34503.01 | 884.6926 | 0
E365.00-OH Conductors and Devices | 2016-10-31 | 2/0 COPPER CONDUCTOR | #2/0 W.P. COPPER (00146) | KY | 1618 | 13492.95 | 8.3393 | 0
E365.00-OH Conductors and Devices | 2016-10-31 | 123,270 ACAR WIRE | 123,270 ACAR WIRE (FT) (07686) | KY | 9658 | 17927.91 | 1.8563 | 0
E365.00-OH Conductors and Devices | 2017-01-31 | Non-unitized | LGE FIBERTECH NON-REIMB | KY | 0 | 0 | 0 | 0
E365.00-OH Conductors and Devices | 2016-12-15 | CAPACITORS | CAPACITORS (BANKS) (EACH) (07330) | KY | 9 | 32974.24 | 3663.8044 | 0
E365.00-OH Conductors and Devices | 2017-12-31 | GROUND | GROUND (00103) | KY | 149 | 8602.35 | 57.7339 | 0
E365.00-OH Conductors and Devices | 2017-10-31 | Non-unitized | 153478-Taxable- IN12911222 2017 Ckt Hardening | KY | 0 | 0 | 0 | 0
E365.00-OH Conductors and Devices | 2017-03-31 | ARRESTERS - OVERHEAD | ARRESTERS - OVERHEAD | KY | 48 | 3454.03 | 71.959 | 0
E365.00-OH Conductors and Devices | 2018-12-31 | 6 COPPER CONDUCTOR | #6 BARE COPPER (00168) | KY | 58093 | 66731.19 | 1.1487 | 0
E365.00-OH Conductors and Devices | 2018-12-31 | 3/0 CONDUCTOR | #3/0 CONDUCTOR (00176) | KY | 1200 | 17489.45 | 14.5745 | 0
E365.00-OH Conductors and Devices | 2018-11-30 | Non-unitized | 153925-UPS CENTENNIAL HUB EXP | KY | 0 | 0 | 0 | 0
E365.00-OH Conductors and Devices | 2020-06-30 | Non-unitized | 158578-BR1179 Ckt Hardening is one of the circuits that were identified in the System Hardening project for 2019. The work to be done will be located between 3001-3013 Hikes Lane, 3200-3332 Allison Way, 2903-2907 Noe Court , 3303-3317 Noe Way , 3330-3334 | KY | 0 | 0 | 0 | 0
E365.00-OH Conductors and Devices | 2020-01-01 | 6 COPPER CONDUCTOR | #6 BARE COPPER (00168) | KY | 17327 | 6516.9 | 0.37611 | 0
E365.00-OH Conductors and Devices | 2019-04-30 | WILDLIFE PROTECTION | WILDLIFE PROTECTION | KY | 4 | 3460.5 | 865.125 | 0
E365.00-OH Conductors and Devices | 2018-11-30 | 6 COPPER CONDUCTOR | #6 BARE COPPER (00168) | KY | 1455 | 3724.89 | 2.5601 | 0
E365.00-OH Conductors and Devices | 2018-11-30 | 2/0 COPPER CONDUCTOR | #2/0 W.P. COPPER (00146) | KY | 110 | 393.61 | 3.5783 | 0
E365.00-OH Conductors and Devices | 2020-02-29 | 2/0 COPPER CONDUCTOR | #2/0 W.P. COPPER (00146) | KY | 0 | 0 | 0 | 0
E365.00-OH Conductors and Devices | 2019-11-01 | 795 MCM ALUMINUM CONDUCTOR | #795 MCM ALL ALUM BARE (00122) | KY | 14370 | 144890.61 | 10.0829 | 0
E365.00-OH Conductors and Devices | 2020-06-30 | SWITCHES - DISCONNECT NEW | SWITCHES - DISCONNECT | KY | 21 | 119498.5 | 5690.4048 | 0
E365.00-OH Conductors and Devices | 2021-01-01 | Non-unitized | CSTLT332-NB Street Lights - 003320 | KY | 0 | 0 | 0 | 0
E365.00-OH Conductors and Devices | 2021-01-01 | Non-unitized | CTBRD343U-Cap Trouble Orders UG - 003430 | KY | 0 | 0 | 0 | 0
E365.00-OH Conductors and Devices | 2021-02-01 | Non-unitized | 163613 - 2020 Track Loader | KY | 0 | 0 | 0 | 0
E365.00-OH Conductors and Devices | 2021-06-01 | Non-unitized | 161186-CF1205 CIFI is one of the circuits that were identified in the CIFI project for 2021. WR#s 6721376, 6721380 and 6721377 | KY | 0 | 0 | 0 | 0
E365.00-OH Conductors and Devices | 2021-12-15 | Non-unitized | 162028-2021 LEO DWTN VENT PROTECT | KY | 0 | 0 | 0 | 0
E365.00-OH Conductors and Devices | 2021-06-01 | Non-unitized | 161192-ML1282 CIFI is one of the circuits that were identified in the CIFI project for 2021. | KY | 0 | 0 | 0 | 0
E365.00-OH Conductors and Devices | 2022-03-31 | ARRESTERS - OVERHEAD | ARRESTERS - OVERHEAD | KY | 4 | 110.16 | 27.54 | 0
E365.00-OH Conductors and Devices | 2022-02-01 | 4 COPPER CONDUCTOR | #4 W.P. COPPER (00141) | KY | 47657 | 185320.82 | 3.8886 | 0
E365.00-OH Conductors and Devices | 2021-04-30 | 4 COPPER CONDUCTOR | #4 W.P. COPPER (00141) | KY | 396 | 207.89 | 0.52497 | 0
E365.00-OH Conductors and Devices | 2022-01-01 | 6 COPPER CONDUCTOR | #6 BARE COPPER (00168) | KY | 174063 | 1216858.13 | 6.9909 | 0
E365.00-OH Conductors and Devices | 2022-11-01 | WILDLIFE PROTECTION | WILDLIFE PROTECTION | KY | 7 | 15069.08 | 2152.7257 | 0
E365.00-OH Conductors and Devices | 2023-07-01 | Non-unitized | Investment | KY | 0 | 0 | 0 | 0
E365.00-OH Conductors and Devices | 2023-02-01 | 6 COPPER CONDUCTOR | #6 BARE COPPER (00168) | KY | 112730 | 879179.25 | 7.799 | 0
E365.00-OH Conductors and Devices | 2023-01-01 | Non-unitized | ALEDC332-Taxable-CRCST LED Conversion 00332012 | KY | 7 | 77.83 | 11.1186 | 0
E365.00-OH Conductors and Devices | 2021-12-15 | 1000 MCM CONDUCTOR | #1000 MCM CONDUCTOR | KY | 449 | 40616.19 | 90.4592 | 0
E365.00-OH Conductors and Devices | 2023-09-30 | Non-unitized | 157626-N1DT CENTERFIELD/RUSSELL CW | KY | 0 | 0 | 0 | 0
E365.00-OH Conductors and Devices | 2024-02-01 | #795 MCM ACSR BARE | #795 MCM ACSR BARE | KY | 464 | 7607.27 | 16.395 | 0
E365.00-OH Conductors and Devices | 2021-10-01 | 4/0 CONDUCTOR | #4/0 CONDUCTOR (00148) | KY | 200 | 3675.1 | 18.3755 | 0
E365.00-OH Conductors and Devices | 2024-01-31 | GROUND | GROUND (00103) | KY | 40 | 5576.13 | 139.4033 | 0
E365.00-OH Conductors and Devices | 2025-03-01 | 6 COPPER CONDUCTOR | #6 BARE COPPER (00168) | KY | 18743 | 193749.77 | 10.3372 | 0
E365.00-OH Conductors and Devices | 2025-02-01 | Non-unitized | ANBRD340O-Taxable-NB Resid OH 00340012 | KY | 4 | 554653.28 | 138663.32 | 0
E365.00-OH Conductors and Devices | 2023-09-30 | SWITCHES - CUTOUT NEW | SWITCHES - CUTOUT NEW 07630 | KY | 47 | 24911.37 | 530.0291 | 0
E365.00-OH Conductors and Devices | 2022-03-09 | 2/0 COPPER CONDUCTOR | #2/0 W.P. COPPER (00146) | KY | 110 | 247.71 | 2.2519 | 0
E365.00-OH Conductors and Devices | 1996-01-01 | 20 M.A.W. MESSENGER WIRE | MP1996 Overhead Conductors and Devices | KY | 21703 | 107110.65 | 4.9353 | 0
E365.00-OH Conductors and Devices | 1989-01-01 | 6 COPPER CONDUCTOR | MP1989 Overhead Conductors and Devices | KY | 9656 | 18015.26 | 1.8657 | 0
E365.00-OH Conductors and Devices | 1984-01-01 | 6 COPPER CONDUCTOR | MP1984 Overhead Conductors and Devices | KY | 1548 | 1915.04 | 1.2371 | 0
E365.00-OH Conductors and Devices | 1963-01-01 | GROUND | MP1963 Overhead Conductors and Devices | KY | 1 | 0 | 0
E365.00-OH Conductors and Devices | 2000-01-01 | SWITCHES - DISCONNECT NEW | MP2000 Overhead Conductors and Devices | KY | 140 | 115438.1 | 824.5579 | 0
E365.00-OH Conductors and Devices | 1935-01-01 | 4/0 CONDUCTOR | #4/0 CONDUCTOR | KY | 9437 | 2194.98 | 0.23259 | 0
E365.00-OH Conductors and Devices | 1963-01-01 | 1000 MCM CONDUCTOR | #1000 MCM CONDUCTOR | KY | 7 | 15.01 | 2.1443 | 0
E365.00-OH Conductors and Devices | 1965-01-01 | 1/0 CABLE | 1/0 | KY | 69 | 19.82 | 0.28725 | 0
E365.00-OH Conductors and Devices | 1999-01-01 | 1000 MCM CONDUCTOR | MP1999 Overhead Conductors and Devices | KY | 2 | 276.18 | 138.09 | 0
E365.00-OH Conductors and Devices | 2008-05-01 | Non-unitized | STONY FARM | KY | 0 | 0 | 0 | 0
E365.00-OH Conductors and Devices | 2008-05-01 | Non-unitized | 1089988 | KY | 0 | 0 | 0
E365.00-OH Conductors and Devices | 2008-05-01 | Non-unitized | DAKOTA CT 2C 40047 | KY | 0 | 0 | 0
E365.00-OH Conductors and Devices | 2008-05-01 | Non-unitized | 13900 SHELBYVILLE RD 40245 | KY | 0 | 0 | 0 | 0
E365.00-OH Conductors and Devices | 2008-05-01 | Non-unitized | 1255937 | KY | 0 | 0 | 0
E365.00-OH Conductors and Devices | 2008-05-01 | Non-unitized | GUELDA PATIO HOMES - OVHD REMOVAL | KY | 0 | 0 | 0 | 0
E365.00-OH Conductors and Devices | 2008-05-01 | Non-unitized | 1293 BARDSTOWN RD 40205 | KY | 0 | 0 | 0
E365.00-OH Conductors and Devices | 2008-05-01 | Non-unitized | MASON PROPERTY | KY | 0 | 0 | 0
E365.00-OH Conductors and Devices | 2008-05-01 | Non-unitized | 1310815 | KY | 0 | 0 | 0
E365.00-OH Conductors and Devices | 2008-05-01 | Non-unitized | 310 E Broadway 40202 | KY | 0 | 0 | 0 | 0
E365.00-OH Conductors and Devices | 2008-05-01 | Non-unitized | 1601 HALE AVE 40210 | KY | 0 | 0 | 0 | 0
E365.00-OH Conductors and Devices | 2008-05-01 | Non-unitized | ROCK SPRINGS FARMS SEC 1 | KY | 0 | 0 | 0 | 0
E365.00-OH Conductors and Devices | 2008-05-01 | Non-unitized | 1081644 | KY | 0 | 0 | 0 | 0
E365.00-OH Conductors and Devices | 2008-05-01 | Non-unitized | 1093115 | KY | 0 | 0 | 0 | 0
E365.00-OH Conductors and Devices | 2008-05-01 | Non-unitized | 0 RANCH RD D TRACT 40047 | KY | 0 | 0 | 0 | 0
E365.00-OH Conductors and Devices | 2008-05-01 | Non-unitized | 6415 OUTER LOOP 40228 | KY | 0 | 0 | 0
E365.00-OH Conductors and Devices | 2008-05-01 | Non-unitized | 3203 TUCKER STATION RD LOTS 1 & 2 40299 | KY | 0 | 0 | 0 | 0
E365.00-OH Conductors and Devices | 2008-05-01 | Non-unitized | 1600 ABELL CR LOT 16 40014 | KY | 0 | 0 | 0 | 0
E365.00-OH Conductors and Devices | 2008-05-01 | Non-unitized | 2010 GARRS LN 40216 | KY | 0 | 0 | 0 | 0
E365.00-OH Conductors and Devices | 2008-05-01 | Non-unitized | 1016254 | KY | 0 | 0 | 0 | 0
E365.00-OH Conductors and Devices | 2008-05-01 | Non-unitized | OLD HENRY CROSSING LOT 3 PHASE A | KY | 0 | 0 | 0 | 0
E365.00-OH Conductors and Devices | 2008-05-01 | Non-unitized | 5900 FEGENBUSH LN 40228 | KY | 0 | 0 | 0 | 0
E365.00-OH Conductors and Devices | 2008-05-01 | Non-unitized | 1604 CHEROKEE RD 40205 | KY | 0 | 0 | 0 | 0
E365.00-OH Conductors and Devices | 2008-05-01 | Non-unitized | 1289084 | KY | 0 | 0 | 0
E365.00-OH Conductors and Devices | 2008-05-01 | Non-unitized | 8215 OLD WESTPORT RD 40222 | KY | 0 | 0 | 0 | 0
E365.00-OH Conductors and Devices | 2008-10-01 | Non-unitized | 1545125 | KY | 0 | 0 | 0
E365.00-OH Conductors and Devices | 2008-10-01 | Non-unitized | 1363819 | KY | 0 | 0 | 0
E365.00-OH Conductors and Devices | 2009-01-01 | Non-unitized | 4174 WESTPORT RD. 40207 | KY | 0 | 0 | 0 | 0
E365.00-OH Conductors and Devices | 2009-01-01 | Non-unitized | 3529 DAYTON AVE 40207 | KY | 0 | 0 | 0
E365.00-OH Conductors and Devices | 2009-01-01 | Non-unitized | 0 HIGH POINT CT. 40047 | KY | 0 | 0 | 0
E365.00-OH Conductors and Devices | 2009-01-01 | Non-unitized | 2500 GRIFFITHS AV 40212 | KY | 0 | 0 | 0 | 0
E365.00-OH Conductors and Devices | 2009-05-01 | Non-unitized | 421 WARNOCK ST | KY | 0 | 0 | 0 | 0
E365.00-OH Conductors and Devices | 2009-12-14 | SWITCHES - CUTOUT | SWITCHES (CUTOUT) (EACH) (07630) | KY | 6 | 2184.71 | 364.1183 | 0
E365.00-OH Conductors and Devices | 2009-12-17 | 123,270 ACAR WIRE | 123,270 ACAR WIRE (FT) (07686) | KY | 223 | 559 | 2.5067 | 0
E365.00-OH Conductors and Devices | 2009-12-19 | WILDLIFE PROTECTION | WILDLIFE PROTECTION | KY | 10 | 3148.64 | 314.864 | 0
E365.00-OH Conductors and Devices | 2008-05-01 | Non-unitized | 3514 W Market St. 40212 | KY | 0 | 0 | 0
E365.00-OH Conductors and Devices | 2008-05-01 | Non-unitized | 132 CHENOWETH LN 40207 | KY | 0 | 0 | 0
E365.00-OH Conductors and Devices | 2010-01-01 | Non-unitized | XFRM340-TRANSFORMER LABOR 340 | KY | 0 | 0 | 0 | 0
E365.00-OH Conductors and Devices | 2010-01-01 | Non-unitized | 1824 EASTERN PKY 40204 | KY | 0 | 0 | 0
E365.00-OH Conductors and Devices | 2010-01-01 | Non-unitized | 11605 FAIRMOUNT RD 40291 | KY | 0 | 0 | 0
E365.00-OH Conductors and Devices | 2010-01-01 | Non-unitized | 485 OLD FORD RD 40165 | KY | 0 | 0 | 0 | 0
E365.00-OH Conductors and Devices | 2010-10-31 | SWITCHES - CUTOUT NEW | SWITCHES - CUTOUT NEW 07630 | KY | 219 | 102995.74 | 470.3002 | 0
E365.00-OH Conductors and Devices | 1990-01-01 | MISCELLANEOUS EQUIPMENT | MP1990 Overhead Conductors and Devices | KY | 0 | 0 | 0
E365.00-OH Conductors and Devices | 2008-01-01 | ARRESTERS - DISTRIBUTION | MP2008 Overhead Conductors and Devices | KY | 33 | 1557.71 | 47.2033
E365.00-OH Conductors and Devices | 2008-05-01 | Non-unitized | 1706 TYLER PY 40405 | KY | 0 | 0 | 0 | 0
E365.00-OH Conductors and Devices | 2008-05-01 | Non-unitized | 4119 ROUTT ROAD TRACT 3 40299 | KY | 0 | 0 | 0 | 0
E365.00-OH Conductors and Devices | 2008-05-01 | Non-unitized | 4900 CARPENTER DR 40014 | KY | 0 | 0 | 0 | 0
E365.00-OH Conductors and Devices | 2008-05-01 | Non-unitized | CHEROKEE RD CONDOS | KY | 0 | 0 | 0 | 0
E365.00-OH Conductors and Devices | 2008-05-01 | Non-unitized | 3702-3704 FRANKFORT AV 40207 | KY | 0 | 0 | 0 | 0
E365.00-OH Conductors and Devices | 2008-05-01 | Non-unitized | 1906 New Main St. 40206 | KY | 0 | 0 | 0
E365.00-OH Conductors and Devices | 2008-05-01 | Non-unitized | VILLAS AT DORSEY | KY | 0 | 0 | 0 | 0
E365.00-OH Conductors and Devices | 2008-05-01 | Non-unitized | 6000 BROWNSBORO RD 40222 | KY | 0 | 0 | 0 | 0
E365.00-OH Conductors and Devices | 2008-05-01 | Non-unitized | 752 BARRET AVE 40204 | KY | 0 | 0 | 0 | 0
E365.00-OH Conductors and Devices | 2008-05-01 | Non-unitized | 800 BL. MARKET ST 40202 | KY | 0 | 0 | 0 | 0
E365.00-OH Conductors and Devices | 2008-10-01 | Non-unitized | 1262304 | KY | 0 | 0 | 0
E365.00-OH Conductors and Devices | 2008-10-01 | Non-unitized | 1538105 | KY | 0 | 0 | 0 | 0
E365.00-OH Conductors and Devices | 1989-01-01 | INSULATORS - LINE | MP1989 Overhead Conductors and Devices | KY | 0 | 0 | 0 | 0
E365.00-OH Conductors and Devices | 2009-07-01 | Non-unitized | 5545 MINOR LN 40219 | KY | 0 | 0 | 0
E365.00-OH Conductors and Devices | 2010-01-01 | Non-unitized | 1925 LEWISTON DR 40216 | KY | 0 | 0 | 0 | 0
E365.00-OH Conductors and Devices | 2010-04-01 | Non-unitized | 10013 BALLARDSVILLE RD. 40241 | KY | 0 | 0 | 0 | 0
E365.00-OH Conductors and Devices | 2009-11-30 | 4/0 CONDUCTOR | #4/0 CONDUCTOR (00148) | KY | 120 | 2795.41 | 23.2951 | 0
E365.00-OH Conductors and Devices | 2010-07-01 | Non-unitized | 6554 W HIGHWAY 146 40014 | KY | 0 | 0 | 0 | 0
E365.00-OH Conductors and Devices | 2010-07-01 | Non-unitized | 7500 BRIARWOOD DRIVE 40014 | KY | 0 | 0 | 0 | 0
E365.00-OH Conductors and Devices | 2010-11-01 | Non-unitized | 4214 RUDY LN 40207 | KY | 0 | 0 | 0 | 0
E365.00-OH Conductors and Devices | 2010-11-01 | Non-unitized | 20 ADVENTURE RD 40216 | KY | 0 | 0 | 0 | 0
E365.00-OH Conductors and Devices | 2010-11-01 | SWITCHES - GROUP OPERATED | SWITCHES - MISC. NEW 07632 | KY | 8 | 40969.77 | 5121.2212 | 0
E365.00-OH Conductors and Devices | 2011-01-01 | Non-unitized | LOT 5 ALLIANT AVE 40299 | KY | 0 | 0 | 0 | 0
E365.00-OH Conductors and Devices | 2011-01-01 | Non-unitized | NBSV340UG-NEW EL SERV UG | KY | 0 | 0 | 0 | 0
E365.00-OH Conductors and Devices | 2011-01-01 | Non-unitized | 6415 OUTER LOOP | KY | 0 | 0 | 0 | 0
E365.00-OH Conductors and Devices | 2011-05-31 | ARRESTERS - DISTRIBUTION | DISTRIBUTION ARRESTERS (00504) | KY | 1 | 93.03 | 93.03 | 0
E365.00-OH Conductors and Devices | 2011-12-31 | 123,270 ACAR WIRE | 123,270 ACAR WIRE (FT) (07686) | KY | 15126 | 57574.96 | 3.8064 | 0
E365.00-OH Conductors and Devices | 2012-01-01 | Non-unitized | Cir Hard Reliab - OH | KY | 0 | 0 | 0 | 0
E365.00-OH Conductors and Devices | 2011-11-30 | SWITCHES - GROUP OPERATED | SWITCHES - GRP OP, 15KV,900A,LB,HORZ MT | KY | 2 | 33147.4 | 16573.7 | 0
E365.00-OH Conductors and Devices | 2012-07-01 | Non-unitized | SILVER WING BLVD 40241 | KY | 0 | 0 | 0 | 0
E365.00-OH Conductors and Devices | 2014-07-31 | #2 Triplex | #2 CONDUCTOR (00172) | KY | 6963 | 24631.34 | 3.5375 | 0
E365.00-OH Conductors and Devices | 2014-07-31 | 8 COPPER CONDUCTOR | #8 W.P. COPPER (00138) | KY | 2422 | 2515.04 | 1.0384 | 0
E365.00-OH Conductors and Devices | 2013-11-30 | 795 MCM ALUMINUM CONDUCTOR | #795 MCM ALL ALUM BARE (00122) | KY | 13318 | 332580.83 | 24.9723 | 0
E365.00-OH Conductors and Devices | 2013-04-30 | 795 MCM ALUMINUM CONDUCTOR | #795 MCM ALL ALUM BARE (00122) | KY | 14236 | 122849.58 | 8.6295 | 0
E365.00-OH Conductors and Devices | 2013-11-30 | 4/0 CONDUCTOR | #4/0 CONDUCTOR (00148) | KY | 422 | 10362.45 | 24.5556 | 0
E365.00-OH Conductors and Devices | 2014-11-30 | 4/0 CONDUCTOR | #4/0 CONDUCTOR (00148) | KY | 6065 | 231283.16 | 38.1341 | 0
E365.00-OH Conductors and Devices | 2015-10-31 | Non-unitized | CA1306 LGE | KY | 0 | 0 | 0 | 0
E365.00-OH Conductors and Devices | 2014-08-31 | #2 ACSR | #1 CONDUCTOR (00173) | KY | 50 | 1990.78 | 39.8156 | 0
E365.00-OH Conductors and Devices | 2015-12-31 | 4A COPPER CONDUCTOR | #4A COPPERWELD COPPER (00195) | KY | 3330 | 17321.12 | 5.2015 | 0
E365.00-OH Conductors and Devices | 1935-03-01 | Estimated Retirement | TIPTOP3311 (TT3311) REBLD SEC | KY | 0 | 0 | 0 | 0
E365.00-OH Conductors and Devices | 2016-06-30 | Non-unitized | BR1352 Exit Cable | KY | 0 | 0 | 0 | 0
E365.00-OH Conductors and Devices | 2016-02-29 | SWITCHES - CUTOUT NEW | SWITCHES - CUTOUT NEW 07630 | KY | 80 | 21099.65 | 263.7456 | 0
E365.00-OH Conductors and Devices | 2015-10-31 | 195,700 ACAR WIRE | 195,700 ACAR WIRE (FT) (07711) | KY | 2755 | 14262.02 | 5.1768 | 0
E365.00-OH Conductors and Devices | 2016-02-29 | #2 Triplex | #2 Triplex | KY | 1000 | 3421.86 | 3.4219 | 0
E365.00-OH Conductors and Devices | 2016-08-31 | Non-unitized | JEFFERSONTOWN CKT1123 (JT1123) | KY | 0 | 0 | 0 | 0
E365.00-OH Conductors and Devices | 2017-01-01 | Non-unitized | 12611 OLD SHELBYVILL | KY | 0 | 0 | 0 | 0
E365.00-OH Conductors and Devices | 2017-01-01 | Non-unitized | BILLTOWN RD. - SECTI | KY | 0 | 0 | 0 | 0
E365.00-OH Conductors and Devices | 2018-03-31 | 123,270 ACAR WIRE | 123,270 ACAR WIRE (FT) (07686) | KY | 910 | 4237.76 | 4.6569 | 0
E365.00-OH Conductors and Devices | 2018-08-31 | 4/0 CONDUCTOR | #4/0 CONDUCTOR (00148) | KY | 24 | 416.36 | 17.3483 | 0
E365.00-OH Conductors and Devices | 2017-12-31 | 20 M.A.W. MESSENGER WIRE | 20 M.A.W. MESSENGER WIRE (FT) (07804) | KY | 3621 | 13926.8 | 3.8461 | 0
E365.00-OH Conductors and Devices | 2019-12-01 | SWITCHES - CUTOUT NEW | SWITCHES - CUTOUT NEW 07630 | KY | 1455 | 825621.11 | 567.4372 | 0
E365.00-OH Conductors and Devices | 2018-10-31 | ARRESTERS - DISTRIBUTION | DISTRIBUTION ARRESTERS (00504) | KY | 12 | 424.2 | 35.35 | 0
E365.00-OH Conductors and Devices | 2019-09-30 | 4/0 CONDUCTOR | #4/0 CONDUCTOR (00148) | KY | 1529 | 24925.6 | 16.3019 | 0
E365.00-OH Conductors and Devices | 2020-09-01 | 795 MCM ALUMINUM CONDUCTOR | #795 MCM ALL ALUM BARE (00122) | KY | 46613 | 536342.96 | 11.5063 | 0
E365.00-OH Conductors and Devices | 2020-06-30 | CAPACITORS | CAPACITORS (BANKS) (EACH) (07330) | KY | 65 | 155921.96 | 2398.7994 | 0
E365.00-OH Conductors and Devices | 2020-09-29 | Non-unitized | Investment | KY | 0 | 0 | 0 | 0
E365.00-OH Conductors and Devices | 2021-06-01 | Non-unitized | 164478-DX1223 LGE CEMI is one of the circuits that were identified in the CEMI project for 2021. WR3 6796224. | KY | 0 | 0 | 0 | 0
E365.00-OH Conductors and Devices | 2021-04-30 | INSULATORS - LINE | INSULATORS - LINE | KY | 12 | 85.05 | 7.0875 | 0
E365.00-OH Conductors and Devices | 2022-02-01 | Non-unitized | CNBCD343U-NB Comm UG - 003430 | KY | 0 | 0 | 0 | 0
E365.00-OH Conductors and Devices | 2022-03-31 | 500 MCM COPPER CONDUCTOR | #500 MCM W.P. COPPER (00155) | KY | 200 | 3912 | 19.56 | 0
E365.00-OH Conductors and Devices | 2023-02-16 | GROUND | GROUND (00103) | KY | 23 | 12491.73 | 543.1187 | 0
E365.00-OH Conductors and Devices | 2024-01-01 | Non-unitized | ACAPR340-Taxable-Cap/Reg/Recloser 00340012 | KY | 0 | 0 | 0 | 0
E365.00-OH Conductors and Devices | 2024-04-30 | Non-unitized | 171799-SH1282 is one of the circuits identified in the CIFI project for 2024.WR# 7268926 | KY | 0 | 0 | 0 | 0
E365.00-OH Conductors and Devices | 2024-02-01 | 795 MCM ALUMINUM CONDUCTOR | #795 MCM ALL ALUM BARE (00122) | KY | 43736 | 381585.82 | 8.7248 | 0
E365.00-OH Conductors and Devices | 2024-09-30 | Non-unitized | 171793-CEMI-FA1148 is one of the circuits identified in the CEMI project for 2024. WR# 7359417 | KY | 2 | 19277.08 | 9638.54 | 0
E365.00-OH Conductors and Devices | 2025-03-01 | #795 MCM ACSR BARE | #795 MCM ACSR BARE | KY | 50 | 576.4 | 11.528 | 0
E365.00-OH Conductors and Devices | 2025-03-16 | Non-unitized | CHENOWETH LANE | KY | 2 | 124807.5 | 62403.75 | 0
E365.00-OH Conductors and Devices | 2024-12-31 | RECLOSER | RECLOSER | KY | 1 | 228559.65 | 228559.65 | 0
E365.00-OH Conductors and Devices | 1997-01-01 | 1/0 CABLE | MP1997 Overhead Conductors and Devices | KY | 128862 | 484344.67 | 3.7586 | 0
E365.00-OH Conductors and Devices | 1973-01-01 | 4 COPPER CONDUCTOR | MP1973 Overhead Conductors and Devices | KY | 129404 | 45411.5 | 0.35093 | 0
E365.00-OH Conductors and Devices | 1987-01-01 | 795 MCM ALUMINUM CONDUCTOR | MP1987 Overhead Conductors and Devices | KY | 205338 | 1174257.72 | 5.7187 | 0
E365.00-OH Conductors and Devices | 1989-01-01 | #12 CABLE | MP1989 Overhead Conductors and Devices | KY | 0 | 0 | 0
E365.00-OH Conductors and Devices | 1953-01-01 | TO BE SPREAD OVER ASSETS IN ACCOUNT | MP1953 Overhead Conductors and Devices | KY | 0 | 0 | 0
E365.00-OH Conductors and Devices | 1981-01-01 | 195,700 ACAR WIRE | MP1981 Overhead Conductors and Devices | KY | 104238 | 102059.44 | 0.9791 | 0
E365.00-OH Conductors and Devices | 1968-01-01 | 195,700 ACAR WIRE | MP1968 Overhead Conductors and Devices | KY | 11292 | 2867.18 | 0.25391 | 0
E365.00-OH Conductors and Devices | 1983-01-01 | 4/0 CONDUCTOR | MP1983 Overhead Conductors and Devices | KY | 5182 | 11486.79 | 2.2167 | 0
E365.00-OH Conductors and Devices | 1957-01-01 | 795 MCM ALUMINUM CONDUCTOR | MP1957 Overhead Conductors and Devices | KY | 1744 | 1322.44 | 0.75828 | 0
E365.00-OH Conductors and Devices | 1978-01-01 | 1000 MCM CONDUCTOR | MP1978 Overhead Conductors and Devices | KY | 34 | 214.2 | 6.3
E365.00-OH Conductors and Devices | 1978-01-01 | 6 COPPER CONDUCTOR | MP1978 Overhead Conductors and Devices | KY | 5397 | 2998.94 | 0.55567 | 0
E365.00-OH Conductors and Devices | 1934-01-01 | 6 COPPER CONDUCTOR | MP1934 Overhead Conductors and Devices | KY | 0 | 0 | 0 | 0
E365.00-OH Conductors and Devices | 1985-01-01 | FISHER PIERCE CURRENT CONTROL | MP1985 Overhead Conductors and Devices | KY | 14 | 15495.97 | 1106.855
E365.00-OH Conductors and Devices | 2001-01-01 | 336,400 19 STR. ALL ALUMINUM | MP2001 Overhead Conductors and Devices | KY | 77291 | 326462.7 | 4.2238 | 0
E365.00-OH Conductors and Devices | 1983-01-01 | SWITCH - 0-6 AMP LINCOLNTROL | MP1983 Overhead Conductors and Devices | KY | 14 | 8530.82 | 609.3443
E365.00-OH Conductors and Devices | 2001-01-01 | FISHER PIERCE CURRENT SENSOR | MP2001 Overhead Conductors and Devices | KY | 1 | 1059.29 | 1059.29
E365.00-OH Conductors and Devices | 1999-01-01 | #12 CABLE | MP1999 Overhead Conductors and Devices | KY | 0 | 0 | 0
E365.00-OH Conductors and Devices | 1974-01-01 | SWITCH - 0-6 AMP LINCOLNTROL | MP1974 Overhead Conductors and Devices | KY | 5 | 1438.52 | 287.704
E365.00-OH Conductors and Devices | 1934-01-01 | 250 MCM COPPER CONDUCTOR | #250 MCM W.P. COPPER | KY | 667 | 160.33 | 0.24037
E365.00-OH Conductors and Devices | 2008-05-01 | Non-unitized | 1153364 | KY | 0 | 0 | 0
E365.00-OH Conductors and Devices | 2008-05-01 | Non-unitized | 1219894 | KY | 0 | 0 | 0
E365.00-OH Conductors and Devices | 2008-05-01 | Non-unitized | 3701 OLD BROWNSBORO RD 40207 | KY | 0 | 0 | 0 | 0
E365.00-OH Conductors and Devices | 2008-05-01 | Non-unitized | 2100 NELSON MILLER PKWY 40223 | KY | 0 | 0 | 0
E365.00-OH Conductors and Devices | 2008-05-01 | Non-unitized | 143 THIERMAN LN 40207 | KY | 0 | 0 | 0
E365.00-OH Conductors and Devices | 2008-05-01 | Non-unitized | 12975 SHELBYVILLE RD 40243 | KY | 0 | 0 | 0 | 0
E365.00-OH Conductors and Devices | 2008-05-01 | Non-unitized | 6420 OLD HEADY RD 40299 | KY | 0 | 0 | 0 | 0
E365.00-OH Conductors and Devices | 2008-05-01 | Non-unitized | 4812 RIVER RD 40222 | KY | 0 | 0 | 0 | 0
E365.00-OH Conductors and Devices | 2008-05-01 | Non-unitized | 5507 Highway #524 PUMP 10-11 40077 | KY | 0 | 0 | 0 | 0
E365.00-OH Conductors and Devices | 2008-05-01 | Non-unitized | 12001 HIDDEN VALLEY WY 40291 | KY | 0 | 0 | 0 | 0
E365.00-OH Conductors and Devices | 2008-05-01 | Non-unitized | 5901 GREENWOOD RD 40258 | KY | 0 | 0 | 0
E365.00-OH Conductors and Devices | 2008-05-01 | Non-unitized | 8913 OLD BARDSTOWN RD 40291 | KY | 0 | 0 | 0 | 0
E365.00-OH Conductors and Devices | 2008-05-01 | Non-unitized | 9565 TAYLORSVILLE RD 40299 | KY | 0 | 0 | 0
E365.00-OH Conductors and Devices | 2008-05-01 | Non-unitized | 820 PHILLIPS LN 40209 | KY | 0 | 0 | 0 | 0
E365.00-OH Conductors and Devices | 2008-05-01 | Non-unitized | WOODLANDS CREEK-SECTION 1 | KY | 0 | 0 | 0 | 0
E365.00-OH Conductors and Devices | 2008-05-01 | Non-unitized | FLOYD (BETWEEN MAIN & MARKET) 40202 | KY | 0 | 0 | 0 | 0
E365.00-OH Conductors and Devices | 2008-05-01 | Non-unitized | 8730 CEDAR CREEK RD 40291 | KY | 0 | 0 | 0 | 0
E365.00-OH Conductors and Devices | 2008-05-01 | Non-unitized | 1185455 | KY | 0 | 0 | 0 | 0
E365.00-OH Conductors and Devices | 2008-05-01 | Non-unitized | 1198585 | KY | 0 | 0 | 0 | 0
E365.00-OH Conductors and Devices | 2008-05-01 | Non-unitized | 755 OLD PRESTON HY 40165 | KY | 0 | 0 | 0 | 0
E365.00-OH Conductors and Devices | 2008-07-01 | Non-unitized | POI | KY | 0 | 0 | 0
E365.00-OH Conductors and Devices | 2008-05-01 | Non-unitized | 7400 OUTER LOOP 40228 | KY | 0 | 0 | 0
E365.00-OH Conductors and Devices | 2008-05-01 | Non-unitized | 10203 BACK RUN RD | KY | 0 | 0 | 0 | 0
E365.00-OH Conductors and Devices | 2008-05-01 | Non-unitized | NORTON COMMONS - UNDG COMMERCIAL | KY | 0 | 0 | 0
E365.00-OH Conductors and Devices | 1998-01-01 | SWITCHES - CUTOUT NEW | MP1998 Overhead Conductors and Devices | KY | 1018 | 563597.89 | 553.6325 | 0
E365.00-OH Conductors and Devices | 2008-10-01 | Non-unitized | 1554824 | KY | 0 | 0 | 0
E365.00-OH Conductors and Devices | 2008-10-01 | Non-unitized | 1509734 | KY | 0 | 0 | 0
E365.00-OH Conductors and Devices | 2008-10-01 | Non-unitized | 1494929 | KY | 0 | 0 | 0 | 0
E365.00-OH Conductors and Devices | 2009-01-01 | Non-unitized | STREET LIGHT UNDERGROUND | KY | 0 | 0 | 0 | 0
E365.00-OH Conductors and Devices | 2008-10-01 | Non-unitized | 1582138 | KY | 0 | 0 | 0
E365.00-OH Conductors and Devices | 2009-01-01 | Non-unitized | 1363826 | KY | 0 | 0 | 0 | 0
E365.00-OH Conductors and Devices | 2008-05-01 | Non-unitized | 2441 HOLLOWAY RD 40299 | KY | 0 | 0 | 0
E365.00-OH Conductors and Devices | 2009-01-01 | Non-unitized | 1705 MILLGATE RD 40223 | KY | 0 | 0 | 0
E365.00-OH Conductors and Devices | 2008-05-01 | Non-unitized | 13722 AIKEN RD 40245 | KY | 0 | 0 | 0
E365.00-OH Conductors and Devices | 2009-12-17 | 795 MCM ALUMINUM CONDUCTOR | #795 MCM ALL ALUM BARE (00122) | KY | 4634 | 162755.24 | 35.122 | 0
E365.00-OH Conductors and Devices | 2009-11-01 | Non-unitized | 3302 Furman Blvd 40220 | KY | 0 | 0 | 0 | 0
E365.00-OH Conductors and Devices | 2010-01-01 | Non-unitized | 501 S PRESTON ST REAR 40202 | KY | 0 | 0 | 0 | 0
E365.00-OH Conductors and Devices | 2010-04-01 | Non-unitized | 11 OVERBROOK RD 40207 | KY | 0 | 0 | 0 | 0
E365.00-OH Conductors and Devices | 2008-05-01 | Non-unitized | 5100 RIDGECREST CIR 40014 | KY | 0 | 0 | 0 | 0
E365.00-OH Conductors and Devices | 2008-05-01 | Non-unitized | 10015 DIXIE HWY | KY | 0 | 0 | 0 | 0
E365.00-OH Conductors and Devices | 2008-05-01 | Non-unitized | 2400 BLANKENBAKER PKWY 40299 | KY | 0 | 0 | 0 | 0
E365.00-OH Conductors and Devices | 2008-05-01 | Non-unitized | 17410 HWY 148 40023 | KY | 0 | 0 | 0 | 0
E365.00-OH Conductors and Devices | 2008-05-01 | Non-unitized | 1415 LYNDON LN 40222 | KY | 0 | 0 | 0 | 0
E365.00-OH Conductors and Devices | 2008-05-01 | Non-unitized | 3000 SMITH LN 40031 | KY | 0 | 0 | 0 | 0
E365.00-OH Conductors and Devices | 2008-05-01 | Non-unitized | HAZELWOOD ESTATES 40299 | KY | 0 | 0 | 0 | 0
E365.00-OH Conductors and Devices | 2008-05-01 | Non-unitized | 10600 FREEPORT DR | KY | 0 | 0 | 0 | 0
E365.00-OH Conductors and Devices | 2008-05-01 | Non-unitized | 3000 FREYS HILL RD 40241 | KY | 0 | 0 | 0
E365.00-OH Conductors and Devices | 2008-05-01 | Non-unitized | 3311 7TH STREET RD | KY | 0 | 0 | 0
E365.00-OH Conductors and Devices | 2008-05-01 | Non-unitized | HEATHER GREEN - 3Ø OVHD EXTENSION | KY | 0 | 0 | 0 | 0
E365.00-OH Conductors and Devices | 2009-01-01 | Non-unitized | 1569455 | KY | 0 | 0 | 0 | 0
E365.00-OH Conductors and Devices | 2009-04-01 | GROUND | Reset In Service Date | KY | 0 | 0 | 0
E365.00-OH Conductors and Devices | 2009-01-01 | Non-unitized | 1418539 | KY | 0 | 0 | 0
E365.00-OH Conductors and Devices | 2009-08-01 | Non-unitized | 1801 HERR LANE 40222 | KY | 0 | 0 | 0 | 0
E365.00-OH Conductors and Devices | 2010-05-01 | PAD / MAT | PAD / MAT (00560) | KY | 27 | 76836.34 | 2845.7904 | 0
E365.00-OH Conductors and Devices | 2009-06-30 | 3/0 CONDUCTOR | #3/0 CONDUCTOR (00176) | KY | 739 | 3762.96 | 5.092 | 0
E365.00-OH Conductors and Devices | 2009-02-28 | 336,400 19 STR. ALL ALUMINUM | 336,400 19 STR. ALL ALUMINUM (FT) (07712) | KY | 237 | 3770.83 | 15.9107 | 0
E365.00-OH Conductors and Devices | 2010-06-30 | RECLOSER, MISCELLANEOUS | RECLOSER, MISCELLANEOUS (06282) | KY | 3 | 29171.01 | 9723.67 | 0
E365.00-OH Conductors and Devices | 2010-10-01 | Non-unitized | 1350 CLARK STATION RD 40243 | KY | 0 | 0 | 0 | 0
E365.00-OH Conductors and Devices | 2008-08-31 | SWITCHES - GROUP OPERATED | SWITCHES - MISC. NEW 07632 | KY | 2 | 0 | 0 | 0
E365.00-OH Conductors and Devices | 2011-04-01 | Non-unitized | 11924 LOWER RIVER RD 40272 | KY | 0 | 0 | 0 | 0
E365.00-OH Conductors and Devices | 2012-01-01 | Non-unitized | NBSV340OH-NEW ELECTRIC SERVICES | KY | 0 | 0 | 0 | 0
E365.00-OH Conductors and Devices | 2011-05-31 | SWITCHES - DISCONNECT NEW | SWITCHES - DISCONNECT NEW 07631 | KY | 19 | 34779.99 | 1830.5258 | 0
E365.00-OH Conductors and Devices | 2011-08-31 | #2 Triplex | #2 CONDUCTOR (00172) | KY | 357 | 29003.29 | 81.2417 | 0
E365.00-OH Conductors and Devices | 2011-10-31 | SWITCHGEAR | SWITCHGEAR (06755) | KY | 0 | 0 | 0 | 0
E365.00-OH Conductors and Devices | 2012-03-31 | RECLOSER, MISCELLANEOUS | RECLOSER, MISCELLANEOUS (06282) | KY | 3 | 16014.47 | 5338.1567 | 0
E365.00-OH Conductors and Devices | 2012-12-18 | Non-unitized | DIST-NA-WTRSN-MDLTN | KY | 0 | 0 | 0 | 0
E365.00-OH Conductors and Devices | 2013-03-01 | 1/0 CABLE | 1/0 CABLE | KY | 5678 | 23162.39 | 4.0793 | 0
E365.00-OH Conductors and Devices | 2012-12-31 | Non-unitized | LS1248 | KY | 0 | 0 | 0 | 0
E365.00-OH Conductors and Devices | 2013-05-01 | Non-unitized | CSYSEN340-Sys Enh - 003400 | KY | 0 | 0 | 0 | 0
E365.00-OH Conductors and Devices | 2013-07-31 | 2/0 COPPER CONDUCTOR | #2/0 W.P. COPPER (00146) | KY | 1532 | 10227.13 | 6.6757 | 0
E365.00-OH Conductors and Devices | 2014-06-01 | 4 COPPER CONDUCTOR | #4 W.P. COPPER (00141) | KY | 7748 | 176818.03 | 22.8211 | 0
E365.00-OH Conductors and Devices | 2014-01-01 | Non-unitized | CNBVLT343-NB Network Vaults - 003430 | KY | 0 | 0 | 0 | 0
E365.00-OH Conductors and Devices | 2013-11-30 | 4 COPPER CONDUCTOR | #4 W.P. COPPER (00141) | KY | 975 | 31659.74 | 32.4715 | 0
E365.00-OH Conductors and Devices | 2014-08-31 | 20 M.A.W. MESSENGER WIRE | 20 M.A.W. MESSENGER WIRE (FT) (07804) | KY | 2000 | 15562.57 | 7.7813 | 0
E365.00-OH Conductors and Devices | 2014-08-01 | Non-unitized | CCAPR340-Capital CAP/REG/RECL - 003400 | KY | 0 | 0 | 0 | 0
E365.00-OH Conductors and Devices | 2015-01-01 | Non-unitized | CVLT343-Capital Network Vaults - 003430 | KY | 0 | 0 | 0 | 0
E365.00-OH Conductors and Devices | 2015-06-30 | 20 M.A.W. MESSENGER WIRE | 20 M.A.W. MESSENGER WIRE (FT) (07804) | KY | 15583 | 27862.89 | 1.788 | 0
E365.00-OH Conductors and Devices | 2014-03-25 | SWITCHES - DISCONNECT NEW | SWITCHES - DISCONNECT | KY | 3 | 5807.82 | 1935.94 | 0
E365.00-OH Conductors and Devices | 2016-01-01 | Non-unitized | CNBCD340U-NB Comm UG - 003400 | KY | 0 | 0 | 0 | 0
E365.00-OH Conductors and Devices | 2016-01-01 | Non-unitized | CNBSV340O-NB Elect Serv OH - 003400 | KY | 0 | 0 | 0 | 0
E365.00-OH Conductors and Devices | 2015-07-31 | 1/0 Aluminum | 1/0 Aluminum | KY | 96 | 301.42 | 3.1398 | 0
E365.00-OH Conductors and Devices | 2016-10-31 | 336,400 19 STR. ALL ALUMINUM | 336,400 19 STR. ALL ALUMINUM (FT) (07712) | KY | 3039 | 19841.43 | 6.5289 | 0
E365.00-OH Conductors and Devices | 2016-12-31 | Non-unitized | LGE PITP 2016 | KY | 0 | 0 | 0 | 0
E365.00-OH Conductors and Devices | 2017-12-31 | 500 MCM COPPER CONDUCTOR | #500 MCM W.P. COPPER (00155) | KY | 632 | 24477.54 | 38.7303 | 0
E365.00-OH Conductors and Devices | 2017-07-01 | Non-unitized | SUPPORT POLES FOR WA | KY | 0 | 0 | 0 | 0
E365.00-OH Conductors and Devices | 2018-10-01 | 8 COPPER CONDUCTOR | #8 W.P. COPPER (00138) | KY | 7831 | 22355.62 | 2.8548 | 0
E365.00-OH Conductors and Devices | 2018-03-31 | SWITCHES - DISCONNECT NEW | SWITCHES - DISCONNECT | KY | 54 | 91943.96 | 1702.6659 | 0
E365.00-OH Conductors and Devices | 2019-06-30 | 2/0 COPPER CONDUCTOR | #2/0 W.P. COPPER (00146) | KY | 217 | 4153.7 | 19.1415 | 0
E365.00-OH Conductors and Devices | 2019-06-30 | WILDLIFE PROTECTION | WILDLIFE PROTECTION | KY | 1 | 3595.74 | 3595.74 | 0
E365.00-OH Conductors and Devices | 2018-12-31 | #2 Triplex | #2 Triplex | KY | 27799 | 101905.84 | 3.6658 | 0
E365.00-OH Conductors and Devices | 2017-08-31 | 2/0 COPPER CONDUCTOR | #2/0 W.P. COPPER (00146) | KY | 1938 | 39005.59 | 20.1267 | 0
E365.00-OH Conductors and Devices | 2020-04-01 | Non-unitized | CXFRM343-NB Transformers - 003430 | KY | 0 | 0 | 0 | 0
E365.00-OH Conductors and Devices | 2020-01-01 | 123,270 ACAR WIRE | 123,270 ACAR WIRE (FT) (07686) | KY | 100 | 25 | 0.25 | 0
E365.00-OH Conductors and Devices | 2020-09-01 | 500 MCM COPPER CONDUCTOR | #500 MCM W.P. COPPER (00155) | KY | 323 | 24297.18 | 75.2235 | 0
E365.00-OH Conductors and Devices | 2019-12-31 | Non-unitized | CLM062319-LGE Major Storm-Capital-062319 | KY | 0 | 0 | 0 | 0
E365.00-OH Conductors and Devices | 2021-02-01 | Non-unitized | ALEDC332-Taxable-CRCST LED Conversion 00332012 | KY | 0 | 0 | 0 | 0
E365.00-OH Conductors and Devices | 2021-03-01 | 8 COPPER CONDUCTOR | #8 W.P. COPPER (00138) | KY | 16994 | 16783.53 | 0.98762 | 0
E365.00-OH Conductors and Devices | 2020-08-23 | Non-unitized | Investment | KY | 0 | 0 | 0 | 0
E365.00-OH Conductors and Devices | 2021-01-26 | 350 MCM COPPER CONDUCTOR | #350 MCM BARE COPPER (00183) | KY | 22659 | 661360.17 | 29.1875 | 0
E365.00-OH Conductors and Devices | 2022-04-01 | ARRESTERS - OVERHEAD | ARRESTERS - OVERHEAD | KY | 469 | 23476.89 | 50.0573 | 0
E365.00-OH Conductors and Devices | 2021-03-31 | 500 MCM COPPER CONDUCTOR | #500 MCM W.P. COPPER (00155) | KY | 61 | 380.27 | 6.2339 | 0
E365.00-OH Conductors and Devices | 2022-11-30 | Non-unitized | CONTRACT LABOR | KY | 0 | 0 | 0 | 0
E365.00-OH Conductors and Devices | 2023-01-01 | Non-unitized | ARCST340-Taxable-Cust Requested 00340012 | KY | 0 | 0 | 0 | 0
E365.00-OH Conductors and Devices | 2024-04-24 | Non-unitized | 168579-DCC Grid Opt 2023 | KY | 0 | 0 | 0 | 0
E365.00-OH Conductors and Devices | 2022-03-31 | Non-unitized | CNBRD341U-NB Resid UG - 003410 | KY | 4 | 0 | 0 | 0
E365.00-OH Conductors and Devices | 1998-01-01 | 8 COPPER CONDUCTOR | MP1998 Overhead Conductors and Devices | KY | 979 | 1231.76 | 1.2582 | 0
E365.00-OH Conductors and Devices | 1997-01-01 | 8 COPPER CONDUCTOR | MP1997 Overhead Conductors and Devices | KY | 1641 | 5293.31 | 3.2257 | 0
E365.00-OH Conductors and Devices | 1971-01-01 | 392,500 24/13 ACAR WIRE | MP1971 Overhead Conductors and Devices | KY | 33995 | 16871.52 | 0.49629 | 0
E365.00-OH Conductors and Devices | 1973-01-01 | 336,400 19 STR. ALL ALUMINUM | MP1973 Overhead Conductors and Devices | KY | 166144 | 107891.37 | 0.64938 | 0
E365.00-OH Conductors and Devices | 1983-01-01 | SWITCHES - DISCONNECT NEW | MP1983 Overhead Conductors and Devices | KY | 428 | 109608.12 | 256.0937 | 0
E365.00-OH Conductors and Devices | 1947-01-01 | 4/0 CONDUCTOR | MP1947 Overhead Conductors and Devices | KY | 658899 | 119546.69 | 0.18143 | 0
E365.00-OH Conductors and Devices | 1969-01-01 | SWITCHES - DISCONNECT NEW | MP1969 Overhead Conductors and Devices | KY | 106 | 10820.94 | 102.0843 | 0
E365.00-OH Conductors and Devices | 2002-01-01 | 6 COPPER CONDUCTOR | MP2002 Overhead Conductors and Devices | KY | 72058 | 202965.76 | 2.8167 | 0
E365.00-OH Conductors and Devices | 1977-01-01 | 6 COPPER CONDUCTOR | MP1977 Overhead Conductors and Devices | KY | 10633 | 5532.41 | 0.52031 | 0
E365.00-OH Conductors and Devices | 1981-01-01 | 840,200 24/13 ACAR WIRE | MP1981 Overhead Conductors and Devices | KY | 70081 | 217290.59 | 3.1006 | 0
E365.00-OH Conductors and Devices | 1969-01-01 | CAPACITORS | MP1969 Overhead Conductors and Devices | KY | 48 | 5687.27 | 118.4848 | 0
E365.00-OH Conductors and Devices | 1935-01-01 | 4 COPPER CONDUCTOR | #4 W.P. COPPER | KY | 1092882 | 58550.48 | 0.053574 | 0
E365.00-OH Conductors and Devices | 1988-01-01 | FISHER PIERCE CURRENT SENSOR | MP1988 Overhead Conductors and Devices | KY | 2 | 948.88 | 474.44
E365.00-OH Conductors and Devices | 1999-01-01 | 336,400 19 STR. ALL ALUMINUM | MP1999 Overhead Conductors and Devices | KY | 6025 | 128344.79 | 21.302 | 0
E365.00-OH Conductors and Devices | 1965-01-01 | 6 COPPER CONDUCTOR | #6 BARE COPPER | KY | 3939 | 503.43 | 0.12781 | 0
E365.00-OH Conductors and Devices | 1963-01-01 | #2 Triplex | #2 TRIPLEX | KY | 24 | 6.66 | 0.2775
E365.00-OH Conductors and Devices | 2007-01-01 | 1/0 CABLE | MP2007 Overhead Conductors and Devices | KY | 18278 | 33321.6 | 1.823 | 0
E365.00-OH Conductors and Devices | 2008-05-01 | Non-unitized | MALLARD LAKE, SECTION 1 | KY | 0 | 0 | 0
E365.00-OH Conductors and Devices | 2008-05-01 | Non-unitized | 501 INDUSTRY RD 40208 | KY | 0 | 0 | 0
E365.00-OH Conductors and Devices | 2008-05-01 | Non-unitized | 4307 TALAHI WAY 40207 | KY | 0 | 0 | 0 | 0
E365.00-OH Conductors and Devices | 2008-05-01 | Non-unitized | SMYRNA CROSSINGS | KY | 0 | 0 | 0
E365.00-OH Conductors and Devices | 2008-05-01 | Non-unitized | 1246175 | KY | 0 | 0 | 0 | 0
E365.00-OH Conductors and Devices | 2008-05-01 | Non-unitized | 4323 GLENVIEW AVE 40222 | KY | 0 | 0 | 0 | 0
E365.00-OH Conductors and Devices | 2008-05-01 | Non-unitized | 1903 OUTER LOOP - BLDG 2 40214 | KY | 0 | 0 | 0 | 0
E365.00-OH Conductors and Devices | 2008-05-01 | Non-unitized | 731 S 12TH ST 40210 | KY | 0 | 0 | 0 | 0
E365.00-OH Conductors and Devices | 2008-05-01 | Non-unitized | 6301 RIVER RD 40059 | KY | 0 | 0 | 0 | 0
E365.00-OH Conductors and Devices | 2008-05-01 | Non-unitized | 13001 W HWY 42 40059 | KY | 0 | 0 | 0 | 0
E365.00-OH Conductors and Devices | 2008-10-01 | Non-unitized | 1560344 | KY | 0 | 0 | 0
E365.00-OH Conductors and Devices | 2008-10-01 | Non-unitized | 2500 GRIFFITHS AV 40212 | KY | 0 | 0 | 0 | 0
E365.00-OH Conductors and Devices | 2008-07-31 | ARRESTERS - OVERHEAD | ARRESTERS - OVERHEAD | KY | 0 | 0 | 0
E365.00-OH Conductors and Devices | 2009-04-01 | Non-unitized | 635 SOUTHWESTERN PY 40211 | KY | 0 | 0 | 0
E365.00-OH Conductors and Devices | 2009-04-01 | Non-unitized | 3920 SEVENTH ST 40216 | KY | 0 | 0 | 0
E365.00-OH Conductors and Devices | 2008-03-31 | CONDUCTOR | CONDUCTOR - (MISC) (06426) | KY | 68 | 3170.79 | 46.6293
E365.00-OH Conductors and Devices | 2009-01-01 | Non-unitized | 1071267 | KY | 0 | 0 | 0
E365.00-OH Conductors and Devices | 2009-01-01 | Non-unitized | ENGLISH VILLA DR | KY | 0 | 0 | 0
E365.00-OH Conductors and Devices | 2009-09-01 | ARRESTERS - NEW | ARRESTERS - NEW (06334) | KY | 811 | 322437.59 | 397.5803 | 0
E365.00-OH Conductors and Devices | 2009-08-01 | Non-unitized | 11715 WARD AVE 40223 | KY | 0 | 0 | 0
E365.00-OH Conductors and Devices | 2008-05-01 | Non-unitized | 3781 NEWBURG RD. 40218 | KY | 0 | 0 | 0
E365.00-OH Conductors and Devices | 2008-05-01 | Non-unitized | 1700 N HURSTBOURNE PKWY 40299 | KY | 0 | 0 | 0
E365.00-OH Conductors and Devices | 2009-11-01 | Non-unitized | BANNON CROSSINGS - SEC 3A-1 | KY | 0 | 0 | 0
E365.00-OH Conductors and Devices | 2010-02-01 | Non-unitized | 3120 PRESTON HY 40213 | KY | 0 | 0 | 0 | 0
E365.00-OH Conductors and Devices | 2009-12-31 | Non-unitized | RIVERS LANDING | KY | 0 | 0 | 0 | 0
E365.00-OH Conductors and Devices | 2008-07-31 | 6 COPPER CONDUCTOR | #6 BARE COPPER (00168) | KY | 0 | 0 | 0 | 0
E365.00-OH Conductors and Devices | 1934-01-01 | 2/0 COPPER CONDUCTOR | #2/0 W.P. COOPER | KY | 3186 | 388.91 | 0.12207 | 0
E365.00-OH Conductors and Devices | 2006-01-01 | FISHER PIERCE CURRENT SENSOR | MP2006 Overhead Conductors and Devices | KY | 50 | 28682.11 | 573.6422
E365.00-OH Conductors and Devices | 2008-05-01 | Non-unitized | 8001 ASHBOTTOM RD 40213 | KY | 0 | 0 | 0 | 0
E365.00-OH Conductors and Devices | 2008-05-01 | Non-unitized | 863305 | KY | 0 | 0 | 0 | 0
E365.00-OH Conductors and Devices | 2008-05-01 | Non-unitized | LANCASHIRE PLACE | KY | 0 | 0 | 0
E365.00-OH Conductors and Devices | 2008-05-01 | Non-unitized | KEELING PLACE | KY | 0 | 0 | 0 | 0
E365.00-OH Conductors and Devices | 2008-05-01 | Non-unitized | 2109 SCHAFFNER AVE | KY | 0 | 0 | 0
E365.00-OH Conductors and Devices | 2008-05-01 | Non-unitized | 1611 BL L'ESPRIT PY 40031 | KY | 0 | 0 | 0 | 0
E365.00-OH Conductors and Devices | 2008-05-01 | Non-unitized | 973395 | KY | 0 | 0 | 0 | 0
E365.00-OH Conductors and Devices | 2008-05-01 | Non-unitized | 3411 W HIGHWAY 524 40077 | KY | 0 | 0 | 0 | 0
E365.00-OH Conductors and Devices | 2008-05-01 | Non-unitized | 5311 DIXIE HWY 40216 | KY | 0 | 0 | 0
E365.00-OH Conductors and Devices | 2008-05-01 | Non-unitized | 1033604 | KY | 0 | 0 | 0 | 0
E365.00-OH Conductors and Devices | 2008-10-01 | Non-unitized | 1516057 | KY | 0 | 0 | 0
E365.00-OH Conductors and Devices | 2008-11-01 | Non-unitized | 4250 JENNINGS LN | KY | 0 | 0 | 0 | 0
E365.00-OH Conductors and Devices | 2010-01-01 | Non-unitized | 7405 ARNOLDTOWN RD 40214 | KY | 0 | 0 | 0 | 0
E365.00-OH Conductors and Devices | 2010-02-01 | Non-unitized | 4018 HALLS HILL RD GATE 40014 | KY | 0 | 0 | 0 | 0
E365.00-OH Conductors and Devices | 2010-01-01 | Non-unitized | FLAT ROCK RD | KY | 0 | 0 | 0 | 0
E365.00-OH Conductors and Devices | 2010-04-01 | Non-unitized | SMYRNA PLACE CONDOS | KY | 0 | 0 | 0 | 0
E365.00-OH Conductors and Devices | 2010-04-01 | Non-unitized | BANNON CROSSINGS - SEC 4A | KY | 0 | 0 | 0 | 0
E365.00-OH Conductors and Devices | 2010-05-01 | Non-unitized | CHAMPION TRACE @ BEARGRASS CREEK 40218 | KY | 0 | 0 | 0 | 0
E365.00-OH Conductors and Devices | 2010-08-31 | 795 MCM ALUMINUM CONDUCTOR | #795 MCM ALL ALUM BARE (00122) | KY | 18465 | 301449.58 | 16.3255 | 0
E365.00-OH Conductors and Devices | 2010-08-01 | Non-unitized | HARRIS ST. 40155 | KY | 0 | 0 | 0 | 0
E365.00-OH Conductors and Devices | 2010-08-01 | Non-unitized | CREEK VIEW SUBD. - SECTION 1A | KY | 0 | 0 | 0 | 0
E365.00-OH Conductors and Devices | 2010-07-01 | Non-unitized | 655 CURRY CT. 40211 | KY | 0 | 0 | 0 | 0
E365.00-OH Conductors and Devices | 2010-11-01 | Non-unitized | 1012 W BLUE LICK RD 40165 | KY | 0 | 0 | 0 | 0
E365.00-OH Conductors and Devices | 2010-11-30 | SWITCHES - DISCONNECT NEW | SWITCHES - DISCONNECT NEW 07631 | KY | 40 | 109077.88 | 2726.947 | 0
E365.00-OH Conductors and Devices | 2011-08-31 | 500 MCM COPPER CONDUCTOR | #500 MCM W.P. COPPER (00155) | KY | 1058 | 222543.83 | 210.3439 | 0
E365.00-OH Conductors and Devices | 2011-01-01 | Non-unitized | 6000 CROSS KEYS BLVD 40014 | KY | 0 | 0 | 0 | 0
E365.00-OH Conductors and Devices | 2011-01-01 | Non-unitized | 8715 3RD STREET RD 40272 | KY | 0 | 0 | 0 | 0
E365.00-OH Conductors and Devices | 2011-01-01 | Non-unitized | 2001 7TH STREET ROAD 40208 | KY | 0 | 0 | 0 | 0
E365.00-OH Conductors and Devices | 2011-01-01 | Non-unitized | 514 COUNTRY LN 40207 | KY | 0 | 0 | 0 | 0
E365.00-OH Conductors and Devices | 2011-01-01 | Non-unitized | 2000 S 3RD ST 40208 | KY | 0 | 0 | 0 | 0
E365.00-OH Conductors and Devices | 2011-03-31 | 6 COPPER CONDUCTOR | #6 BARE COPPER (00168) | KY | 7970 | 42728.37 | 5.3612 | 0
E365.00-OH Conductors and Devices | 2011-05-01 | Non-unitized | 3503 COLLEGE DRIVE 40299 | KY | 0 | 0 | 0 | 0
E365.00-OH Conductors and Devices | 2011-04-01 | Non-unitized | 141 WILLIAM ST 40206 | KY | 0 | 0 | 0 | 0
E365.00-OH Conductors and Devices | 2012-01-31 | Non-unitized | RDDD340OH-REP DEF EQ OH 340 | KY | 0 | 0 | 0 | 0
E365.00-OH Conductors and Devices | 2012-03-01 | SWITCHES - DISCONNECT NEW | SWITCHES - DISCONNECT NEW 07631 | KY | 30 | 111606.48 | 3720.216 | 0
E365.00-OH Conductors and Devices | 2011-11-30 | 1/0 CABLE | 1/0 CABLE | KY | 3830 | 39990.81 | 10.4415 | 0
E365.00-OH Conductors and Devices | 2012-09-26 | Non-unitized | 136050-Centerfield-Middletown | KY | 2 | 0 | 0 | 0
E365.00-OH Conductors and Devices | 2013-01-31 | #2 Triplex | #2 CONDUCTOR (00172) | KY | 3891 | 19807.74 | 5.0907 | 0
E365.00-OH Conductors and Devices | 2012-12-18 | Non-unitized | DIST-NA-APPRK-ETHEL | KY | 0 | 0 | 0 | 0
E365.00-OH Conductors and Devices | 2013-01-31 | 1/0 CABLE | 1/0 CABLE | KY | 4856 | 27521.73 | 5.6676 | 0
E365.00-OH Conductors and Devices | 2013-01-31 | 4/0 CONDUCTOR | #4/0 CONDUCTOR (00148) | KY | 1191 | 25286.55 | 21.2314 | 0
E365.00-OH Conductors and Devices | 2013-07-31 | INSULATORS - LINE | INSULATORS - LINE | KY | 0 | 0 | 0 | 0
E365.00-OH Conductors and Devices | 2013-07-01 | Non-unitized | CNBRD340U-NB Resid UG - 003400 | KY | 0 | 0 | 0 | 0
E365.00-OH Conductors and Devices | 2013-09-15 | 6A COPPER CONDUCTOR | #6A COPPERWELD COPPER (00192) | KY | 819 | 3433.78 | 4.1926 | 0
E365.00-OH Conductors and Devices | 2014-02-01 | 795 MCM ALUMINUM CONDUCTOR | #795 MCM ALL ALUM BARE (00122) | KY | 472 | 18386.8 | 38.9551 | 0
E365.00-OH Conductors and Devices | 2014-05-01 | Non-unitized | CSTRM323-I-Taxable-I-Taxable-Investment11 | KY | 0 | 0 | 0 | 0
E365.00-OH Conductors and Devices | 2014-07-01 | 4 COPPER CONDUCTOR | #4 W.P. COPPER (00141) | KY | 10123 | 103827.98 | 10.2566 | 0
E365.00-OH Conductors and Devices | 2014-11-30 | WILDLIFE PROTECTION | WILDLIFE PROTECTION | KY | 13 | 16657 | 1281.3077 | 0
E365.00-OH Conductors and Devices | 2014-11-30 | 6 COPPER CONDUCTOR | #6 BARE COPPER (00168) | KY | 104576 | 202781.97 | 1.9391 | 0
E365.00-OH Conductors and Devices | 2014-06-30 | 1/0 CONDUCTOR | 1/0 CONDUCTOR | KY | 114 | 400.36 | 3.5119 | 0
E365.00-OH Conductors and Devices | 2015-02-01 | Non-unitized | CNBCD340U-NB Comm UG - 003400 | KY | 0 | 0 | 0 | 0
E365.00-OH Conductors and Devices | 2014-08-31 | #2 Triplex | #2 CONDUCTOR (00172) | KY | 3816 | 289700.94 | 75.9174 | 0
E365.00-OH Conductors and Devices | 2015-08-31 | 4A COPPER CONDUCTOR | #4A COPPERWELD COPPER (00195) | KY | 2145 | 7701.21 | 3.5903 | 0
E365.00-OH Conductors and Devices | 2015-06-30 | Non-unitized | WATERSIDE 1330 CABLE REPL | KY | 0 | 0 | 0 | 0
E365.00-OH Conductors and Devices | 2014-12-31 | #795 MCM ACSR BARE | #795 MCM ACSR BARE | KY | 12261 | 55330.38 | 4.5127 | 0
E365.00-OH Conductors and Devices | 2014-06-30 | 195,700 ACAR WIRE | 195,700 ACAR WIRE (FT) (07711) | KY | 2845 | 836.38 | 0.29398 | 0
E365.00-OH Conductors and Devices | 2016-01-01 | Non-unitized | 333 E WOODLAWN AVE 40209 | KY | 0 | 0 | 0 | 0
E365.00-OH Conductors and Devices | 2016-07-31 | 4 COPPER CONDUCTOR | #4 W.P. COPPER (00141) | KY | 3912 | 23836.69 | 6.0932 | 0
E365.00-OH Conductors and Devices | 2016-12-31 | Non-unitized | 152765-VE0002 Vermont Exit Circuit | KY | 0 | 0 | 0 | 0
E365.00-OH Conductors and Devices | 2017-02-28 | SWITCHES - CUTOUT NEW | SWITCHES - CUTOUT NEW 07630 | KY | 1 | 675.81 | 675.81 | 0
E365.00-OH Conductors and Devices | 2018-10-01 | 4/0 CONDUCTOR | #4/0 CONDUCTOR (00148) | KY | 10548 | 322069.62 | 30.5337 | 0
E365.00-OH Conductors and Devices | 2017-06-30 | 336,400 19 STR. ALL ALUMINUM | 336,400 19 STR. ALL ALUMINUM (FT) (07712) | KY | 4818 | 26385.51 | 5.4764 | 0
E365.00-OH Conductors and Devices | 2017-06-30 | WILDLIFE PROTECTION | WILDLIFE PROTECTION | KY | 3 | 5169.72 | 1723.24 | 0
E365.00-OH Conductors and Devices | 2019-01-01 | Non-unitized | CRELD340-Capital Reliability - 003400 | KY | 0 | 0 | 0 | 0
E365.00-OH Conductors and Devices | 2019-02-01 | 195,700 ACAR WIRE | 195,700 ACAR WIRE (FT) (07711) | KY | 367 | 0 | 0 | 0
E365.00-OH Conductors and Devices | 2020-01-01 | Non-unitized | CNBVLT343-NB Network Vaults - 003430 | KY | 0 | 0 | 0 | 0
E365.00-OH Conductors and Devices | 2020-09-01 | 1/0 CABLE | 1/0 CABLE | KY | 39633 | 155777.13 | 3.9305 | 0
E365.00-OH Conductors and Devices | 2020-04-30 | #2 Triplex | #2 Triplex | KY | 2500 | 15982.52 | 6.393 | 0
E365.00-OH Conductors and Devices | 2020-06-30 | 195,700 ACAR WIRE | 195,700 ACAR WIRE (FT) (07711) | KY | 7742 | 17317.96 | 2.2369 | 0
E365.00-OH Conductors and Devices | 2021-01-01 | Non-unitized | CNBRD341U-NB Resid UG - 003410 | KY | 0 | 0 | 0 | 0
E365.00-OH Conductors and Devices | 2021-03-01 | SWITCHES - CUTOUT NEW | SWITCHES - CUTOUT NEW 07630 | KY | 221 | 20844.1 | 94.3172 | 0
E365.00-OH Conductors and Devices | 2021-06-01 | 4/0 CONDUCTOR | #4/0 CONDUCTOR (00148) | KY | 16244 | 343908.53 | 21.1714 | 0
E365.00-OH Conductors and Devices | 2021-12-01 | WILDLIFE PROTECTION | WILDLIFE PROTECTION | KY | 5 | 1003.84 | 200.768 | 0
E365.00-OH Conductors and Devices | 2021-04-30 | Non-unitized | RELOCATE OH TO CLEAR | KY | 0 | 0 | 0 | 0
E365.00-OH Conductors and Devices | 2022-03-08 | Non-unitized | 158584 - LO1193 Ckt Hardening is one of the circuits that were identified in the System Hardening project for 2021. Re-conductor 3-phase primary of LO-1193 with 795 AA spacer Cable and replace poles an necessary in the route. WR- 6293989 | KY | 0 | 0 | 0 | 0
E365.00-OH Conductors and Devices | 2022-01-01 | Non-unitized | 21PITP340-2021 PITP Louisville | KY | 0 | 0 | 0 | 0
E365.00-OH Conductors and Devices | 2022-02-01 | Non-unitized | ANBRD340O-Taxable-NB Resid OH 00340012 | KY | 0 | 0 | 0 | 0
E365.00-OH Conductors and Devices | 2022-05-31 | Non-unitized | CONTRACT LABOR | KY | 0 | 0 | 0 | 0
E365.00-OH Conductors and Devices | 2022-08-31 | Non-unitized | 163742-TPPA ANSCO Fully reimburseable project | KY | 0 | 0 | 0 | 0
E365.00-OH Conductors and Devices | 2023-01-01 | Non-unitized | ARDCBL343-Taxable-Repl Defective Cable 00343012 | KY | 0 | 0 | 0 | 0
E365.00-OH Conductors and Devices | 2023-04-13 | Non-unitized | 160598-Magazine Substation Upgrade CW | KY | 0 | 0 | 0 | 0
E365.00-OH Conductors and Devices | 2024-01-01 | Non-unitized | Investment | KY | 0 | 0 | 0 | 0
E365.00-OH Conductors and Devices | 2024-12-31 | Non-unitized | 23TPAOTH-2023 Third Party Attachment OTHER - Fully reimburseable project | KY | 4 | 42962.61 | 10740.6525 | 0
E365.00-OH Conductors and Devices | 2024-04-30 | ARRESTERS - OVERHEAD | ARRESTERS - OVERHEAD | KY | 69 | 33124.02 | 480.0583 | 0
E365.00-OH Conductors and Devices | 2025-04-01 | 8 COPPER CONDUCTOR | #8 W.P. COPPER (00138) | KY | 1500 | 5670.96 | 3.7806 | 0
E365.00-OH Conductors and Devices | 1988-01-01 | 8 COPPER CONDUCTOR | MP1988 Overhead Conductors and Devices | KY | 0 | 0 | 0 | 0
E365.00-OH Conductors and Devices | 1963-01-01 | 1/0 CABLE | MP1963 Overhead Conductors and Devices | KY | 1913100 | 356769.41 | 0.18649 | 0
E365.00-OH Conductors and Devices | 1976-01-01 | 336,400 19 STR. ALL ALUMINUM | MP1976 Overhead Conductors and Devices | KY | 262418 | 248086.79 | 0.94539 | 0
E365.00-OH Conductors and Devices | 1989-01-01 | 20 M.A.W. MESSENGER WIRE | MP1989 Overhead Conductors and Devices | KY | 45397 | 93019.2 | 2.049 | 0
E365.00-OH Conductors and Devices | 1975-01-01 | SKY WIRE | MP1975 Overhead Conductors and Devices | KY | 22229 | 6632.68 | 0.29838 | 0
E365.00-OH Conductors and Devices | 1984-01-01 | CAPACITORS | MP1984 Overhead Conductors and Devices | KY | 336 | 235684.38 | 701.4416 | 0
E365.00-OH Conductors and Devices | 1983-01-01 | CAPACITORS | MP1983 Overhead Conductors and Devices | KY | 427 | 338877.23 | 793.6235 | 0
E365.00-OH Conductors and Devices | 1983-01-01 | 1/0 CABLE | MP1983 Overhead Conductors and Devices | KY | 211699 | 335804.68 | 1.5862 | 0
E365.00-OH Conductors and Devices | 1996-01-01 | ARRESTERS - DISTRIBUTION | MP1996 Overhead Conductors and Devices | KY | 1605 | 432291.61 | 269.3406 | 0
E365.00-OH Conductors and Devices | 1987-01-01 | 123,270 ACAR WIRE | MP1987 Overhead Conductors and Devices | KY | 188504 | 296786.57 | 1.5744 | 0
E365.00-OH Conductors and Devices | 2003-01-01 | SWITCHES - CUTOUT | MP2003 Overhead Conductors and Devices | KY | 0 | 0 | 0
E365.00-OH Conductors and Devices | 1971-01-01 | ARRESTERS - DISTRIBUTION | MP1971 Overhead Conductors and Devices | KY | 181 | 9158.02 | 50.5968 | 0
E365.00-OH Conductors and Devices | 1986-01-01 | 6 COPPER CONDUCTOR | MP1986 Overhead Conductors and Devices | KY | 2606 | 3076.6 | 1.1806 | 0
E365.00-OH Conductors and Devices | 1979-01-01 | SWITCHES - CUTOUT | MP1979 Overhead Conductors and Devices | KY | 0 | 0 | 0
E365.00-OH Conductors and Devices | 1991-01-01 | 392,500 24/13 ACAR WIRE | MP1991 Overhead Conductors and Devices | KY | 54801 | 161187.95 | 2.9413 | 0
E365.00-OH Conductors and Devices | 1969-01-01 | TO BE SPREAD OVER ASSETS IN ACCOUNT | MP1969 Overhead Conductors and Devices | KY | 0 | 0 | 0
E365.00-OH Conductors and Devices | 1963-01-01 | TIME SWITCHES | MP1963 Overhead Conductors and Devices | KY | 7 | 695.17 | 99.31
E365.00-OH Conductors and Devices | 1993-01-01 | TO BE SPREAD OVER ASSETS IN ACCOUNT | MP1993 Overhead Conductors and Devices | KY | 0 | 0 | 0
E365.00-OH Conductors and Devices | 1967-01-01 | ARRESTERS - DISTRIBUTION | MP1967 Overhead Conductors and Devices | KY | 165 | 5896.94 | 35.739 | 0
E365.00-OH Conductors and Devices | 1989-01-01 | FISHER PIERCE CURRENT SENSOR | MP1989 Overhead Conductors and Devices | KY | 5 | 2857.78 | 571.556
E365.00-OH Conductors and Devices | 2006-01-01 | 20 M.A.W. MESSENGER WIRE | MP2006 Overhead Conductors and Devices | KY | 9138 | 25951.02 | 2.8399 | 0
E365.00-OH Conductors and Devices | 1957-01-01 | SWITCHGEAR - 138KV S&C, 5BAY | MP1957 Overhead Conductors and Devices | KY | 1 | 16154.18 | 16154.18
E365.00-OH Conductors and Devices | 2004-01-01 | 123,270 ACAR WIRE | MP2004 Overhead Conductors and Devices | KY | 91111 | 1278205.4 | 14.0291 | 0
E365.00-OH Conductors and Devices | 1980-01-01 | SWITCH - 0-6 AMP LINCOLNTROL | MP1980 Overhead Conductors and Devices | KY | 16 | 7183.85 | 448.9906
E365.00-OH Conductors and Devices | 2005-01-01 | SWITCHES - DISCONNECT NEW | MP2005 Overhead Conductors and Devices | KY | 7 | 32675.96 | 4667.9943
E365.00-OH Conductors and Devices | 2008-01-01 | 350 MCM COPPER CONDUCTOR | MP2008 Overhead Conductors and Devices | KY | 572 | 16212.85 | 28.3441 | 0
E365.00-OH Conductors and Devices | 1967-01-01 | REACTORS | MP1967 Overhead Conductors and Devices | KY | 0 | 0 | 0
E365.00-OH Conductors and Devices | 2008-05-01 | Non-unitized | MANSFIELD ESTATES | KY | 0 | 0 | 0
E365.00-OH Conductors and Devices | 2008-05-01 | Non-unitized | 3500 S HWY 393 40031 | KY | 0 | 0 | 0 | 0
E365.00-OH Conductors and Devices | 2008-05-01 | Non-unitized | 1006069 | KY | 0 | 0 | 0
E365.00-OH Conductors and Devices | 2008-05-01 | Non-unitized | 1104385 | KY | 0 | 0 | 0
E365.00-OH Conductors and Devices | 2008-05-01 | Non-unitized | 1273393 | KY | 0 | 0 | 0
E365.00-OH Conductors and Devices | 2008-05-01 | Non-unitized | 830308 | KY | 0 | 0 | 0 | 0
E365.00-OH Conductors and Devices | 2008-05-01 | Non-unitized | 3146 W BROADWAY | KY | 0 | 0 | 0
E365.00-OH Conductors and Devices | 2008-05-01 | Non-unitized | 406 BENJAMIN LN 40222 | KY | 0 | 0 | 0
E365.00-OH Conductors and Devices | 2008-05-01 | Non-unitized | 1342837 | KY | 0 | 0 | 0 | 0
E365.00-OH Conductors and Devices | 2008-05-01 | Non-unitized | 3627 BANK ST | KY | 0 | 0 | 0 | 0
E365.00-OH Conductors and Devices | 2008-05-01 | Non-unitized | 524 BARBERRY LN 40206 | KY | 0 | 0 | 0 | 0
E365.00-OH Conductors and Devices | 2008-05-01 | Non-unitized | 210 S BIRCHWOOD AVE 40206 | KY | 0 | 0 | 0 | 0
E365.00-OH Conductors and Devices | 2008-05-01 | Non-unitized | 227 CEDAR GROVE RD 40165 | KY | 0 | 0 | 0 | 0
E365.00-OH Conductors and Devices | 2008-05-01 | Non-unitized | 2120 LOWER HUNTERS TC 40216 | KY | 0 | 0 | 0
E365.00-OH Conductors and Devices | 2008-05-01 | Non-unitized | 1052224 | KY | 0 | 0 | 0
E365.00-OH Conductors and Devices | 2008-05-01 | Non-unitized | BILLTOWN RD 40299 | KY | 0 | 0 | 0
E365.00-OH Conductors and Devices | 2008-05-01 | Non-unitized | 9508 THIXTON LN 40291 | KY | 0 | 0 | 0 | 0
E365.00-OH Conductors and Devices | 2008-10-01 | Non-unitized | 106 N NORTHWESTERN PKY 40212 | KY | 0 | 0 | 0
E365.00-OH Conductors and Devices | 2009-01-01 | Non-unitized | POI | KY | 0 | 0 | 0 | 0
E365.00-OH Conductors and Devices | 2009-01-01 | Non-unitized | THE BELLAMY AT LOUISVILLE | KY | 0 | 0 | 0
E365.00-OH Conductors and Devices | 2009-01-01 | Non-unitized | CLOVER TRACE | KY | 0 | 0 | 0
E365.00-OH Conductors and Devices | 2008-08-31 | CONDUCTOR | CONDUCTOR - (MISC) (06426) | KY | 26953 | 104075.19 | 3.8614 | 0
E365.00-OH Conductors and Devices | 2009-01-01 | Non-unitized | 138 BROADWAY ST. 40108 | KY | 0 | 0 | 0 | 0
E365.00-OH Conductors and Devices | 2009-01-01 | Non-unitized | 1623938 | KY | 0 | 0 | 0
E365.00-OH Conductors and Devices | 2009-07-01 | Non-unitized | 2612 S ENGLISH STATION RD 40299 | KY | 0 | 0 | 0
E365.00-OH Conductors and Devices | 2008-05-01 | Non-unitized | CORA VILLA | KY | 0 | 0 | 0
E365.00-OH Conductors and Devices | 2009-10-01 | Non-unitized | 3100 HARDWOOD FOREST DR 40214 | KY | 0 | 0 | 0 | 0
E365.00-OH Conductors and Devices | 2009-09-01 | SUBGRADE SPLICE BOXES | SUBGRADE SPLICE BOXES (07991) | KY | 0 | 0 | 0
E365.00-OH Conductors and Devices | 2009-11-01 | Non-unitized | 3611 Red Oak Drive Lot # 5 40031 | KY | 0 | 0 | 0 | 0
E365.00-OH Conductors and Devices | 2009-11-01 | Non-unitized | 808 E MARKET ST 40206 | KY | 0 | 0 | 0 | 0
E365.00-OH Conductors and Devices | 2010-01-01 | Non-unitized | 1968 PAYNE ST 40206 | KY | 0 | 0 | 0
E365.00-OH Conductors and Devices | 2010-01-01 | Non-unitized | 3300 E HEBRON LN 40165 | KY | 0 | 0 | 0 | 0
E365.00-OH Conductors and Devices | 2010-05-01 | 1/0 CONDUCTOR | 1/0 CONDUCTOR | KY | 15174 | 230661.41 | 15.2011 | 0
E365.00-OH Conductors and Devices | 2009-12-14 | RECLOSER, MISCELLANEOUS | RECLOSER, MISCELLANEOUS (06282) | KY | 0 | 0 | 0
E365.00-OH Conductors and Devices | 2010-04-01 | Non-unitized | CHENOWETH LN | KY | 0 | 0 | 0 | 0
E365.00-OH Conductors and Devices | 2010-02-01 | Non-unitized | 1095856 | KY | 0 | 0 | 0 | 0
E365.00-OH Conductors and Devices | 2008-05-01 | Non-unitized | CLARKSDALE PHASE 1-VELVET ROSE PROP | KY | 0 | 0 | 0 | 0
E365.00-OH Conductors and Devices | 2008-05-01 | Non-unitized | 320 E College St 40203 | KY | 0 | 0 | 0 | 0
E365.00-OH Conductors and Devices | 2008-05-01 | Non-unitized | 1097444 | KY | 0 | 0 | 0
E365.00-OH Conductors and Devices | 2008-05-01 | Non-unitized | 7501 NEW LA GRANGE RD 40222 | KY | 0 | 0 | 0 | 0
E365.00-OH Conductors and Devices | 2008-05-01 | Non-unitized | W/OF 4630 WESTPORT ROAD | KY | 0 | 0 | 0 | 0
E365.00-OH Conductors and Devices | 2008-05-01 | Non-unitized | 1801 BLANKENBAKER PKWY 40299 | KY | 0 | 0 | 0 | 0
E365.00-OH Conductors and Devices | 2008-05-01 | Non-unitized | 1101974 | KY | 0 | 0 | 0 | 0
E365.00-OH Conductors and Devices | 2008-05-01 | Non-unitized | 5661 FIBLE LN 40014 | KY | 0 | 0 | 0 | 0
E365.00-OH Conductors and Devices | 2008-05-01 | Non-unitized | 11900 FAIRMOUNT RD 40291 | KY | 0 | 0 | 0 | 0
E365.00-OH Conductors and Devices | 2008-05-01 | Non-unitized | COOPER FARMS - SEC 8 | KY | 0 | 0 | 0 | 0
E365.00-OH Conductors and Devices | 2008-05-01 | Non-unitized | River Glades - WELL (Pump) | KY | 0 | 0 | 0 | 0
E365.00-OH Conductors and Devices | 2008-05-01 | Non-unitized | 607 GRANT AV | KY | 0 | 0 | 0 | 0
E365.00-OH Conductors and Devices | 2008-05-01 | Non-unitized | P.O. BOX 68 40010 | KY | 0 | 0 | 0 | 0
E365.00-OH Conductors and Devices | 2008-05-01 | Non-unitized | 6208 ELIZABETH AVE | KY | 0 | 0 | 0 | 0
E365.00-OH Conductors and Devices | 1995-01-01 | INSULATORS - LINE | MP1995 Overhead Conductors and Devices | KY | 0 | 0 | 0 | 0
E365.00-OH Conductors and Devices | 2008-03-01 | 795 MCM ALUMINUM CONDUCTOR | #795 MCM ALL ALUM BARE (00122) | KY | 130 | 2461.73 | 18.9364
E365.00-OH Conductors and Devices | 2009-10-01 | Non-unitized | 4018 HALLS HILL RD 40014 | KY | 0 | 0 | 0 | 0
E365.00-OH Conductors and Devices | 2009-11-01 | Non-unitized | 13115 SETTLERS POINT TRL 40026 | KY | 0 | 0 | 0 | 0
E365.00-OH Conductors and Devices | 2009-11-01 | Non-unitized | 1100 E MAIN ST 40206 | KY | 0 | 0 | 0
E365.00-OH Conductors and Devices | 2010-04-01 | Non-unitized | TANYARD PARK APTS - PH III | KY | 0 | 0 | 0 | 0
E365.00-OH Conductors and Devices | 2010-10-31 | 20 M.A.W. MESSENGER WIRE | 20 M.A.W. MESSENGER WIRE (FT) (07804) | KY | 81738 | 38385.01 | 0.46961 | 0
E365.00-OH Conductors and Devices | 2010-05-01 | 6 COPPER CONDUCTOR | #6 BARE COPPER (00168) | KY | 13911 | 62693.96 | 4.5068 | 0
E365.00-OH Conductors and Devices | 2010-05-01 | 1000 MCM CONDUCTOR | #1000 MCM CONDUCTOR (00181) | KY | 48 | 55393.61 | 1154.0335 | 0
E365.00-OH Conductors and Devices | 2020-04-30 | 1/0 CONDUCTOR | 1/0 CONDUCTOR | KY | 0 | 0 | 0 | 0
E365.00-OH Conductors and Devices | 2010-05-01 | Non-unitized | 218 KRATZ LN 40243 | KY | 6 | 0 | 0 | 0
E365.00-OH Conductors and Devices | 2010-07-01 | Non-unitized | 445 DR W J HODGE ST. 40203 | KY | 0 | 0 | 0 | 0
E365.00-OH Conductors and Devices | 2010-08-01 | Non-unitized | 178 CORAL AVE 40206 | KY | 0 | 0 | 0 | 0
E365.00-OH Conductors and Devices | 2010-07-01 | Non-unitized | 409 ROSEWOOD CT 40223 | KY | 0 | 0 | 0 | 0
E365.00-OH Conductors and Devices | 2010-11-01 | Non-unitized | 301-313 LA GRANGE RD 40056 | KY | 0 | 0 | 0 | 0
E365.00-OH Conductors and Devices | 2010-12-31 | 20 M.A.W. MESSENGER WIRE | 20 M.A.W. MESSENGER WIRE (FT) (07804) | KY | 6747 | 6334.07 | 0.9388 | 0
E365.00-OH Conductors and Devices | 2011-01-31 | SWITCHES - CUTOUT NEW | SWITCHES - CUTOUT NEW 07630 | KY | 100 | 142201.88 | 1422.0188 | 0
E365.00-OH Conductors and Devices | 2011-01-01 | 4 COPPER CONDUCTOR | #4 W.P. COPPER (00141) | KY | 1650 | 24054.55 | 14.5785 | 0
E365.00-OH Conductors and Devices | 2011-01-01 | Non-unitized | 7124 W. HIGHWAY 524 40077 | KY | 0 | 0 | 0 | 0
E365.00-OH Conductors and Devices | 2011-05-01 | Non-unitized | 4200 BELLS LN. 40211 | KY | 0 | 0 | 0 | 0
E365.00-OH Conductors and Devices | 2011-04-01 | Non-unitized | 3300 NATCHEZ LN 40206 | KY | 0 | 0 | 0 | 0
E365.00-OH Conductors and Devices | 2011-09-30 | 2/0 COPPER CONDUCTOR | #2/0 W.P. COPPER (00146) | KY | 549 | 31713.57 | 57.7661 | 0
E365.00-OH Conductors and Devices | 2011-07-01 | Non-unitized | 405 MOCKINGBIRD VALLEY RD 40207 | KY | 0 | 0 | 0 | 0
E365.00-OH Conductors and Devices | 2011-10-01 | ARRESTERS - OVERHEAD | ARRESTERS - OVERHEAD | KY | 3 | 720.55 | 240.1833 | 0
E365.00-OH Conductors and Devices | 2012-05-31 | 6A COPPER CONDUCTOR | #6A COPPERWELD COPPER (00192) | KY | 4429 | 19168.31 | 4.3279 | 0
E365.00-OH Conductors and Devices | 2012-01-01 | Non-unitized | STREET LIGHT UNDERGROUND | KY | 0 | 0 | 0 | 0
E365.00-OH Conductors and Devices | 2011-12-31 | Non-unitized | Ckt BR1181 Breckinridge Sub | KY | 0 | 0 | 0 | 0
E365.00-OH Conductors and Devices | 2012-03-31 | 6A COPPER CONDUCTOR | #6A COPPERWELD COPPER (00192) | KY | 5350 | 27101.64 | 5.0657 | 0
E365.00-OH Conductors and Devices | 2011-11-30 | ARRESTERS - OVERHEAD | ARRESTERS - OVERHEAD | KY | 25 | 6739.88 | 269.5952 | 0
E365.00-OH Conductors and Devices | 2012-12-01 | WILDLIFE PROTECTION | WILDLIFE PROTECTION | KY | 8 | 9184.61 | 1148.0763 | 0
E365.00-OH Conductors and Devices | 2012-08-31 | RECLOSER | RECLOSER, MISCELLANEOUS (06282) | KY | 29 | 116849.85 | 4029.3052 | 0
E365.00-OH Conductors and Devices | 2012-01-31 | 195,700 ACAR WIRE | 195,700 ACAR WIRE (FT) (07711) | KY | 15930 | 39235.4 | 2.463 | 0
E365.00-OH Conductors and Devices | 2012-05-31 | 195,700 ACAR WIRE | 195,700 ACAR WIRE (FT) (07711) | KY | 1054 | 3795.07 | 3.6006 | 0
E365.00-OH Conductors and Devices | 2012-12-18 | SWITCHES - DISCONNECT NEW | SWITCHES - DISCONNECT | KY | 3 | 18998.6 | 6332.8667 | 0
E365.00-OH Conductors and Devices | 2013-03-01 | 4/0 CONDUCTOR | #4/0 CONDUCTOR (00148) | KY | 1160 | 26012.44 | 22.4245 | 0
E365.00-OH Conductors and Devices | 2013-04-30 | 1/0 CABLE | 1/0 CABLE | KY | 5 | 562.89 | 112.578 | 0
E365.00-OH Conductors and Devices | 2014-11-30 | 600 MCM CONDUCTOR | 600 MCM (06406) | KY | 250 | 1189.01 | 4.756 | 0
E365.00-OH Conductors and Devices | 2014-11-30 | 8 COPPER CONDUCTOR | #8 W.P. COPPER (00138) | KY | 139 | 253.08 | 1.8207 | 0
E365.00-OH Conductors and Devices | 2014-04-30 | 1/0 CONDUCTOR | 1/0 CONDUCTOR | KY | 5677 | 20581.11 | 3.6253 | 0
E365.00-OH Conductors and Devices | 2014-11-30 | SWITCHES - CUTOUT | SWITCHES (CUTOUT) (EACH) (07630) | KY | 50 | 28891.26 | 577.8252 | 0
E365.00-OH Conductors and Devices | 1971-03-01 | Estimated Retirement | TIPTOP3311 (TT3311) REBLD SEC | KY | 0 | 0 | 0 | 0
E365.00-OH Conductors and Devices | 2015-06-30 | SWITCHGEAR | SWITCHGEAR (06755) - SWITCHGEAR\UG PADMOUNT.DEADFRONT,PME-11,MANUAL.15KV,600A,3PH,4 COMP.3-600A GANG SWITCH AND 1-200A FUSED WITH SMU20 HOLDERS,12" BASE EXTENSION,REF SPEC# | KY | 1 | 97195.29 | 97195.29 | 0
E365.00-OH Conductors and Devices | 2015-12-31 | Non-unitized | DIST CAPACITORS LGE - 2015 | KY | 0 | 0 | 0 | 0
E365.00-OH Conductors and Devices | 2016-03-31 | 6 COPPER CONDUCTOR | #6 BARE COPPER (00168) | KY | 19531 | 43169.5 | 2.2103 | 0
E365.00-OH Conductors and Devices | 2016-03-31 | 4A COPPER CONDUCTOR | #4A COPPERWELD COPPER (00195) | KY | 7967 | 38759.82 | 4.865 | 0
E365.00-OH Conductors and Devices | 2017-01-01 | Non-unitized | 9412 TITAN DR 40229 | KY | 0 | 0 | 0 | 0
E365.00-OH Conductors and Devices | 2015-10-31 | 123,270 ACAR WIRE | 123,270 ACAR WIRE (FT) (07686) | KY | 10961 | 4999.66 | 0.45613 | 0
E365.00-OH Conductors and Devices | 2017-07-01 | Non-unitized | CITY LIQUORS - UNDG | KY | 0 | 0 | 0 | 0
E365.00-OH Conductors and Devices | 2018-02-01 | Non-unitized | CRELD340-Capital Reliability - 003400 | KY | 0 | 0 | 0 | 0
E365.00-OH Conductors and Devices | 2016-11-30 | 840,200 24/13 ACAR WIRE | 840,200 24/13 ACAR WIRE (07791) | KY | 800 | 45585.08 | 56.9813 | 0
E365.00-OH Conductors and Devices | 2018-09-30 | SWITCHES - CUTOUT NEW | SWITCHES - CUTOUT NEW 07630 | KY | 1 | 437.13 | 437.13 | 0
E365.00-OH Conductors and Devices | 2018-11-30 | Non-unitized | 155865-AK1290 CIFI 2018 Improve reliability by installing electronic reclosures. | KY | 0 | 0 | 0 | 0
E365.00-OH Conductors and Devices | 2019-02-28 | Non-unitized | 152572-Manhole Structural Repairs 2018 | KY | 0 | 0 | 0 | 0
E365.00-OH Conductors and Devices | 2015-07-31 | #2 Triplex | #2 Triplex | KY | 3610 | 2127.24 | 0.58926 | 0
E365.00-OH Conductors and Devices | 2019-06-30 | 1000 MCM CONDUCTOR | #1000 MCM CONDUCTOR | KY | 18188 | 36017.26 | 1.9803 | 0
E365.00-OH Conductors and Devices | 2020-03-31 | Non-unitized | 158353-TEP Eastwood to Shelbyville | KY | 0 | 0 | 0 | 0
E365.00-OH Conductors and Devices | 2019-09-30 | 123,270 ACAR WIRE | 123,270 ACAR WIRE (FT) (07686) | KY | 7149 | 16093.77 | 2.2512 | 0
E365.00-OH Conductors and Devices | 2015-04-30 | 4/0 CONDUCTOR | #4/0 CONDUCTOR (00148) | KY | 50 | 2331.74 | 46.6348 | 0
E365.00-OH Conductors and Devices | 2021-01-01 | Non-unitized | CNBRD340O-NB Resid OH - 003400 | KY | 0 | 0 | 0 | 0
E365.00-OH Conductors and Devices | 2020-05-01 | 123,270 ACAR WIRE | 123,270 ACAR WIRE (FT) (07686) | KY | 42640 | 252865.98 | 5.9303 | 0
E365.00-OH Conductors and Devices | 2020-08-10 | WILDLIFE PROTECTION | WILDLIFE PROTECTION | KY | 3 | 644.01 | 214.67 | 0
E365.00-OH Conductors and Devices | 2021-12-15 | 350 MCM COPPER CONDUCTOR | #350 MCM BARE COPPER (00183) | KY | 1001 | 100826.91 | 100.7262 | 0
E365.00-OH Conductors and Devices | 2022-08-18 | Non-unitized | OPS PLUS - DROPPLEMA | KY | 0 | 0 | 0 | 0
E365.00-OH Conductors and Devices | 2022-10-12 | 6 COPPER CONDUCTOR | #6 BARE COPPER (00168) | KY | 1250 | 8344.23 | 6.6754 | 0
E365.00-OH Conductors and Devices | 2024-01-01 | SWITCHGEAR | SWITCHGEAR (06755) | KY | 3 | 154026.86 | 51342.2867 | 0
E365.00-OH Conductors and Devices | 1977-01-01 | 20 M.A.W. MESSENGER WIRE | MP1977 Overhead Conductors and Devices | KY | 64590 | 46447.89 | 0.71912 | 0
E365.00-OH Conductors and Devices | 1980-01-01 | ARRESTERS - DISTRIBUTION | MP1980 Overhead Conductors and Devices | KY | 2827 | 189608.74 | 67.0707 | 0
E365.00-OH Conductors and Devices | 1991-01-01 | ARRESTERS - DISTRIBUTION | MP1991 Overhead Conductors and Devices | KY | 2834 | 414227.92 | 146.1637 | 0
E365.00-OH Conductors and Devices | 1986-01-01 | 123,270 ACAR WIRE | MP1986 Overhead Conductors and Devices | KY | 171972 | 210908.09 | 1.2264 | 0
E365.00-OH Conductors and Devices | 1994-01-01 | 6 COPPER CONDUCTOR | MP1994 Overhead Conductors and Devices | KY | 3847 | 12042.59 | 3.1304 | 0
E365.00-OH Conductors and Devices | 1998-01-01 | SWITCHES - CUTOUT | MP1998 Overhead Conductors and Devices | KY | 0 | 0 | 0
E365.00-OH Conductors and Devices | 2002-01-01 | 4 COPPER CONDUCTOR | MP2002 Electric Distribution - Overhead Conduct | KY | 12161 | 21579.73 | 1.7745 | 0
E365.00-OH Conductors and Devices | 1991-01-01 | 3/0 CONDUCTOR | MP1991 Overhead Conductors and Devices | KY | 44255 | 124986.42 | 2.8242 | 0
E365.00-OH Conductors and Devices | 1980-01-01 | 4 COPPER CONDUCTOR | MP1980 Overhead Conductors and Devices | KY | 81833 | 60881.16 | 0.74397 | 0
E365.00-OH Conductors and Devices | 2004-01-01 | 1/0 CABLE | MP2004 Overhead Conductors and Devices | KY | 611166 | 2582626.74 | 4.2257 | 0
E365.00-OH Conductors and Devices | 1982-01-01 | FISHER PIERCE CURRENT SENSOR | MP1982 Overhead Conductors and Devices | KY | 6 | 1069.1 | 178.1833
E365.00-OH Conductors and Devices | 2002-01-01 | 795 MCM ALUMINUM CONDUCTOR | MP2002 Overhead Conductors and Devices | KY | 21281 | 76288.82 | 3.5848 | 0
E365.00-OH Conductors and Devices | 1935-01-01 | 4 COPPER CONDUCTOR | #6/0 W.P. COPPER | KY | 3057 | 164.5 | 0.053811 | 0
E365.00-OH Conductors and Devices | 2008-05-01 | Non-unitized | TRIPLETT WOODS SUBD. 40216 | KY | 0 | 0 | 0
E365.00-OH Conductors and Devices | 2008-05-01 | Non-unitized | CLARKSDALE - PHASE 3 | KY | 0 | 0 | 0
E365.00-OH Conductors and Devices | 2008-05-01 | Non-unitized | 13800 BLK SHELBYVILLE RD 40245 | KY | 0 | 0 | 0
E365.00-OH Conductors and Devices | 2008-05-01 | Non-unitized | 803 FOUNTAIN AVE 40222 | KY | 0 | 0 | 0 | 0
E365.00-OH Conductors and Devices | 2008-05-01 | Non-unitized | 889904 | KY | 0 | 0 | 0 | 0
E365.00-OH Conductors and Devices | 2008-05-01 | Non-unitized | 177 CORAL RIDGE RD 40165 | KY | 0 | 0 | 0 | 0
E365.00-OH Conductors and Devices | 2008-05-01 | Non-unitized | 905 CHENAULT ST 40155 | KY | 0 | 0 | 0 | 0
E365.00-OH Conductors and Devices | 2008-05-01 | Non-unitized | 619 W MAGNOLIA AV 40208 | KY | 0 | 0 | 0
E365.00-OH Conductors and Devices | 2008-05-01 | Non-unitized | 8300 W HIGHWAY 22 40014 | KY | 0 | 0 | 0
E365.00-OH Conductors and Devices | 2008-05-01 | Non-unitized | 1258416 | KY | 0 | 0 | 0 | 0
E365.00-OH Conductors and Devices | 2008-05-01 | Non-unitized | 938 Old State Rd 40108 | KY | 0 | 0 | 0
E365.00-OH Conductors and Devices | 2008-05-01 | Non-unitized | 3341 BROWNSBORO RD 40207 | KY | 0 | 0 | 0 | 0
E365.00-OH Conductors and Devices | 1982-01-01 | SWITCHES - CUTOUT NEW | MP1982 Overhead Conductors and Devices | KY | 623 | 84712.74 | 135.9755 | 0
E365.00-OH Conductors and Devices | 2008-10-01 | Non-unitized | 1477424 | KY | 0 | 0 | 0 | 0
E365.00-OH Conductors and Devices | 2009-01-01 | Non-unitized | REAR 3100 KAYELAWN DR. 40220 | KY | 0 | 0 | 0
E365.00-OH Conductors and Devices | 2006-12-15 | CAPACITORS | CAPACITORS (BANKS) (EACH) (07330) | KY | 138 | 253887.83 | 1839.7669 | 0
E365.00-OH Conductors and Devices | 2008-10-01 | Non-unitized | 1327744 | KY | 0 | 0 | 0
E365.00-OH Conductors and Devices | 2008-05-01 | Non-unitized | 1172765 | KY | 0 | 0 | 0
E365.00-OH Conductors and Devices | 2009-10-01 | Non-unitized | 555 W BLUE LICK RD 40165 | KY | 0 | 0 | 0 | 0
E365.00-OH Conductors and Devices | 2009-12-17 | SWITCHES - DISCONNECT NEW | SWITCHES - DISCONNECT NEW 07631 | KY | 3 | 3592.61 | 1197.5367
E365.00-OH Conductors and Devices | 2009-12-14 | SWITCHES - CUTOUT NEW | SWITCHES - CUTOUT NEW 07630 | KY | 3 | 1104.68 | 368.2267
E365.00-OH Conductors and Devices | 2009-11-01 | Non-unitized | MURPHY LN | KY | 0 | 0 | 0 | 0
E365.00-OH Conductors and Devices | 2009-10-01 | Non-unitized | 2139 BELMONT RD 40218 | KY | 0 | 0 | 0
E365.00-OH Conductors and Devices | 2008-12-31 | CABLE | CABLE - (MISC) (06031) | KY | 10 | 1648.03 | 164.803 | 0
E365.00-OH Conductors and Devices | 2010-01-01 | Non-unitized | Highway 22 40241 | KY | 0 | 0 | 0 | 0
E365.00-OH Conductors and Devices | 2010-01-01 | Non-unitized | LOCH LEA 40299 | KY | 0 | 0 | 0
E365.00-OH Conductors and Devices | 2010-01-01 | Non-unitized | 5201 VALLEY STATION RD 40272 | KY | 0 | 0 | 0 | 0
E365.00-OH Conductors and Devices | 1934-01-01 | 250 MCM COPPER CONDUCTOR | #250 MCM W.P COPPER | KY | 323 | 77.64 | 0.24037 | 0
E365.00-OH Conductors and Devices | 2008-05-01 | Non-unitized | ROCK SPRINGS FARMS | KY | 0 | 0 | 0 | 0
E365.00-OH Conductors and Devices | 2008-05-01 | Non-unitized | 12021 RUNNING CREEK RD 40299 | KY | 0 | 0 | 0 | 0
E365.00-OH Conductors and Devices | 2008-05-01 | Non-unitized | 865 & 867 HWY 448 40108 | KY | 0 | 0 | 0 | 0
E365.00-OH Conductors and Devices | 2006-11-08 | Non-unitized | REPL CROSS ARMS AND INSULATORS | KY | 0 | 0 | 0
E365.00-OH Conductors and Devices | 2008-05-01 | Non-unitized | 1015 DORSEY LN 40223 | KY | 0 | 0 | 0 | 0
E365.00-OH Conductors and Devices | 2008-05-01 | Non-unitized | 125 ALLEN CT | KY | 0 | 0 | 0 | 0
E365.00-OH Conductors and Devices | 2008-05-01 | Non-unitized | 5601 W HIGHWAY 42 40026 | KY | 0 | 0 | 0 | 0
E365.00-OH Conductors and Devices | 2008-05-01 | Non-unitized | 4323 Glenview Av 40222 | KY | 0 | 0 | 0
E365.00-OH Conductors and Devices | 2008-05-01 | Non-unitized | 1300 E HIGHWAY 42 40031 | KY | 0 | 0 | 0 | 0
E365.00-OH Conductors and Devices | 1967-01-01 | SWITCHES - CUTOUT | MP1967 Overhead Conductors and Devices | KY | 0 | 0 | 0
E365.00-OH Conductors and Devices | 2009-03-01 | 954 MCM ACSR CONDUCTOR | #954 MCM 45/7 ACSR BARE (00132) | KY | 898 | 14037.21 | 15.6316 | 0
E365.00-OH Conductors and Devices | 2009-11-01 | Non-unitized | 10510 LAGRANGE RD 40223 | KY | 0 | 0 | 0 | 0
E365.00-OH Conductors and Devices | 2010-04-01 | Non-unitized | 1000 GLENGARRY DR. 40118 | KY | 0 | 0 | 0 | 0
E365.00-OH Conductors and Devices | 2010-07-01 | Non-unitized | 135 BRECKENRIDGE LN 40207 | KY | 0 | 0 | 0 | 0
E365.00-OH Conductors and Devices | 2010-10-01 | Non-unitized | 7200 WOODHAVEN RD 40218 | KY | 0 | 0 | 0 | 0
E365.00-OH Conductors and Devices | 2010-11-01 | Non-unitized | 13908 AIKEN RD 40245 | KY | 0 | 0 | 0 | 0
E365.00-OH Conductors and Devices | 2011-01-31 | 336,400 19 STR. ALL ALUMINUM | 336,400 19 STR. ALL ALUMINUM (FT) (07712) | KY | 28476 | 3144.18 | 0.11042 | 0
E365.00-OH Conductors and Devices | 2011-01-31 | 500 MCM COPPER CONDUCTOR | #500 MCM W.P. COPPER (00155) | KY | 609 | 5252.75 | 8.6252 | 0
E365.00-OH Conductors and Devices | 2011-01-31 | 795 MCM ALUMINUM CONDUCTOR | #795 MCM ALL ALUM BARE (00122) | KY | 631 | -39473.63 | -62.5573 | 0
E365.00-OH Conductors and Devices | 2011-01-01 | Non-unitized | 384 SCHOOL SIDE DR 40108 | KY | 0 | 0 | 0 | 0
E365.00-OH Conductors and Devices | 2011-01-01 | Non-unitized | 2601 ROCKFORD LANE 40216 | KY | 0 | 0 | 0 | 0
E365.00-OH Conductors and Devices | 2011-02-01 | Non-unitized | 4003 BLANTON LN 40216 | KY | 0 | 0 | 0 | 0
E365.00-OH Conductors and Devices | 2011-05-01 | Non-unitized | 3317 HALLS HILL RD 40014 | KY | 0 | 0 | 0 | 0
E365.00-OH Conductors and Devices | 2011-09-30 | 7/C CONDUCTOR | 7/C (06409) | KY | 500 | 3543.53 | 7.0871 | 0
E365.00-OH Conductors and Devices | 2012-10-31 | SWITCHES - CUTOUT NEW | SWITCHES - CUTOUT NEW 07630 | KY | 0 | 0 | 0 | 0
E365.00-OH Conductors and Devices | 2012-01-01 | Non-unitized | 4239 WESTPORT RD 40207 | KY | 0 | 0 | 0 | 0
E365.00-OH Conductors and Devices | 2012-01-01 | Non-unitized | 1421 HESS LANE 40217 | KY | 0 | 0 | 0 | 0
E365.00-OH Conductors and Devices | 2012-01-31 | ARRESTERS - OVERHEAD | ARRESTERS - OVERHEAD | KY | 113 | 19913.03 | 176.2215 | 0
E365.00-OH Conductors and Devices | 2012-02-01 | Non-unitized | SUMAC RIDGE TOWNHOMES LN 40014 | KY | 1 | 0 | 0 | 0
E365.00-OH Conductors and Devices | 2011-11-01 | Non-unitized | Cir Hard Reliab - OH | KY | 0 | 0 | 0 | 0
E365.00-OH Conductors and Devices | 2011-11-30 | 336,400 19 STR. ALL ALUMINUM | 336,400 19 STR. ALL ALUMINUM (FT) (07712) | KY | 14914 | 54295.96 | 3.6406 | 0
E365.00-OH Conductors and Devices | 2012-01-01 | Non-unitized | WOODS OF MT WASHINGTON SEC 1B | KY | 2 | 0 | 0 | 0
E365.00-OH Conductors and Devices | 2011-12-31 | 795 MCM ALUMINUM CONDUCTOR | #795 MCM ALL ALUM BARE (00122) | KY | 3035 | 35863.91 | 11.8168 | 0
E365.00-OH Conductors and Devices | 2012-05-31 | SWITCHES - CUTOUT | SWITCHES (CUTOUT) (EACH) (07630) | KY | 79 | 44515.16 | 563.483 | 0
E365.00-OH Conductors and Devices | 2013-03-31 | ARRESTERS - NEW | ARRESTERS - NEW | KY | 22 | 1469.08 | 66.7764 | 0
E365.00-OH Conductors and Devices | 2013-07-31 | 336,400 19 STR. ALL ALUMINUM | 336,400 19 STR. ALL ALUMINUM (FT) (07712) | KY | 200 | 909.91 | 4.5495 | 0
E365.00-OH Conductors and Devices | 2013-10-31 | WILDLIFE PROTECTION | WILDLIFE PROTECTION | KY | 6 | 5083.95 | 847.325 | 0
E365.00-OH Conductors and Devices | 2014-06-01 | ARRESTERS - OVERHEAD | ARRESTERS - OVERHEAD | KY | 133 | 28690.02 | 215.7144 | 0
E365.00-OH Conductors and Devices | 2014-06-30 | Non-unitized | 137703-Ckt FH1210 | KY | 0 | 0 | 0 | 0
E365.00-OH Conductors and Devices | 2012-12-31 | Non-unitized | RDDD340OH-REP DEF EQ OH 340 | KY | 0 | 0 | 0 | 0
E365.00-OH Conductors and Devices | 2015-02-01 | SWITCHES - CUTOUT NEW | SWITCHES - CUTOUT NEW 07630 | KY | 20 | 19901.23 | 995.0615 | 0
E365.00-OH Conductors and Devices | 2015-01-01 | Non-unitized | CNBVLT343-NB Network Vaults - 003430 | KY | 0 | 0 | 0 | 0
E365.00-OH Conductors and Devices | 2014-06-30 | 4/0 CONDUCTOR | #4/0 CONDUCTOR (00148) | KY | 4780 | 24666.57 | 5.1604 | 0
E365.00-OH Conductors and Devices | 2015-08-31 | 500 MCM COPPER CONDUCTOR | #500 MCM W.P. COPPER (00155) | KY | 66 | 9207.01 | 139.5002 | 0
E365.00-OH Conductors and Devices | 2016-01-01 | Non-unitized | CRPOLE340-Taxable-Pole Repair/Replace - 00340012 | KY | 0 | 0 | 0 | 0
E365.00-OH Conductors and Devices | 2016-08-01 | 500 MCM COPPER CONDUCTOR | #500 MCM W.P. COPPER (00155) | KY | 50 | 19151.51 | 383.0302 | 0
E365.00-OH Conductors and Devices | 2017-04-01 | Non-unitized | CSYSEN340-Sys Enh - 003400 | KY | 0 | 0 | 0 | 0
E365.00-OH Conductors and Devices | 2009-12-01 | Estimated Retirement | 154092 Distribution Automation LGE this approval is for projects 154092 (direct charge), 154093 (direct charge), 154094 (Servco, 0%), 154095 (LGE, 42%) and 154096 (KU, 58%). | KY | 0 | 0 | 0 | 0
E365.00-OH Conductors and Devices | 2017-10-31 | 4/0 CONDUCTOR | #4/0 CONDUCTOR (00148) | KY | 307 | 3681.92 | 11.9932 | 0
E365.00-OH Conductors and Devices | 2018-09-30 | Non-unitized | RELOCATE SERVICE POL | KY | 0 | 0 | 0 | 0
E365.00-OH Conductors and Devices | 2019-06-30 | 4A COPPER CONDUCTOR | #4A COPPERWELD COPPER (00195) | KY | 4284 | 27468.94 | 6.412 | 0
E365.00-OH Conductors and Devices | 2017-08-31 | #2 Triplex | #2 Triplex | KY | 3550 | 76090.03 | 21.4338 | 0
E365.00-OH Conductors and Devices | 2017-08-31 | 795 MCM ALUMINUM CONDUCTOR | #795 MCM ALL ALUM BARE (00122) | KY | 14969 | 234951.39 | 15.6959 | 0
E365.00-OH Conductors and Devices | 2020-05-01 | Non-unitized | 158590-BR1181 CIFI 2019 Work Request number 6243091 | KY | 0 | 0 | 0 | 0
E365.00-OH Conductors and Devices | 2019-12-31 | SWITCHES - CUTOUT NEW | SWITCHES - CUTOUT NEW 07630 | KY | 363 | 344482.62 | 948.9879 | 0
E365.00-OH Conductors and Devices | 2019-11-01 | 6 COPPER CONDUCTOR | #6 BARE COPPER (00168) | KY | 1140 | 507.3 | 0.445 | 0
E365.00-OH Conductors and Devices | 2021-01-01 | Non-unitized | ANBSV343U-Taxable-NB Elec Serv UG 00343012 | KY | 0 | 0 | 0 | 0
E365.00-OH Conductors and Devices | 2021-03-01 | Non-unitized | 158579-BR1185 Ckt Hardening is one of the circuits that were identified in the System Hardening project for 2019. The work to be done will be located between 3028-3106 Radiance Road, 3037-3051 Wedgewood Way ,3043-3001 Rosedale Boulevard , 3037-3113 Tali | KY | 0 | 0 | 0 | 0
E365.00-OH Conductors and Devices | 2021-03-01 | Non-unitized | 164046-Downtown Network Fire - UG: EMERGENCY AIP Repair and replace primary circuits, secondary cable, and ductbanks in downtown network | KY | 0 | 0 | 0 | 0
E365.00-OH Conductors and Devices | 2021-06-01 | Non-unitized | 164480-LS1244 LGE CEMI is one of the circuits that were identified in the CEMI project for 202. WR# 6806703 | KY | 0 | 0 | 0 | 0
E365.00-OH Conductors and Devices | 2021-08-31 | Non-unitized | IMOVEKY I-71 WIDENIN | KY | 0 | 0 | 0 | 0
E365.00-OH Conductors and Devices | 2022-01-01 | Non-unitized | AVLT343-Cap Network Vaults | KY | 0 | 0 | 0 | 0
E365.00-OH Conductors and Devices | 2021-04-30 | 1/0 CABLE | 1/0 CABLE | KY | 150 | 245.4 | 1.636 | 0
E365.00-OH Conductors and Devices | 2021-03-31 | 1/0 CABLE | 1/0 CABLE | KY | 8635 | 7641.5 | 0.88494 | 0
E365.00-OH Conductors and Devices | 2022-10-01 | Non-unitized | Investment | KY | 0 | 0 | 0 | 0
E365.00-OH Conductors and Devices | 2023-01-01 | Non-unitized | ARDD340O-Taxable-Cap Rep Def OH 00340012 | KY | 0 | 0 | 0 | 0
E365.00-OH Conductors and Devices | 2023-01-01 | Non-unitized | ARELD340-Taxable-Capital Reliability 00340012 | KY | 0 | 0 | 0 | 0
E365.00-OH Conductors and Devices | 2024-05-31 | 2/0 COPPER CONDUCTOR | #2/0 W.P. COPPER (00146) | KY | 2622 | 156169.22 | 59.5611 | 0
E365.00-OH Conductors and Devices | 2025-02-01 | Non-unitized | ANBCD340O-Taxable-NB Comm OH 00340012 | KY | 3 | 198646.79 | 66215.5967 | 0
E365.00-OH Conductors and Devices | 1979-01-01 | 392,500 24/13 ACAR WIRE | MP1979 Overhead Conductors and Devices | KY | 97772 | 113763.73 | 1.1636 | 0
E365.00-OH Conductors and Devices | 1989-01-01 | 392,500 24/13 ACAR WIRE | MP1989 Overhead Conductors and Devices | KY | 1620 | 3921.59 | 2.4207 | 0
E365.00-OH Conductors and Devices | 1953-01-01 | SKY WIRE | MP1953 Overhead Conductors and Devices | KY | 218688 | 23566.3 | 0.10776 | 0
E365.00-OH Conductors and Devices | 1982-01-01 | 20 M.A.W. MESSENGER WIRE | MP1982 Overhead Conductors and Devices | KY | 30399 | 40512.11 | 1.3327 | 0
E365.00-OH Conductors and Devices | 1983-01-01 | SKY WIRE | MP1983 Overhead Conductors and Devices | KY | 1778 | 1516.18 | 0.85274
E365.00-OH Conductors and Devices | 1997-01-01 | 336,400 19 STR. ALL ALUMINUM | MP1997 Overhead Conductors and Devices | KY | 28016 | 212844.4 | 7.5972 | 0
E365.00-OH Conductors and Devices | 1976-01-01 | 195,700 ACAR WIRE | MP1976 Overhead Conductors and Devices | KY | 40994 | 27936.51 | 0.68148 | 0
E365.00-OH Conductors and Devices | 1971-01-01 | 4 COPPER CONDUCTOR | MP1971 Overhead Conductors and Devices | KY | 162048 | 46295.21 | 0.28569 | 0
E365.00-OH Conductors and Devices | 1989-01-01 | SWITCHES - DISCONNECT NEW | MP1989 Overhead Conductors and Devices | KY | 478 | 162070.51 | 339.0596 | 0
E365.00-OH Conductors and Devices | 1993-01-01 | SWITCHES - CUTOUT | MP1993 Overhead Conductors and Devices | KY | 0 | 0 | 0
E365.00-OH Conductors and Devices | 1965-01-01 | 4/0 CONDUCTOR | MP1965 Overhead Conductors and Devices | KY | 206009 | 42047.47 | 0.20411 | 0
E365.00-OH Conductors and Devices | 1981-01-01 | #2 Triplex | MP1981 Overhead Conductors and Devices | KY | 12498 | 17783.01 | 1.4229 | 0
E365.00-OH Conductors and Devices | 1979-01-01 | 123,270 ACAR WIRE | MP1979 Overhead Conductors and Devices | KY | 255595 | 186209.51 | 0.72853 | 0
E365.00-OH Conductors and Devices | 1983-01-01 | 6 COPPER CONDUCTOR | MP1983 Overhead Conductors and Devices | KY | 1071 | 874.29 | 0.81633 | 0
E365.00-OH Conductors and Devices | 1996-01-01 | SWITCHES - DISCONNECT NEW | MP1996 Overhead Conductors and Devices | KY | 229 | 176291.93 | 769.8338 | 0
E365.00-OH Conductors and Devices | 1981-01-01 | 4 COPPER CONDUCTOR | MP1981 Overhead Conductors and Devices | KY | 48703 | 43859.94 | 0.90056 | 0
E365.00-OH Conductors and Devices | 1934-01-01 | 2/0 COPPER CONDUCTOR | #2/0 W.P. COPPER | KY | 1843 | 225.01 | 0.12209 | 0
E365.00-OH Conductors and Devices | 2007-01-01 | SWITCHES - CUTOUT | MP2007 Overhead Conductors and Devices | KY | 0 | 0 | 0
E365.00-OH Conductors and Devices | 2002-01-01 | 123,270 ACAR WIRE | MP2002 Overhead Conductors and Devices | KY | 216183 | 259574.28 | 1.2007 | 0
E365.00-OH Conductors and Devices | 2007-01-01 | 6 COPPER CONDUCTOR | MP2007 Overhead Conductors and Devices | KY | 3561 | 17636.45 | 4.9527 | 0
E365.00-OH Conductors and Devices | 1995-01-01 | CAPACITORS | MP1995 Overhead Conductors and Devices | KY | 18 | 77517.64 | 4306.5356
E365.00-OH Conductors and Devices | 2008-01-01 | 195,700 ACAR WIRE | MP2008 Overhead Conductors and Devices | KY | 18754 | 15562.25 | 0.82981 | 0
E365.00-OH Conductors and Devices | 2008-05-01 | Non-unitized | 1295575 | KY | 0 | 0 | 0
E365.00-OH Conductors and Devices | 2008-05-01 | Non-unitized | 924134 | KY | 0 | 0 | 0
E365.00-OH Conductors and Devices | 2008-05-01 | Non-unitized | 5315 RED OAK LN 40031 | KY | 0 | 0 | 0 | 0
E365.00-OH Conductors and Devices | 2008-05-01 | Non-unitized | 9903 BROWNSBORO RD 40241 | KY | 0 | 0 | 0
E365.00-OH Conductors and Devices | 2008-05-01 | Non-unitized | 807499 | KY | 0 | 0 | 0 | 0
E365.00-OH Conductors and Devices | 2008-05-01 | Non-unitized | COOPER FARMS - SEC 1 - LOT 488 | KY | 0 | 0 | 0 | 0
E365.00-OH Conductors and Devices | 2008-05-01 | Non-unitized | 1315 BALLARD CT 40031 | KY | 0 | 0 | 0 | 0
E365.00-OH Conductors and Devices | 2008-05-01 | Non-unitized | 6415 BILLTOWN RD 40299 | KY | 0 | 0 | 0 | 0
E365.00-OH Conductors and Devices | 2008-05-01 | Non-unitized | 9000 KESSLER AVE 40272 | KY | 0 | 0 | 0 | 0
E365.00-OH Conductors and Devices | 2008-05-01 | Non-unitized | 2985 BUCK GROVE RD 40108 | KY | 0 | 0 | 0 | 0
E365.00-OH Conductors and Devices | 2008-05-01 | Non-unitized | 5360 DIXIE HY 40216 | KY | 0 | 0 | 0 | 0
E365.00-OH Conductors and Devices | 2008-05-01 | Non-unitized | FAWN LAKES - SECTION 1 | KY | 0 | 0 | 0 | 0
E365.00-OH Conductors and Devices | 2008-05-01 | Non-unitized | 14607 HICKORY HILLS TRAIL 40299 | KY | 0 | 0 | 0 | 0
E365.00-OH Conductors and Devices | 2008-05-01 | Non-unitized | 4910 VALLEY STATION RD 40272 | KY | 0 | 0 | 0 | 0
E365.00-OH Conductors and Devices | 2008-05-01 | Non-unitized | 2013 LESPRIT 40031 | KY | 0 | 0 | 0 | 0
E365.00-OH Conductors and Devices | 2008-05-01 | Non-unitized | HARRIS PARK APARTMENTS | KY | 0 | 0 | 0
E365.00-OH Conductors and Devices | 2008-05-01 | Non-unitized | LOUISVILLE & NASHVILLE TPK 40177 | KY | 0 | 0 | 0
E365.00-OH Conductors and Devices | 2008-05-01 | Non-unitized | 2775 BARDSTOWN RD 40205 | KY | 0 | 0 | 0
E365.00-OH Conductors and Devices | 2008-05-01 | Non-unitized | 1149045 | KY | 0 | 0 | 0
E365.00-OH Conductors and Devices | 2008-05-01 | Non-unitized | 11701 GATEWORTH WY 40299 | KY | 0 | 0 | 0 | 0
E365.00-OH Conductors and Devices | 2008-10-01 | Non-unitized | 1516417 | KY | 0 | 0 | 0
E365.00-OH Conductors and Devices | 2008-10-01 | Non-unitized | 1519736 | KY | 0 | 0 | 0
E365.00-OH Conductors and Devices | 2009-01-01 | Non-unitized | 5700 Captain's Quarters Road 40027 | KY | 0 | 0 | 0
E365.00-OH Conductors and Devices | 2009-04-01 | Non-unitized | BTM391-Beyond the Meter - Org 003910 | KY | 0 | 0 | 0
E365.00-OH Conductors and Devices | 2009-09-01 | GROUND | GROUND (00103) | KY | 12579 | 138543.47 | 11.0139 | 0
E365.00-OH Conductors and Devices | 2009-07-01 | Non-unitized | 23355 L&N TURNPIKE 50177 | KY | 0 | 0 | 0
E365.00-OH Conductors and Devices | 2009-07-01 | Non-unitized | 8001 CRITTENDEN DR. 40209 | KY | 0 | 0 | 0 | 0
E365.00-OH Conductors and Devices | 2009-09-01 | 600 MCM CONDUCTOR | 600 MCM (06406) | KY | 12565 | 53634.87 | 4.2686 | 0
E365.00-OH Conductors and Devices | 2009-12-14 | 795 MCM ALUMINUM CONDUCTOR | #795 MCM ALL ALUM BARE (00122) | KY | 3061 | 49635.53 | 16.2155 | 0
E365.00-OH Conductors and Devices | 2009-11-01 | Non-unitized | 3300 E HEBRON LN 40165 | KY | 0 | 0 | 0 | 0
E365.00-OH Conductors and Devices | 2009-10-01 | Non-unitized | 1047 S 15TH ST 40210 | KY | 0 | 0 | 0 | 0
E365.00-OH Conductors and Devices | 2008-11-30 | SWITCHES - CUTOUT | SWITCHES (CUTOUT) (EACH) (07630) | KY | 2 | 569.91 | 284.955 | 0
E365.00-OH Conductors and Devices | 2010-01-01 | Non-unitized | RDDD340OH-REP DEF EQ OH 340 | KY | 0 | 0 | 0 | 0
E365.00-OH Conductors and Devices | 2008-12-31 | 4/0 CONDUCTOR | #4/0 CONDUCTOR (00148) | KY | 384 | 1661.61 | 4.3271 | 0
E365.00-OH Conductors and Devices | 2008-12-31 | 123,270 ACAR WIRE | 123,270 ACAR WIRE (FT) (07686) | KY | 8858 | 7299.84 | 0.8241 | 0
E365.00-OH Conductors and Devices | 2008-09-30 | SWITCHES - DISCONNECT NEW | SWITCHES - DISCONNECT NEW 07631 | KY | 6 | 2781.23 | 463.5383
E365.00-OH Conductors and Devices | 2009-07-01 | Non-unitized | R-6705 Deep Creek Drive 40059 | KY | 0 | 0 | 0
E365.00-OH Conductors and Devices | 2010-04-01 | Non-unitized | 3321 HIKES LN 40220 | KY | 0 | 0 | 0 | 0
E365.00-OH Conductors and Devices | 2002-01-01 | 750 MCM COPPER CONDUCTOR | MP2002 Overhead Conductors and Devices | KY | 10760 | 304700.81 | 28.3179 | 0
E365.00-OH Conductors and Devices | 2008-05-01 | Non-unitized | 1196564 | KY | 0 | 0 | 0
E365.00-OH Conductors and Devices | 2008-05-01 | Non-unitized | 152 HILLTOP DR 40047 | KY | 0 | 0 | 0 | 0
E365.00-OH Conductors and Devices | 2008-05-01 | Non-unitized | 2142465 | KY | 0 | 0 | 0 | 0
E365.00-OH Conductors and Devices | 2008-05-01 | Non-unitized | LONGWOOD - SECTION ONE | KY | 0 | 0 | 0 | 0
E365.00-OH Conductors and Devices | 2008-05-01 | Non-unitized | 2825 KLONDIKE LN 40218 | KY | 0 | 0 | 0 | 0
E365.00-OH Conductors and Devices | 2008-05-01 | Non-unitized | 1300 Belmar Drive 40213 | KY | 0 | 0 | 0
E365.00-OH Conductors and Devices | 2008-05-01 | Non-unitized | 1032124 | KY | 0 | 0 | 0 | 0
E365.00-OH Conductors and Devices | 2008-05-01 | Non-unitized | MIDDLETOWN CHRISTIAN VILLAGE CONDOS | KY | 0 | 0 | 0 | 0
E365.00-OH Conductors and Devices | 2008-05-01 | Non-unitized | 9314 3RD STREET RD | KY | 0 | 0 | 0 | 0
E365.00-OH Conductors and Devices | 2008-05-01 | Non-unitized | 1084036 | KY | 0 | 0 | 0 | 0
E365.00-OH Conductors and Devices | 2008-05-01 | Non-unitized | CEDAR RIDGE | KY | 0 | 0 | 0
E365.00-OH Conductors and Devices | 2008-05-01 | Non-unitized | 0 MALLARD LAKE BV 40165 | KY | 0 | 0 | 0 | 0
E365.00-OH Conductors and Devices | 2008-05-01 | Non-unitized | CEDARBROOK ESTATES | KY | 0 | 0 | 0 | 0
E365.00-OH Conductors and Devices | 2008-05-01 | Non-unitized | 6731 DIXIE HWY 40258 | KY | 0 | 0 | 0
E365.00-OH Conductors and Devices | 2009-12-17 | 6A COPPER CONDUCTOR | #6A COPPERWELD COPPER (00192) | KY | 0 | 0 | 0
E365.00-OH Conductors and Devices | 2007-03-01 | 250 MCM COPPER CONDUCTOR | #250 MCM W.P. COPPER (00150) | KY | 502 | -1075.35 | -2.1421 | 0
E365.00-OH Conductors and Devices | 2010-01-01 | Non-unitized | DIXIE HWY @ MILL CREEK PLANT 40272 | KY | 0 | 0 | 0 | 0
E365.00-OH Conductors and Devices | 2010-01-01 | Non-unitized | 241 STEEDLY DR 40214 | KY | 0 | 0 | 0
E365.00-OH Conductors and Devices | 2010-04-01 | Non-unitized | MOSS CREEK - PH 1 | KY | 0 | 0 | 0 | 0
E365.00-OH Conductors and Devices | 2010-07-01 | Non-unitized | 3922 RUCKRIEGEL PKWY 40299 | KY | 0 | 0 | 0 | 0
E365.00-OH Conductors and Devices | 2010-10-01 | Non-unitized | 4430 PARKER AV 40212 | KY | 0 | 0 | 0 | 0
E365.00-OH Conductors and Devices | 2010-11-30 | SWITCHES - CUTOUT | SWITCHES (CUTOUT) (EACH) (07630) | KY | 138 | 16212.32 | 117.4806 | 0
E365.00-OH Conductors and Devices | 2010-11-01 | SWITCHES - CUTOUT NEW | SWITCHES - CUTOUT NEW 07630 | KY | 24 | 15716.32 | 654.8467 | 0
E365.00-OH Conductors and Devices | 2011-02-01 | Non-unitized | 4224 SHELBYVILLE ROAD 40207 | KY | 0 | 0 | 0 | 0
E365.00-OH Conductors and Devices | 2011-04-30 | 795 MCM ALUMINUM CONDUCTOR | #795 MCM ALL ALUM BARE (00122) | KY | 29423 | 341759.9 | 11.6154 | 0
E365.00-OH Conductors and Devices | 2011-05-31 | 1000 MCM CONDUCTOR | #1000 MCM CONDUCTOR (00181) | KY | 301 | 4961.04 | 16.4819 | 0
E365.00-OH Conductors and Devices | 2012-02-01 | ARRESTERS - OVERHEAD | ARRESTERS - OVERHEAD | KY | 0 | 0 | 0 | 0
E365.00-OH Conductors and Devices | 2012-08-31 | 795 MCM ALUMINUM CONDUCTOR | #795 MCM ALL ALUM BARE (00122) | KY | 896 | 111597.5 | 124.5508 | 0
E365.00-OH Conductors and Devices | 2013-04-01 | Non-unitized | Investment | KY | 0 | 0 | 0 | 0
E365.00-OH Conductors and Devices | 2014-01-01 | Non-unitized | CNBRD340U-NB Resid UG - 003400 | KY | 0 | 0 | 0 | 0
E365.00-OH Conductors and Devices | 2014-09-30 | Non-unitized | LGE Ckt HC 1291 | KY | 0 | 0 | 0 | 0
E365.00-OH Conductors and Devices | 2014-11-30 | 1000 MCM CONDUCTOR | #1000 MCM CONDUCTOR | KY | 41 | 2469.76 | 60.238 | 0
E365.00-OH Conductors and Devices | 2014-12-31 | SWITCHES - DISCONNECT NEW | SWITCHES - DISCONNECT | KY | 2204 | 181517.68 | 82.3583 | 0
E365.00-OH Conductors and Devices | 2014-06-30 | 6 COPPER CONDUCTOR | #6 BARE COPPER (00168) | KY | 6925 | 26279.47 | 3.7949 | 0
E365.00-OH Conductors and Devices | 2014-04-30 | 795 MCM ALUMINUM CONDUCTOR | #795 MCM ALL ALUM BARE (00122) | KY | 46420 | 661254.14 | 14.245 | 0
E365.00-OH Conductors and Devices | 1978-03-01 | Estimated Retirement | TIPTOP3311 (TT3311) REBLD SEC | KY | 0 | 0 | 0 | 0
E365.00-OH Conductors and Devices | 2015-06-30 | 1/0 CABLE | 1/0 CABLE | KY | 40186 | 487552.07 | 12.1324 | 0
E365.00-OH Conductors and Devices | 2014-12-31 | 600 MCM CONDUCTOR | 600 MCM (06406) | KY | 1000 | 2844.42 | 2.8444 | 0
E365.00-OH Conductors and Devices | 2012-12-31 | Non-unitized | 2320774 | KY | 0 | 0 | 0 | 0
E365.00-OH Conductors and Devices | 2015-12-31 | Non-unitized | HURSTBOURNE HB1147 EXT CBL RPL | KY | 0 | 0 | 0 | 0
E365.00-OH Conductors and Devices | 2016-07-01 | Non-unitized | CRDD340U-Taxable-Capital Rep Def UG - 00340012 | KY | 0 | 0 | 0 | 0
E365.00-OH Conductors and Devices | 2014-06-30 | RECLOSER, MISCELLANEOUS | RECLOSER EAST END OHIO RIVER BRIDGES PROJECT | KY | 1 | 5926.48 | 5926.48 | 0
E365.00-OH Conductors and Devices | 2017-01-01 | Non-unitized | RELOCATE UG AT LG&E | KY | 0 | 0 | 0 | 0
E365.00-OH Conductors and Devices | 2017-01-01 | Non-unitized | Construction Work in Progress | KY | 0 | 0 | 0 | 0
E365.00-OH Conductors and Devices | 2017-07-31 | Non-unitized | 154052-EXIT CIRCUIT AL1441 | KY | 0 | 0 | 0 | 0
E365.00-OH Conductors and Devices | 2017-12-31 | Non-unitized | 154565-FUSE UNFUSED TAPS | KY | 0 | 0 | 0 | 0
E365.00-OH Conductors and Devices | 2017-06-30 | 195,700 ACAR WIRE | 195,700 ACAR WIRE (FT) (07711) | KY | 4354 | 16027.95 | 3.6812 | 0
E365.00-OH Conductors and Devices | 2016-10-31 | #2 Triplex | #2 Triplex | KY | 1250 | 3961.18 | 3.1689 | 0
E365.00-OH Conductors and Devices | 2017-05-31 | 1000 MCM CONDUCTOR | #1000 MCM CONDUCTOR | KY | 362 | 37803.07 | 104.4284 | 0
E365.00-OH Conductors and Devices | 2019-09-30 | Non-unitized | 156469-Churchill Downs-Square D | KY | 0 | 0 | 0 | 0
E365.00-OH Conductors and Devices | 2018-12-31 | 1/0 CABLE | 1/0 CABLE | KY | 51185 | 1231732.2 | 24.0643 | 0
E365.00-OH Conductors and Devices | 2017-08-31 | 123,270 ACAR WIRE | 123,270 ACAR WIRE (FT) (07686) | KY | 6205 | 1365.1 | 0.22 | 0
E365.00-OH Conductors and Devices | 2020-01-01 | Non-unitized | CRPOLE340-Taxable-Pole Repair/Replace - 00340012 | KY | 1 | 0 | 0 | 0
E365.00-OH Conductors and Devices | 2020-05-31 | ARRESTERS - OVERHEAD | ARRESTERS - OVERHEAD | KY | 44 | 4183.82 | 95.0868 | 0
E365.00-OH Conductors and Devices | 2021-01-01 | Non-unitized | CRCST343-Cust Requested - 003430 | KY | 0 | 0 | 0 | 0
E365.00-OH Conductors and Devices | 2021-01-01 | 336,400 19 STR. ALL ALUMINUM | 336,400 19 STR. ALL ALUMINUM (FT) (07712) | KY | 900 | 3805.82 | 4.2287 | 0
E365.00-OH Conductors and Devices | 2021-10-01 | 2/0 COPPER CONDUCTOR | #2/0 W.P. COPPER (00146) | KY | 1825 | 15623.2 | 8.5607 | 0
E365.00-OH Conductors and Devices | 2021-07-14 | SWITCHES - DISCONNECT NEW | SWITCHES - DISCONNECT | KY | 9 | 39134.23 | 4348.2478 | 0
E365.00-OH Conductors and Devices | 2022-02-01 | 1000 MCM CONDUCTOR | #1000 MCM CONDUCTOR | KY | 1099 | 55655.94 | 50.6423 | 0
E365.00-OH Conductors and Devices | 2022-04-01 | REGULATORS | REGULATORS (06855) | KY | 8 | 796035.1 | 99504.3875 | 0
E365.00-OH Conductors and Devices | 2023-02-01 | 1000 MCM CONDUCTOR | #1000 MCM CONDUCTOR | KY | 926 | 124309.69 | 134.2437 | 0
E365.00-OH Conductors and Devices | 2024-01-01 | Non-unitized | ALEDC332-Taxable-CRCST LED Conversion 00332012 | KY | 10 | 3656.52 | 365.652 | 0
E365.00-OH Conductors and Devices | 2024-01-01 | Non-unitized | ANBCD343U-Taxable-NB Comm UG 00343012 | KY | 13 | 1512354.9 | 116334.9923 | 0
E365.00-OH Conductors and Devices | 2024-01-01 | Non-unitized | ARDD340O-Taxable-Cap Rep Def OH 00340012 | KY | 0 | 0 | 0 | 0
E365.00-OH Conductors and Devices | 2024-06-30 | Non-unitized | 166869-TPPA-OTHER 2022 Fully reimburseable project | KY | 0 | 0 | 0 | 0
E365.00-OH Conductors and Devices | 2024-01-31 | INSULATORS - LINE | INSULATORS - LINE | KY | 348 | 25536.78 | 73.3816 | 0
E365.00-OH Conductors and Devices | 2024-01-31 | 6 COPPER CONDUCTOR | #6 BARE COPPER (00168) | KY | 1783 | 7651.34 | 4.2913 | 0
E365.00-OH Conductors and Devices | 2024-01-01 | #2 Triplex | #2 Triplex | KY | 1000 | 3865.65 | 3.8657 | 0
E365.00-OH Conductors and Devices | 2024-12-31 | Non-unitized | ALM040523-LGE MAJOR STORM CAPITAL 040523 | KY | 2 | 1486862.64 | 743431.32 | 0
E365.00-OH Conductors and Devices | 2025-03-01 | 795 MCM ALUMINUM CONDUCTOR | #795 MCM ALL ALUM BARE (00122) | KY | 180 | 2959.96 | 16.4442 | 0
E365.00-OH Conductors and Devices | 2025-02-01 | Non-unitized | AVLT343-Cap Network Vaults | KY | 2 | 126418.77 | 63209.385 | 0
E365.00-OH Conductors and Devices | 1979-01-01 | SKY WIRE | MP1979 Overhead Conductors and Devices | KY | 10352 | 7513.52 | 0.7258 | 0
E365.00-OH Conductors and Devices | 1965-01-01 | SKY WIRE | MP1965 Overhead Conductors and Devices | KY | 51805 | 6862.14 | 0.13246 | 0
E365.00-OH Conductors and Devices | 1983-01-01 | 795 MCM ALUMINUM CONDUCTOR | MP1983 Overhead Conductors and Devices | KY | 321998 | 914525.45 | 2.8402 | 0
E365.00-OH Conductors and Devices | 1986-01-01 | 20 M.A.W. MESSENGER WIRE | MP1986 Overhead Conductors and Devices | KY | 25739 | 45997.92 | 1.7871 | 0
E365.00-OH Conductors and Devices | 1991-01-01 | 350 MCM COPPER CONDUCTOR | MP1991 Overhead Conductors and Devices | KY | 60 | 283.52 | 4.7253 | 0
E365.00-OH Conductors and Devices | 2003-01-01 | 123,270 ACAR WIRE | MP2003 Overhead Conductors and Devices | KY | 241401 | 326770.57 | 1.3536 | 0
E365.00-OH Conductors and Devices | 1998-01-01 | SWITCHES - DISCONNECT NEW | MP1998 Overhead Conductors and Devices | KY | 151 | 274561.78 | 1818.2899 | 0
E365.00-OH Conductors and Devices | 1984-01-01 | 123,270 ACAR WIRE | MP1984 Overhead Conductors and Devices | KY | 136398 | 191058.49 | 1.4007 | 0
E365.00-OH Conductors and Devices | 1981-01-01 | SWITCH - 0-6 AMP LINCOLNTROL | MP1981 Overhead Conductors and Devices | KY | 6 | 2871.43 | 478.5717
E365.00-OH Conductors and Devices | 1980-01-01 | 195,700 ACAR WIRE | MP1980 Overhead Conductors and Devices | KY | 72442 | 60892.41 | 0.84057 | 0
E365.00-OH Conductors and Devices | 1980-01-01 | 3/0 CONDUCTOR | MP1980 Overhead Conductors and Devices | KY | 8499 | 10927.73 | 1.2858 | 0
E365.00-OH Conductors and Devices | 1990-01-01 | 3/0 CONDUCTOR | MP1990 Overhead Conductors and Devices | KY | 10639 | 27583.61 | 2.5927 | 0
E365.00-OH Conductors and Devices | 2001-01-01 | 1/0 CABLE | MP2001 Overhead Conductors and Devices | KY | 572792 | 3209848.34 | 5.6039 | 0
E365.00-OH Conductors and Devices | 1957-01-01 | #2 Triplex | MP1957 Overhead Conductors and Devices | KY | 2711510 | 709441.45 | 0.26164 | 0
E365.00-OH Conductors and Devices | 1957-01-01 | 500 MCM COPPER CONDUCTOR | MP1957 Overhead Conductors and Devices | KY | 967 | 1724.64 | 1.7835 | 0
E365.00-OH Conductors and Devices | 1993-01-01 | SWITCHES - DISCONNECT NEW | MP1993 Overhead Conductors and Devices | KY | 168 | 80275.37 | 477.8296 | 0
E365.00-OH Conductors and Devices | 1990-01-01 | RECLOSER, MISCELLANEOUS | MP1990 Overhead Conductors and Devices | KY | 0 | 0 | 0 | 0
E365.00-OH Conductors and Devices | 1971-01-01 | SWITCHES - DISCONNECT NEW | MP1971 Overhead Conductors and Devices | KY | 335 | 33336.29 | 99.5113 | 0
E365.00-OH Conductors and Devices | 1998-01-01 | 336,400 19 STR. ALL ALUMINUM | MP1998 Overhead Conductors and Devices | KY | 1664 | 7570.68 | 4.5497 | 0
E365.00-OH Conductors and Devices | 1984-01-01 | 392,500 24/13 ACAR WIRE | MP1984 Overhead Conductors and Devices | KY | 374 | 778.98 | 2.0828 | 0
E365.00-OH Conductors and Devices | 2003-01-01 | 795 MCM ALUMINUM CONDUCTOR | MP2003 Overhead Conductors and Devices | KY | 8569 | 143411.21 | 16.736 | 0
E365.00-OH Conductors and Devices | 1997-01-01 | FISHER PIERCE CURRENT SENSOR | MP1997 Overhead Conductors and Devices | KY | 20 | 22621.1 | 1131.055
E365.00-OH Conductors and Devices | 2001-01-01 | 8 COPPER CONDUCTOR | MP2001 Overhead Conductors and Devices | KY | 3094 | 13580.32 | 4.3892 | 0
E365.00-OH Conductors and Devices | 1934-01-01 | 2/0 COPPER CONDUCTOR | #2/0 W.P. COPPER | KY | 5659 | 690.57 | 0.12203 | 0
E365.00-OH Conductors and Devices | 2004-01-01 | FISHER PIERCE CURRENT SENSOR | MP2004 Overhead Conductors and Devices | KY | 4 | 901.91 | 225.4775
E365.00-OH Conductors and Devices | 2006-01-01 | 4/0 CONDUCTOR | MP2006 Overhead Conductors and Devices | KY | 30472 | 267266.4 | 8.7709 | 0
E365.00-OH Conductors and Devices | 1985-01-01 | MISCELLANEOUS EQUIPMENT | MP1985 Overhead Conductors and Devices | KY | 0 | 0 | 0
E365.00-OH Conductors and Devices | 1981-01-01 | FISHER PIERCE CURRENT SENSOR | MP1981 Overhead Conductors and Devices | KY | 4 | 632.01 | 158.0025
E365.00-OH Conductors and Devices | 2003-01-01 | TO BE SPREAD OVER ASSETS IN ACCOUNT | MP2003 Overhead Conductors and Devices | KY | 0 | 0 | 0
E365.00-OH Conductors and Devices | 2006-01-01 | SWITCHES - DISCONNECT NEW | MP2006 Overhead Conductors and Devices | KY | 104 | 473754.72 | 4555.3338
E365.00-OH Conductors and Devices | 2008-05-01 | Non-unitized | HUNSINGER GARDENS PATIO HOMES | KY | 0 | 0 | 0
E365.00-OH Conductors and Devices | 2008-05-01 | Non-unitized | 8507 Westport Road 40242 | KY | 0 | 0 | 0 | 0
E365.00-OH Conductors and Devices | 2008-05-01 | Non-unitized | 1457944 | KY | 0 | 0 | 0 | 0
E365.00-OH Conductors and Devices | 2008-05-01 | Non-unitized | 8019 Dixie Hwy 40258 | KY | 0 | 0 | 0 | 0
E365.00-OH Conductors and Devices | 2008-05-01 | Non-unitized | LOGISTICS DR 40258 | KY | 0 | 0 | 0 | 0
E365.00-OH Conductors and Devices | 2008-05-01 | Non-unitized | 2922 DIXIE HWY | KY | 0 | 0 | 0
E365.00-OH Conductors and Devices | 2008-05-01 | Non-unitized | 1093354 | KY | 0 | 0 | 0 | 0
E365.00-OH Conductors and Devices | 2008-05-01 | Non-unitized | 5620 BARRETT LN 40272 | KY | 0 | 0 | 0 | 0
E365.00-OH Conductors and Devices | 2008-05-01 | Non-unitized | 1027735 | KY | 0 | 0 | 0 | 0
E365.00-OH Conductors and Devices | 2008-05-01 | Non-unitized | 12331 W HIGHWAY 42 40026 | KY | 0 | 0 | 0 | 0
E365.00-OH Conductors and Devices | 2008-05-01 | Non-unitized | 2201 GOSHEN LN 40026 | KY | 0 | 0 | 0 | 0
E365.00-OH Conductors and Devices | 2008-05-01 | Non-unitized | 0 N PRESTON HY 3 LOT 40165 | KY | 0 | 0 | 0
E365.00-OH Conductors and Devices | 2008-05-01 | Non-unitized | MONACO DRIVE APARTMENTS | KY | 0 | 0 | 0 | 0
E365.00-OH Conductors and Devices | 2008-05-01 | Non-unitized | 1900 S 4TH ST 40208 | KY | 0 | 0 | 0 | 0
E365.00-OH Conductors and Devices | 2008-05-01 | Non-unitized | 1221 HERR AVE 40208 | KY | 0 | 0 | 0 | 0
E365.00-OH Conductors and Devices | 2008-05-01 | Non-unitized | BLAKELY WOODS - 3Ø OVHD / FRAME LAT | KY | 0 | 0 | 0
E365.00-OH Conductors and Devices | 1999-01-01 | SWITCHES - CUTOUT NEW | MP1999 Overhead Conductors and Devices | KY | 1307 | 339782.83 | 259.9716 | 0
E365.00-OH Conductors and Devices | 2008-10-01 | Non-unitized | 1352055 | KY | 0 | 0 | 0
E365.00-OH Conductors and Devices | 2008-10-01 | Non-unitized | 3016 ALBRECHT DR | KY | 0 | 0 | 0 | 0
E365.00-OH Conductors and Devices | 2009-04-01 | Non-unitized | 1305056 | KY | 0 | 0 | 0
E365.00-OH Conductors and Devices | 2008-12-31 | SWITCHES - CUTOUT | SWITCHES (CUTOUT) (EACH) (07630) | KY | 24 | 5037.35 | 209.8896 | 0
E365.00-OH Conductors and Devices | 2008-10-01 | Non-unitized | 1460128 | KY | 0 | 0 | 0
E365.00-OH Conductors and Devices | 2009-04-01 | Non-unitized | 4216 E INDIAN TRAIL 40213 | KY | 0 | 0 | 0
E365.00-OH Conductors and Devices | 2008-11-01 | Non-unitized | 1644154 | KY | 0 | 0 | 0
E365.00-OH Conductors and Devices | 2009-01-01 | Non-unitized | 1514655 | KY | 0 | 0 | 0 | 0
E365.00-OH Conductors and Devices | 2009-05-01 | Non-unitized | 443 E KENTUCKY ST 40202 | KY | 0 | 0 | 0
E365.00-OH Conductors and Devices | 2009-09-01 | 1/0 CABLE | 1/0 CABLE | KY | 62229 | 492935.73 | 7.9213 | 0
E365.00-OH Conductors and Devices | 2009-09-01 | ARRESTERS - OVERHEAD | ARRESTERS - OVERHEAD | KY | 0 | 0 | 0
E365.00-OH Conductors and Devices | 2008-05-01 | Non-unitized | 185 OUTER LOOP 40214 | KY | 0 | 0 | 0
E365.00-OH Conductors and Devices | 2008-05-01 | Non-unitized | 2801 SHILOH LN 40026 | KY | 0 | 0 | 0 | 0
E365.00-OH Conductors and Devices | 2009-01-01 | Non-unitized | 1305428 | KY | 0 | 0 | 0
E365.00-OH Conductors and Devices | 2009-03-31 | 500 MCM COPPER CONDUCTOR | #500 MCM W.P. COPPER (00155) | KY | 55 | 13623.91 | 247.7075 | 0
E365.00-OH Conductors and Devices | 2008-12-31 | CONDUCTOR | CONDUCTOR - (MISC) (06426) | KY | 7483 | 17737.96 | 2.3704
E365.00-OH Conductors and Devices | 2009-01-01 | Non-unitized | 1717316 | KY | 0 | 0 | 0
E365.00-OH Conductors and Devices | 2010-01-01 | Non-unitized | 900 BLOCK S. 15TH ST 40203 | KY | 0 | 0 | 0 | 0
E365.00-OH Conductors and Devices | 2010-01-01 | Non-unitized | 6840A DIXIE HWY 40258 | KY | 0 | 0 | 0
E365.00-OH Conductors and Devices | 2010-02-01 | Non-unitized | 520 OLD STONE LN 40207 | KY | 0 | 0 | 0 | 0
E365.00-OH Conductors and Devices | 2010-04-01 | Non-unitized | 11501 W HWY 42 40026 | KY | 0 | 0 | 0 | 0
E365.00-OH Conductors and Devices | 2010-04-01 | Non-unitized | 2615 TOP HILL RD 40206 | KY | 0 | 0 | 0 | 0
E365.00-OH Conductors and Devices | 1970-01-01 | 4/0 CONDUCTOR | #4/0 CONDUCTOR | KY | 4 | 1.23 | 0.3075
E365.00-OH Conductors and Devices | 2008-05-01 | Non-unitized | 7713 BEECHDALE RD LOTS 2 & 3 40014 | KY | 0 | 0 | 0 | 0
E365.00-OH Conductors and Devices | 2008-05-01 | Non-unitized | 2500 CLARK STATION RD 40023 | KY | 0 | 0 | 0 | 0
E365.00-OH Conductors and Devices | 2008-05-01 | Non-unitized | 1190 WEIBLE LANE 40014 | KY | 0 | 0 | 0 | 0
E365.00-OH Conductors and Devices | 2008-05-01 | Non-unitized | 1 QUALITY PL 40010 | KY | 0 | 0 | 0 | 0
E365.00-OH Conductors and Devices | 2008-05-01 | Non-unitized | 2124 CEDAR ST | KY | 0 | 0 | 0 | 0
E365.00-OH Conductors and Devices | 2008-12-31 | 1/0 CONDUCTOR | 1/0 CONDUCTOR | KY | 12963 | 10252.99 | 0.79094 | 0
E365.00-OH Conductors and Devices | 2010-08-01 | Non-unitized | 4245 WESTPORT RD 40207 | KY | 0 | 0 | 0 | 0
E365.00-OH Conductors and Devices | 2010-07-01 | Non-unitized | N. ENGLISH STATION RD 40223 | KY | 0 | 0 | 0 | 0
E365.00-OH Conductors and Devices | 2010-11-01 | Non-unitized | 2001 7TH STREET ROAD 40208 | KY | 0 | 0 | 0 | 0
E365.00-OH Conductors and Devices | 2011-02-28 | DUCTS | DUCTS - (MISC) (06429) | KY | 3640 | 0.02 | 5.4945e-06 | 0
E365.00-OH Conductors and Devices | 2011-05-01 | Non-unitized | 16000 WINDING RIDGE TR 40299 | KY | 0 | 0 | 0 | 0
E365.00-OH Conductors and Devices | 2011-05-01 | Non-unitized | TAYLORSVILLE RD. @ BLANKENBAKER RD. | KY | 0 | 0 | 0 | 0
E365.00-OH Conductors and Devices | 2011-04-01 | Non-unitized | 1216 BARDSTOWN RD 40204 | KY | 0 | 0 | 0 | 0
E365.00-OH Conductors and Devices | 2011-04-01 | Non-unitized | 6512 MANSLICK ROAD 40214 | KY | 0 | 0 | 0 | 0
E365.00-OH Conductors and Devices | 2011-07-01 | Non-unitized | 4017 PRODUCE RD 40218 | KY | 0 | 0 | 0 | 0
E365.00-OH Conductors and Devices | 2011-07-01 | Non-unitized | 1233 EASTERN PKY 40204 | KY | 0 | 0 | 0 | 0
E365.00-OH Conductors and Devices | 2011-06-30 | 4A COPPER CONDUCTOR | #4A COPPERWELD COPPER (00195) | KY | 23 | 636.08 | 27.6557 | 0
E365.00-OH Conductors and Devices | 2011-09-30 | 1/0 CONDUCTOR | 1/0 CONDUCTOR | KY | 1528 | 2095.49 | 1.3714 | 0
E365.00-OH Conductors and Devices | 2011-05-31 | #2 ACSR | #1 CONDUCTOR (00173) | KY | 3661 | 29824.63 | 8.1466 | 0
E365.00-OH Conductors and Devices | 2012-12-01 | 500 MCM COPPER CONDUCTOR | #500 MCM W.P. COPPER (00155) | KY | 913 | 365733.84 | 400.5847 | 0
E365.00-OH Conductors and Devices | 2012-05-31 | 795 MCM ALUMINUM CONDUCTOR | #795 MCM ALL ALUM BARE (00122) | KY | 46851 | 685267.56 | 14.6265 | 0
E365.00-OH Conductors and Devices | 2012-03-31 | 336,400 19 STR. ALL ALUMINUM | 336,400 19 STR. ALL ALUMINUM (FT) (07712) | KY | 550 | 21438.19 | 38.9785 | 0
E365.00-OH Conductors and Devices | 2011-08-31 | Non-unitized | 131642-Homeland Security Vault | KY | 0 | 0 | 0 | 0
E365.00-OH Conductors and Devices | 2012-04-30 | 6A COPPER CONDUCTOR | #6A COPPERWELD COPPER (00192) | KY | 189 | 2125.76 | 11.2474 | 0
E365.00-OH Conductors and Devices | 2012-01-31 | 500 MCM COPPER CONDUCTOR | #500 MCM W.P. COPPER (00155) | KY | 68 | 9008.16 | 132.4729 | 0
E365.00-OH Conductors and Devices | 2011-10-01 | CONDUIT | CONDUIT (00232) | KY | 2290 | 12535.7 | 5.4741 | 0
E365.00-OH Conductors and Devices | 2012-09-30 | #2 Triplex | #2 CONDUCTOR (00172) | KY | 157 | 12281.99 | 78.2292 | 0
E365.00-OH Conductors and Devices | 2013-09-13 | 1/0 CONDUCTOR | 1/0 CONDUCTOR | KY | 15005 | 84711.02 | 5.6455 | 0
E365.00-OH Conductors and Devices | 2013-07-31 | Non-unitized | GUTHRIE COKE NETWORK VAULT | KY | 0 | 0 | 0 | 0
E365.00-OH Conductors and Devices | 2013-12-30 | SWITCHES - DISCONNECT NEW | SWITCHES - DISCONNECT | KY | 3 | 20460.7 | 6820.2333 | 0
E365.00-OH Conductors and Devices | 2014-07-31 | 4/0 CONDUCTOR | #4/0 CONDUCTOR (00148) | KY | 1125 | 17933.75 | 15.9411 | 0
E365.00-OH Conductors and Devices | 2014-08-31 | ARRESTERS - OVERHEAD | ARRESTERS - OVERHEAD | KY | 1525 | 1000122.02 | 655.8177 | 0
E365.00-OH Conductors and Devices | 2015-10-31 | Non-unitized | DSP LYNDON S CIR WORK | KY | 0 | 0 | 0 | 0
E365.00-OH Conductors and Devices | 2015-01-01 | Non-unitized | CRCST340-Cust Requested - 003400 | KY | 0 | 0 | 0 | 0
E365.00-OH Conductors and Devices | 2015-06-30 | 1000 MCM CONDUCTOR | #1000 MCM CONDUCTOR | KY | 467 | 65302.82 | 139.8347 | 0
E365.00-OH Conductors and Devices | 2012-12-31 | Non-unitized | 903 BELLEWOOD LN 40223 | KY | 0 | 0 | 0 | 0
E365.00-OH Conductors and Devices | 2016-10-31 | Non-unitized | DSP MANSLICK CIRCUIT WORK | KY | 0 | 0 | 0 | 0
E365.00-OH Conductors and Devices | 2016-12-15 | INSULATORS - LINE | INSULATORS - LINE | KY | 24 | 1278.31 | 53.2629 | 0
E365.00-OH Conductors and Devices | 2017-12-31 | Non-unitized | SCM MODIFY CANE RUN 14KV PLANT | KY | 0 | 0 | 0 | 0
E365.00-OH Conductors and Devices | 2017-12-31 | Non-unitized | 153572-LGE Pole Inspection project 2017 | KY | 0 | 0 | 0 | 0
E365.00-OH Conductors and Devices | 2017-06-30 | 8 COPPER CONDUCTOR | #8 W.P. COPPER (00138) | KY | 892 | 1581.59 | 1.7731 | 0
E365.00-OH Conductors and Devices | 2018-01-31 | WILDLIFE PROTECTION | WILDLIFE PROTECTION | KY | 0 | 0 | 0 | 0
E365.00-OH Conductors and Devices | 2019-06-30 | 1/0 Triplex | 1/0 Triplex | KY | 12792 | 93909.52 | 7.3413 | 0
E365.00-OH Conductors and Devices | 2018-12-31 | Non-unitized | 18PITP340-LGE PITP 2018 | KY | 0 | 0 | 0 | 0
E365.00-OH Conductors and Devices | 2019-02-01 | Non-unitized | KY61 PRESTON HWY ELECT DIST | KY | 0 | 0 | 0 | 0
E365.00-OH Conductors and Devices | 2018-12-31 | Non-unitized | 154473-LINCOLN PK VAULT REPLACEMENT | KY | 0 | 0 | 0 | 0
E365.00-OH Conductors and Devices | 2019-02-01 | Non-unitized | 156167-FM1260 CIFI 2018 | KY | 0 | 0 | 0 | 0
E365.00-OH Conductors and Devices | 2019-12-01 | #2 Triplex | #2 Triplex | KY | 26070 | 145680.94 | 5.5881 | 0
E365.00-OH Conductors and Devices | 2019-02-01 | 6 COPPER CONDUCTOR | #6 BARE COPPER (00168) | KY | 3705 | 0 | 0 | 0
E365.00-OH Conductors and Devices | 2020-06-30 | Non-unitized | 151483-LEO PADMOUNT SWITCHGEAR 2019 | KY | 0 | 0 | 0 | 0
E365.00-OH Conductors and Devices | 2020-06-30 | Non-unitized | 159075-ZIRMED-II Breakdown | KY | 0 | 0 | 0 | 0
E365.00-OH Conductors and Devices | 2020-09-01 | #2 Triplex | #2 Triplex | KY | 38999 | 46955.68 | 1.204 | 0
E365.00-OH Conductors and Devices | 2020-01-01 | Non-unitized | NONE | KY | 0 | 0 | 0 | 0
E365.00-OH Conductors and Devices | 2020-07-01 | Non-unitized | CRDCBL340-Taxable-Repl Defective Cable - 00340012 | KY | 0 | 0 | 0 | 0
E365.00-OH Conductors and Devices | 2020-07-31 | Non-unitized | Investment | KY | 0 | 0 | 0 | 0
E365.00-OH Conductors and Devices | 2020-11-01 | Non-unitized | ARDCBL343-Taxable-Repl Defective Cable 00343012 | KY | 0 | 0 | 0 | 0
E365.00-OH Conductors and Devices | 2020-10-08 | Non-unitized | Investment | KY | 0 | 0 | 0 | 0
E365.00-OH Conductors and Devices | 2021-06-01 | SWITCHES | SWITCHES | KY | 0 | 0 | 0 | 0
E365.00-OH Conductors and Devices | 2022-04-01 | 4/0 CONDUCTOR | #4/0 CONDUCTOR (00148) | KY | 11599 | 156838.63 | 13.5217 | 0
E365.00-OH Conductors and Devices | 2022-07-25 | Non-unitized | 166721-Myers Hall Studio Vault | KY | 0 | 0 | 0 | 0
E365.00-OH Conductors and Devices | 2022-06-01 | WILDLIFE PROTECTION | WILDLIFE PROTECTION | KY | 3 | 6563.32 | 2187.7733 | 0
E365.00-OH Conductors and Devices | 2024-02-01 | 336,400 19 STR. ALL ALUMINUM | 336,400 19 STR. ALL ALUMINUM (FT) (07712) | KY | 13428 | 57786.03 | 4.3034 | 0
E365.00-OH Conductors and Devices | 2023-11-30 | 336,400 19 STR. ALL ALUMINUM | 336,400 19 STR. ALL ALUMINUM (FT) (07712) | KY | 500 | 8845.67 | 17.6913 | 0
E365.00-OH Conductors and Devices | 2023-09-30 | 1/0 CABLE | 1/0 CABLE | KY | 9315 | 51565.3 | 5.5357 | 0
E365.00-OH Conductors and Devices | 2024-05-01 | SWITCHGEAR | SWITCHGEAR (06755) | KY | 0 | 0 | 0 | 0
E365.00-OH Conductors and Devices | 2024-10-31 | Non-unitized | 172755 - LGE Recloser Enhancement-This project is inclusive of an ongoing reliability initiative to replace and install reclosers to isolate trouble, improve coordination and reduce customer interruptions. Funding is budgeted in 2024BP on project 168462 | KY | 2 | 456462.96 | 228231.48 | 0
E365.00-OH Conductors and Devices | 2024-01-11 | RECLOSER | RECLOSER | KY | 1 | 275248.8 | 275248.8 | 0
E365.00-OH Conductors and Devices | 2025-04-01 | #2 Triplex | #2 Triplex | KY | 13020 | 134043.26 | 10.2952 | 0
E365.00-OH Conductors and Devices | 1985-01-01 | #12 CABLE | MP1985 Overhead Conductors and Devices | KY | 0 | 0 | 0
E365.00-OH Conductors and Devices | 1975-01-01 | 8 COPPER CONDUCTOR | MP1975 Overhead Conductors and Devices | KY | 12 | 0 | 0 | 0
E365.00-OH Conductors and Devices | 1990-01-01 | TO BE SPREAD OVER ASSETS IN ACCOUNT | MP1990 Overhead Conductors and Devices | KY | 0 | 0 | 0
E365.00-OH Conductors and Devices | 1996-01-01 | CAPACITORS | MP1996 Overhead Conductors and Devices | KY | 113 | 164721.47 | 1457.7121 | 0
E365.00-OH Conductors and Devices | 1969-01-01 | ARRESTERS - DISTRIBUTION | MP1969 Overhead Conductors and Devices | KY | 234 | 8776.44 | 37.5062 | 0
E365.00-OH Conductors and Devices | 2001-01-01 | 123,270 ACAR WIRE | MP2001 Overhead Conductors and Devices | KY | 215117 | 693172.95 | 3.2223 | 0
E365.00-OH Conductors and Devices | 1970-01-01 | 4 COPPER CONDUCTOR | MP1970 Overhead Conductors and Devices | KY | 192136 | 46571.82 | 0.24239 | 0
E365.00-OH Conductors and Devices | 1966-01-01 | 4/0 CONDUCTOR | MP1966 Overhead Conductors and Devices | KY | 58681 | 15234.11 | 0.25961 | 0
E365.00-OH Conductors and Devices | 1987-01-01 | 6 COPPER CONDUCTOR | MP1987 Overhead Conductors and Devices | KY | 4754 | 8162.32 | 1.7169 | 0
E365.00-OH Conductors and Devices | 1975-01-01 | ARRESTERS - DISTRIBUTION | MP1975 Overhead Conductors and Devices | KY | 2278 | 106107.73 | 46.5793 | 0
E365.00-OH Conductors and Devices | 1985-01-01 | 1/0 CABLE | MP1985 Overhead Conductors and Devices | KY | 175686 | 329532.35 | 1.8757 | 0
E365.00-OH Conductors and Devices | 1993-01-01 | 6 COPPER CONDUCTOR | MP1993 Overhead Conductors and Devices | KY | 2093 | 6268.2 | 2.9948 | 0
E365.00-OH Conductors and Devices | 1967-01-01 | 4/0 CONDUCTOR | MP1967 Overhead Conductors and Devices | KY | 57316 | 13301.41 | 0.23207 | 0
E365.00-OH Conductors and Devices | 2000-01-01 | 2/0 COPPER CONDUCTOR | MP2000 Overhead Conductors and Devices | KY | 18797 | 118307.47 | 6.294 | 0
E365.00-OH Conductors and Devices | 1982-01-01 | TO BE SPREAD OVER ASSETS IN ACCOUNT | MP1982 Overhead Conductors and Devices | KY | 0 | 0 | 0
E365.00-OH Conductors and Devices | 1979-01-01 | 123,270 ACAR WIRE | 123,270 ACAR WIRE | KY | 1439 | 1048.33 | 0.72851 | 0
E365.00-OH Conductors and Devices | 1979-01-01 | SWITCH - 0-6 AMP LINCOLNTROL | MP1979 Overhead Conductors and Devices | KY | 30 | 13656.03 | 455.201
E365.00-OH Conductors and Devices | 2008-01-01 | 2/0 COPPER CONDUCTOR | MP2008 Overhead Conductors and Devices | KY | 107 | 182.97 | 1.71
E365.00-OH Conductors and Devices | 2008-05-01 | Non-unitized | HIGHWAY 44 W 40177 | KY | 0 | 0 | 0 | 0
E365.00-OH Conductors and Devices | 2008-05-01 | Non-unitized | 1309748 | KY | 0 | 0 | 0
E365.00-OH Conductors and Devices | 2008-05-01 | Non-unitized | 1333564 | KY | 0 | 0 | 0
E365.00-OH Conductors and Devices | 2008-05-01 | Non-unitized | 1499 BLUEGRASS PKWY 40031 | KY | 0 | 0 | 0
E365.00-OH Conductors and Devices | 2008-05-01 | Non-unitized | 6321 HIGHWAY 329 40014 | KY | 0 | 0 | 0
E365.00-OH Conductors and Devices | 2008-05-01 | Non-unitized | 4215 SMITH LANE 40077 | KY | 0 | 0 | 0
E365.00-OH Conductors and Devices | 2008-05-01 | Non-unitized | 3227 Grand Ave 40211 | KY | 0 | 0 | 0
E365.00-OH Conductors and Devices | 2008-05-01 | Non-unitized | 400 N HURSTBOURNE PKY 40222 | KY | 0 | 0 | 0 | 0
E365.00-OH Conductors and Devices | 2008-05-01 | Non-unitized | 1469925 | KY | 0 | 0 | 0
E365.00-OH Conductors and Devices | 2008-05-01 | Non-unitized | 996955 | KY | 0 | 0 | 0
E365.00-OH Conductors and Devices | 2008-05-01 | Non-unitized | 1034765 | KY | 0 | 0 | 0 | 0
E365.00-OH Conductors and Devices | 2008-05-01 | Non-unitized | 6209 BARDSTOWN RD 6209 TEMP 40291 | KY | 0 | 0 | 0 | 0
E365.00-OH Conductors and Devices | 2008-05-01 | Non-unitized | PAVILION PARK - SEC 1 | KY | 0 | 0 | 0 | 0
E365.00-OH Conductors and Devices | 2008-05-01 | Non-unitized | 1505 ROSEWOOD AVE 40205 | KY | 0 | 0 | 0
E365.00-OH Conductors and Devices | 2008-05-01 | Non-unitized | 1077904 | KY | 0 | 0 | 0 | 0
E365.00-OH Conductors and Devices | 2008-05-01 | Non-unitized | 4059 N HIGHWAY 53 40031 | KY | 0 | 0 | 0 | 0
E365.00-OH Conductors and Devices | 2008-05-01 | Non-unitized | 148 BUCHANAN ST 40206 | KY | 0 | 0 | 0
E365.00-OH Conductors and Devices | 2008-05-01 | Non-unitized | 4112 ROUTT ROAD 40299 | KY | 0 | 0 | 0
E365.00-OH Conductors and Devices | 2008-05-01 | Non-unitized | 1244395 | KY | 0 | 0 | 0
E365.00-OH Conductors and Devices | 2008-05-01 | Non-unitized | 11956 HIGHWAY 42 40026 | KY | 0 | 0 | 0 | 0
E365.00-OH Conductors and Devices | 2008-05-01 | Non-unitized | 1424656 | KY | 0 | 0 | 0
E365.00-OH Conductors and Devices | 1986-01-01 | SWITCHES - CUTOUT NEW | MP1986 Overhead Conductors and Devices | KY | 809 | 104471.38 | 129.1364 | 0
E365.00-OH Conductors and Devices | 2008-10-01 | Non-unitized | 1519634 | KY | 0 | 0 | 0
E365.00-OH Conductors and Devices | 2009-04-01 | Non-unitized | 301 SOUTHLAND BV 40214 | KY | 0 | 0 | 0
E365.00-OH Conductors and Devices | 2009-01-01 | Non-unitized | 300 N SPRING ST 40206 | KY | 0 | 0 | 0 | 0
E365.00-OH Conductors and Devices | 2008-07-31 | 500 MCM COPPER CONDUCTOR | #500 MCM W.P. COPPER (00155) | KY | 58 | 43276.34 | 746.1438 | 0
E365.00-OH Conductors and Devices | 2006-11-08 | SWITCHES - DISCONNECT NEW | SWITCHES - DISCONNECT NEW 07631 | KY | 6 | 6452.99 | 1075.4983
E365.00-OH Conductors and Devices | 1993-01-01 | MISCELLANEOUS EQUIPMENT | MP1993 Overhead Conductors and Devices | KY | 0 | 0 | 0
E365.00-OH Conductors and Devices | 2009-07-01 | Non-unitized | 4505 CANE RUN RD 40216 | KY | 0 | 0 | 0 | 0
E365.00-OH Conductors and Devices | 2009-10-01 | Non-unitized | CORNER CLAY & MADISON (MADISON SUB) 40202 | KY | 0 | 0 | 0 | 0
E365.00-OH Conductors and Devices | 2008-11-01 | Non-unitized | 1417 S 6TH ST 40208 | KY | 0 | 0 | 0
E365.00-OH Conductors and Devices | 2009-12-19 | SWITCHES - CUTOUT | SWITCHES (CUTOUT) (EACH) (07630) | KY | 7 | 7115.27 | 1016.4671 | 0
E365.00-OH Conductors and Devices | 2008-05-01 | Non-unitized | 325 N ENGLISH STATION RD 40243 | KY | 0 | 0 | 0
E365.00-OH Conductors and Devices | 2008-05-01 | Non-unitized | 1209 PEBBLE POINT ST 40026 | KY | 0 | 0 | 0
E365.00-OH Conductors and Devices | 2009-03-31 | 350 MCM COPPER CONDUCTOR | #350 MCM BARE COPPER (00183) | KY | 88 | 3727.24 | 42.355 | 0
E365.00-OH Conductors and Devices | 2010-01-01 | Non-unitized | 3100 HARDWOOD FOREST DR 40214 | KY | 0 | 0 | 0 | 0
E365.00-OH Conductors and Devices | 2010-01-01 | Non-unitized | 2439 S FLOYD ST 40209 | KY | 1 | 0 | 0 | 0
E365.00-OH Conductors and Devices | 2010-05-01 | ARRESTERS - OVERHEAD | ARRESTERS - OVERHEAD | KY | 48 | 34240.77 | 713.3494 | 0
E365.00-OH Conductors and Devices | 2010-02-01 | Non-unitized | 404 STILZ AVE 40206 | KY | 0 | 0 | 0 | 0
E365.00-OH Conductors and Devices | 2008-05-01 | Non-unitized | 12901 OLD HENRY RD 40223 | KY | 0 | 0 | 0 | 0
E365.00-OH Conductors and Devices | 2008-05-01 | Non-unitized | OAKWOOD - PH 4 | KY | 0 | 0 | 0 | 0
E365.00-OH Conductors and Devices | 2008-05-01 | Non-unitized | 1708 GARDINER LN GARG 40205 | KY | 0 | 0 | 0 | 0
E365.00-OH Conductors and Devices | 2008-05-01 | Non-unitized | TAYLORSVILLE RD AT ST. MICHAELS DR 40299 | KY | 0 | 0 | 0
E365.00-OH Conductors and Devices | 2008-05-01 | Non-unitized | 11804 LaGrange Road 40223 | KY | 0 | 0 | 0 | 0
E365.00-OH Conductors and Devices | 2008-05-01 | Non-unitized | 5913 MASON BLVD 40059 | KY | 0 | 0 | 0 | 0
E365.00-OH Conductors and Devices | 2008-05-01 | Non-unitized | 2500 SHINING WATER DR 40299 | KY | 0 | 0 | 0 | 0
E365.00-OH Conductors and Devices | 2008-05-01 | Non-unitized | 4801 1/2 OUTER LOOP (JEFFERSON MALL REAR) 40219 | KY | 0 | 0 | 0
E365.00-OH Conductors and Devices | 2004-01-01 | ARRESTERS - OVERHEAD | MP2004 Overhead Conductors and Devices | KY | 0 | 0 | 0 | 0
E365.00-OH Conductors and Devices | 2008-10-01 | Non-unitized | 1629955 | KY | 0 | 0 | 0
E365.00-OH Conductors and Devices | 2008-11-01 | Non-unitized | 2119 CONTEMPORARY LN 40014 | KY | 0 | 0 | 0 | 0
E365.00-OH Conductors and Devices | 2009-01-01 | Non-unitized | 1648794 | KY | 0 | 0 | 0 | 0
E365.00-OH Conductors and Devices | 2006-11-08 | 4/0 CONDUCTOR | #4/0 W.P. COPPER (00148) | KY | 57 | 457.36 | 8.0239 | 0
E365.00-OH Conductors and Devices | 2009-02-28 | SWITCHES - CUTOUT | SWITCHES (CUTOUT) (EACH) (07630) | KY | 4 | 4378.15 | 1094.5375 | 0
E365.00-OH Conductors and Devices | 2010-02-01 | Non-unitized | 1510 HOBBS PARK RD 40223 | KY | 0 | 0 | 0 | 0
E365.00-OH Conductors and Devices | 2010-02-01 | Non-unitized | 10402 HIGHWAY 42 40059 | KY | 0 | 0 | 0 | 0
E365.00-OH Conductors and Devices | 2010-01-01 | Non-unitized | 13115 SETTLERS POINT TRL 40026 | KY | 0 | 0 | 0 | 0
E365.00-OH Conductors and Devices | 2010-04-21 | Non-unitized | ALGONQUIN CIRCUIT 1380 RECONDUCTOR | KY | 0 | 0 | 0 | 0
E365.00-OH Conductors and Devices | 2020-03-26 | SWITCHES - CUTOUT | SWITCHES (CUTOUT) (EACH) (07630) | KY | 0 | 0 | 0 | 0
E365.00-OH Conductors and Devices | 2010-05-01 | Non-unitized | 4445 CANE RUN ROAD 40216 | KY | 0 | 0 | 0 | 0
E365.00-OH Conductors and Devices | 2010-01-31 | SWITCHES - CUTOUT | SWITCHES (CUTOUT) (EACH) (07630) | KY | 5 | 169.32 | 33.864 | 0
E365.00-OH Conductors and Devices | 2010-08-01 | Non-unitized | 2040 SHERWOOD AVE 40205 | KY | 0 | 0 | 0 | 0
E365.00-OH Conductors and Devices | 2010-08-01 | Non-unitized | HWY #1694 40059 | KY | 0 | 0 | 0 | 0
E365.00-OH Conductors and Devices | 2010-10-01 | Non-unitized | 609 S 34TH STREE 40211 | KY | 0 | 0 | 0 | 0
E365.00-OH Conductors and Devices | 2010-12-31 | 123,270 ACAR WIRE | 123,270 ACAR WIRE (FT) (07686) | KY | 1304 | -335.27 | -0.25711 | 0
E365.00-OH Conductors and Devices | 2011-01-01 | Non-unitized | 1840 OUTER LOOP 40219 | KY | 0 | 0 | 0 | 0
E365.00-OH Conductors and Devices | 2011-02-01 | Non-unitized | 7000 DISTRIBUTION DR 40258 | KY | 0 | 0 | 0 | 0
E365.00-OH Conductors and Devices | 2011-02-01 | Non-unitized | 2439 S FLOYD ST 40209 | KY | 0 | 0 | 0 | 0
E365.00-OH Conductors and Devices | 2011-02-01 | Non-unitized | 4685 MANSLICK RD 40215 | KY | 0 | 0 | 0 | 0
E365.00-OH Conductors and Devices | 2010-10-31 | Non-unitized | 2009 MADISON SUBSTA EXPANSION | KY | 0 | 0 | 0 | 0
E365.00-OH Conductors and Devices | 2011-02-01 | Non-unitized | Network Protector Relays | KY | 0 | 0 | 0 | 0
E365.00-OH Conductors and Devices | 2011-04-01 | Non-unitized | 300 ENGLISH STATION WY 40243 | KY | 0 | 0 | 0 | 0
E365.00-OH Conductors and Devices | 2011-08-31 | TRANSFORMERS - OH 1P - 1 KVA | TRANSFORMERS - OH 1P - 1 KVA (00357) | KY | 20 | 22637.52 | 1131.876 | 0
E365.00-OH Conductors and Devices | 2011-08-31 | 4/0 CONDUCTOR | #4/0 CONDUCTOR (00148) | KY | 475 | 139102.82 | 292.848 | 0
E365.00-OH Conductors and Devices | 2011-08-01 | Non-unitized | 1043 S PRESTON ST 40203 | KY | 0 | 0 | 0 | 0
E365.00-OH Conductors and Devices | 2012-05-31 | RECLOSER, MISCELLANEOUS | RECLOSER, MISCELLANEOUS (06282) | KY | 13 | 52582.63 | 4044.8177 | 0
E365.00-OH Conductors and Devices | 2012-03-31 | SWITCHES - CUTOUT NEW | SWITCHES - CUTOUT NEW 07630 | KY | 430 | 217616.59 | 506.0851 | 0
E365.00-OH Conductors and Devices | 2012-10-31 | #2 Triplex | #2 CONDUCTOR (00172) | KY | 0 | 0 | 0 | 0
E365.00-OH Conductors and Devices | 2012-04-01 | Non-unitized | TBRD340UG-Trouble UG 003400 | KY | 0 | 0 | 0 | 0
E365.00-OH Conductors and Devices | 2012-05-01 | 3/0 CONDUCTOR | #3/0 CONDUCTOR (00176) | KY | 4118 | 72838.68 | 17.6879 | 0
E365.00-OH Conductors and Devices | 2012-04-30 | 123,270 ACAR WIRE | 123,270 ACAR WIRE (FT) (07686) | KY | 0 | 0 | 0 | 0
E365.00-OH Conductors and Devices | 2012-02-29 | 1/0 CABLE | 1/0 CABLE | KY | 8340 | 65091.89 | 7.8048 | 0
E365.00-OH Conductors and Devices | 2012-08-31 | #2 Triplex | #2 CONDUCTOR (00172) | KY | 1270 | 51287.28 | 40.3837 | 0
E365.00-OH Conductors and Devices | 2012-04-01 | Non-unitized | Capital | KY | 0 | 0 | 0 | 0
E365.00-OH Conductors and Devices | 2012-09-30 | SWITCHES - DISCONNECT NEW | SWITCHES - DISCONNECT NEW 07631 | KY | 3 | 14828.48 | 4942.8267 | 0
E365.00-OH Conductors and Devices | 2013-06-01 | 6 COPPER CONDUCTOR | #6 BARE COPPER (00168) | KY | 156 | 690.66 | 4.4273 | 0
E365.00-OH Conductors and Devices | 2013-03-31 | CAPACITORS | CAPACITORS (BANKS) (EACH) (07330) | KY | 31 | 45312.86 | 1461.7052 | 0
E365.00-OH Conductors and Devices | 2013-08-31 | SWITCHES - DISCONNECT NEW | SWITCHES - DISCONNECT | KY | 10 | 31196.08 | 3119.608 | 0
E365.00-OH Conductors and Devices | 2013-09-30 | SWITCHES - CUTOUT NEW | SWITCHES - CUTOUT NEW 07630 | KY | 41 | 8350.61 | 203.6734 | 0
E365.00-OH Conductors and Devices | 2013-09-15 | ARRESTERS - OVERHEAD | ARRESTERS - OVERHEAD | KY | 57 | 11615.91 | 203.7879 | 0
E365.00-OH Conductors and Devices | 2014-01-01 | 795 MCM ALUMINUM CONDUCTOR | #795 MCM ALL ALUM BARE (00122) | KY | 40 | 242.98 | 6.0745 | 0
E365.00-OH Conductors and Devices | 2014-05-01 | 4 COPPER CONDUCTOR | #4 W.P. COPPER (00141) | KY | 2888 | 67872.98 | 23.5017 | 0
E365.00-OH Conductors and Devices | 2014-07-01 | SWITCHES - CUTOUT NEW | SWITCHES - CUTOUT NEW 07630 | KY | 66 | 17233.46 | 261.113 | 0
E365.00-OH Conductors and Devices | 2014-08-31 | 6 COPPER CONDUCTOR | #6 BARE COPPER (00168) | KY | 171009 | 1822961.9 | 10.66 | 0
E365.00-OH Conductors and Devices | 2015-02-01 | ARRESTERS - OVERHEAD | ARRESTERS - OVERHEAD | KY | 0 | 0 | 0 | 0
E365.00-OH Conductors and Devices | 2015-12-31 | 8 COPPER CONDUCTOR | #8 W.P. COPPER (00138) | KY | 2937 | 4745 | 1.6156 | 0
E365.00-OH Conductors and Devices | 2014-08-31 | 795 MCM ALUMINUM CONDUCTOR | #795 MCM ALL ALUM BARE (00122) | KY | 8711 | 326179.65 | 37.4446 | 0
E365.00-OH Conductors and Devices | 2015-02-01 | Non-unitized | PENNYS VAULT TOP REP | KY | 0 | 0 | 0 | 0
E365.00-OH Conductors and Devices | 2016-02-29 | 6 COPPER CONDUCTOR | #6 BARE COPPER (00168) | KY | 1770 | 3788.71 | 2.1405 | 0
E365.00-OH Conductors and Devices | 2015-09-30 | #2 Triplex | #2 Triplex | KY | 11288 | 170376.59 | 15.0936 | 0
E365.00-OH Conductors and Devices | 2017-01-01 | Non-unitized | FAIRDALE ROUNDABOUT | KY | 0 | 0 | 0 | 0
E365.00-OH Conductors and Devices | 2017-07-31 | Non-unitized | 154050-EXIT CIRCUITS AL1440 | KY | 0 | 0 | 0 | 0
E365.00-OH Conductors and Devices | 2018-01-01 | Non-unitized | NONE | KY | 0 | 0 | 0 | 0
E365.00-OH Conductors and Devices | 2017-10-03 | Non-unitized | NONE | KY | 0 | 0 | 0 | 0
E365.00-OH Conductors and Devices | 2018-03-31 | 1/0 CABLE | 1/0 CABLE | KY | 30822 | 369541.63 | 11.9895 | 0
E365.00-OH Conductors and Devices | 2017-06-01 | ARRESTERS - OVERHEAD | ARRESTERS - OVERHEAD | KY | 25 | 5349.13 | 213.9652 | 0
E365.00-OH Conductors and Devices | 2017-12-31 | 4A COPPER CONDUCTOR | #4A COPPERWELD COPPER (00195) | KY | 19407 | 38812.77 | 1.9999 | 0
E365.00-OH Conductors and Devices | 2019-06-01 | 1/0 CONDUCTOR | 1/0 CONDUCTOR | KY | 11869 | 52795.49 | 4.4482 | 0
E365.00-OH Conductors and Devices | 2019-09-30 | Non-unitized | 158292-South Park-Mud Lane 69kV-TEP | KY | 0 | 0 | 0 | 0
E365.00-OH Conductors and Devices | 2014-10-31 | WILDLIFE PROTECTION | WILDLIFE PROTECTION | KY | 14 | 13058.1 | 932.7214 | 0
E365.00-OH Conductors and Devices | 2020-01-01 | Non-unitized | CSTLT332-NB Street Lights - 003320 | KY | 0 | 0 | 0 | 0
E365.00-OH Conductors and Devices | 2020-03-31 | Non-unitized | 159088-640 S. 4th St Vault | KY | 0 | 0 | 0 | 0
E365.00-OH Conductors and Devices | 2020-05-01 | Non-unitized | 158317-SM1398 Exit Circuit | KY | 0 | 0 | 0 | 0
E365.00-OH Conductors and Devices | 2019-11-01 | SWITCHES - GROUP OPERATED | SWITCHES - GROUP OPERATED 07632 | KY | 2 | 5569.34 | 2784.67 | 0
E365.00-OH Conductors and Devices | 2019-04-30 | 4/0 CONDUCTOR | #4/0 CONDUCTOR (00148) | KY | 683 | 263.49 | 0.38578 | 0
E365.00-OH Conductors and Devices | 2021-02-01 | Non-unitized | NON DESIGN WR FOR PA | KY | 0 | 0 | 0 | 0
E365.00-OH Conductors and Devices | 2022-03-09 | Non-unitized | 166607 - Hitt Lane - This line needs to be upgraded to accommodate the existing and future load being developed in this area.WR# 6831889 | KY | 0 | 0 | 0 | 0
E365.00-OH Conductors and Devices | 2021-06-01 | 4 COPPER CONDUCTOR | #4 W.P. COPPER (00141) | KY | 7513 | 46169.92 | 6.1453 | 0
E365.00-OH Conductors and Devices | 2022-04-21 | Non-unitized | 164928-FV1142 Sys Enhance -System Enhancement to create circuit tie, removing risk for long duration outage for 1400+ customers. Reconductor 2PH and 1PH primary with 3PH 12KV primary spacer cable– Green Manor, Ledgerock, Moorhaven RD to Fernhaven Rd. | KY | 0 | 0 | 0 | 0
E365.00-OH Conductors and Devices | 2022-03-01 | GROUND | GROUND (00103) | KY | 55 | 672.05 | 12.2191 | 0
E365.00-OH Conductors and Devices | 2022-04-01 | SWITCHES - CUTOUT NEW | SWITCHES - CUTOUT NEW 07630 | KY | 992 | 180156.22 | 181.6091 | 0
E365.00-OH Conductors and Devices | 2023-02-01 | Non-unitized | 164723-PR Fairmount to Smyrna to Mudlane 69kV LGE. Transmission project # LI-161266. WR#s: 6821961,6821978, 6825202 and 6825205 | KY | 0 | 0 | 0 | 0
E365.00-OH Conductors and Devices | 2023-06-30 | Non-unitized | ALM041322- LGE Major Storm-041322 | KY | 0 | 0 | 0 | 0
E365.00-OH Conductors and Devices | 2023-09-30 | Non-unitized | 167802-HL1157 CEMI is one of the circuits that were identified in the CEMI project for 2023. WR# 7070095 and 7213072 | KY | 0 | 0 | 0 | 0
E365.00-OH Conductors and Devices | 2023-09-30 | Non-unitized | Investment | KY | 3 | 11855.08 | 3951.6933 | 0
E365.00-OH Conductors and Devices | 2023-09-30 | 8 COPPER CONDUCTOR | #8 W.P. COPPER (00138) | KY | 3487 | 8590.46 | 2.4636 | 0
E365.00-OH Conductors and Devices | 2024-03-01 | SWITCHGEAR | SWITCHGEAR (06755) | KY | 2 | 156478.18 | 78239.09 | 0
E365.00-OH Conductors and Devices | 2024-01-01 | SWITCHES - CUTOUT NEW | SWITCHES - CUTOUT NEW 07630 | KY | 24 | 94817.78 | 3950.7408 | 0
E365.00-OH Conductors and Devices | 2024-10-31 | Non-unitized | 174534 Chamberlain Lane Pole Replacement | KY | 5 | 42774.76 | 8554.952 | 0
E365.00-OH Conductors and Devices | 2024-12-31 | Non-unitized | 24SMTL345- SMALL TOOLS 003450 | KY | 4 | 107456 | 26864 | 0
E365.00-OH Conductors and Devices | 2023-09-30 | ARRESTERS - OVERHEAD | ARRESTERS - OVERHEAD | KY | 80 | 16768.22 | 209.6028 | 0
E365.00-OH Conductors and Devices | 1984-01-01 | 8 COPPER CONDUCTOR | MP1984 Overhead Conductors and Devices | KY | 0 | 0 | 0 | 0
E365.00-OH Conductors and Devices | 1992-01-01 | 8 COPPER CONDUCTOR | MP1992 Overhead Conductors and Devices | KY | 127 | 312.23 | 2.4585 | 0
E365.00-OH Conductors and Devices | 1980-01-01 | 20 M.A.W. MESSENGER WIRE | MP1980 Overhead Conductors and Devices | KY | 19892 | 19605.36 | 0.98559 | 0
E365.00-OH Conductors and Devices | 1968-01-01 | 392,500 24/13 ACAR WIRE | MP1968 Overhead Conductors and Devices | KY | 16139 | 7154.37 | 0.4433 | 0
E365.00-OH Conductors and Devices | 1996-01-01 | SKY WIRE | MP1996 Overhead Conductors and Devices | KY | 447 | 1515.76 | 3.391
E365.00-OH Conductors and Devices | 1963-01-01 | 336,400 19 STR. ALL ALUMINUM | MP1963 Overhead Conductors and Devices | KY | 526950 | 214656.08 | 0.40736 | 0
E365.00-OH Conductors and Devices | 2000-01-01 | 4 COPPER CONDUCTOR | MP2000 Overhead Conductors and Devices | KY | 141689 | 275090.91 | 1.9415 | 0
E365.00-OH Conductors and Devices | 1972-01-01 | 195,700 ACAR WIRE | MP1972 Overhead Conductors and Devices | KY | 39251 | 14821.08 | 0.3776 | 0
E365.00-OH Conductors and Devices | 1988-01-01 | 123,270 ACAR WIRE | MP1988 Overhead Conductors and Devices | KY | 205367 | 235271.39 | 1.1456 | 0
E365.00-OH Conductors and Devices | 1989-01-01 | 123,270 ACAR WIRE | MP1989 Overhead Conductors and Devices | KY | 233169 | 332961.39 | 1.428 | 0
E365.00-OH Conductors and Devices | 1985-01-01 | 4/0 CONDUCTOR | MP1985 Overhead Conductors and Devices | KY | 5792 | 18927.19 | 3.2678 | 0
E365.00-OH Conductors and Devices | 1984-01-01 | 3/0 CONDUCTOR | MP1984 Overhead Conductors and Devices | KY | 5940 | 18056.82 | 3.0399 | 0
E365.00-OH Conductors and Devices | 1980-01-01 | SWITCHES - DISCONNECT NEW | MP1980 Overhead Conductors and Devices | KY | 513 | 96267.42 | 187.6558 | 0
E365.00-OH Conductors and Devices | 1935-01-01 | 2/0 COPPER CONDUCTOR | MP1935 Overhead Conductors and Devices | KY | 0 | 0 | 0 | 0
E365.00-OH Conductors and Devices | 1973-01-01 | SWITCHES - DISCONNECT NEW | MP1973 Overhead Conductors and Devices | KY | 301 | 33495.11 | 111.2794 | 0
E365.00-OH Conductors and Devices | 1987-01-01 | SWITCHES - DISCONNECT NEW | MP1987 Overhead Conductors and Devices | KY | 208 | 66943.98 | 321.8461 | 0
E365.00-OH Conductors and Devices | 1982-01-01 | 8 COPPER CONDUCTOR | MP1982 Overhead Conductors and Devices | KY | 0 | 0 | 0 | 0
E365.00-OH Conductors and Devices | 2005-01-01 | ARRESTERS - DISTRIBUTION | MP2005 Overhead Conductors and Devices | KY | 3766 | 608708.79 | 161.6327 | 0
E365.00-OH Conductors and Devices | 2006-01-01 | CAPACITORS | MP2006 Overhead Conductors and Devices | KY | 220 | 355555.03 | 1616.1592 | 0
E365.00-OH Conductors and Devices | 1997-01-01 | RECLOSER, MISCELLANEOUS | MP1997 Overhead Conductors and Devices | KY | 3 | 19760.25 | 6586.75 | 0
E365.00-OH Conductors and Devices | 1970-01-01 | #2 Triplex | #2 TRIPLEX | KY | 495 | 131.37 | 0.26539 | 0
E365.00-OH Conductors and Devices | 1963-01-01 | ARRESTERS - DISTRIBUTION | MP1963 Overhead Conductors and Devices | KY | 4 | 952.63 | 238.1575
E365.00-OH Conductors and Devices | 1979-01-01 | 123,270 ACAR WIRE | 123,720 ACAR WIRE | KY | 23371 | 17026.56 | 0.72853 | 0
E365.00-OH Conductors and Devices | 2007-01-01 | 795 MCM ALUMINUM CONDUCTOR | MP2007 Overhead Conductors and Devices | KY | 774 | 28821.56 | 37.2372 | 0
E365.00-OH Conductors and Devices | 2008-05-01 | Non-unitized | GLENMARY VILLAGE CONDOS - PH 1 | KY | 0 | 0 | 0
E365.00-OH Conductors and Devices | 2008-05-01 | Non-unitized | LAKE VIEW AT POLO FIELDS-SEC 1A | KY | 0 | 0 | 0 | 0
E365.00-OH Conductors and Devices | 2008-05-01 | Non-unitized | 1376156 | KY | 0 | 0 | 0
E365.00-OH Conductors and Devices | 2008-05-01 | Non-unitized | 4253 WESTPORT RD 40207 | KY | 0 | 0 | 0 | 0
E365.00-OH Conductors and Devices | 2008-05-01 | Non-unitized | 4200 CAMP GROUND RD | KY | 0 | 0 | 0 | 0
E365.00-OH Conductors and Devices | 2008-05-01 | Non-unitized | 720 FINZER ST 40203 | KY | 0 | 0 | 0 | 0
E365.00-OH Conductors and Devices | 2008-05-01 | Non-unitized | 7302 OLD HEADY RD TRACT 2 40299 | KY | 0 | 0 | 0 | 0
E365.00-OH Conductors and Devices | 2008-05-01 | Non-unitized | 437 GAY ST | KY | 0 | 0 | 0 | 0
E365.00-OH Conductors and Devices | 2008-05-01 | Non-unitized | 10559 HIGHWAY 44 E 40047 | KY | 0 | 0 | 0 | 0
E365.00-OH Conductors and Devices | 2008-05-01 | Non-unitized | 604 S. 3 RD. ST. 40202 | KY | 0 | 0 | 0 | 0
E365.00-OH Conductors and Devices | 2008-05-01 | Non-unitized | 1258087 | KY | 0 | 0 | 0 | 0
E365.00-OH Conductors and Devices | 2008-05-01 | Non-unitized | 1506 SAND DR 40258 | KY | 0 | 0 | 0 | 0
E365.00-OH Conductors and Devices | 2008-05-01 | Non-unitized | 295 SALTWELL RD 40165 | KY | 0 | 0 | 0
E365.00-OH Conductors and Devices | 2008-05-01 | Non-unitized | 801 LOGAN ST 40204 | KY | 0 | 0 | 0 | 0
E365.00-OH Conductors and Devices | 2008-05-01 | Non-unitized | 14022 ECHO HILL TRAIL LOT 9 40299 | KY | 0 | 0 | 0
E365.00-OH Conductors and Devices | 2008-08-17 | Non-unitized | 9007 HAVILAND AVE 40220 | KY | 0 | 0 | 0
E365.00-OH Conductors and Devices | 2008-05-01 | Non-unitized | 1039094 | KY | 0 | 0 | 0
E365.00-OH Conductors and Devices | 2008-05-01 | Non-unitized | GELHAUS RD 40299 | KY | 0 | 0 | 0
E365.00-OH Conductors and Devices | 2008-05-01 | Non-unitized | 1296465 | KY | 0 | 0 | 0
E365.00-OH Conductors and Devices | 1978-01-01 | SWITCHES - CUTOUT NEW | MP1978 Overhead Conductors and Devices | KY | 698 | 62363.05 | 89.3453 | 0
E365.00-OH Conductors and Devices | 2008-10-01 | Non-unitized | 1433424 | KY | 0 | 0 | 0
E365.00-OH Conductors and Devices | 2009-01-01 | Non-unitized | 1252884 | KY | 0 | 0 | 0 | 0
E365.00-OH Conductors and Devices | 2008-05-01 | Non-unitized | CREEKVIEW ESTATES - SEC 1 | KY | 0 | 0 | 0
E365.00-OH Conductors and Devices | 2009-01-01 | Non-unitized | 930 ORMSBY LN 40222 | KY | 0 | 0 | 0
E365.00-OH Conductors and Devices | 2009-01-01 | Non-unitized | 1037037 | KY | 0 | 0 | 0
E365.00-OH Conductors and Devices | 2009-07-01 | Non-unitized | 5404 ANTLE DR 40229 | KY | 0 | 0 | 0 | 0
E365.00-OH Conductors and Devices | 2008-05-01 | Non-unitized | 1036794 | KY | 0 | 0 | 0
E365.00-OH Conductors and Devices | 2009-12-17 | SWITCHES - CUTOUT | SWITCHES (CUTOUT) (EACH) (07630) | KY | 8 | 3981.98 | 497.7475 | 0
E365.00-OH Conductors and Devices | 2009-06-30 | SWITCHES - DISCONNECT NEW | SWITCHES - DISCONNECT NEW 07631 | KY | 327 | 554944.34 | 1697.0775 | 0
E365.00-OH Conductors and Devices | 2008-05-01 | Non-unitized | 100 Canal St. 40219 | KY | 0 | 0 | 0
E365.00-OH Conductors and Devices | 2008-10-01 | Non-unitized | 1573457 | KY | 0 | 0 | 0
E365.00-OH Conductors and Devices | 2010-01-01 | Non-unitized | 11300 WESTPORT RD 40241 | KY | 4 | 0 | 0 | 0
E365.00-OH Conductors and Devices | 2010-01-01 | Non-unitized | 3000 Cedar Point Road 40031 | KY | 0 | 0 | 0 | 0
E365.00-OH Conductors and Devices | 2009-10-01 | Non-unitized | 2704 MARTIN AV 40216 | KY | 0 | 0 | 0
E365.00-OH Conductors and Devices | 2010-02-01 | Non-unitized | 9909 BROWNSBORO RD 40241 | KY | 0 | 0 | 0 | 0
E365.00-OH Conductors and Devices | 1934-01-01 | 4/0 CONDUCTOR | #4 CONDUCTOR | KY | 1242 | 236.66 | 0.19055 | 0
E365.00-OH Conductors and Devices | 2008-05-01 | Non-unitized | SCHUFF LN AT BRIDGE LN 40205 | KY | 0 | 0 | 0 | 0
E365.00-OH Conductors and Devices | 2008-05-01 | Non-unitized | 13102 OLD HENRY RD 40223 | KY | 0 | 0 | 0 | 0
E365.00-OH Conductors and Devices | 2008-05-01 | Non-unitized | 7100 RAGGARD RD. 40216 | KY | 0 | 0 | 0
E365.00-OH Conductors and Devices | 2008-05-01 | Non-unitized | 804 S ENGLISH STATION RD 40299 | KY | 0 | 0 | 0 | 0
E365.00-OH Conductors and Devices | 2008-05-01 | Non-unitized | VALHALLA VISTA CONDOS - RELOCATION | KY | 0 | 0 | 0 | 0
E365.00-OH Conductors and Devices | 2009-01-01 | Non-unitized | OLDSHIRE RD 40229 | KY | 0 | 0 | 0 | 0
E365.00-OH Conductors and Devices | 2009-01-01 | Non-unitized | NORTON COMMONS - Sec A Ph 2 | KY | 1 | 0 | 0
E365.00-OH Conductors and Devices | 2009-12-01 | 4/0 CONDUCTOR | #4/0 CONDUCTOR (00148) | KY | 1150 | 5103.9 | 4.4382 | 0
E365.00-OH Conductors and Devices | 2009-11-01 | Non-unitized | 1544526 | KY | 0 | 0 | 0
E365.00-OH Conductors and Devices | 2010-01-01 | Non-unitized | 4810 DIXIE HWY 40216 | KY | 0 | 0 | 0 | 0
E365.00-OH Conductors and Devices | 2010-05-01 | #2 Triplex | #2 CONDUCTOR (00172) | KY | 210 | 1129.99 | 5.3809 | 0
E365.00-OH Conductors and Devices | 2009-05-31 | 4/0 CONDUCTOR | #4/0 CONDUCTOR (00148) | KY | 66 | -901.75 | -13.6629 | 0
E365.00-OH Conductors and Devices | 2010-06-01 | Non-unitized | LGE General Reliability | KY | 0 | 0 | 0 | 0
E365.00-OH Conductors and Devices | 2010-08-01 | Non-unitized | 1660 HIGHWAY 1793 40026 | KY | 0 | 0 | 0 | 0
E365.00-OH Conductors and Devices | 2010-08-01 | Non-unitized | 1000 E BURNETT AVE 40217 | KY | 0 | 0 | 0 | 0
E365.00-OH Conductors and Devices | 2010-08-01 | Non-unitized | 1303 BEARCAMP RD 40272 | KY | 0 | 0 | 0 | 0
E365.00-OH Conductors and Devices | 2010-10-01 | Non-unitized | RIVER OAKS M.H. PARK 40216 | KY | 0 | 0 | 0 | 0
E365.00-OH Conductors and Devices | 2011-01-01 | Non-unitized | 501 W ASHLAND AVE 40214 | KY | 0 | 0 | 0 | 0
E365.00-OH Conductors and Devices | 2011-05-31 | 3/0 CONDUCTOR | #3/0 CONDUCTOR (00176) | KY | 10124 | 101102.59 | 9.9864 | 0
E365.00-OH Conductors and Devices | 2011-04-01 | Non-unitized | 217 E MAIN ST 40202 | KY | 0 | 0 | 0 | 0
E365.00-OH Conductors and Devices | 2011-05-01 | Non-unitized | 2091 SHERWOOD AVE 40205 | KY | 0 | 0 | 0 | 0
E365.00-OH Conductors and Devices | 2011-05-31 | ARRESTERS - NEW | ARRESTERS - NEW (06334) | KY | 73 | 221989.28 | 3040.949 | 0
E365.00-OH Conductors and Devices | 2012-05-31 | 20 M.A.W. MESSENGER WIRE | 20 M.A.W. MESSENGER WIRE (FT) (07804) | KY | 28771 | 78357.8 | 2.7235 | 0
E365.00-OH Conductors and Devices | 2011-10-01 | 336,400 19 STR. ALL ALUMINUM | 336,400 19 STR. ALL ALUMINUM (FT) (07712) | KY | 2001 | 1321.47 | 0.6604 | 0
E365.00-OH Conductors and Devices | 2012-01-31 | RECLOSER, MISCELLANEOUS | RECLOSER, MISCELLANEOUS (06282) | KY | 10 | 231422.45 | 23142.245 | 0
E365.00-OH Conductors and Devices | 2013-01-31 | 123,270 ACAR WIRE | 123,270 ACAR WIRE (FT) (07686) | KY | 1250 | 1505.26 | 1.2042 | 0
E365.00-OH Conductors and Devices | 2013-08-31 | SWITCHES - CUTOUT NEW | SWITCHES - CUTOUT NEW 07630 | KY | 143 | 102420.9 | 716.2301 | 0
E365.00-OH Conductors and Devices | 2014-01-01 | #2 Triplex | #2 CONDUCTOR (00172) | KY | 214 | 4503.22 | 21.0431 | 0
E365.00-OH Conductors and Devices | 2014-03-31 | WILDLIFE PROTECTION | WILDLIFE PROTECTION | KY | 14 | 10491.41 | 749.3864 | 0
E365.00-OH Conductors and Devices | 2015-05-31 | Non-unitized | FORD SUBSTATION UPGRADE | KY | 0 | 0 | 0 | 0
E365.00-OH Conductors and Devices | 2012-12-31 | 8 COPPER CONDUCTOR | #8 W.P. COPPER (00138) | KY | 1474 | 20181.14 | 13.6914 | 0
E365.00-OH Conductors and Devices | 2014-04-30 | 500 MCM COPPER CONDUCTOR | #500 MCM W.P. COPPER (00155) | KY | 55 | 1542.42 | 28.044 | 0
E365.00-OH Conductors and Devices | 2016-08-01 | SWITCHES - DISCONNECT NEW | SWITCHES - DISCONNECT | KY | 3 | 2238.1 | 746.0333 | 0
E365.00-OH Conductors and Devices | 2015-11-30 | 336,400 19 STR. ALL ALUMINUM | 336,400 19 STR. ALL ALUMINUM (FT) (07712) | KY | 11197 | 47862.44 | 4.2746 | 0
E365.00-OH Conductors and Devices | 2016-02-29 | 195,700 ACAR WIRE | 195,700 ACAR WIRE (FT) (07711) | KY | 3600 | 9714.5 | 2.6985 | 0
E365.00-OH Conductors and Devices | 2015-12-31 | Non-unitized | CENTERFIELD(CF)1201 EXT CBLRPL | KY | 0 | 0 | 0 | 0
E365.00-OH Conductors and Devices | 2016-03-31 | 500 MCM COPPER CONDUCTOR | #500 MCM W.P. COPPER (00155) | KY | 189 | 6875.88 | 36.3803 | 0
E365.00-OH Conductors and Devices | 2016-10-31 | 795 MCM ALUMINUM CONDUCTOR | #795 MCM ALL ALUM BARE (00122) | KY | 39450 | 559216.64 | 14.1753 | 0
E365.00-OH Conductors and Devices | 2016-12-15 | 4 COPPER CONDUCTOR | #4 W.P. COPPER (00141) | KY | 35481 | 78392.34 | 2.2094 | 0
E365.00-OH Conductors and Devices | 2017-05-31 | Non-unitized | 150854- OMNI 2nd St North Vault | KY | 0 | 0 | 0 | 0
E365.00-OH Conductors and Devices | 2017-07-31 | 795 MCM ALUMINUM CONDUCTOR | #795 MCM ALL ALUM BARE (00122) | KY | 24674 | 304691.32 | 12.3487 | 0
E365.00-OH Conductors and Devices | 2015-03-31 | 1/0 CABLE | 1/0 CABLE | KY | 26580 | 139423.92 | 5.2454 | 0
E365.00-OH Conductors and Devices | 2017-02-28 | INSULATORS - LINE | INSULATORS - LINE | KY | 1 | 104.57 | 104.57 | 0
E365.00-OH Conductors and Devices | 2018-05-31 | Non-unitized | NONE | KY | 0 | 0 | 0 | 0
E365.00-OH Conductors and Devices | 2014-08-31 | Non-unitized | CRDD340O-Taxable-Capital Rep Def OH - 00340012 | KY | 0 | 0 | 0 | 0
E365.00-OH Conductors and Devices | 2019-12-01 | ARRESTERS - OVERHEAD | ARRESTERS - OVERHEAD | KY | 643 | 100336.81 | 156.0448 | 0
E365.00-OH Conductors and Devices | 2019-09-12 | Non-unitized | 149063-LEO PADMOUNT SWITCHGEAR 2018 | KY | 0 | 0 | 0 | 0
E365.00-OH Conductors and Devices | 2019-06-30 | ARRESTERS - OVERHEAD | ARRESTERS - OVERHEAD | KY | 21 | 10748.08 | 511.8133 | 0
E365.00-OH Conductors and Devices | 2018-08-01 | Non-unitized | SUPPORT POLES FOR WA | KY | 0 | 0 | 0 | 0
E365.00-OH Conductors and Devices | 2015-07-31 | 2/0 COPPER CONDUCTOR | #2/0 W.P. COPPER (00146) | KY | 754 | 1038.09 | 1.3768 | 0
E365.00-OH Conductors and Devices | 2020-04-01 | Non-unitized | CRDD343U-Capital Rep Def UG - 003430 | KY | 0 | 0 | 0 | 0
E365.00-OH Conductors and Devices | 2020-09-01 | WILDLIFE PROTECTION | WILDLIFE PROTECTION | KY | 17 | 11288.63 | 664.0371 | 0
E365.00-OH Conductors and Devices | 2020-04-30 | SWITCHES - DISCONNECT NEW | SWITCHES - DISCONNECT | KY | 36 | 103270.01 | 2868.6114 | 0
E365.00-OH Conductors and Devices | 2020-07-01 | Non-unitized | INVESTMENT | KY | 0 | 0 | 0 | 0
E365.00-OH Conductors and Devices | 2020-10-01 | Non-unitized | 162615-CF1202 CEMI - PH1 is one of the circuits that were identified in the CEMI project for 2020. The following streets will be worked on: 2501 W. Highway 22, 5007 5014 Fairview Drive, 2405 W. Highway 22, 5500 Payton Lane, 5203 Carpenter Drive, 1201 W. | KY | 0 | 0 | 0 | 0
E365.00-OH Conductors and Devices | 2019-11-01 | WILDLIFE PROTECTION | WILDLIFE PROTECTION | KY | 38 | 8816 | 232 | 0
E365.00-OH Conductors and Devices | 2020-10-01 | INSULATORS - LINE | INSULATORS - LINE | KY | 28 | 1794.85 | 64.1018 | 0
E365.00-OH Conductors and Devices | 2021-02-01 | Non-unitized | CRSTLT332-Taxable-Repair Street Lights - 00332012 | KY | 0 | 0 | 0 | 0
E365.00-OH Conductors and Devices | 2021-01-01 | Non-unitized | CNBCD340U-NB Comm UG - 003400 | KY | 0 | 0 | 0 | 0
E365.00-OH Conductors and Devices | 2021-01-01 | Non-unitized | CTBRD340U-Taxable-Cap Trouble Orders UG - 00340012 | KY | 0 | 0 | 0 | 0
E365.00-OH Conductors and Devices | 2021-05-19 | Non-unitized | LOUISVILLE WATER CO | KY | 0 | 0 | 0 | 0
E365.00-OH Conductors and Devices | 2022-02-28 | Non-unitized | 163743-TPPA VERIZON 2021 Fully reimburseable project | KY | 0 | 0 | 0 | 0
E365.00-OH Conductors and Devices | 2022-02-01 | Non-unitized | CNBCD340O-NB Comm OH - 003400 | KY | 0 | 0 | 0 | 0
E365.00-OH Conductors and Devices | 2021-09-13 | 2/0 COPPER CONDUCTOR | #2/0 W.P. COPPER (00146) | KY | 856 | 11680 | 13.6449 | 0
E365.00-OH Conductors and Devices | 2021-07-14 | 336,400 19 STR. ALL ALUMINUM | 336,400 19 STR. ALL ALUMINUM (FT) (07712) | KY | 50 | 201.55 | 4.031 | 0
E365.00-OH Conductors and Devices | 2021-03-31 | GROUND | GROUND (00103) | KY | 516 | 5395.89 | 10.4572 | 0
E365.00-OH Conductors and Devices | 2022-08-15 | Non-unitized | NON DESIGN WR FOR PA | KY | 0 | 0 | 0 | 0
E365.00-OH Conductors and Devices | 2023-02-01 | 795 MCM ALUMINUM CONDUCTOR | #795 MCM ALL ALUM BARE (00122) | KY | 11806 | 695258.85 | 58.8903 | 0
E365.00-OH Conductors and Devices | 2023-02-17 | Non-unitized | HWY 22 AT SPRINGCRES | KY | 0 | 0 | 0 | 0
E365.00-OH Conductors and Devices | 2023-05-01 | #4 Aluminum Poly | #4 Aluminum Poly | KY | 500 | 3251.16 | 6.5023 | 0
E365.00-OH Conductors and Devices | 2024-01-01 | Non-unitized | ANBCD340O-Taxable-NB Comm OH 00340012 | KY | 0 | 0 | 0 | 0
E365.00-OH Conductors and Devices | 2023-08-31 | 1000 MCM CONDUCTOR | #1000 MCM CONDUCTOR | KY | 186 | 15989.09 | 85.9628 | 0
E365.00-OH Conductors and Devices | 2023-09-30 | SWITCHES - DISCONNECT NEW | SWITCHES - DISCONNECT | KY | 26 | 35168.37 | 1352.6296 | 0
E365.00-OH Conductors and Devices | 2025-02-01 | SWITCHGEAR | SWITCHGEAR (06755) | KY | 4 | 458639.91 | 114659.9775 | 0
E365.00-OH Conductors and Devices | 1995-01-01 | 336,400 19 STR. ALL ALUMINUM | MP1995 Overhead Conductors and Devices | KY | 26945 | 303047.39 | 11.2469 | 0
E365.00-OH Conductors and Devices | 1976-01-01 | TO BE SPREAD OVER ASSETS IN ACCOUNT | MP1976 Overhead Conductors and Devices | KY | 0 | 0 | 0
E365.00-OH Conductors and Devices | 1996-01-01 | FISHER PIERCE CURRENT CONTROL | MP1996 Overhead Conductors and Devices | KY | 9 | 19494.8 | 2166.0889
E365.00-OH Conductors and Devices | 1966-01-01 | 3/0 CONDUCTOR | MP1966 Overhead Conductors and Devices | KY | 52801 | 15200.35 | 0.28788 | 0
E365.00-OH Conductors and Devices | 1993-01-01 | #2 Triplex | MP1993 Overhead Conductors and Devices | KY | 3617 | 13141.91 | 3.6334 | 0
E365.00-OH Conductors and Devices | 1984-01-01 | 4 COPPER CONDUCTOR | MP1984 Overhead Conductors and Devices | KY | 46925 | 64091 | 1.3658 | 0
E365.00-OH Conductors and Devices | 2002-01-01 | 3/0 CONDUCTOR | MP2002 Overhead Conductors and Devices | KY | 29785 | 139764.58 | 4.6924 | 0
E365.00-OH Conductors and Devices | 1997-01-01 | 1000 MCM CONDUCTOR | MP1997 Overhead Conductors and Devices | KY | 99 | 294.91 | 2.9789
E365.00-OH Conductors and Devices | 1996-01-01 | RECLOSER, MISCELLANEOUS | MP1996 Overhead Conductors and Devices | KY | 4 | 24454.2 | 6113.55 | 0
E365.00-OH Conductors and Devices | 2001-01-01 | TO BE SPREAD OVER ASSETS IN ACCOUNT | MP2001 Overhead Conductors and Devices | KY | 0 | 0 | 0
E365.00-OH Conductors and Devices | 2008-05-01 | Non-unitized | 1000 N HURSTBOURNE PKWY 40223 | KY | 0 | 0 | 0
E365.00-OH Conductors and Devices | 2008-05-01 | Non-unitized | 311 CHELSEA RD 40207 | KY | 0 | 0 | 0
E365.00-OH Conductors and Devices | 2008-05-01 | Non-unitized | 1901 LANDING RD 40059 | KY | 0 | 0 | 0 | 0
E365.00-OH Conductors and Devices | 2008-05-01 | Non-unitized | 3700 FRANKFORT AVE 40207 | KY | 0 | 0 | 0
E365.00-OH Conductors and Devices | 2008-05-01 | Non-unitized | 3102 LEMAH DR 40216 | KY | 0 | 0 | 0 | 0
E365.00-OH Conductors and Devices | 2008-05-01 | Non-unitized | 1058174 | KY | 0 | 0 | 0 | 0
E365.00-OH Conductors and Devices | 2008-05-01 | Non-unitized | 3315 FERN VALLEY RD 40219 | KY | 0 | 0 | 0 | 0
E365.00-OH Conductors and Devices | 2008-05-01 | Non-unitized | 1161934 | KY | 0 | 0 | 0 | 0
E365.00-OH Conductors and Devices | 2008-05-01 | Non-unitized | 951 S 7TH ST 40203 | KY | 0 | 0 | 0 | 0
E365.00-OH Conductors and Devices | 2008-05-01 | Non-unitized | 1173724 | KY | 0 | 0 | 0 | 0
E365.00-OH Conductors and Devices | 2008-05-01 | Non-unitized | 1193064 | KY | 0 | 0 | 0 | 0
E365.00-OH Conductors and Devices | 2008-05-01 | Non-unitized | 145 N BUCKMAN ST 40165 | KY | 0 | 0 | 0
E365.00-OH Conductors and Devices | 2008-05-01 | Non-unitized | 4702 PINEWOOD RD 40218 | KY | 0 | 0 | 0 | 0
E365.00-OH Conductors and Devices | 2008-05-01 | Non-unitized | 5404 ANTLE DR 40229 | KY | 0 | 0 | 0 | 0
E365.00-OH Conductors and Devices | 2008-05-01 | Non-unitized | 1274337 | KY | 0 | 0 | 0
E365.00-OH Conductors and Devices | 1988-01-01 | SWITCHES - CUTOUT NEW | MP1988 Overhead Conductors and Devices | KY | 1214 | 138580.27 | 114.1518 | 0
E365.00-OH Conductors and Devices | 2008-10-01 | Non-unitized | 1677984 | KY | 0 | 0 | 0
E365.00-OH Conductors and Devices | 2008-10-01 | Non-unitized | 1666077 | KY | 0 | 0 | 0 | 0
E365.00-OH Conductors and Devices | 2008-10-01 | Non-unitized | 1495978 | KY | 0 | 0 | 0 | 0
E365.00-OH Conductors and Devices | 2009-01-01 | Non-unitized | 3RD ST 40202 | KY | 0 | 0 | 0 | 0
E365.00-OH Conductors and Devices | 2009-01-01 | Non-unitized | 4250 JENNINGS LN | KY | 0 | 0 | 0 | 0
E365.00-OH Conductors and Devices | 2009-07-01 | Non-unitized | 12611 TOWNE PARK WAY 40243 | KY | 0 | 0 | 0
E365.00-OH Conductors and Devices | 2009-07-01 | Non-unitized | 4601 VALLEY STATION RD 40272 | KY | 0 | 0 | 0
E365.00-OH Conductors and Devices | 2009-05-01 | Non-unitized | 6475 BARDSTOWN RD 40291 | KY | 0 | 0 | 0
E365.00-OH Conductors and Devices | 2009-03-01 | 123,270 ACAR WIRE | 123,270 ACAR WIRE (FT) (07686) | KY | 32361 | 81746.29 | 2.5261 | 0
E365.00-OH Conductors and Devices | 2009-08-01 | Non-unitized | 2511 GRANGER RD 40118 | KY | 0 | 0 | 0
E365.00-OH Conductors and Devices | 2009-01-01 | Non-unitized | 1622184 | KY | 0 | 0 | 0
E365.00-OH Conductors and Devices | 2009-10-01 | Non-unitized | 5803 BRITTANY WOODS CIR 40222 | KY | 0 | 0 | 0
E365.00-OH Conductors and Devices | 2008-01-01 | RECLOSER, MISCELLANEOUS | MP2008 Overhead Conductors and Devices | KY | 0 | 0 | 0
E365.00-OH Conductors and Devices | 2010-01-01 | Non-unitized | NBSV340UG-NEW EL SERV UG | KY | 0 | 0 | 0 | 0
E365.00-OH Conductors and Devices | 2008-05-01 | Non-unitized | 736 E MARKET ST 40202 | KY | 0 | 0 | 0
E365.00-OH Conductors and Devices | 2010-04-01 | Non-unitized | 7901 OLD HEADY RD 40299 | KY | 0 | 0 | 0 | 0
E365.00-OH Conductors and Devices | 1980-01-01 | 1000 MCM CONDUCTOR | #1000 MCM CONDUCTOR | KY | 6 | 179.39 | 29.8983
E365.00-OH Conductors and Devices | 2008-05-01 | Non-unitized | 16900 ANSELMO LN 40299 | KY | 0 | 0 | 0 | 0
E365.00-OH Conductors and Devices | 2008-05-01 | Non-unitized | 1545 DURRETT LN 40213 | KY | 0 | 0 | 0 | 0
E365.00-OH Conductors and Devices | 2008-05-01 | Non-unitized | 4400 BROWNSBORO RD 40207 | KY | 0 | 0 | 0
E365.00-OH Conductors and Devices | 2008-05-01 | Non-unitized | 5802 ORION RD 40222 | KY | 0 | 0 | 0 | 0
E365.00-OH Conductors and Devices | 2008-05-01 | Non-unitized | 6306 OAK VALLEY DR 40214 | KY | 0 | 0 | 0 | 0
E365.00-OH Conductors and Devices | 2008-05-01 | Non-unitized | 3105 LEXINGTON RD 40206 | KY | 0 | 0 | 0
E365.00-OH Conductors and Devices | 2008-05-01 | Non-unitized | WATTERSON TRL | KY | 0 | 0 | 0 | 0
E365.00-OH Conductors and Devices | 2008-05-01 | Non-unitized | NOTTING HILLS 1A | KY | 0 | 0 | 0
E365.00-OH Conductors and Devices | 2008-05-01 | Non-unitized | 2115 LEXINGTON RD 40206 | KY | 0 | 0 | 0
E365.00-OH Conductors and Devices | 2008-05-01 | Non-unitized | 6411 E. MANSLICK RD 40228 | KY | 0 | 0 | 0
E365.00-OH Conductors and Devices | 2008-05-01 | Non-unitized | 3424 HERMAN AVE 40212 | KY | 0 | 0 | 0 | 0
E365.00-OH Conductors and Devices | 2008-05-01 | Non-unitized | 3130 MILLERS LN 30216 | KY | 0 | 0 | 0
E365.00-OH Conductors and Devices | 2008-05-01 | Non-unitized | 402 WINTON LN 40206 | KY | 0 | 0 | 0
E365.00-OH Conductors and Devices | 2008-10-01 | Non-unitized | 1522191 | KY | 0 | 0 | 0
E365.00-OH Conductors and Devices | 2009-01-01 | Non-unitized | 717 MOUNT HOLLY RD 40118 | KY | 0 | 0 | 0 | 0
E365.00-OH Conductors and Devices | 2006-11-08 | INSULATORS - LINE | INSULATORS - LINE (07429) | KY | 0 | 0 | 0 | 0
E365.00-OH Conductors and Devices | 2009-10-01 | Non-unitized | 5252 CANE RUN RD 40258 | KY | 0 | 0 | 0 | 0
E365.00-OH Conductors and Devices | 2010-01-01 | Non-unitized | ECAPRR340-CAP, REG, RECLOSERS 340 | KY | 0 | 0 | 0 | 0
E365.00-OH Conductors and Devices | 2010-01-01 | Non-unitized | 14607 HICKORY HILLS TRAIL 40299 | KY | 0 | 0 | 0 | 0
E365.00-OH Conductors and Devices | 2010-05-01 | 3/0 CONDUCTOR | #3/0 CONDUCTOR (00176) | KY | 170 | 269.88 | 1.5875 | 0
E365.00-OH Conductors and Devices | 2010-06-30 | ARRESTERS - OVERHEAD | ARRESTERS - OVERHEAD | KY | 3 | 583.67 | 194.5567 | 0
E365.00-OH Conductors and Devices | 2010-07-01 | Non-unitized | 204 S SPRING ST 40206 | KY | 0 | 0 | 0 | 0
E365.00-OH Conductors and Devices | 2010-07-01 | Non-unitized | 330 SHAMROCK RD. 40108 | KY | 0 | 0 | 0 | 0
E365.00-OH Conductors and Devices | 2010-07-01 | Non-unitized | 7901 BARDSTOWN RD 40291 | KY | 0 | 0 | 0 | 0
E365.00-OH Conductors and Devices | 2010-07-01 | Non-unitized | 2419 DULWORTH DR 40216 | KY | 0 | 0 | 0 | 0
E365.00-OH Conductors and Devices | 2010-08-31 | 200 MCM CABLE | #200 MCM 1/C 500-600V CABLE (FT) (08981) | KY | 500 | 3238.76 | 6.4775 | 0
E365.00-OH Conductors and Devices | 2010-11-01 | Non-unitized | 149 S BARDSTOWN RD 40047 | KY | 0 | 0 | 0 | 0
E365.00-OH Conductors and Devices | 2011-01-31 | 20 M.A.W. MESSENGER WIRE | 20 M.A.W. MESSENGER WIRE (FT) (07804) | KY | 1021 | 2311.85 | 2.2643 | 0
E365.00-OH Conductors and Devices | 2011-01-01 | Non-unitized | BLANKENBAKER STATION II LOT 4 40299 | KY | 0 | 0 | 0 | 0
E365.00-OH Conductors and Devices | 2011-01-01 | Non-unitized | RIVER OAKS M.H. PARK 40216 | KY | 0 | 0 | 0 | 0
E365.00-OH Conductors and Devices | 2011-02-28 | SWITCHES - DISCONNECT NEW | SWITCHES - DISCONNECT NEW 07631 | KY | 9 | 0 | 0 | 0
E365.00-OH Conductors and Devices | 2011-05-01 | Non-unitized | 9801 BLUE LICK RD 40229 | KY | 0 | 0 | 0 | 0
E365.00-OH Conductors and Devices | 2011-04-01 | Non-unitized | 8508 FERNDALE RD 40291 | KY | 0 | 0 | 0 | 0
E365.00-OH Conductors and Devices | 2011-07-01 | Non-unitized | 2300 BROWNSBORO ROAD 40206 | KY | 0 | 0 | 0 | 0
E365.00-OH Conductors and Devices | 2011-12-31 | ARRESTERS - OVERHEAD | ARRESTERS - OVERHEAD | KY | 8 | 2482.64 | 310.33 | 0
E365.00-OH Conductors and Devices | 2012-07-31 | 336,400 19 STR. ALL ALUMINUM | 336,400 19 STR. ALL ALUMINUM (FT) (07712) | KY | 4979 | 94176.07 | 18.9147 | 0
E365.00-OH Conductors and Devices | 2012-01-31 | Estimated Retirement | OLD HENRY CIRCUIT WORK | KY | 0 | 0 | 0 | 0
E365.00-OH Conductors and Devices | 2011-10-01 | 4/0 CONDUCTOR | #4/0 CONDUCTOR (00148) | KY | 136 | 1520.95 | 11.1835 | 0
E365.00-OH Conductors and Devices | 2012-03-31 | 3/0 CONDUCTOR | #3/0 CONDUCTOR (00176) | KY | 5560 | 39590.7 | 7.1206 | 0
E365.00-OH Conductors and Devices | 2011-04-30 | ARRESTERS - NEW | ARRESTERS - NEW (06334) | KY | 15 | -1020.95 | -68.0633 | 0
E365.00-OH Conductors and Devices | 2012-08-31 | CONDUIT | CONDUIT (00232) | KY | 200 | 4682.72 | 23.4136 | 0
E365.00-OH Conductors and Devices | 2012-12-31 | Non-unitized | LS-1245 Recloser | KY | 0 | 0 | 0 | 0
E365.00-OH Conductors and Devices | 2013-10-31 | 4 COPPER CONDUCTOR | #4 W.P. COPPER (00141) | KY | 3369 | 28849.62 | 8.5633 | 0
E365.00-OH Conductors and Devices | 2013-08-31 | Non-unitized | SKYLIGHT-PENAL DO UNDRBLD | KY | 0 | 0 | 0 | 0
E365.00-OH Conductors and Devices | 2013-11-30 | Non-unitized | TE-1245 | KY | 0 | 0 | 0 | 0
E365.00-OH Conductors and Devices | 2014-06-30 | 4A COPPER CONDUCTOR | #4A COPPERWELD COPPER (00195) | KY | 360 | 10206.14 | 28.3504 | 0
E365.00-OH Conductors and Devices | 2014-12-31 | Non-unitized | TIPTOP3311 (TT3311) REBLD SEC | KY | 0 | 0 | 0 | 0
E365.00-OH Conductors and Devices | 2015-03-31 | ARRESTERS - OVERHEAD | ARRESTERS - OVERHEAD | KY | 87 | 16031.3 | 184.2678 | 0
E365.00-OH Conductors and Devices | 2015-12-31 | Non-unitized | MG1327 LGE | KY | 0 | 0 | 0 | 0
E365.00-OH Conductors and Devices | 2016-01-01 | Non-unitized | CSYSEN340-Sys Enh - 003400 | KY | 0 | 0 | 0 | 0
E365.00-OH Conductors and Devices | 2015-12-31 | 1/0 CONDUCTOR | 1/0 CONDUCTOR | KY | 537 | 4374.82 | 8.1468 | 0
E365.00-OH Conductors and Devices | 1977-03-01 | Estimated Retirement | TIPTOP3311 (TT3311) REBLD SEC | KY | 0 | 0 | 0 | 0
E365.00-OH Conductors and Devices | 1942-03-01 | Estimated Retirement | Ckt FA1123 | KY | 0 | 0 | 0 | 0
E365.00-OH Conductors and Devices | 2016-01-01 | Non-unitized | CRCST340-Cust Requested - 003400 | KY | 0 | 0 | 0 | 0
E365.00-OH Conductors and Devices | 2015-06-30 | GROUND | GROUND (00103) | KY | 470 | 53717.61 | 114.2928 | 0
E365.00-OH Conductors and Devices | 2016-07-31 | Non-unitized | DSP MANSLICK SUBST EXPAN | KY | 0 | 0 | 0 | 0
E365.00-OH Conductors and Devices | 2015-12-31 | Non-unitized | AIKEN(AK)1291 SUB EXIT CBL RPL | KY | 0 | 0 | 0 | 0
E365.00-OH Conductors and Devices | 2016-03-31 | 336,400 19 STR. ALL ALUMINUM | 336,400 19 STR. ALL ALUMINUM (FT) (07712) | KY | 170 | 1049.51 | 6.1736 | 0
E365.00-OH Conductors and Devices | 2016-10-31 | Non-unitized | FL1495 (Floyd Sub) Exit Cable | KY | 0 | 0 | 0 | 0
E365.00-OH Conductors and Devices | 2017-07-31 | Non-unitized | Rebuild TT3311 MU1104 Ph4 | KY | 0 | 0 | 0 | 0
E365.00-OH Conductors and Devices | 2017-12-31 | Non-unitized | 153672-Taxable-Fairmount 1262 | KY | 0 | 0 | 0 | 0
E365.00-OH Conductors and Devices | 2018-02-01 | Non-unitized | CNBRD340U-NB Resid UG - 003400 | KY | 0 | 0 | 0 | 0
E365.00-OH Conductors and Devices | 2019-01-01 | Non-unitized | CTBRD340O-Taxable-Cap Trouble Orders OH - 00340012 | KY | 0 | 0 | 0 | 0
E365.00-OH Conductors and Devices | 2018-12-31 | 4A COPPER CONDUCTOR | #4A COPPERWELD COPPER (00195) | KY | 2488 | 13904.6 | 5.5887 | 0
E365.00-OH Conductors and Devices | 2018-12-31 | SWITCHES - GROUP OPERATED | SWITCHES - GROUP OPERATED 07632 | KY | 2 | 37809.49 | 18904.745 | 0
E365.00-OH Conductors and Devices | 2018-06-30 | Non-unitized | NONE | KY | 0 | 0 | 0 | 0
E365.00-OH Conductors and Devices | 2019-03-31 | Non-unitized | 155864-CF1204 CIFI 2018 | KY | 0 | 0 | 0 | 0
E365.00-OH Conductors and Devices | 2017-08-31 | WILDLIFE PROTECTION | WILDLIFE PROTECTION | KY | 11 | 2241.6 | 203.7818 | 0
E365.00-OH Conductors and Devices | 2018-11-30 | 1/0 CABLE | 1/0 CABLE | KY | 2568 | 19623.77 | 7.6417 | 0
E365.00-OH Conductors and Devices | 2020-03-31 | SWITCHES - DISCONNECT NEW | SWITCHES - DISCONNECT | KY | 50 | 39119.88 | 782.3976 | 0
E365.00-OH Conductors and Devices | 2020-02-29 | Non-unitized | Investment | KY | 0 | 0 | 0 | 0
E365.00-OH Conductors and Devices | 2020-06-30 | Non-unitized | RELOCATE GUY/ANTENNA | KY | 0 | 0 | 0 | 0
E365.00-OH Conductors and Devices | 2020-04-30 | CABLE | CABLE - (MISC) (06031) | KY | 6269 | 332319.36 | 53.0099 | 0
E365.00-OH Conductors and Devices | 2021-01-26 | SWITCHES - DISCONNECT NEW | SWITCHES - DISCONNECT | KY | 24 | 33749.94 | 1406.2475 | 0
E365.00-OH Conductors and Devices | 2021-06-01 | Non-unitized | 164479-TE1242 LGE CEMI is one of the circuits that were identified in the CEMI project for 2021. WR# 6806702 | KY | 0 | 0 | 0 | 0
E365.00-OH Conductors and Devices | 2021-01-01 | 6 COPPER CONDUCTOR | #6 BARE COPPER (00168) | KY | 1850 | 4976.24 | 2.6899 | 0
E365.00-OH Conductors and Devices | 2022-04-01 | INSULATORS - LINE | INSULATORS - LINE | KY | 3163 | 47306.19 | 14.9561 | 0
E365.00-OH Conductors and Devices | 2022-04-01 | 6 COPPER CONDUCTOR | #6 BARE COPPER (00168) | KY | 84720 | 108813.47 | 1.2844 | 0
E365.00-OH Conductors and Devices | 2022-05-01 | Non-unitized | Investment | KY | 0 | 0 | 0 | 0
E365.00-OH Conductors and Devices | 2022-04-01 | RECLOSER, MISCELLANEOUS | RECLOSER, MISCELLANEOUS | KY | 62 | 576579.16 | 9299.6639 | 0
E365.00-OH Conductors and Devices | 2022-07-25 | Non-unitized | 167342 - CEMI work on Skylight 1128 Circuit is one of the circuits that were identified in the CEMI project for 2022. WR# 6968855 | KY | 0 | 0 | 0 | 0
E365.00-OH Conductors and Devices | 2022-11-01 | SWITCHES - GROUP OPERATED | SWITCHES - GROUP OPERATED 07632 | KY | 1 | 73269.67 | 73269.67 | 0
E365.00-OH Conductors and Devices | 2023-02-01 | 123,270 ACAR WIRE | 123,270 ACAR WIRE (FT) (07686) | KY | 74787 | 360525.66 | 4.8207 | 0
E365.00-OH Conductors and Devices | 2024-02-28 | Non-unitized | ALM022723 - damaging winds | KY | 0 | 0 | 0 | 0
E365.00-OH Conductors and Devices | 2021-10-01 | 6 COPPER CONDUCTOR | #6 BARE COPPER (00168) | KY | 885 | 2101 | 2.374 | 0
E365.00-OH Conductors and Devices | 2024-04-24 | 397 MCM ACSR CONDUCTOR | #397 MCM ACSR BARE (00117) | KY | 51 | 135.89 | 2.6645 | 0
E365.00-OH Conductors and Devices | 2024-04-30 | GROUND | GROUND (00103) | KY | 45 | 11976.12 | 266.136 | 0
E365.00-OH Conductors and Devices | 2025-02-01 | Non-unitized | ASTLT332-NB Street Lights 003320 | KY | 3 | 25810.23 | 8603.41 | 0
E365.00-OH Conductors and Devices | 1971-01-01 | 1/0 CABLE | MP1971 Overhead Conductors and Devices | KY | 486477 | 177523.31 | 0.36492 | 0
E365.00-OH Conductors and Devices | 1997-01-01 | #12 CABLE | MP1997 Overhead Conductors and Devices | KY | 0 | 0 | 0
E365.00-OH Conductors and Devices | 1970-01-01 | TO BE SPREAD OVER ASSETS IN ACCOUNT | MP1970 Overhead Conductors and Devices | KY | 0 | 0 | 0
E365.00-OH Conductors and Devices | 1986-01-01 | CAPACITORS | MP1986 Overhead Conductors and Devices | KY | 206 | 139201.75 | 675.7367 | 0
E365.00-OH Conductors and Devices | 1980-01-01 | CAPACITORS | MP1980 Overhead Conductors and Devices | KY | 72 | 16327.05 | 226.7646 | 0
E365.00-OH Conductors and Devices | 1997-01-01 | 123,270 ACAR WIRE | MP1997 Overhead Conductors and Devices | KY | 163383 | 461066.62 | 2.822 | 0
E365.00-OH Conductors and Devices | 1935-01-01 | 4 COPPER CONDUCTOR | MP1935 Overhead Conductors and Devices | KY | 0 | 0 | 0 | 0
E365.00-OH Conductors and Devices | 1992-01-01 | 195,700 ACAR WIRE | MP1992 Overhead Conductors and Devices | KY | 6175 | 18434.73 | 2.9854 | 0
E365.00-OH Conductors and Devices | 1975-01-01 | 195,700 ACAR WIRE | MP1975 Overhead Conductors and Devices | KY | 69437 | 38480.21 | 0.55417 | 0
E365.00-OH Conductors and Devices | 1977-01-01 | SWITCHES - CUTOUT | MP1977 Overhead Conductors and Devices | KY | 0 | 0 | 0
E365.00-OH Conductors and Devices | 1970-01-01 | 3/0 CONDUCTOR | MP1970 Overhead Conductors and Devices | KY | 88917 | 33116.35 | 0.37244 | 0
E365.00-OH Conductors and Devices | 1942-01-01 | 1/0 CABLE | MP1942 Overhead Conductors and Devices | KY | 100582 | 15570.89 | 0.15481 | 0
E365.00-OH Conductors and Devices | 1989-01-01 | 3/0 CONDUCTOR | MP1989 Overhead Conductors and Devices | KY | 35224 | 70767.89 | 2.0091 | 0
E365.00-OH Conductors and Devices | 1966-01-01 | #2 Triplex | MP1966 Overhead Conductors and Devices | KY | 65039 | 22650.61 | 0.34826 | 0
E365.00-OH Conductors and Devices | 1972-01-01 | 336,400 19 STR. ALL ALUMINUM | MP1972 Overhead Conductors and Devices | KY | 221281 | 104538.99 | 0.47243 | 0
E365.00-OH Conductors and Devices | 1970-01-01 | 1/0 CABLE | MP1970 Overhead Conductors and Devices | KY | 562863 | 263494.3 | 0.46813 | 0
E365.00-OH Conductors and Devices | 1993-01-01 | RECLOSER, MISCELLANEOUS | MP1993 Overhead Conductors and Devices | KY | 0 | 0 | 0 | 0
E365.00-OH Conductors and Devices | 1980-01-01 | 1000 MCM CONDUCTOR | MP1980 Overhead Conductors and Devices | KY | 64 | 1913.47 | 29.898 | 0
E365.00-OH Conductors and Devices | 1989-01-01 | SWITCH - 0-6 AMP LINCOLNTROL | MP1989 Overhead Conductors and Devices | KY | 3 | 3467.03 | 1155.6767
E365.00-OH Conductors and Devices | 1988-01-01 | SWITCH - 0-6 AMP LINCOLNTROL | MP1988 Overhead Conductors and Devices | KY | 1 | 490.85 | 490.85
E365.00-OH Conductors and Devices | 2003-01-01 | 500 MCM COPPER CONDUCTOR | MP2003 Overhead Conductors and Devices | KY | 19194 | 768567.93 | 40.0421 | 0
E365.00-OH Conductors and Devices | 1996-01-01 | FISHER PIERCE CURRENT SENSOR | MP1996 Overhead Conductors and Devices | KY | 26 | 30619.09 | 1177.6573
E365.00-OH Conductors and Devices | 1984-01-01 | 6 COPPER CONDUCTOR | #6 BARE COPPER | KY | 24 | 29.29 | 1.2204
E365.00-OH Conductors and Devices | 2008-05-01 | Non-unitized | RIVERS LANDING | KY | 0 | 0 | 0 | 0
E365.00-OH Conductors and Devices | 2008-05-01 | Non-unitized | 1092295 | KY | 0 | 0 | 0 | 0
E365.00-OH Conductors and Devices | 2008-05-01 | Non-unitized | 10207 DIXIE HY | KY | 0 | 0 | 0
E365.00-OH Conductors and Devices | 2008-05-01 | Non-unitized | 1169018 | KY | 0 | 0 | 0
E365.00-OH Conductors and Devices | 2008-05-01 | Non-unitized | 789254 | KY | 0 | 0 | 0 | 0
E365.00-OH Conductors and Devices | 2008-05-01 | Non-unitized | CRITTENDEN DR 40209 | KY | 0 | 0 | 0
E365.00-OH Conductors and Devices | 2008-05-01 | Non-unitized | 144 Hwy 44 W 40165 | KY | 0 | 0 | 0 | 0
E365.00-OH Conductors and Devices | 2008-05-01 | Non-unitized | 3991 DUTCHMANS LN 40207 | KY | 0 | 0 | 0 | 0
E365.00-OH Conductors and Devices | 2008-05-01 | Non-unitized | 11605 FAIRMOUNT RD 40291 | KY | 0 | 0 | 0
E365.00-OH Conductors and Devices | 2008-05-01 | Non-unitized | OAK VALLEY - SEC 4 | KY | 0 | 0 | 0
E365.00-OH Conductors and Devices | 2008-05-01 | Non-unitized | 4720 DOVER RD 40216 | KY | 0 | 0 | 0 | 0
E365.00-OH Conductors and Devices | 2008-05-01 | Non-unitized | BANNON CROSSINGS - SEC 1 | KY | 0 | 0 | 0
E365.00-OH Conductors and Devices | 2003-01-01 | SWITCHES - CUTOUT NEW | MP2003 Overhead Conductors and Devices | KY | 783 | 433117.84 | 553.1518 | 0
E365.00-OH Conductors and Devices | 2009-01-01 | Non-unitized | 1293284 | KY | 0 | 0 | 0 | 0
E365.00-OH Conductors and Devices | 2008-10-01 | Non-unitized | 1506556 | KY | 0 | 0 | 0
E365.00-OH Conductors and Devices | 2008-02-28 | CONDUCTOR | CONDUCTOR - (MISC) (06426) | KY | 187 | 6342.99 | 33.9197 | 0
E365.00-OH Conductors and Devices | 2008-10-01 | Non-unitized | 3000 W MAGAZINE ST 40211 | KY | 0 | 0 | 0
E365.00-OH Conductors and Devices | 2009-01-01 | Non-unitized | 1495978 | KY | 0 | 0 | 0 | 0
E365.00-OH Conductors and Devices | 2009-08-31 | 350 MCM COPPER CONDUCTOR | #350 MCM BARE COPPER (00183) | KY | 131 | 7765.96 | 59.2821 | 0
E365.00-OH Conductors and Devices | 2009-10-31 | ARRESTERS - DISTRIBUTION | DISTRIBUTION ARRESTERS (00504) | KY | 14 | 6016.37 | 429.7407
E365.00-OH Conductors and Devices | 2009-05-31 | ARRESTERS - OVERHEAD | ARRESTERS - OVERHEAD | KY | 0 | 0 | 0 | 0
E365.00-OH Conductors and Devices | 2009-11-01 | Non-unitized | 1417634 | KY | 0 | 0 | 0 | 0
E365.00-OH Conductors and Devices | 2009-10-01 | Non-unitized | 2309 N ROSE ISLAND RD 40026 | KY | 0 | 0 | 0
E365.00-OH Conductors and Devices | 2008-05-01 | Non-unitized | 1217058 | KY | 0 | 0 | 0
E365.00-OH Conductors and Devices | 2010-01-01 | Non-unitized | 4018 HALLS HILL RD 40014 | KY | 0 | 0 | 0 | 0
E365.00-OH Conductors and Devices | 2008-12-31 | 195,700 ACAR WIRE | 195,700 ACAR WIRE (FT) (07711) | KY | 5543 | 18056.72 | 3.2576 | 0
E365.00-OH Conductors and Devices | 2009-08-31 | #2 ACSR | #1 CONDUCTOR (00173) | KY | 540 | 4358.11 | 8.0706 | 0
E365.00-OH Conductors and Devices | 2010-04-01 | Non-unitized | 581 GARDEN DR 40206 | KY | 0 | 0 | 0 | 0
E365.00-OH Conductors and Devices | 1990-01-01 | FISHER PIERCE CURRENT SENSOR | MP1990 Overhead Conductors and Devices | KY | 1 | 676.68 | 676.68
E365.00-OH Conductors and Devices | 2008-05-01 | Non-unitized | 3623 BARDSTOWN RD 40218 | KY | 0 | 0 | 0 | 0
E365.00-OH Conductors and Devices | 2008-05-01 | Non-unitized | 4187 Westport Rd 40207 | KY | 0 | 0 | 0 | 0
E365.00-OH Conductors and Devices | 2008-05-01 | Non-unitized | PADDOCK AT EASTPOINT - OVHD EXTEN | KY | 0 | 0 | 0 | 0
E365.00-OH Conductors and Devices | 2008-05-01 | Non-unitized | 1167094 | KY | 0 | 0 | 0 | 0
E365.00-OH Conductors and Devices | 2008-05-01 | Non-unitized | 1367825 | KY | 0 | 0 | 0 | 0
E365.00-OH Conductors and Devices | 2008-05-01 | Non-unitized | 10833 CHARLENE DR 40118 | KY | 0 | 0 | 0 | 0
E365.00-OH Conductors and Devices | 2008-05-01 | Non-unitized | 593075 | KY | 0 | 0 | 0
E365.00-OH Conductors and Devices | 2008-05-01 | Non-unitized | 400 N ENGLISH STATION RD 40223 | KY | 0 | 0 | 0
E365.00-OH Conductors and Devices | 2008-10-01 | Non-unitized | 1558285 | KY | 0 | 0 | 0
E365.00-OH Conductors and Devices | 2010-05-01 | 123,270 ACAR WIRE | 123,270 ACAR WIRE (FT) (07686) | KY | 6538 | 17835.28 | 2.7279 | 0
E365.00-OH Conductors and Devices | 2010-05-01 | Non-unitized | 2500 BURLWOOD AVE 40210 | KY | 0 | 0 | 0 | 0
E365.00-OH Conductors and Devices | 2010-05-01 | Non-unitized | 2531 W JEFFERSON ST 40212 | KY | 0 | 0 | 0 | 0
E365.00-OH Conductors and Devices | 2010-07-01 | Non-unitized | CREEK VIEW SUBD. - SECTION 1A | KY | 1 | 0 | 0 | 0
E365.00-OH Conductors and Devices | 2010-11-30 | 500 MCM COPPER CONDUCTOR | #500 MCM W.P. COPPER (00155) | KY | 118 | 1045.29 | 8.8584 | 0
E365.00-OH Conductors and Devices | 2011-01-01 | SWITCHES - DISCONNECT NEW | SWITCHES - DISCONNECT NEW 07631 | KY | 15 | -8050.62 | -536.708 | 0
E365.00-OH Conductors and Devices | 2011-03-31 | 123,270 ACAR WIRE | 123,270 ACAR WIRE (FT) (07686) | KY | 1153 | 4945.84 | 4.2895 | 0
E365.00-OH Conductors and Devices | 2011-08-31 | 336,400 19 STR. ALL ALUMINUM | 336,400 19 STR. ALL ALUMINUM (FT) (07712) | KY | 3176 | 23777.28 | 7.4865 | 0
E365.00-OH Conductors and Devices | 2011-08-31 | SWITCHES - CUTOUT NEW | SWITCHES - CUTOUT NEW 07630 | KY | 595 | 644966.7 | 1083.9776 | 0
E365.00-OH Conductors and Devices | 2011-06-30 | 4 COPPER CONDUCTOR | #4 W.P. COPPER (00141) | KY | 250 | 10948.91 | 43.7956 | 0
E365.00-OH Conductors and Devices | 2011-08-31 | CAPACITORS | CAPACITORS (BANKS) (EACH) (07330) | KY | 10 | 107330.19 | 10733.019 | 0
E365.00-OH Conductors and Devices | 2011-08-01 | Non-unitized | 3300 OLD SLIGO ROAD 40031 | KY | 0 | 0 | 0 | 0
E365.00-OH Conductors and Devices | 2011-10-01 | ARRESTERS - NEW | ARRESTERS - NEW (06334) | KY | 130 | 39818.3 | 306.2946 | 0
E365.00-OH Conductors and Devices | 2013-01-31 | Non-unitized | Harrods Creek Sub Exp CW | KY | 0 | 0 | 0 | 0
E365.00-OH Conductors and Devices | 2013-01-01 | Non-unitized | CRCST340-Cust Requested - 003400 | KY | 0 | 0 | 0 | 0
E365.00-OH Conductors and Devices | 2013-08-31 | 4 COPPER CONDUCTOR | #4 W.P. COPPER (00141) | KY | 200 | 4429.26 | 22.1463 | 0
E365.00-OH Conductors and Devices | 2014-04-30 | Non-unitized | DAHLIA SUB TR1 REPLACE | KY | 0 | 0 | 0 | 0
E365.00-OH Conductors and Devices | 2015-04-01 | Non-unitized | NONE | KY | 0 | 0 | 0 | 0
E365.00-OH Conductors and Devices | 2014-09-30 | 2/0 COPPER CONDUCTOR | #2/0 W.P. COPPER (00146) | KY | 293 | 2226.6 | 7.5993 | 0
E365.00-OH Conductors and Devices | 2015-06-30 | 195,700 ACAR WIRE | 195,700 ACAR WIRE (FT) (07711) | KY | 21091 | 44341.88 | 2.1024 | 0
E365.00-OH Conductors and Devices | 2014-08-31 | #2 Triplex | #2 Triplex | KY | 198881 | 2005881.28 | 10.0858 | 0
E365.00-OH Conductors and Devices | 2016-01-01 | Non-unitized | CRELD340-Capital Reliability - 003400 | KY | 0 | 0 | 0 | 0
E365.00-OH Conductors and Devices | 2016-12-15 | Non-unitized | HILLCREST CKT 1290 (HC1290) | KY | 0 | 0 | 0 | 0
E365.00-OH Conductors and Devices | 2015-12-01 | 1000 MCM CONDUCTOR | #1000 MCM CONDUCTOR | KY | 149 | 146482.36 | 983.1031 | 0
E365.00-OH Conductors and Devices | 2016-11-30 | 4 COPPER CONDUCTOR | #4 W.P. COPPER (00141) | KY | 339 | 11291.2 | 33.3074 | 0
E365.00-OH Conductors and Devices | 2017-01-01 | Non-unitized | MSD EQUIP REMOVAL | KY | 0 | 0 | 0 | 0
E365.00-OH Conductors and Devices | 2016-12-15 | 2/0 COPPER CONDUCTOR | #2/0 W.P. COPPER (00146) | KY | 1692 | 8850.88 | 5.231 | 0
E365.00-OH Conductors and Devices | 2017-06-01 | SWITCHES - GROUP OPERATED | SWITCHES - GROUP OPERATED 07632 | KY | 1 | 9044.05 | 9044.05 | 0
E365.00-OH Conductors and Devices | 2018-10-01 | ARRESTERS - OVERHEAD | ARRESTERS - OVERHEAD | KY | 594 | 318271.84 | 535.8112 | 0
E365.00-OH Conductors and Devices | 2016-12-31 | SWITCHES - CUTOUT NEW | SWITCHES - CUTOUT NEW 07630 | KY | 10 | 6766.84 | 676.684 | 0
E365.00-OH Conductors and Devices | 2019-02-01 | SWITCHES - DISCONNECT NEW | SWITCHES - DISCONNECT | KY | 12 | 0.01 | 0.00083333 | 0
E365.00-OH Conductors and Devices | 2019-10-01 | Non-unitized | NONE | KY | 0 | 0 | 0 | 0
E365.00-OH Conductors and Devices | 2019-12-31 | #2 Triplex | #2 Triplex | KY | 43876 | 434754.65 | 9.9087 | 0
E365.00-OH Conductors and Devices | 2020-02-29 | 6 COPPER CONDUCTOR | #6 BARE COPPER (00168) | KY | 8790 | 38877.17 | 4.4229 | 0
E365.00-OH Conductors and Devices | 2020-04-30 | Non-unitized | 159054-2019 CEMI AOC | KY | 0 | 0 | 0 | 0
E365.00-OH Conductors and Devices | 2019-09-30 | 1/0 CABLE | 1/0 CABLE | KY | 5401 | 46878.15 | 8.6795 | 0
E365.00-OH Conductors and Devices | 2020-10-01 | Non-unitized | 163381-SP1115 CEMI CEMI is one of the circuits that were identified in the CEMI project for 2020. The following streets will be worked on: 809 SINCLAIR ST, 618 SINCLAIR ST, 507 SINCLAIR ST, 809 SINCLAIR ST and 618 SINCLAIR ST WR# 6634175 Replace | KY | 0 | 0 | 0 | 0
E365.00-OH Conductors and Devices | 2021-03-01 | CAPACITORS | CAPACITORS (BANKS) (EACH) (07330) | KY | 7 | 4689.62 | 669.9457 | 0
E365.00-OH Conductors and Devices | 2021-02-01 | 123,270 ACAR WIRE | 123,270 ACAR WIRE (FT) (07686) | KY | 24798 | 33206.64 | 1.3391 | 0
E365.00-OH Conductors and Devices | 2021-08-01 | 1000 MCM CONDUCTOR | #1000 MCM CONDUCTOR | KY | 549 | 29755.48 | 54.1994 | 0
E365.00-OH Conductors and Devices | 2022-01-01 | Non-unitized | 159680-CR-Olin-Tip Top 69kV-TEP | KY | 0 | 0 | 0 | 0
E365.00-OH Conductors and Devices | 2022-02-01 | Non-unitized | ANBCD340O-Taxable-NB Comm OH 00340012 | KY | 0 | 0 | 0 | 0
E365.00-OH Conductors and Devices | 2022-03-31 | SWITCHES - CUTOUT NEW | SWITCHES - CUTOUT NEW 07630 | KY | 100 | 9862.95 | 98.6295 | 0
E365.00-OH Conductors and Devices | 2022-04-01 | 8 COPPER CONDUCTOR | #8 W.P. COPPER (00138) | KY | 15189 | 4003.05 | 0.26355 | 0
E365.00-OH Conductors and Devices | 2021-07-14 | 6 COPPER CONDUCTOR | #6 BARE COPPER (00168) | KY | 2370 | 5857.46 | 2.4715 | 0
E365.00-OH Conductors and Devices | 2022-04-01 | 1/0 CABLE | 1/0 CABLE | KY | 22935 | 42383.75 | 1.848 | 0
E365.00-OH Conductors and Devices | 2022-01-01 | 795 MCM ALUMINUM CONDUCTOR | #795 MCM ALL ALUM BARE (00122) | KY | 208472 | 3296317.3 | 15.8118 | 0
E365.00-OH Conductors and Devices | 2022-04-21 | WILDLIFE PROTECTION | WILDLIFE PROTECTION | KY | 1 | 1586.36 | 1586.36 | 0
E365.00-OH Conductors and Devices | 2022-08-01 | SWITCHES | SWITCHES | KY | 3 | 27660.63 | 9220.21 | 0
E365.00-OH Conductors and Devices | 2022-09-23 | Non-unitized | 167424-PILC 2022 LGE CABLE REPL | KY | 0 | 0 | 0 | 0
E365.00-OH Conductors and Devices | 2021-01-01 | 500 MCM COPPER CONDUCTOR | #500 MCM W.P. COPPER (00155) | KY | 100 | 325.16 | 3.2516 | 0
E365.00-OH Conductors and Devices | 2023-02-01 | 2/0 COPPER CONDUCTOR | #2/0 W.P. COPPER (00146) | KY | 17396 | 311289.23 | 17.8943 | 0
E365.00-OH Conductors and Devices | 2022-08-18 | #2 Triplex | #2 Triplex | KY | 1150 | 3587.73 | 3.1198 | 0
E365.00-OH Conductors and Devices | 2023-04-17 | Non-unitized | 167356 -REL LGE SCADA FCI | KY | 0 | 0 | 0 | 0
E365.00-OH Conductors and Devices | 2024-02-01 | SWITCHES - DISCONNECT NEW | SWITCHES - DISCONNECT | KY | 86 | 205041.4 | 2384.2023 | 0
E365.00-OH Conductors and Devices | 2024-01-31 | Non-unitized | 167172 MC1262 is one of the circuits that were identified in the System Hardening project for 2023. WR#s-7009392, 7227266, 7009393, 7227265, 7009394, 7037367, 7009395 and 7106300 This project is to address prolonged outages on MC1262, mainly on Kinross | KY | 0 | 0 | 0 | 0
E365.00-OH Conductors and Devices | 2024-04-24 | 300 MCM COPPER CONDUCTOR | #300 MCM W.P. COPPER (00151) | KY | 56 | 563.33 | 10.0595 | 0
E365.00-OH Conductors and Devices | 2024-10-01 | 350 MCM COPPER CONDUCTOR | #350 MCM BARE COPPER (00183) | KY | 93 | 4001.68 | 43.0288 | 0
E365.00-OH Conductors and Devices | 2025-02-01 | Non-unitized | ANBRD341U-Taxable-NB Resid UG 00341012 Any work that is performed related to extending or adding primary (or secondary to a common splice or pull off point) to serve underground a new residential customer or group of residential customers (includes all | KY | 5 | 73851.2 | 14770.24 | 0
E365.00-OH Conductors and Devices | 2025-03-01 | 2/0 COPPER CONDUCTOR | #2/0 W.P. COPPER (00146) | KY | 2782 | 119246.03 | 42.8634 | 0
E365.00-OH Conductors and Devices | 2024-03-31 | 500 MCM COPPER CONDUCTOR | #500 MCM W.P. COPPER (00155) | KY | 50 | 7086.46 | 141.7292 | 0
E365.00-OH Conductors and Devices | 1995-01-01 | 795 MCM ALUMINUM CONDUCTOR | MP1995 Overhead Conductors and Devices | KY | 170281 | 2625611.51 | 15.4193 | 0
E365.00-OH Conductors and Devices | 1981-01-01 | 795 MCM ALUMINUM CONDUCTOR | MP1981 Overhead Conductors and Devices | KY | 348158 | 1099805.65 | 3.1589 | 0
E365.00-OH Conductors and Devices | 1989-01-01 | TO BE SPREAD OVER ASSETS IN ACCOUNT | MP1989 Overhead Conductors and Devices | KY | 0 | 0 | 0
E365.00-OH Conductors and Devices | 1972-01-01 | 1/0 CABLE | MP1972 Overhead Conductors and Devices | KY | 467116 | 207730.76 | 0.44471 | 0
E365.00-OH Conductors and Devices | 1984-01-01 | ARRESTERS - DISTRIBUTION | MP1984 Overhead Conductors and Devices | KY | 1804 | 206434.06 | 114.4313 | 0
E365.00-OH Conductors and Devices | 1986-01-01 | #2 Triplex | MP1986 Overhead Conductors and Devices | KY | 8125 | 14468.63 | 1.7808 | 0
E365.00-OH Conductors and Devices | 1970-01-01 | 6 COPPER CONDUCTOR | MP1970 Overhead Conductors and Devices | KY | 18051 | 5624.26 | 0.31158 | 0
E365.00-OH Conductors and Devices | 2000-01-01 | MISCELLANEOUS EQUIPMENT | MP2000 Overhead Conductors and Devices | KY | 0 | 0 | 0
E365.00-OH Conductors and Devices | 1999-01-01 | 195,700 ACAR WIRE | MP1999 Overhead Conductors and Devices | KY | 22022 | 56672.8 | 2.5735 | 0
E365.00-OH Conductors and Devices | 1935-01-01 | #2 Triplex | #2 TRIPLEX | KY | 0 | 0 | 0 | 0
E365.00-OH Conductors and Devices | 2008-05-01 | Non-unitized | 1358454 | KY | 0 | 0 | 0
E365.00-OH Conductors and Devices | 2008-05-01 | Non-unitized | 1069267 | KY | 0 | 0 | 0
E365.00-OH Conductors and Devices | 2008-05-01 | Non-unitized | 3018 FRANKFORT AVE 40207 | KY | 0 | 0 | 0
E365.00-OH Conductors and Devices | 2008-05-01 | Non-unitized | 4001 COLLINS LN 40245 | KY | 0 | 0 | 0
E365.00-OH Conductors and Devices | 2008-05-01 | Non-unitized | 2301 DOUGLASS BV 40205 | KY | 0 | 0 | 0 | 0
E365.00-OH Conductors and Devices | 2008-05-01 | Non-unitized | 966 CHEROKEE RD 40205 | KY | 0 | 0 | 0
E365.00-OH Conductors and Devices | 2008-05-01 | Non-unitized | MALLARD POINTE - SEC 1 | KY | 0 | 0 | 0
E365.00-OH Conductors and Devices | 2008-05-01 | Non-unitized | 1611 WATHEN LN 40216 | KY | 0 | 0 | 0 | 0
E365.00-OH Conductors and Devices | 2008-05-01 | Non-unitized | 2802 DIODE LANE 40299 | KY | 0 | 0 | 0 | 0
E365.00-OH Conductors and Devices | 2008-05-01 | Non-unitized | 446 MOUNT HOLLY AVE 40206 | KY | 0 | 0 | 0
E365.00-OH Conductors and Devices | 2008-05-01 | Non-unitized | 4508 RIVER RD 40222 | KY | 0 | 0 | 0 | 0
E365.00-OH Conductors and Devices | 2008-05-01 | Non-unitized | CEDAR BROOK - SEC 2 | KY | 0 | 0 | 0 | 0
E365.00-OH Conductors and Devices | 2008-05-01 | Non-unitized | 1022506 | KY | 0 | 0 | 0
E365.00-OH Conductors and Devices | 2008-05-01 | Non-unitized | 1441914 | KY | 0 | 0 | 0 | 0
E365.00-OH Conductors and Devices | 1980-01-01 | SWITCHES - CUTOUT NEW | MP1980 Overhead Conductors and Devices | KY | 828 | 82978.21 | 100.2152 | 0
E365.00-OH Conductors and Devices | 1994-01-01 | SWITCHES - CUTOUT NEW | MP1994 Overhead Conductors and Devices | KY | 1019 | 241820.67 | 237.3117 | 0
E365.00-OH Conductors and Devices | 2008-08-01 | Non-unitized | 1443304 | KY | 0 | 0 | 0
E365.00-OH Conductors and Devices | 2008-10-01 | Non-unitized | 1474247 | KY | 0 | 0 | 0
E365.00-OH Conductors and Devices | 2009-01-01 | Non-unitized | 5702 CAMPGROUND RD 40216 | KY | 0 | 0 | 0
E365.00-OH Conductors and Devices | 2008-03-31 | #2 Triplex | #2 BARE COPPER (00172) | KY | 766 | 9474.5 | 12.3688
E365.00-OH Conductors and Devices | 2009-01-01 | Non-unitized | 1589297 | KY | 0 | 0 | 0
E365.00-OH Conductors and Devices | 2009-09-01 | 8 COPPER CONDUCTOR | #8 W.P. COPPER (00138) | KY | 34923 | 49537.07 | 1.4185 | 0
E365.00-OH Conductors and Devices | 2009-01-01 | Non-unitized | 8250 PORT RD 40258 | KY | 0 | 0 | 0
E365.00-OH Conductors and Devices | 2009-12-19 | SWITCHES - DISCONNECT NEW | SWITCHES - DISCONNECT NEW 07631 | KY | 6 | 11997.82 | 1999.6367
E365.00-OH Conductors and Devices | 2009-03-01 | #12 CABLE | #12 CABLE (08843) | KY | 0 | 0 | 0
E365.00-OH Conductors and Devices | 2008-10-01 | Non-unitized | 11111 FAIRMOUNT RD | KY | 0 | 0 | 0
E365.00-OH Conductors and Devices | 2010-01-01 | Non-unitized | 1100 E MAIN ST 40206 | KY | 0 | 0 | 0
E365.00-OH Conductors and Devices | 2009-10-01 | Non-unitized | 6301 THIRD ST 40077 | KY | 0 | 0 | 0
E365.00-OH Conductors and Devices | 2010-04-01 | Non-unitized | 1047716 | KY | 0 | 0 | 0 | 0
E365.00-OH Conductors and Devices | 2009-12-31 | Non-unitized | VILLAGE OF BRISTOL OAKS-PH II | KY | 0 | 0 | 0 | 0
E365.00-OH Conductors and Devices | 2008-05-01 | Non-unitized | 9710 WATTERSON TRL | KY | 0 | 0 | 0 | 0
E365.00-OH Conductors and Devices | 2008-05-01 | Non-unitized | 2800 BLK HALLS HILL RD 40014 | KY | 0 | 0 | 0 | 0
E365.00-OH Conductors and Devices | 2008-05-01 | Non-unitized | 2945 GRINSTEAD DR 40206 | KY | 0 | 0 | 0 | 0
E365.00-OH Conductors and Devices | 2008-05-01 | Non-unitized | 13160 HIGHWAY 42 40059 | KY | 0 | 0 | 0 | 0
E365.00-OH Conductors and Devices | 2008-05-01 | Non-unitized | 2ND & CENTRAL 40208 | KY | 0 | 0 | 0 | 0
E365.00-OH Conductors and Devices | 2008-05-01 | Non-unitized | SUMMERFIELD BY THE LAKE | KY | 0 | 0 | 0 | 0
E365.00-OH Conductors and Devices | 2008-05-01 | Non-unitized | 753 JOHNNY PACK RD 40108 | KY | 0 | 0 | 0 | 0
E365.00-OH Conductors and Devices | 2008-05-01 | Non-unitized | 9610 GERALD AV 40118 | KY | 0 | 0 | 0 | 0
E365.00-OH Conductors and Devices | 2008-05-01 | Non-unitized | 1825 S 7TH ST RD 40208 | KY | 0 | 0 | 0 | 0
E365.00-OH Conductors and Devices | 2008-05-01 | Non-unitized | 1209428 | KY | 0 | 0 | 0 | 0
E365.00-OH Conductors and Devices | 2008-05-01 | Non-unitized | 4800 MADDIX LANE 40219 | KY | 0 | 0 | 0 | 0
E365.00-OH Conductors and Devices | 2008-05-01 | Non-unitized | SYCAMORE STATION PL 40299 | KY | 0 | 0 | 0
E365.00-OH Conductors and Devices | 2008-05-01 | Non-unitized | 1800 SHILOH LN 40026 | KY | 0 | 0 | 0 | 0
E365.00-OH Conductors and Devices | 2008-05-01 | Non-unitized | 16101 PLUM CREEK TRAIL LOT 15 40299 | KY | 0 | 0 | 0 | 0
E365.00-OH Conductors and Devices | 2008-05-01 | Non-unitized | 2015 PENILE RD 40272 | KY | 0 | 0 | 0 | 0
E365.00-OH Conductors and Devices | 2008-05-01 | Non-unitized | 5506 BILLTOWN RD 40299 | KY | 0 | 0 | 0 | 0
E365.00-OH Conductors and Devices | 2008-10-01 | Non-unitized | 1534084 | KY | 0 | 0 | 0
E365.00-OH Conductors and Devices | 1992-01-01 | INSULATORS - LINE | MP1992 Overhead Conductors and Devices | KY | 0 | 0 | 0 | 0
E365.00-OH Conductors and Devices | 2009-01-01 | Non-unitized | 1320 E ORELL RD 40272 | KY | 0 | 0 | 0 | 0
E365.00-OH Conductors and Devices | 2009-01-01 | Non-unitized | 1458034 | KY | 0 | 0 | 0
E365.00-OH Conductors and Devices | 2009-01-01 | Non-unitized | SARATOGA SPRINGS SEC | KY | 0 | 0 | 0 | 0
E365.00-OH Conductors and Devices | 2009-10-01 | Non-unitized | 4010 BISHOP LN 40218 | KY | 0 | 0 | 0 | 0
E365.00-OH Conductors and Devices | 2009-10-01 | Non-unitized | 1819 W MAIN ST 40203 | KY | 0 | 0 | 0 | 0
E365.00-OH Conductors and Devices | 2010-01-01 | Non-unitized | 7920 WOLF PEN LN 40059 | KY | 0 | 0 | 0 | 0
E365.00-OH Conductors and Devices | 2010-01-01 | Non-unitized | 1819 W MAIN ST 40203 | KY | 0 | 0 | 0 | 0
E365.00-OH Conductors and Devices | 2010-02-01 | CONDUCTOR | CONDUCTOR - (MISC) (06426) | KY | 3000 | 11744.8 | 3.9149
E365.00-OH Conductors and Devices | 2010-04-01 | Non-unitized | RIVERVIEW PARK PHASE 1 40258 | KY | 0 | 0 | 0 | 0
E365.00-OH Conductors and Devices | 2020-04-30 | 3/0 CONDUCTOR | #3/0 CONDUCTOR (00176) | KY | 100 | 373.48 | 3.7348 | 0
E365.00-OH Conductors and Devices | 2010-06-01 | ARRESTERS - DISTRIBUTION | DISTRIBUTION ARRESTERS (00504) | KY | 1 | -296.78 | -296.78 | 0
E365.00-OH Conductors and Devices | 2009-03-01 | 20 M.A.W. MESSENGER WIRE | 20 M.A.W. MESSENGER WIRE (FT) (07804) | KY | 10222 | 41685.93 | 4.0781 | 0
E365.00-OH Conductors and Devices | 2010-12-31 | 4 COPPER CONDUCTOR | #4 W.P. COPPER (00141) | KY | 350 | 5404.65 | 15.4419 | 0
E365.00-OH Conductors and Devices | 2011-01-31 | SWITCHES - GROUP OPERATED | SWITCHES - MISC. NEW 07632 | KY | 4 | 30689.61 | 7672.4025 | 0
E365.00-OH Conductors and Devices | 2011-01-01 | Non-unitized | RDDD340OH-REP DEF EQ OH 340 | KY | 0 | 0 | 0 | 0
E365.00-OH Conductors and Devices | 2011-01-01 | Non-unitized | 1209 MCCAULEY AV 40219 | KY | 0 | 0 | 0 | 0
E365.00-OH Conductors and Devices | 2011-05-01 | Non-unitized | 1502 W. MOUNT ZION ROAD 40014 | KY | 0 | 0 | 0 | 0
E365.00-OH Conductors and Devices | 2011-05-01 | Non-unitized | 7402 COOPER CHAPEL RD 40229 | KY | 0 | 0 | 0 | 0
E365.00-OH Conductors and Devices | 2011-07-01 | 350 MCM COPPER CONDUCTOR | #350 MCM BARE COPPER (00183) | KY | 68 | 103.57 | 1.5231 | 0
E365.00-OH Conductors and Devices | 2011-10-01 | SWITCHES - CUTOUT NEW | SWITCHES - CUTOUT NEW 07630 | KY | 68 | 27563.8 | 405.35 | 0
E365.00-OH Conductors and Devices | 2012-09-26 | SWITCHES - CUTOUT NEW | SWITCHES - CUTOUT NEW 07630 | KY | 343 | 401381.14 | 1170.2074 | 0
E365.00-OH Conductors and Devices | 2012-01-01 | Non-unitized | 6410 LOWER HUNTERS TRACE 40258 | KY | 0 | 0 | 0 | 0
E365.00-OH Conductors and Devices | 2012-04-30 | 4/0 CONDUCTOR | #4/0 CONDUCTOR (00148) | KY | 1150 | 12007.46 | 10.4413 | 0
E365.00-OH Conductors and Devices | 2010-01-05 | 4/0 CONDUCTOR | #4/0 CONDUCTOR (00148) | KY | 1179 | 9018.02 | 7.6489 | 0
E365.00-OH Conductors and Devices | 2011-12-31 | ARRESTERS - NEW | ARRESTERS - NEW (06334) | KY | 15 | 5644.99 | 376.3327 | 0
E365.00-OH Conductors and Devices | 2012-01-31 | SWITCHES - DISCONNECT NEW | SWITCHES - DISCONNECT | KY | 26 | 16245.08 | 624.8108 | 0
E365.00-OH Conductors and Devices | 2012-09-01 | 6 COPPER CONDUCTOR | #6 BARE COPPER (00168) | KY | 12252 | 105667.32 | 8.6245 | 0
E365.00-OH Conductors and Devices | 2012-12-31 | WILDLIFE PROTECTION | WILDLIFE PROTECTION | KY | 27 | 39006.92 | 1444.7007 | 0
E365.00-OH Conductors and Devices | 2012-12-31 | 195,700 ACAR WIRE | 195,700 ACAR WIRE (FT) (07711) | KY | 2501 | 11214.41 | 4.484 | 0
E365.00-OH Conductors and Devices | 2013-07-31 | 4/0 CONDUCTOR | #4/0 CONDUCTOR (00148) | KY | 4250 | 55839.86 | 13.1388 | 0
E365.00-OH Conductors and Devices | 2013-09-13 | 4A COPPER CONDUCTOR | #4A COPPERWELD COPPER (00195) | KY | 88 | 876.89 | 9.9647 | 0
E365.00-OH Conductors and Devices | 2014-03-31 | GROUND | GROUND (00103) | KY | 0 | 0 | 0 | 0
E365.00-OH Conductors and Devices | 2014-08-31 | SWITCHES - CUTOUT NEW | SWITCHES - CUTOUT NEW 07630 | KY | 4079 | 4792643.17 | 1174.9554 | 0
E365.00-OH Conductors and Devices | 2014-12-31 | 6A COPPER CONDUCTOR | #6A COPPERWELD COPPER (00192) | KY | 2751 | 16420.64 | 5.969 | 0
E365.00-OH Conductors and Devices | 2015-08-31 | Non-unitized | LGE MAJOR STORM 020414 | KY | 0 | 0 | 0 | 0
E365.00-OH Conductors and Devices | 2014-12-31 | Non-unitized | NORTON KOSAIR NETWORK VAULT | KY | 0 | 0 | 0 | 0
E365.00-OH Conductors and Devices | 2017-07-01 | Non-unitized | US HWY 61 WIDDENNING | KY | 0 | 0 | 0 | 0
E365.00-OH Conductors and Devices | 2018-04-01 | Non-unitized | NONE | KY | 0 | 0 | 0 | 0
E365.00-OH Conductors and Devices | 2018-10-01 | GROUND | GROUND (00103) | KY | 280 | 18149.82 | 64.8208 | 0
E365.00-OH Conductors and Devices | 2018-02-28 | WILDLIFE PROTECTION | WILDLIFE PROTECTION | KY | 6 | 16759.6 | 2793.2667 | 0
E365.00-OH Conductors and Devices | 2017-12-31 | Non-unitized | 153673-Locust 1192 CIFI 2017 Upgrade system by replacing poles, transformers, and fusing. | KY | 0 | 0 | 0 | 0
E365.00-OH Conductors and Devices | 2017-12-31 | ARRESTERS - NEW | ARRESTERS - NEW | KY | 3 | 1436.55 | 478.85 | 0
E365.00-OH Conductors and Devices | 2020-01-31 | Non-unitized | 158587-DX1222 CIFI 2019 | KY | 0 | 0 | 0 | 0
E365.00-OH Conductors and Devices | 2019-09-30 | RECLOSER, MISCELLANEOUS | RECLOSER, MISCELLANEOUS | KY | 3 | 199050.76 | 66350.2533 | 0
E365.00-OH Conductors and Devices | 2020-01-01 | 4 COPPER CONDUCTOR | #4 W.P. COPPER (00141) | KY | 26088 | 8609.67 | 0.33002 | 0
E365.00-OH Conductors and Devices | 2020-04-30 | Non-unitized | Investment | KY | 0 | 0 | 0 | 0
E365.00-OH Conductors and Devices | 2020-11-30 | Non-unitized | 163488-Taxable-New project Ethel Duct Repl. 12 | KY | 0 | 0 | 0 | 0
E365.00-OH Conductors and Devices | 2021-02-01 | INSULATORS - LINE | INSULATORS - LINE | KY | 403 | 17532.75 | 43.5056 | 0
E365.00-OH Conductors and Devices | 2021-01-01 | SWITCHES - DISCONNECT NEW | SWITCHES - DISCONNECT | KY | 12 | 15148.26 | 1262.355 | 0
E365.00-OH Conductors and Devices | 2021-10-31 | INSULATORS - LINE | INSULATORS - LINE | KY | 721 | 33548.82 | 46.531 | 0
E365.00-OH Conductors and Devices | 2021-12-15 | 8 COPPER CONDUCTOR | #8 W.P. COPPER (00138) | KY | 2450 | 4399.8 | 1.7958 | 0
E365.00-OH Conductors and Devices | 2022-02-01 | 4/0 CONDUCTOR | #4/0 CONDUCTOR (00148) | KY | 5370 | 42151.67 | 7.8495 | 0
E365.00-OH Conductors and Devices | 2022-04-01 | WILDLIFE PROTECTION | WILDLIFE PROTECTION | KY | 42 | 9416.48 | 224.2019 | 0
E365.00-OH Conductors and Devices | 2021-04-30 | SWITCHES - DISCONNECT NEW | SWITCHES - DISCONNECT | KY | 3 | 3787.99 | 1262.6633 | 0
E365.00-OH Conductors and Devices | 2022-09-23 | Non-unitized | 167017-Centerfield-Skylight-Harmony Landing Transmission Pole Replacement -Distribution to spread/transfer overhead electric on 60 transmission structures. Distribution will be installing double 8’ fiberglass crossarms when transferring back. Distribut | KY | 0 | 0 | 0 | 0
E365.00-OH Conductors and Devices | 2022-09-23 | Non-unitized | 138085-INDIGO HOTEL - VAULT | KY | 0 | 0 | 0 | 0
E365.00-OH Conductors and Devices | 2023-03-15 | Non-unitized | IMOVEKY I-71 CROSSIN | KY | 0 | 0 | 0 | 0
E365.00-OH Conductors and Devices | 2024-06-01 | WILDLIFE PROTECTION | WILDLIFE PROTECTION | KY | 9 | 15309 | 1701 | 0
E365.00-OH Conductors and Devices | 2021-10-01 | 195,700 ACAR WIRE | 195,700 ACAR WIRE (FT) (07711) | KY | 7623 | 17082.51 | 2.2409 | 0
E365.00-OH Conductors and Devices | 2023-12-31 | 195,700 ACAR WIRE | 195,700 ACAR WIRE (FT) (07711) | KY | 7620 | 31540.54 | 4.1392 | 0
E365.00-OH Conductors and Devices | 2024-09-30 | Non-unitized | 171807-LO1190-PH3 is one of the circuits identified in the CIRCUIT Hardening project for 2024. WR# 7269010 | KY | 2 | 284695.97 | 142347.985 | 0
E365.00-OH Conductors and Devices | 2025-03-01 | Non-unitized | CNBRD340O-NB Resid OH - 003400 | KY | 2 | 0 | 0 | 0
E365.00-OH Conductors and Devices | 2024-12-31 | #2 Triplex | #2 Triplex | KY | 11216 | 185489.95 | 16.538 | 0
E365.00-OH Conductors and Devices | 1993-01-01 | 8 COPPER CONDUCTOR | MP1993 Overhead Conductors and Devices | KY | 0 | 0 | 0 | 0
E365.00-OH Conductors and Devices | 1981-01-01 | 336,400 19 STR. ALL ALUMINUM | MP1981 Overhead Conductors and Devices | KY | 59910 | 114752.32 | 1.9154 | 0
E365.00-OH Conductors and Devices | 1977-01-01 | 336,400 19 STR. ALL ALUMINUM | MP1977 Overhead Conductors and Devices | KY | 160916 | 157139.87 | 0.97653 | 0
E365.00-OH Conductors and Devices | 1976-01-01 | 795 MCM ALUMINUM CONDUCTOR | MP1976 Overhead Conductors and Devices | KY | 455002 | 837053.41 | 1.8397 | 0
E365.00-OH Conductors and Devices | 1983-01-01 | 20 M.A.W. MESSENGER WIRE | MP1983 Overhead Conductors and Devices | KY | 28360 | 45990.02 | 1.6217 | 0
E365.00-OH Conductors and Devices | 1966-01-01 | TO BE SPREAD OVER ASSETS IN ACCOUNT | MP1966 Overhead Conductors and Devices | KY | 0 | 0 | 0
E365.00-OH Conductors and Devices | 1972-01-01 | TO BE SPREAD OVER ASSETS IN ACCOUNT | MP1972 Overhead Conductors and Devices | KY | 0 | 0 | 0
E365.00-OH Conductors and Devices | 1999-01-01 | SWITCHES - DISCONNECT NEW | MP1999 Overhead Conductors and Devices | KY | 240 | 138791.04 | 578.296 | 0
E365.00-OH Conductors and Devices | 1993-01-01 | 123,270 ACAR WIRE | MP1993 Overhead Conductors and Devices | KY | 151200 | 424829.69 | 2.8097 | 0
E365.00-OH Conductors and Devices | 1996-01-01 | TO BE SPREAD OVER ASSETS IN ACCOUNT | MP1996 Overhead Conductors and Devices | KY | 0 | 0 | 0
E365.00-OH Conductors and Devices | 1973-01-01 | 4/0 CONDUCTOR | MP1973 Overhead Conductors and Devices | KY | 1227 | 1116.27 | 0.90976 | 0
E365.00-OH Conductors and Devices | 1991-01-01 | #12 CABLE | MP1991 Overhead Conductors and Devices | KY | 0 | 0 | 0
E365.00-OH Conductors and Devices | 1985-01-01 | SWITCHES - CUTOUT | MP1985 Overhead Conductors and Devices | KY | 0 | 0 | 0
E365.00-OH Conductors and Devices | 1998-01-01 | 392,500 24/13 ACAR WIRE | MP1998 Overhead Conductors and Devices | KY | 832 | 2202 | 2.6466 | 0
E365.00-OH Conductors and Devices | 1979-01-01 | 20 M.A.W. MESSENGER WIRE | 20 M.A.W. MESSENGER | KY | 812 | 749.08 | 0.92251 | 0
E365.00-OH Conductors and Devices | 1989-01-01 | CAPACITORS | MP1989 Overhead Conductors and Devices | KY | 90 | 73761.03 | 819.567 | 0
E365.00-OH Conductors and Devices | 2007-01-01 | 795 MCM ALUMINUM CONDUCTOR | MP2007 Electric Distribution - Overhead Conduct | KY | 16142 | 122519.45 | 7.5901 | 0
E365.00-OH Conductors and Devices | 1971-01-01 | SWITCHES - DISCONNECT NEW | SWITCHES | KY | 30 | 2985.35 | 99.5117 | 0
E365.00-OH Conductors and Devices | 2008-05-01 | Non-unitized | 6014 BARDSTOWN RD 40291 | KY | 0 | 0 | 0 | 0
E365.00-OH Conductors and Devices | 2008-05-01 | Non-unitized | RESERVE ON ROSE ISLAND | KY | 0 | 0 | 0
E365.00-OH Conductors and Devices | 2008-05-01 | Non-unitized | 1188745 | KY | 0 | 0 | 0
E365.00-OH Conductors and Devices | 2008-05-01 | Non-unitized | 1277 EASTERN PY 40205 | KY | 0 | 0 | 0 | 0
E365.00-OH Conductors and Devices | 2008-05-01 | Non-unitized | WOLF PEN SPRINGS - SEC 1 | KY | 0 | 0 | 0
E365.00-OH Conductors and Devices | 2008-05-01 | Non-unitized | 1302785 | KY | 0 | 0 | 0 | 0
E365.00-OH Conductors and Devices | 2008-05-01 | Non-unitized | 12003 SHELBYVILLE ROAD 40243 | KY | 0 | 0 | 0
E365.00-OH Conductors and Devices | 2008-05-01 | Non-unitized | 4520 ROBARDS LN 40218 | KY | 0 | 0 | 0 | 0
E365.00-OH Conductors and Devices | 2008-05-01 | Non-unitized | 7200 RIVER RD 40059 | KY | 0 | 0 | 0 | 0
E365.00-OH Conductors and Devices | 2008-05-01 | Non-unitized | 2602 BRISTOL CT 40031 | KY | 0 | 0 | 0 | 0
E365.00-OH Conductors and Devices | 2008-05-01 | Non-unitized | 3001 FIR TRAIL 1-12 40299 | KY | 0 | 0 | 0 | 0
E365.00-OH Conductors and Devices | 2008-05-01 | Non-unitized | HILLSIDE TERRACE - SEC 1 | KY | 0 | 0 | 0
E365.00-OH Conductors and Devices | 2008-05-01 | Non-unitized | 3729 VALLEY CREEK RD 40031 | KY | 0 | 0 | 0 | 0
E365.00-OH Conductors and Devices | 2008-05-01 | Non-unitized | GREY OAKS - SEC 1B & 2 | KY | 0 | 0 | 0
E365.00-OH Conductors and Devices | 2008-05-01 | Non-unitized | 1100 BLUEGRASS PY 40031 | KY | 0 | 0 | 0 | 0
E365.00-OH Conductors and Devices | 2008-05-01 | Non-unitized | HERITAGE HILLS - PH 1 | KY | 0 | 0 | 0
E365.00-OH Conductors and Devices | 2008-05-01 | Non-unitized | 1018605 | KY | 0 | 0 | 0
E365.00-OH Conductors and Devices | 2008-05-01 | Non-unitized | 946384 | KY | 0 | 0 | 0 | 0
E365.00-OH Conductors and Devices | 2008-05-01 | Non-unitized | 3403 NEWBURG RD 40218 | KY | 0 | 0 | 0
E365.00-OH Conductors and Devices | 1974-01-01 | SWITCHES - CUTOUT NEW | MP1974 Overhead Conductors and Devices | KY | 0 | 0 | 0 | 0
E365.00-OH Conductors and Devices | 2008-10-01 | Non-unitized | 6700 ENTERPRISE DR 40214 | KY | 0 | 0 | 0
E365.00-OH Conductors and Devices | 2009-04-01 | Non-unitized | 1232736 | KY | 0 | 0 | 0
E365.00-OH Conductors and Devices | 2009-01-01 | Non-unitized | 1120 CRISTLAND RD 40214 | KY | 0 | 0 | 0
E365.00-OH Conductors and Devices | 2008-10-01 | Non-unitized | 1635375 | KY | 0 | 0 | 0
E365.00-OH Conductors and Devices | 2009-01-01 | Non-unitized | 6611 BILLTOWN RD 40299 | KY | 0 | 0 | 0
E365.00-OH Conductors and Devices | 2009-01-01 | Non-unitized | THE CEDARS | KY | 0 | 0 | 0
E365.00-OH Conductors and Devices | 2009-07-01 | Non-unitized | 4000 Greenhaven Lane 40026 | KY | 0 | 0 | 0 | 0
E365.00-OH Conductors and Devices | 2009-09-01 | 3/0 CONDUCTOR | #3/0 BARE COPPER (00176) | KY | 7840 | 698906.12 | 89.1462 | 0
E365.00-OH Conductors and Devices | 2009-09-01 | ARRESTERS - DISTRIBUTION | DISTRIBUTION ARRESTERS (00504) | KY | 1430 | 352128.73 | 246.2439 | 0
E365.00-OH Conductors and Devices | 2009-03-01 | 4A COPPER CONDUCTOR | #4A COPPERWELD COPPER (00195) | KY | 235 | 2525.19 | 10.7455 | 0
E365.00-OH Conductors and Devices | 2009-09-30 | 123,270 ACAR WIRE | 123,270 ACAR WIRE (FT) (07686) | KY | 90 | 456.27 | 5.0697 | 0
E365.00-OH Conductors and Devices | 2009-06-30 | ARRESTERS - OVERHEAD | ARRESTERS - OVERHEAD | KY | 2 | 524.93 | 262.465 | 0
E365.00-OH Conductors and Devices | 2010-02-01 | Non-unitized | 801 MARTIN HOUSE LN. LN 40299 | KY | 0 | 0 | 0 | 0
E365.00-OH Conductors and Devices | 2009-08-31 | 20 M.A.W. MESSENGER WIRE | 20 M.A.W. MESSENGER WIRE (FT) (07804) | KY | 2280 | 6256.55 | 2.7441 | 0
E365.00-OH Conductors and Devices | 2009-11-30 | Non-unitized | POLLARD DEVELOPMENT | KY | 0 | 0 | 0 | 0
E365.00-OH Conductors and Devices | 2010-04-01 | Non-unitized | 404 MOCKINGBIRD VALLEY RD 40207 | KY | 0 | 0 | 0 | 0
E365.00-OH Conductors and Devices | 1986-01-01 | RECLOSER, MISCELLANEOUS | MP1986 Overhead Conductors and Devices | KY | 0 | 0 | 0 | 0
E365.00-OH Conductors and Devices | 2008-05-01 | Non-unitized | 1915 WROCKLAGE AV 40205 | KY | 0 | 0 | 0 | 0
E365.00-OH Conductors and Devices | 2008-05-01 | Non-unitized | 1176966 | KY | 0 | 0 | 0
E365.00-OH Conductors and Devices | 2008-05-01 | Non-unitized | 7200 W HIGHWAY 329 40014 | KY | 0 | 0 | 0 | 0
E365.00-OH Conductors and Devices | 2008-05-01 | Non-unitized | 2015 LONGEST 40205 | KY | 0 | 0 | 0 | 0
E365.00-OH Conductors and Devices | 2008-05-01 | Non-unitized | 4107 BELLS LN | KY | 0 | 0 | 0 | 0
E365.00-OH Conductors and Devices | 2008-05-01 | Non-unitized | KENTUCKY ACRES SEC 4-3 | KY | 0 | 0 | 0 | 0
E365.00-OH Conductors and Devices | 2008-05-01 | Non-unitized | 13900 REAMERS RD 40056 | KY | 0 | 0 | 0 | 0
E365.00-OH Conductors and Devices | 2008-05-01 | Non-unitized | 4300 BARBOUR LN 40241 | KY | 0 | 0 | 0 | 0
E365.00-OH Conductors and Devices | 2008-05-01 | Non-unitized | 648891 | KY | 0 | 0 | 0
E365.00-OH Conductors and Devices | 2008-10-01 | Non-unitized | 1447497 | KY | 0 | 0 | 0 | 0
E365.00-OH Conductors and Devices | 2008-10-01 | Non-unitized | 1593796 | KY | 0 | 0 | 0
E365.00-OH Conductors and Devices | 2008-08-31 | GROUND | GROUND (00103) | KY | 0 | 0 | 0 | 0
E365.00-OH Conductors and Devices | 2009-11-01 | Non-unitized | 4419 DIXIE HWY 40216 | KY | 0 | 0 | 0 | 0
E365.00-OH Conductors and Devices | 2010-01-01 | Non-unitized | 215 Wood Rd. @ Beargrass Creek | KY | 0 | 0 | 0 | 0
E365.00-OH Conductors and Devices | 2010-04-01 | Non-unitized | 3521 OUTER LOOP 40219 | KY | 0 | 0 | 0 | 0
E365.00-OH Conductors and Devices | 2020-03-26 | Non-unitized | POI | KY | 0 | 0 | 0 | 0
E365.00-OH Conductors and Devices | 2010-05-01 | Non-unitized | 15000 BEARCAMP RD 40272 | KY | 0 | 0 | 0 | 0
E365.00-OH Conductors and Devices | 2010-03-31 | SWITCHES - CUTOUT NEW | SWITCHES - CUTOUT NEW 07630 | KY | 17 | 8742.08 | 514.24 | 0
E365.00-OH Conductors and Devices | 2010-06-30 | 20 M.A.W. MESSENGER WIRE | 20 M.A.W. MESSENGER WIRE (FT) (07804) | KY | 1488 | 5096.46 | 3.425 | 0
E365.00-OH Conductors and Devices | 2010-10-01 | Non-unitized | 3801 OLD WESTPORT RD 40031 | KY | 0 | 0 | 0 | 0
E365.00-OH Conductors and Devices | 2010-11-01 | Non-unitized | PARK BV 40209 | KY | 0 | 0 | 0 | 0
E365.00-OH Conductors and Devices | 2010-11-01 | CONDUCTOR | CONDUCTOR - (MISC) (06426) | KY | 500 | 30423.98 | 60.848 | 0
E365.00-OH Conductors and Devices | 2011-02-01 | Non-unitized | 4101 Westport Road 40207 | KY | 0 | 0 | 0 | 0
E365.00-OH Conductors and Devices | 2011-09-01 | #2 ACSR | #1 CONDUCTOR (00173) | KY | 250 | 1147.36 | 4.5894 | 0
E365.00-OH Conductors and Devices | 2012-01-01 | Non-unitized | CEDAR POINT RD 40031 | KY | 0 | 0 | 0 | 0
E365.00-OH Conductors and Devices | 2012-05-31 | 3/0 CONDUCTOR | #3/0 CONDUCTOR (00176) | KY | 5461 | 240268.61 | 43.9972 | 0
E365.00-OH Conductors and Devices | 2012-01-31 | Estimated Retirement | TIP TOP (Ft. Knox) RECONDCTR | KY | 0 | 0 | 0 | 0
E365.00-OH Conductors and Devices | 2012-02-28 | WILDLIFE PROTECTION | WILDLIFE PROTECTION | KY | 6 | 6513.35 | 1085.5583 | 0
E365.00-OH Conductors and Devices | 2011-10-01 | 795 MCM ALUMINUM CONDUCTOR | #795 MCM ALL ALUM BARE (00122) | KY | 60 | 133964.25 | 2232.7375 | 0
E365.00-OH Conductors and Devices | 2011-11-30 | SWITCHES - GROUP OPERATED | SWITCHES, GRP OP,15KV, 900A, LB, HORIZ MT,UPRIGHT | KY | 2 | 75765.76 | 37882.88 | 0
E365.00-OH Conductors and Devices | 2012-07-25 | 336,400 19 STR. ALL ALUMINUM | 336,400 19 STR. ALL ALUMINUM (FT) (07712) | KY | 6067 | 162045.84 | 26.7094 | 0
E365.00-OH Conductors and Devices | 2012-09-01 | SWITCHES - CUTOUT NEW | SWITCHES - CUTOUT NEW 07630 | KY | 560 | 319235.79 | 570.0639 | 0
E365.00-OH Conductors and Devices | 2013-08-01 | Non-unitized | Investment | KY | 0 | 0 | 0 | 0
E365.00-OH Conductors and Devices | 2014-05-01 | 4/0 CONDUCTOR | #4/0 CONDUCTOR (00148) | KY | 2532 | 39400.86 | 15.5612 | 0
E365.00-OH Conductors and Devices | 2014-07-01 | SWITCHGEAR | SWITCHGEAR (06755) | KY | 1 | 14812.98 | 14812.98 | 0
E365.00-OH Conductors and Devices | 2014-08-31 | 8 COPPER CONDUCTOR | #8 W.P. COPPER (00138) | KY | 24338 | 101984.35 | 4.1903 | 0
E365.00-OH Conductors and Devices | 1967-03-01 | Estimated Retirement | TIPTOP3311 (TT3311) REBLD SEC | KY | 0 | 0 | 0 | 0
E365.00-OH Conductors and Devices | 2014-08-31 | INSULATORS - LINE | INSULATORS - LINE | KY | 1 | 867.51 | 867.51 | 0
E365.00-OH Conductors and Devices | 2015-11-30 | ARRESTERS - OVERHEAD | ARRESTERS - OVERHEAD | KY | 45 | 10561.35 | 234.6967 | 0
E365.00-OH Conductors and Devices | 2015-07-31 | 4/0 CONDUCTOR | #4/0 CONDUCTOR (00148) | KY | 4731 | 83181.96 | 17.5823 | 0
E365.00-OH Conductors and Devices | 2016-03-31 | 20 M.A.W. MESSENGER WIRE | 20 M.A.W. MESSENGER WIRE (FT) (07804) | KY | 2249 | 32458.72 | 14.4325 | 0
E365.00-OH Conductors and Devices | 2017-01-01 | Non-unitized | CNBCD340U-NB Comm UG - 003400 | KY | 0 | 0 | 0 | 0
E365.00-OH Conductors and Devices | 2017-01-01 | Non-unitized | CVLT343-Capital Network Vaults - 003430 | KY | 0 | 0 | 0 | 0
E365.00-OH Conductors and Devices | 2016-10-31 | 1/0 CONDUCTOR | 1/0 CONDUCTOR | KY | 4024 | 27790.78 | 6.9063 | 0
E365.00-OH Conductors and Devices | 2016-12-15 | 500 MCM COPPER CONDUCTOR | #500 MCM W.P. COPPER (00155) | KY | 1902 | 137201.61 | 72.1354 | 0
E365.00-OH Conductors and Devices | 2016-12-15 | WILDLIFE PROTECTION | WILDLIFE PROTECTION | KY | 22 | 37158.67 | 1689.0305 | 0
E365.00-OH Conductors and Devices | 2017-05-01 | Non-unitized | CRSTLT332-Taxable-Repair Street Lights - 00332012 | KY | 0 | 0 | 0 | 0
E365.00-OH Conductors and Devices | 2016-10-06 | WILDLIFE PROTECTION | WILDLIFE PROTECTION | KY | 18 | 29630.4 | 1646.1333 | 0
E365.00-OH Conductors and Devices | 2018-10-01 | 2/0 COPPER CONDUCTOR | #2/0 W.P. COPPER (00146) | KY | 8487 | 86584.97 | 10.2021 | 0
E365.00-OH Conductors and Devices | 2018-08-31 | 4 COPPER CONDUCTOR | #4 W.P. COPPER (00141) | KY | 1176 | 5376.8 | 4.5721 | 0
E365.00-OH Conductors and Devices | 2019-03-31 | Non-unitized | 156379-Enhanced Tap Line-2018 | KY | 0 | 0 | 0 | 0
E365.00-OH Conductors and Devices | 2019-04-01 | Non-unitized | 155866-PV1252 CIFI 2018 Enhance circuit by replacing defective poles, adding transfromers along with new cutouts and fuses. | KY | 0 | 0 | 0 | 0
E365.00-OH Conductors and Devices | 2019-06-30 | 6 COPPER CONDUCTOR | #6 BARE COPPER (00168) | KY | 1455 | 10831.97 | 7.4447 | 0
E365.00-OH Conductors and Devices | 2018-10-01 | 3/0 CONDUCTOR | #3/0 CONDUCTOR (00176) | KY | 62 | 165.5 | 2.6694 | 0
E365.00-OH Conductors and Devices | 2018-12-31 | Non-unitized | 156026-Brown Hotel Vault | KY | 0 | 0 | 0 | 0
E365.00-OH Conductors and Devices | 2018-12-31 | RECLOSER | RECLOSER | KY | 1 | 115738.63 | 115738.63 | 0
E365.00-OH Conductors and Devices | 2015-07-31 | 4 COPPER CONDUCTOR | #4 W.P. COPPER (00141) | KY | 18129 | 7150.87 | 0.39444 | 0
E365.00-OH Conductors and Devices | 2020-07-08 | Non-unitized | 155386-Exempt-N1DT Pleasure Ridge Sub12 | KY | 0 | 0 | 0 | 0
E365.00-OH Conductors and Devices | 2017-08-31 | SWITCHES - DISCONNECT NEW | SWITCHES - DISCONNECT | KY | 82 | 130201.32 | 1587.821 | 0
E365.00-OH Conductors and Devices | 2017-08-31 | RECLOSER | RECLOSER | KY | 1 | 3596.7 | 3596.7 | 0
E365.00-OH Conductors and Devices | 2020-09-01 | 6 COPPER CONDUCTOR | #6 BARE COPPER (00168) | KY | 67125 | 213789.95 | 3.185 | 0
E365.00-OH Conductors and Devices | 2019-12-31 | 6 COPPER CONDUCTOR | #6 BARE COPPER (00168) | KY | 13478 | 63594.95 | 4.7184 | 0
E365.00-OH Conductors and Devices | 2019-07-31 | WILDLIFE PROTECTION | WILDLIFE PROTECTION | KY | 2 | 402 | 201 | 0
E365.00-OH Conductors and Devices | 2019-09-30 | 4 COPPER CONDUCTOR | #4 W.P. COPPER (00141) | KY | 5004 | 19040.84 | 3.8051 | 0
E365.00-OH Conductors and Devices | 2020-04-01 | Non-unitized | LAGRANGE-ENG STATION | KY | 0 | 0 | 0 | 0
E365.00-OH Conductors and Devices | 2021-01-01 | Non-unitized | ARCST340-Taxable-Cust Requested 00340012 | KY | 0 | 0 | 0 | 0
E365.00-OH Conductors and Devices | 2020-10-01 | 4 COPPER CONDUCTOR | #4 W.P. COPPER (00141) | KY | 1603 | 1755.07 | 1.0949 | 0
E365.00-OH Conductors and Devices | 2021-01-01 | Non-unitized | ARDD343U-Taxable-Cap Rep Def UG 00343012: Typically used for planned or scheduled jobs. | KY | 0 | 0 | 0 | 0
E365.00-OH Conductors and Devices | 2021-03-01 | 336,400 19 STR. ALL ALUMINUM | 336,400 19 STR. ALL ALUMINUM (FT) (07712) | KY | 860 | 980.38 | 1.14 | 0
E365.00-OH Conductors and Devices | 2021-02-01 | GROUND | GROUND (00103) | KY | 31 | 2039.17 | 65.7797 | 0
E365.00-OH Conductors and Devices | 2021-07-14 | Non-unitized | 164258-SM1398 Cable Repl Phase 2 | KY | 0 | 0 | 0 | 0
E365.00-OH Conductors and Devices | 2022-02-01 | 8 COPPER CONDUCTOR | #8 W.P. COPPER (00138) | KY | 4898 | 23246.56 | 4.7461 | 0
E365.00-OH Conductors and Devices | 2023-06-01 | Non-unitized | REPLACE 45' POLE | KY | 0 | 0 | 0 | 0
E365.00-OH Conductors and Devices | 2023-05-01 | BLADE (COMPONENT OF SWITCH) | BLADE (COMPONENT OF SWITCH) | KY | 9 | 8345.31 | 927.2567 | 0
E365.00-OH Conductors and Devices | 2024-02-01 | SWITCHES - CUTOUT NEW | SWITCHES - CUTOUT NEW 07630 | KY | 2679 | 2875330.77 | 1073.2851 | 0
E365.00-OH Conductors and Devices | 2025-02-01 | Non-unitized | ATPD340-Taxable-Cap Third Party 00340012 Replacement cost of complete units of property due to damage from a third party, typically reimbursed. | KY | 2 | 35974.39 | 17987.195 | 0
E365.00-OH Conductors and Devices | 2024-03-31 | 1/0 CABLE | 1/0 CABLE | KY | 9612 | 224714.61 | 23.3785 | 0
E365.00-OH Conductors and Devices | 1967-01-01 | 1/0 CABLE | MP1967 Overhead Conductors and Devices | KY | 920232 | 256970.13 | 0.27924 | 0
E365.00-OH Conductors and Devices | 1991-01-01 | 8 COPPER CONDUCTOR | MP1991 Overhead Conductors and Devices | KY | 65 | 132.16 | 2.0332 | 0
E365.00-OH Conductors and Devices | 1968-01-01 | 1/0 CABLE | MP1968 Overhead Conductors and Devices | KY | 689079 | 174601.87 | 0.25338 | 0
E365.00-OH Conductors and Devices | 1998-01-01 | 6 COPPER CONDUCTOR | MP1998 Overhead Conductors and Devices | KY | 3122 | 7897 | 2.5295 | 0
E365.00-OH Conductors and Devices | 1985-01-01 | 4 COPPER CONDUCTOR | MP1985 Overhead Conductors and Devices | KY | 48646 | 82444.23 | 1.6948 | 0
E365.00-OH Conductors and Devices | 1988-01-01 | 1/0 CABLE | MP1988 Overhead Conductors and Devices | KY | 234318 | 401817.37 | 1.7148 | 0
E365.00-OH Conductors and Devices | 1963-01-01 | 1000 MCM CONDUCTOR | MP1963 Overhead Conductors and Devices | KY | 56 | 120.08 | 2.1443 | 0
E365.00-OH Conductors and Devices | 1942-01-01 | 6 COPPER CONDUCTOR | MP1942 Overhead Conductors and Devices | KY | 1306411 | 69665.4 | 0.053326 | 0
E365.00-OH Conductors and Devices | 1972-01-01 | SWITCHES - DISCONNECT NEW | MP1972 Overhead Conductors and Devices | KY | 375 | 38789.71 | 103.4392 | 0
E365.00-OH Conductors and Devices | 1990-01-01 | SWITCHES - DISCONNECT NEW | MP1990 Overhead Conductors and Devices | KY | 518 | 260048.87 | 502.0248 | 0
E365.00-OH Conductors and Devices | 1975-01-01 | SWITCHES - DISCONNECT NEW | MP1975 Overhead Conductors and Devices | KY | 459 | 60675.83 | 132.1914 | 0
E365.00-OH Conductors and Devices | 1985-01-01 | 8 COPPER CONDUCTOR | MP1985 Overhead Conductors and Devices | KY | 2 | 0 | 0 | 0
E365.00-OH Conductors and Devices | 2004-01-01 | ARRESTERS - DISTRIBUTION | MP2004 Overhead Conductors and Devices | KY | 1519 | 486217.32 | 320.0904 | 0
E365.00-OH Conductors and Devices | 2006-01-01 | #12 CABLE | MP2006 Overhead Conductors and Devices | KY | 0 | 0 | 0
E365.00-OH Conductors and Devices | 2008-01-01 | SWITCHES - CUTOUT | MP2008 Overhead Conductors and Devices | KY | 0 | 0 | 0
E365.00-OH Conductors and Devices | 2001-01-01 | 750 MCM COPPER CONDUCTOR | MP2001 Overhead Conductors and Devices | KY | 2737 | 48833.87 | 17.8421 | 0
E365.00-OH Conductors and Devices | 2006-01-01 | 1000 MCM CONDUCTOR | MP2006 Overhead Conductors and Devices | KY | 782 | 105198.9 | 134.5254
E365.00-OH Conductors and Devices | 2007-01-01 | 195,700 ACAR WIRE | MP2007 Overhead Conductors and Devices | KY | 26408 | 67520.03 | 2.5568 | 0
E365.00-OH Conductors and Devices | 2008-05-01 | Non-unitized | SILVER OAKS - SEC 5B - PH 2 | KY | 0 | 0 | 0
E365.00-OH Conductors and Devices | 2008-05-01 | Non-unitized | 1336124 | KY | 0 | 0 | 0
E365.00-OH Conductors and Devices | 2008-05-01 | Non-unitized | 1181985 | KY | 0 | 0 | 0 | 0
E365.00-OH Conductors and Devices | 2008-05-01 | Non-unitized | 8415 Ferndale Rd 40291 | KY | 0 | 0 | 0 | 0
E365.00-OH Conductors and Devices | 2008-05-01 | Non-unitized | 185 OUTER LOOP 40214 | KY | 0 | 0 | 0 | 0
E365.00-OH Conductors and Devices | 2008-05-01 | Non-unitized | 945 S 5TH ST | KY | 0 | 0 | 0 | 0
E365.00-OH Conductors and Devices | 2008-05-01 | Non-unitized | 8307 St. Andrews Church Rd 40258 | KY | 0 | 0 | 0 | 0
E365.00-OH Conductors and Devices | 2008-05-01 | Non-unitized | 1141275 | KY | 0 | 0 | 0 | 0
E365.00-OH Conductors and Devices | 2008-05-01 | Non-unitized | 11401 HOLSCLAW HILL RD 40118 | KY | 0 | 0 | 0 | 0
E365.00-OH Conductors and Devices | 2008-05-01 | Non-unitized | 6201 LOWER HUNTERS TRCE 40258 | KY | 0 | 0 | 0
E365.00-OH Conductors and Devices | 2008-05-01 | Non-unitized | 8000 Cane Run Road 40258 | KY | 0 | 0 | 0
E365.00-OH Conductors and Devices | 2008-05-01 | Non-unitized | 149 OAKBROOKE DR 40047 | KY | 0 | 0 | 0
E365.00-OH Conductors and Devices | 2008-05-01 | Non-unitized | 4400 BARDSTOWN RD | KY | 0 | 0 | 0
E365.00-OH Conductors and Devices | 2008-07-01 | Non-unitized | NBSV340UG-NEW EL SERV UG | KY | 0 | 0 | 0
E365.00-OH Conductors and Devices | 2008-05-01 | Non-unitized | HARROD'S CROSSING | KY | 0 | 0 | 0
E365.00-OH Conductors and Devices | 2008-05-01 | Non-unitized | 524-26-28 S 5TH ST 40202 | KY | 0 | 0 | 0
E365.00-OH Conductors and Devices | 2006-01-01 | SWITCHES - CUTOUT NEW | MP2006 Overhead Conductors and Devices | KY | 1630 | 366695.1 | 224.9663 | 0
E365.00-OH Conductors and Devices | 2008-10-01 | Non-unitized | 1623938 | KY | 0 | 0 | 0 | 0
E365.00-OH Conductors and Devices | 2008-10-01 | Non-unitized | 1638344 | KY | 0 | 0 | 0 | 0
E365.00-OH Conductors and Devices | 2009-04-01 | Non-unitized | 1469163 | KY | 0 | 0 | 0
E365.00-OH Conductors and Devices | 2008-03-31 | 4A COPPER CONDUCTOR | #4A COPPERWELD COPPER (00195) | KY | 1062 | 7607.84 | 7.1637 | 0
E365.00-OH Conductors and Devices | 2009-01-01 | Non-unitized | 2119 CONTEMPORARY LN 40014 | KY | 0 | 0 | 0 | 0
E365.00-OH Conductors and Devices | 2009-09-01 | 500 MCM COPPER CONDUCTOR | #500 MCM W.P. COPPER (00155) | KY | 4873 | 578114.36 | 118.6362 | 0
E365.00-OH Conductors and Devices | 2009-08-01 | Non-unitized | 7205 SAINT ANDREWS CHURCH RD 40258 | KY | 0 | 0 | 0
E365.00-OH Conductors and Devices | 2009-01-01 | Non-unitized | 1522191 | KY | 0 | 0 | 0
E365.00-OH Conductors and Devices | 2009-05-01 | Non-unitized | 9001 SHELBYVILLE RD 40222 | KY | 0 | 0 | 0
E365.00-OH Conductors and Devices | 2008-11-01 | Non-unitized | 900 S 4TH ST 40203 | KY | 0 | 0 | 0
E365.00-OH Conductors and Devices | 2008-05-01 | Non-unitized | CARRINGTON GREENE - RECONDUCTOR | KY | 0 | 0 | 0
E365.00-OH Conductors and Devices | 2008-08-31 | Non-unitized | 1563005 | KY | 0 | 0 | 0
E365.00-OH Conductors and Devices | 2008-10-01 | Non-unitized | 1559965 | KY | 0 | 0 | 0
E365.00-OH Conductors and Devices | 2010-01-01 | Non-unitized | 3RD & EASTERN PKY ST 40209 | KY | 1 | 0 | 0 | 0
E365.00-OH Conductors and Devices | 2010-10-31 | 6 COPPER CONDUCTOR | #6 BARE COPPER (00168) | KY | 92028 | 697320.58 | 7.5773 | 0
E365.00-OH Conductors and Devices | 2010-01-01 | Non-unitized | 4224 SHELBYVILLE ROAD 40207 | KY | 0 | 0 | 0 | 0
E365.00-OH Conductors and Devices | 2010-06-30 | 4 COPPER CONDUCTOR | #4 W.P. COPPER (00141) | KY | 327 | 3565.5 | 10.9037 | 0
E365.00-OH Conductors and Devices | 2009-12-17 | 4 COPPER CONDUCTOR | #4 W.P. COPPER (00141) | KY | 50 | 5796.83 | 115.9366 | 0
E365.00-OH Conductors and Devices | 2000-01-01 | FISHER PIERCE CURRENT SENSOR | MP2000 Overhead Conductors and Devices | KY | 1 | 372.43 | 372.43
E365.00-OH Conductors and Devices | 2008-05-01 | Non-unitized | 500 BLK OLD HARRODS CREEK RD 40223 | KY | 0 | 0 | 0
E365.00-OH Conductors and Devices | 2008-05-01 | Non-unitized | 7801 CRITTENDEN DR 40209 | KY | 0 | 0 | 0 | 0
E365.00-OH Conductors and Devices | 2008-05-01 | Non-unitized | 901 E LIBERTY ST 40204 | KY | 0 | 0 | 0
E365.00-OH Conductors and Devices | 2008-05-01 | Non-unitized | 4000 SHELBYVILLE RD 40207 | KY | 0 | 0 | 0 | 0
E365.00-OH Conductors and Devices | 2008-05-01 | Non-unitized | SIGNATURE POINT | KY | 0 | 0 | 0 | 0
E365.00-OH Conductors and Devices | 2008-05-01 | Non-unitized | 9907 TAYLORSVILLE RD 40299 | KY | 0 | 0 | 0 | 0
E365.00-OH Conductors and Devices | 2008-05-01 | Non-unitized | CAIN PROPERTY | KY | 0 | 0 | 0 | 0
E365.00-OH Conductors and Devices | 2008-05-01 | Non-unitized | 5299 SMITH HAVEN LN 40031 | KY | 0 | 0 | 0 | 0
E365.00-OH Conductors and Devices | 2008-05-01 | Non-unitized | 12111 Shelbyville Road 40243 | KY | 0 | 0 | 0 | 0
E365.00-OH Conductors and Devices | 2008-05-01 | Non-unitized | 6344 HIGHWAY 146 40014 | KY | 0 | 0 | 0 | 0
E365.00-OH Conductors and Devices | 2009-01-01 | Non-unitized | 1474247 | KY | 0 | 0 | 0
E365.00-OH Conductors and Devices | 2009-01-01 | Non-unitized | 1043 Lotus Lane 402 | KY | 0 | 0 | 0 | 0
E365.00-OH Conductors and Devices | 2010-04-01 | Non-unitized | 7911 BARDSTOWN RD 40291 | KY | 0 | 0 | 0 | 0
E365.00-OH Conductors and Devices | 2009-10-01 | 795 MCM ALUMINUM CONDUCTOR | #795 MCM ALL ALUM BARE (00122) | KY | 14039 | 98298.99 | 7.0019 | 0
E365.00-OH Conductors and Devices | 2010-04-01 | Non-unitized | 1077904 | KY | 0 | 0 | 0 | 0
E365.00-OH Conductors and Devices | 2010-10-31 | 123,270 ACAR WIRE | 123,270 ACAR WIRE (FT) (07686) | KY | 36874 | 33041.83 | 0.89607 | 0
E365.00-OH Conductors and Devices | 2010-05-01 | ARRESTERS - NEW | ARRESTERS - NEW (06334) | KY | 73 | 20321.35 | 278.3747 | 0
E365.00-OH Conductors and Devices | 2010-05-01 | Non-unitized | 2901 S 2ND ST 40208 | KY | 0 | 0 | 0 | 0
E365.00-OH Conductors and Devices | 2010-08-01 | Non-unitized | 9900 BROWNSBORO RD 40241 | KY | 3 | 0 | 0 | 0
E365.00-OH Conductors and Devices | 2010-07-01 | Non-unitized | BLANKENBAKER PKWY 40299 | KY | 0 | 0 | 0 | 0
E365.00-OH Conductors and Devices | 2010-10-01 | Non-unitized | 3036 W BROADWAY 40211 | KY | 0 | 0 | 0 | 0
E365.00-OH Conductors and Devices | 2010-12-31 | #2 Triplex | #2 CONDUCTOR (00172) | KY | 107 | 669.21 | 6.2543 | 0
E365.00-OH Conductors and Devices | 2010-11-01 | 795 MCM ALUMINUM CONDUCTOR | #795 MCM ALL ALUM BARE (00122) | KY | 6762 | 276212.69 | 40.8478 | 0
E365.00-OH Conductors and Devices | 2011-09-30 | 4/0 CONDUCTOR | #4/0 CONDUCTOR (00148) | KY | 9856 | 187115.33 | 18.9849 | 0
E365.00-OH Conductors and Devices | 2011-01-31 | INSULATORS - LINE | INSULATORS - LINE (07429) | KY | 0 | 0 | 0 | 0
E365.00-OH Conductors and Devices | 2011-01-31 | GROUND | GROUND (00103) | KY | 0 | 0 | 0 | 0
E365.00-OH Conductors and Devices | 2011-02-01 | Non-unitized | 4203 LARKWOOD AVE 40212 | KY | 0 | 0 | 0 | 0
E365.00-OH Conductors and Devices | 2011-09-30 | ARRESTERS - NEW | ARRESTERS - NEW (06334) | KY | 38 | 5282.16 | 139.0042 | 0
E365.00-OH Conductors and Devices | 2011-12-31 | Non-unitized | South Park 1116 Addition | KY | 0 | 0 | 0 | 0
E365.00-OH Conductors and Devices | 2012-07-31 | 4 COPPER CONDUCTOR | #4 W.P. COPPER (00141) | KY | 0 | 0 | 0 | 0
E365.00-OH Conductors and Devices | 2012-10-31 | SWITCHES - DISCONNECT NEW | SWITCHES - DISCONNECT NEW 07631 | KY | 0 | 0 | 0 | 0
E365.00-OH Conductors and Devices | 2013-01-01 | Non-unitized | Cap.Install Work | KY | 0 | 0 | 0 | 0
E365.00-OH Conductors and Devices | 2013-01-01 | Non-unitized | CNBCD340O-NB Comm OH - 003400 | KY | 0 | 0 | 0 | 0
E365.00-OH Conductors and Devices | 2013-06-25 | SWITCHES - DISCONNECT NEW | SWITCHES - DISCONNECT | KY | 18 | 17052.38 | 947.3544 | 0
E365.00-OH Conductors and Devices | 2013-10-31 | 123,270 ACAR WIRE | 123,270 ACAR WIRE (FT) (07686) | KY | 5761 | 11795.32 | 2.0474 | 0
E365.00-OH Conductors and Devices | 2013-10-31 | Non-unitized | Construction Work in Progress | KY | 0 | 0 | 0 | 0
E365.00-OH Conductors and Devices | 2014-02-28 | 3/0 CONDUCTOR | #3/0 CONDUCTOR (00176) | KY | 95 | 148.89 | 1.5673 | 0
E365.00-OH Conductors and Devices | 2014-12-31 | #2 ACSR | #1 CONDUCTOR (00173) | KY | 23118 | 148414.67 | 6.4199 | 0
E365.00-OH Conductors and Devices | 2014-09-30 | ARRESTERS - NEW | ARRESTERS - NEW | KY | 56 | 16968.33 | 303.0059 | 0
E365.00-OH Conductors and Devices | 2014-04-30 | ARRESTERS - OVERHEAD | ARRESTERS - OVERHEAD | KY | 113 | 26582.31 | 235.2417 | 0
E365.00-OH Conductors and Devices | 2015-12-31 | 1/0 CABLE | 1/0 CABLE | KY | 24883 | 353628.22 | 14.2116 | 0
E365.00-OH Conductors and Devices | 2000-03-01 | Estimated Retirement | PILC 2014 LGE UG Cable Replace | KY | 0 | 0 | 0 | 0
E365.00-OH Conductors and Devices | 2016-01-01 | Non-unitized | CRDD340O-4150778I01-Taxable-4150778I01-Taxable-22100 SHELBYVILLE RD 4022311 | KY | 0 | 0 | 0 | 0
E365.00-OH Conductors and Devices | 2015-04-30 | INSULATORS - LINE | INSULATORS - LINE | KY | 2 | 707.3 | 353.65 | 0
E365.00-OH Conductors and Devices | 2014-06-30 | 795 MCM ALUMINUM CONDUCTOR | #795 MCM ALL ALUM BARE (00122) | KY | 18026 | 67025.11 | 3.7182 | 0
E365.00-OH Conductors and Devices | 2015-05-31 | 795 MCM ALUMINUM CONDUCTOR | #795 MCM ALL ALUM BARE (00122) | KY | 6643 | 88025.8 | 13.2509 | 0
E365.00-OH Conductors and Devices | 2012-12-31 | Non-unitized | LAKE FOREST LEGACY - PH 1 SEC 3 - R | KY | 0 | 0 | 0 | 0
E365.00-OH Conductors and Devices | 2017-01-01 | Non-unitized | BILLTOWN RD. SECTION | KY | 0 | 0 | 0 | 0
E365.00-OH Conductors and Devices | 2016-12-15 | 8 COPPER CONDUCTOR | #8 W.P. COPPER (00138) | KY | 4344 | 8061.9 | 1.8559 | 0
E365.00-OH Conductors and Devices | 2017-12-31 | 2/0 COPPER CONDUCTOR | #2/0 W.P. COPPER (00146) | KY | 6480 | 131421.02 | 20.281 | 0
E365.00-OH Conductors and Devices | 2018-01-01 | Non-unitized | CCAPR340-Taxable-Capital CAP/REG/RECL - 00340012 | KY | 0 | 0 | 0 | 0
E365.00-OH Conductors and Devices | 2016-08-10 | SWITCHES - DISCONNECT NEW | SWITCHES - DISCONNECT | KY | 92 | 110037.02 | 1196.0546 | 0
E365.00-OH Conductors and Devices | 2017-12-31 | Non-unitized | 148737-Downtown Network Vent Type Protector Replacement | KY | 0 | 0 | 0 | 0
E365.00-OH Conductors and Devices | 2017-12-31 | Non-unitized | 153481-HK1234 Ckt Hardening 2017 Ckt Hardening | KY | 0 | 0 | 0 | 0
E365.00-OH Conductors and Devices | 2017-12-31 | 795 MCM ALUMINUM CONDUCTOR | #795 MCM ALL ALUM BARE (00122) | KY | 9094 | 138037.23 | 15.1789 | 0
E365.00-OH Conductors and Devices | 2018-07-01 | Non-unitized | CRPOLE340-Taxable-Pole Repair/Replace - 00340012 | KY | 0 | 0 | 0 | 0
E365.00-OH Conductors and Devices | 2018-11-30 | Non-unitized | 154472-4TH ST APTS VAULT | KY | 0 | 0 | 0 | 0
E365.00-OH Conductors and Devices | 2019-01-01 | Non-unitized | CSTLT332-NB Street Lights - 003320 | KY | 0 | 0 | 0 | 0
E365.00-OH Conductors and Devices | 2018-11-30 | VACUUM INTERRUPTER SWITCH | MOLDED VAC SWITCH,3PH,15kV,200A | KY | 3 | 47075 | 15691.6667 | 0
E365.00-OH Conductors and Devices | 2018-11-30 | 4 COPPER CONDUCTOR | #4 W.P. COPPER (00141) | KY | 6228 | 11237.5 | 1.8044 | 0
E365.00-OH Conductors and Devices | 2020-09-01 | Non-unitized | 161646 -Billtown Road- | KY | 0 | 0 | 0 | 0
E365.00-OH Conductors and Devices | 2021-01-01 | Non-unitized | ANBCD340O-Taxable-NB Comm OH 00340012 | KY | 0 | 0 | 0 | 0
E365.00-OH Conductors and Devices | 2021-01-01 | Non-unitized | CNBCD343U-NB Comm UG - 003430 | KY | 0 | 0 | 0 | 0
E365.00-OH Conductors and Devices | 2020-06-30 | 8 COPPER CONDUCTOR | #8 W.P. COPPER (00138) | KY | 478 | 1861.44 | 3.8942 | 0
E365.00-OH Conductors and Devices | 2021-01-26 | WILDLIFE PROTECTION | WILDLIFE PROTECTION | KY | 36 | 58147.71 | 1615.2142 | 0
E365.00-OH Conductors and Devices | 2021-10-01 | Non-unitized | 164026-OX1274 PH1-2021 REL System Hardening LGE RAP is one of the circuits that were identified in the System Hardening project for 2021. WR#s-6741294 and 6741295. | KY | 0 | 0 | 0 | 0
E365.00-OH Conductors and Devices | 2021-03-01 | #795 MCM ACSR BARE | #795 MCM ACSR BARE | KY | 2 | 4355.03 | 2177.515 | 0
E365.00-OH Conductors and Devices | 2021-04-01 | Non-unitized | 161191-HC1293 CIFI is one of the circuits that were identified in the CIFI project for 2021. WR#s 6649703 and 6652925. | KY | 0 | 0 | 0 | 0
E365.00-OH Conductors and Devices | 2021-04-01 | Non-unitized | ASYSEN343-Taxable-Sys Enhance 00343012 Any improvements/upgrades to the electric/gas distribution system for the benefit of existing customers, but does not include load growth or expansion of a specific customer, this would be charged to a Connect New | KY | 0 | 0 | 0 | 0
E365.00-OH Conductors and Devices | 2022-01-01 | SWITCHES - CUTOUT NEW | SWITCHES - CUTOUT NEW 07630 | KY | 3877 | 4298913.39 | 1108.8247 | 0
E365.00-OH Conductors and Devices | 2021-09-13 | 336,400 19 STR. ALL ALUMINUM | 336,400 19 STR. ALL ALUMINUM (FT) (07712) | KY | 50 | 396.14 | 7.9228 | 0
E365.00-OH Conductors and Devices | 2022-02-01 | #2 Triplex | #2 Triplex | KY | 34750 | 185414.98 | 5.3357 | 0
E365.00-OH Conductors and Devices | 2022-06-01 | 3/0 CONDUCTOR | #3/0 CONDUCTOR (00176) | KY | 80 | 457.39 | 5.7174 | 0
E365.00-OH Conductors and Devices | 2022-12-31 | Non-unitized | 167210-LGE CIFI 2022 HI-1105 is one of the circuits that were identified in the CIFI project for 2022. | KY | 0 | 0 | 0 | 0
E365.00-OH Conductors and Devices | 2023-05-01 | SWITCHGEAR | SWITCHGEAR (06755) | KY | 7 | 240336.58 | 34333.7971 | 0
E365.00-OH Conductors and Devices | 2023-02-16 | INSULATORS - LINE | INSULATORS - LINE | KY | 21 | 5931.43 | 282.449 | 0
E365.00-OH Conductors and Devices | 2023-08-25 | Non-unitized | CONTRACT LABOR | KY | 0 | 0 | 0 | 0
E365.00-OH Conductors and Devices | 2023-11-01 | SWITCHGEAR | SWITCHGEAR (06755) | KY | 2 | 201679.24 | 100839.62 | 0
E365.00-OH Conductors and Devices | 2023-04-17 | RECLOSER | RECLOSER | KY | 4 | 104226.84 | 26056.71 | 0
E365.00-OH Conductors and Devices | 2024-01-01 | Non-unitized | ANBSV343U-Taxable-NB Elec Serv UG 00343012 | KY | 0 | 0 | 0 | 0
E365.00-OH Conductors and Devices | 2023-08-25 | #2 Triplex | #2 Triplex | KY | 23520 | 278186.05 | 11.8276 | 0
E365.00-OH Conductors and Devices | 2024-09-30 | Non-unitized | 170042 Clarks Lane 4KV Conversion PH2 and PH3 - Replace several poles as needed. Reconductor primary copper wire with 123AAC. Replacing 2.4kv with 7.2kv transformers and replace open wire secondary with lay sec along the route. New converted circuit will | KY | 3 | 684916.45 | 228305.4833 | 0
E365.00-OH Conductors and Devices | 2025-04-01 | 2/0 COPPER CONDUCTOR | #2/0 W.P. COPPER (00146) | KY | 1619 | 23300.66 | 14.392 | 0
E365.00-OH Conductors and Devices | 1996-01-01 | 8 COPPER CONDUCTOR | MP1996 Overhead Conductors and Devices | KY | 658 | 2207.54 | 3.3549 | 0
E365.00-OH Conductors and Devices | 1986-01-01 | 840,200 24/13 ACAR WIRE | MP1986 Overhead Conductors and Devices | KY | 1678 | 5496.4 | 3.2756 | 0
E365.00-OH Conductors and Devices | 1970-01-01 | 336,400 19 STR. ALL ALUMINUM | MP1970 Overhead Conductors and Devices | KY | 298560 | 138156.67 | 0.46274 | 0
E365.00-OH Conductors and Devices | 1993-01-01 | 795 MCM ALUMINUM CONDUCTOR | MP1993 Overhead Conductors and Devices | KY | 70743 | 505874.7 | 7.1509 | 0
E365.00-OH Conductors and Devices | 1970-01-01 | #12 CABLE | MP1970 Overhead Conductors and Devices | KY | 0 | 0 | 0
E365.00-OH Conductors and Devices | 1985-01-01 | CAPACITORS | MP1985 Overhead Conductors and Devices | KY | 155 | 83286.87 | 537.3346 | 0
E365.00-OH Conductors and Devices | 1988-01-01 | FISHER PIERCE CURRENT CONTROL | MP1988 Overhead Conductors and Devices | KY | 1 | 1000.07 | 1000.07
E365.00-OH Conductors and Devices | 1965-01-01 | 4 COPPER CONDUCTOR | MP1965 Overhead Conductors and Devices | KY | 249470 | 55415.75 | 0.22213 | 0
E365.00-OH Conductors and Devices | 1935-01-01 | 6 COPPER CONDUCTOR | MP1935 Overhead Conductors and Devices | KY | 3068 | 127 | 0.041395 | 0
E365.00-OH Conductors and Devices | 1982-01-01 | #2 Triplex | MP1982 Overhead Conductors and Devices | KY | 11741 | 20196.77 | 1.7202 | 0
E365.00-OH Conductors and Devices | 1991-01-01 | 6 COPPER CONDUCTOR | MP1991 Overhead Conductors and Devices | KY | 11997 | 22035.35 | 1.8367 | 0
E365.00-OH Conductors and Devices | 1987-01-01 | SWITCHES - CUTOUT | MP1987 Overhead Conductors and Devices | KY | 0 | 0 | 0
E365.00-OH Conductors and Devices | 2000-01-01 | 123,270 ACAR WIRE | MP2000 Overhead Conductors and Devices | KY | 169187 | 1431105.94 | 8.4587 | 0
E365.00-OH Conductors and Devices | 2001-01-01 | #2 Triplex | MP2001 Overhead Conductors and Devices | KY | 86657 | 331098.88 | 3.8208 | 0
E365.00-OH Conductors and Devices | 1970-01-01 | 1000 MCM CONDUCTOR | MP1970 Overhead Conductors and Devices | KY | 29 | 147.28 | 5.0786 | 0
E365.00-OH Conductors and Devices | 1935-01-01 | 6 COPPER CONDUCTOR | #6 BARECOPPER | KY | 4972 | 182.13 | 0.036631 | 0
E365.00-OH Conductors and Devices | 2007-01-01 | GUY | MP2007 Overhead Conductors and Devices | KY | 0 | 0 | 0
E365.00-OH Conductors and Devices | 1980-01-01 | FISHER PIERCE CURRENT SENSOR | MP1980 Overhead Conductors and Devices | KY | 18 | 2581.21 | 143.4006 | 0
E365.00-OH Conductors and Devices | 2005-01-01 | 500 MCM COPPER CONDUCTOR | MP2005 Overhead Conductors and Devices | KY | 49326 | 281912.6 | 5.7153 | 0
E365.00-OH Conductors and Devices | 1965-01-01 | #2 Triplex | #2 TIPLEX | KY | 16 | 4.39 | 0.27437
E365.00-OH Conductors and Devices | 1965-01-01 | 4 COPPER CONDUCTOR | #4 W.P COPPER | KY | 322 | 67.25 | 0.20885 | 0
E365.00-OH Conductors and Devices | 2004-01-01 | #12 CABLE | MP2004 Overhead Conductors and Devices | KY | 0 | 0 | 0
E365.00-OH Conductors and Devices | 2008-05-01 | Non-unitized | POND CREEK SEC 1 | KY | 0 | 0 | 0
E365.00-OH Conductors and Devices | 2008-05-01 | Non-unitized | 10300 CHAMPION FARMS DR. 40241 | KY | 0 | 0 | 0
E365.00-OH Conductors and Devices | 2008-05-01 | Non-unitized | 700 PHILLIPS LN 40209 | KY | 0 | 0 | 0
E365.00-OH Conductors and Devices | 2008-05-01 | Non-unitized | TANYARD PARK APTS - PH III | KY | 0 | 0 | 0 | 0
E365.00-OH Conductors and Devices | 2008-05-01 | Non-unitized | 7944 OLD 3RD ST RD 40214 | KY | 0 | 0 | 0
E365.00-OH Conductors and Devices | 2008-05-01 | Non-unitized | 1153542 | KY | 0 | 0 | 0
E365.00-OH Conductors and Devices | 2008-05-01 | Non-unitized | 3800 RUCKRIEGEL PKWY 40299 | KY | 0 | 0 | 0 | 0
E365.00-OH Conductors and Devices | 2008-05-01 | Non-unitized | 1205894 | KY | 0 | 0 | 0 | 0
E365.00-OH Conductors and Devices | 2008-05-01 | Non-unitized | 3997 7TH STREET RD | KY | 0 | 0 | 0 | 0
E365.00-OH Conductors and Devices | 2008-05-01 | Non-unitized | Brandywyne Woods | KY | 0 | 0 | 0 | 0
E365.00-OH Conductors and Devices | 2008-05-01 | Non-unitized | 11410 COVERED BRIDGE RD 40059 | KY | 0 | 0 | 0 | 0
E365.00-OH Conductors and Devices | 2008-05-01 | Non-unitized | 9219 U. S. Highway # 42 40059 | KY | 0 | 0 | 0
E365.00-OH Conductors and Devices | 2008-05-01 | Non-unitized | 265 OLD RD 40229 | KY | 0 | 0 | 0 | 0
E365.00-OH Conductors and Devices | 2008-05-01 | Non-unitized | TERRACE AT INDIAN HILLS | KY | 0 | 0 | 0 | 0
E365.00-OH Conductors and Devices | 2008-05-01 | Non-unitized | 13615 FACTORY LN 40245 | KY | 0 | 0 | 0 | 0
E365.00-OH Conductors and Devices | 2009-04-01 | Non-unitized | 13910 Factory Lane 40245 | KY | 0 | 0 | 0 | 0
E365.00-OH Conductors and Devices | 2009-01-01 | Non-unitized | 3000 W MAGAZINE ST 40211 | KY | 0 | 0 | 0
E365.00-OH Conductors and Devices | 2008-05-01 | Non-unitized | SHEPHERDS CROSSING | KY | 0 | 0 | 0
E365.00-OH Conductors and Devices | 2009-01-01 | Non-unitized | 1545125 | KY | 0 | 0 | 0
E365.00-OH Conductors and Devices | 2009-08-31 | ARRESTERS - DISTRIBUTION | DISTRIBUTION ARRESTERS (00504) | KY | 13 | 6163.32 | 474.1015
E365.00-OH Conductors and Devices | 2009-06-30 | 795 MCM ALUMINUM CONDUCTOR | #795 MCM ALL ALUM BARE (00122) | KY | 44176 | 1043589.74 | 23.6235 | 0
E365.00-OH Conductors and Devices | 2009-04-01 | Non-unitized | 3809 Cane Run Road 40211 | KY | 0 | 0 | 0
E365.00-OH Conductors and Devices | 2009-07-01 | Non-unitized | 8019 DIXIE HWY 40258 | KY | 0 | 0 | 0
E365.00-OH Conductors and Devices | 2008-08-01 | ARRESTERS - DISTRIBUTION | DISTRIBUTION ARRESTERS (00504) | KY | 4 | -277.22 | -69.305 | 0
E365.00-OH Conductors and Devices | 2008-05-01 | Non-unitized | 2500 S 3RD St 40208 | KY | 0 | 0 | 0
E365.00-OH Conductors and Devices | 2009-10-01 | Non-unitized | 3521 HALE AV 40211 | KY | 0 | 0 | 0
E365.00-OH Conductors and Devices | 2010-01-01 | Non-unitized | U S HIGHWAY 42 40241 | KY | 0 | 0 | 0 | 0
E365.00-OH Conductors and Devices | 1979-01-01 | 123,270 ACAR WIRE | 123270 ACAR WIRE | KY | 264 | 192.31 | 0.72845 | 0
E365.00-OH Conductors and Devices | 2008-05-01 | Non-unitized | OAK VALLEY, SECTION 3 40214 | KY | 0 | 0 | 0 | 0
E365.00-OH Conductors and Devices | 2008-05-01 | Non-unitized | 8704 NATIONAL TURNPIKE 40118 | KY | 0 | 0 | 0
E365.00-OH Conductors and Devices | 2008-05-01 | Non-unitized | 1038435 | KY | 0 | 0 | 0 | 0
E365.00-OH Conductors and Devices | 2008-05-01 | Non-unitized | 3700 BK CHAMBERLAIN LN 40241 | KY | 0 | 0 | 0 | 0
E365.00-OH Conductors and Devices | 2008-05-01 | Non-unitized | 3303 E HEBRON LN 40165 | KY | 0 | 0 | 0 | 0
E365.00-OH Conductors and Devices | 2008-05-01 | Non-unitized | 1095754 | KY | 0 | 0 | 0 | 0
E365.00-OH Conductors and Devices | 2008-05-01 | Non-unitized | 1218754 | KY | 0 | 0 | 0 | 0
E365.00-OH Conductors and Devices | 2008-05-01 | Non-unitized | 9493 WESTPORT RD 40241 | KY | 0 | 0 | 0
E365.00-OH Conductors and Devices | 2008-05-01 | Non-unitized | SARATOGA SPRINGS - SECTION 1B | KY | 0 | 0 | 0 | 0
E365.00-OH Conductors and Devices | 2008-05-01 | Non-unitized | 4323 BARBOUR LN 40241 | KY | 0 | 0 | 0 | 0
E365.00-OH Conductors and Devices | 2007-01-01 | ARRESTERS - OVERHEAD | MP2007 Overhead Conductors and Devices | KY | 0 | 0 | 0 | 0
E365.00-OH Conductors and Devices | 2008-10-01 | Non-unitized | 1496146 | KY | 0 | 0 | 0 | 0
E365.00-OH Conductors and Devices | 2009-10-01 | Non-unitized | 7911 BARDSTOWN RD 40291 | KY | 0 | 0 | 0 | 0
E365.00-OH Conductors and Devices | 2010-01-01 | Non-unitized | 2139 BELMONT RD 40218 | KY | 0 | 0 | 0
E365.00-OH Conductors and Devices | 2010-04-01 | Non-unitized | WILLIAMSGATE SUBV | KY | 0 | 0 | 0 | 0
E365.00-OH Conductors and Devices | 2010-04-01 | Non-unitized | 110 KRATZ LN 40243 | KY | 0 | 0 | 0 | 0
E365.00-OH Conductors and Devices | 2007-12-31 | 3/0 CONDUCTOR | #3/0 CONDUCTOR (00176) | KY | 100 | 225.85 | 2.2585 | 0
E365.00-OH Conductors and Devices | 2010-05-01 | Non-unitized | HITE LN. & BROWNSBORO RD. | KY | 3 | 0 | 0 | 0
E365.00-OH Conductors and Devices | 2010-05-01 | Non-unitized | 645 ROY WILKINS AV 40203 | KY | 0 | 0 | 0 | 0
E365.00-OH Conductors and Devices | 2010-07-01 | Non-unitized | 1300 SOUTHWESTERN PARKWAY | KY | 0 | 0 | 0 | 0
E365.00-OH Conductors and Devices | 2010-10-01 | Non-unitized | 2211 CHEROKEE PKY 40204 | KY | 0 | 0 | 0 | 0
E365.00-OH Conductors and Devices | 2010-10-01 | Non-unitized | 1043 STAGE COACH ROAD 40031 | KY | 0 | 0 | 0 | 0
E365.00-OH Conductors and Devices | 2010-11-01 | Non-unitized | TRUSCOTT FALLS DR L60 40059 | KY | 0 | 0 | 0 | 0
E365.00-OH Conductors and Devices | 2011-02-01 | Non-unitized | 8401 Brownsboro Road 40241 | KY | 0 | 0 | 0 | 0
E365.00-OH Conductors and Devices | 2011-08-31 | SWITCHES - GROUP OPERATED | SWITCHES - MISC. NEW 07632 | KY | 20 | 96582.16 | 4829.108 | 0
E365.00-OH Conductors and Devices | 2011-05-01 | Non-unitized | 3211 OVERLOOK RIDGE RD 40059 | KY | 3 | 0 | 0 | 0
E365.00-OH Conductors and Devices | 2011-05-01 | Non-unitized | MAXEY LN | KY | 0 | 0 | 0 | 0
E365.00-OH Conductors and Devices | 2011-09-30 | #2 ACSR | #1 CONDUCTOR (00173) | KY | 2369 | 5226.69 | 2.2063 | 0
E365.00-OH Conductors and Devices | 2012-05-31 | SWITCHES - DISCONNECT NEW | SWITCHES - DISCONNECT NEW 07631 | KY | 55 | 55520.26 | 1009.4593 | 0
E365.00-OH Conductors and Devices | 2011-05-31 | 795 MCM ALUMINUM CONDUCTOR | #795 MCM ALL ALUM BARE (00122) | KY | 50 | 1740.85 | 34.817 | 0
E365.00-OH Conductors and Devices | 2012-01-01 | SWITCHES - CUTOUT NEW | SWITCHES - CUTOUT NEW 07630 | KY | 1 | 0 | 0 | 0
E365.00-OH Conductors and Devices | 2012-07-01 | Non-unitized | Ckt DA1242 | KY | 0 | 0 | 0 | 0
E365.00-OH Conductors and Devices | 2012-09-01 | ARRESTERS - NEW | ARRESTERS - NEW (06334) | KY | 187 | 121220.22 | 648.2365 | 0
E365.00-OH Conductors and Devices | 2012-12-31 | Non-unitized | CL1230 | KY | 0 | 0 | 0 | 0
E365.00-OH Conductors and Devices | 2012-12-31 | Non-unitized | WHITTINGHILL PROPERTY (5 LOTS) | KY | 0 | 0 | 0 | 0
E365.00-OH Conductors and Devices | 2013-06-25 | SWITCHES - CUTOUT NEW | SWITCHES - CUTOUT NEW 07630 | KY | 304 | 111077.19 | 365.3855 | 0
E365.00-OH Conductors and Devices | 2014-02-28 | SWITCHES - DISCONNECT NEW | SWITCHES - DISCONNECT | KY | 44 | 98085.06 | 2229.2059 | 0
E365.00-OH Conductors and Devices | 2014-03-25 | Non-unitized | DIST-NA-TVA-PDYS RN | KY | 0 | 0 | 0 | 0
E365.00-OH Conductors and Devices | 2014-06-30 | CAPACITORS | CAPACITORS (BANKS) (EACH) (07330) | KY | 68 | 119277.34 | 1754.0785 | 0
E365.00-OH Conductors and Devices | 2014-09-30 | #2 Triplex | #2 CONDUCTOR (00172) | KY | 4535 | 134758.57 | 29.7152 | 0
E365.00-OH Conductors and Devices | 2015-02-01 | 4 COPPER CONDUCTOR | #4 W.P. COPPER (00141) | KY | 25 | 273.68 | 10.9472 | 0
E365.00-OH Conductors and Devices | 2016-01-01 | Non-unitized | CVLT343-Capital Network Vaults - 003430 | KY | 0 | 0 | 0 | 0
E365.00-OH Conductors and Devices | 2016-04-01 | Non-unitized | BROAD RUN RD CULVERT | KY | 0 | 0 | 0 | 0
E365.00-OH Conductors and Devices | 2014-12-31 | SKY WIRE | SKY WIRE (FT) | KY | 6500 | 10112.49 | 1.5558 | 0
E365.00-OH Conductors and Devices | 2014-12-31 | 1/0 Triplex | 1/0 Triplex | KY | 736 | 4122.71 | 5.6015 | 0
E365.00-OH Conductors and Devices | 2015-12-31 | RECLOSER, MISCELLANEOUS | RECLOSER, MISCELLANEOUS (06282) | KY | 8 | 373126.73 | 46640.8412 | 0
E365.00-OH Conductors and Devices | 2016-12-15 | 6 COPPER CONDUCTOR | #6 BARE COPPER (00168) | KY | 14040 | 28146.2 | 2.0047 | 0
E365.00-OH Conductors and Devices | 2015-06-30 | Non-unitized | CNBCD340O-NB Comm OH - 003400 | KY | 0 | 0 | 0 | 0
E365.00-OH Conductors and Devices | 1979-12-01 | Estimated Retirement | 154092 Distribution Automation LGE this approval is for projects 154092 (direct charge), 154093 (direct charge), 154094 (Servco, 0%), 154095 (LGE, 42%) and 154096 (KU, 58%). | KY | 0 | 0 | 0 | 0
E365.00-OH Conductors and Devices | 2018-03-31 | 500 MCM COPPER CONDUCTOR | #500 MCM W.P. COPPER (00155) | KY | 956 | 25673.64 | 26.8553 | 0
E365.00-OH Conductors and Devices | 2019-05-01 | Non-unitized | 156516-Taxable-INSTALL NEW ELECTRONIC RECLOSER ON GRADE LANE AND KNOPP AVENUE | KY | 0 | 0 | 0 | 0
E365.00-OH Conductors and Devices | 2017-08-31 | 500 MCM COPPER CONDUCTOR | #500 MCM W.P. COPPER (00155) | KY | 5766 | 2070699.47 | 359.1223 | 0
E365.00-OH Conductors and Devices | 2020-09-01 | 8 COPPER CONDUCTOR | #8 W.P. COPPER (00138) | KY | 22636 | 15896.32 | 0.70226 | 0
E365.00-OH Conductors and Devices | 2020-01-01 | 8 COPPER CONDUCTOR | #8 W.P. COPPER (00138) | KY | 1442 | 350.95 | 0.24338 | 0
E365.00-OH Conductors and Devices | 2020-06-30 | Non-unitized | 159083-Clifton Exit Circuit Repl | KY | 0 | 0 | 0 | 0
E365.00-OH Conductors and Devices | 2018-11-30 | INSULATORS - LINE | INSULATORS - LINE | KY | 14 | 193.76 | 13.84 | 0
E365.00-OH Conductors and Devices | 2018-12-31 | 2/0 COPPER CONDUCTOR | #2/0 W.P. COPPER (00146) | KY | 3041 | 67753.66 | 22.2801 | 0
E365.00-OH Conductors and Devices | 2019-12-31 | SWITCHES - GROUP OPERATED | SWITCHES - GROUP OPERATED 07632 | KY | 13 | 1501961.05 | 115535.4654 | 0
E365.00-OH Conductors and Devices | 2020-02-29 | ARRESTERS - OVERHEAD | ARRESTERS - OVERHEAD | KY | 251 | 77628.93 | 309.2786 | 0
E365.00-OH Conductors and Devices | 2019-11-01 | 2/0 COPPER CONDUCTOR | #2/0 W.P. COPPER (00146) | KY | 107 | 108.07 | 1.01 | 0
E365.00-OH Conductors and Devices | 2021-01-01 | Non-unitized | ANBRD341U-Taxable-NB Resid UG 00341012 Any work that is performed related to extending or adding primary (or secondary to a common splice or pull off point) to serve underground a new residential customer or group of residential customers (includes all | KY | 0 | 0 | 0 | 0
E365.00-OH Conductors and Devices | 2021-01-01 | Non-unitized | ARELD343-Taxable-Capital Reliability 00343012 | KY | 0 | 0 | 0 | 0
E365.00-OH Conductors and Devices | 2021-01-01 | Non-unitized | CNBCD340O-NB Comm OH - 003400 | KY | 0 | 0 | 0 | 0
E365.00-OH Conductors and Devices | 2021-01-01 | Non-unitized | 131715-N1DT Pleasure Ridge Sub-CW | KY | 0 | 0 | 0 | 0
E365.00-OH Conductors and Devices | 2020-10-01 | 795 MCM ALUMINUM CONDUCTOR | #795 MCM ALL ALUM BARE (00122) | KY | 301 | 1675.12 | 5.5652 | 0
E365.00-OH Conductors and Devices | 2019-04-30 | 1/0 CABLE | 1/0 CABLE | KY | 2500 | 549.43 | 0.21977 | 0
E365.00-OH Conductors and Devices | 2020-10-01 | GROUND | GROUND (00103) | KY | 3 | 227.05 | 75.6833 | 0
E365.00-OH Conductors and Devices | 2021-03-01 | 795 MCM ALUMINUM CONDUCTOR | #795 MCM ALL ALUM BARE (00122) | KY | 118970 | 1151434.87 | 9.6784 | 0
E365.00-OH Conductors and Devices | 2022-01-01 | Non-unitized | ARDD343U-Taxable-Cap Rep Def UG 00343012: Typically used for planned or scheduled jobs. | KY | 0 | 0 | 0 | 0
E365.00-OH Conductors and Devices | 2022-04-01 | 336,400 19 STR. ALL ALUMINUM | 336,400 19 STR. ALL ALUMINUM (FT) (07712) | KY | 710 | 3364.28 | 4.7384 | 0
E365.00-OH Conductors and Devices | 2022-09-23 | Non-unitized | 166610-CL1226 PH2 and PH3 iis one of the circuits that were identified in the System Hardening project for 2021. WR#s: 6539764, 6539775, 6548384, 6539786 and 6562756 | KY | 0 | 0 | 0 | 0
E365.00-OH Conductors and Devices | 2022-11-15 | Non-unitized | BUNKHOUSE HOTEL | KY | 0 | 0 | 0 | 0
E365.00-OH Conductors and Devices | 2022-03-31 | Non-unitized | CRCST340-Cust Requested - 003400 | KY | 0 | 0 | 0 | 0
E365.00-OH Conductors and Devices | 2023-01-01 | Non-unitized | ATPD343-Taxable-Cap Third Party 00343012 Replacement cost of complete units of property due to damage from a third party, typically reimbursed. | KY | 0 | 0 | 0 | 0
E365.00-OH Conductors and Devices | 2022-12-31 | Non-unitized | 167977 - JT1124 - 3PH Extension WR# 6480447 | KY | 0 | 0 | 0 | 0
E365.00-OH Conductors and Devices | 2023-03-31 | Non-unitized | ALM121021-LGE Major Storm-Capital-121021 | KY | 0 | 0 | 0 | 0
E365.00-OH Conductors and Devices | 2023-05-01 | CAPACITORS | CAPACITORS (BANKS) (EACH) (07330) | KY | 4 | 5430.12 | 1357.53 | 0
E365.00-OH Conductors and Devices | 2024-01-01 | Non-unitized | ASYSEN340-Taxable-Sys Enhance 00340012 Any improvements/upgrades to the electric/gas distribution system for the benefit of existing customers, but does not include load growth or expansion of a specific customer, this would be charged to a Connect New | KY | 0 | 0 | 0 | 0
E365.00-OH Conductors and Devices | 2024-07-01 | Non-unitized | Investment | KY | 7 | 185591.43 | 26513.0614 | 0
E365.00-OH Conductors and Devices | 2024-01-01 | 4/0 CONDUCTOR | #4/0 CONDUCTOR (00148) | KY | 321 | 42555.75 | 132.5724 | 0
E365.00-OH Conductors and Devices | 2023-06-30 | 4 COPPER CONDUCTOR | #4 W.P. COPPER (00141) | KY | 2228 | 24176.25 | 10.8511 | 0
E365.00-OH Conductors and Devices | 2025-05-01 | WILDLIFE PROTECTION | WILDLIFE PROTECTION | KY | 1 | -3495.51 | -3495.51 | 0
E365.00-OH Conductors and Devices | 1976-01-01 | SKY WIRE | MP1976 Overhead Conductors and Devices | KY | 10096 | 3790.81 | 0.37548 | 0
E365.00-OH Conductors and Devices | 1971-01-01 | #12 CABLE | MP1971 Overhead Conductors and Devices | KY | 0 | 0 | 0
E365.00-OH Conductors and Devices | 1993-01-01 | 336,400 19 STR. ALL ALUMINUM | MP1993 Overhead Conductors and Devices | KY | 25581 | 163309.1 | 6.384 | 0
E365.00-OH Conductors and Devices | 1990-01-01 | CAPACITORS | MP1990 Overhead Conductors and Devices | KY | 117 | 87532.83 | 748.1438 | 0
E365.00-OH Conductors and Devices | 1995-01-01 | 4/0 CONDUCTOR | MP1995 Overhead Conductors and Devices | KY | 8236 | 92629.47 | 11.2469 | 0
E365.00-OH Conductors and Devices | 1990-01-01 | 4 COPPER CONDUCTOR | MP1990 Overhead Conductors and Devices | KY | 80530 | 152864.2 | 1.8982 | 0
E365.00-OH Conductors and Devices | 2001-01-01 | 6 COPPER CONDUCTOR | MP2001 Overhead Conductors and Devices | KY | 55784 | 82772.82 | 1.4838 | 0
E365.00-OH Conductors and Devices | 1947-01-01 | ARRESTERS - DISTRIBUTION | MP1947 Overhead Conductors and Devices | KY | 18 | 542.52 | 30.14 | 0
E365.00-OH Conductors and Devices | 1976-01-01 | 840,200 24/13 ACAR WIRE | MP1976 Overhead Conductors and Devices | KY | 6637 | 13223.11 | 1.9923 | 0
E365.00-OH Conductors and Devices | 1979-01-01 | 6 COPPER CONDUCTOR | MP1979 Overhead Conductors and Devices | KY | 3607 | 2265.92 | 0.6282 | 0
E365.00-OH Conductors and Devices | 1997-01-01 | #2 ACSR | MP1997 Overhead Conductors and Devices | KY | 0 | 0 | 0 | 0
E365.00-OH Conductors and Devices | 1968-01-01 | SWITCHES - DISCONNECT NEW | MP1968 Overhead Conductors and Devices | KY | 73 | 0 | 0 | 0
E365.00-OH Conductors and Devices | 2001-01-01 | 795 MCM ALUMINUM CONDUCTOR | MP2001 Overhead Conductors and Devices | KY | 137301 | 455526.32 | 3.3177 | 0
E365.00-OH Conductors and Devices | 2003-01-01 | 4/0 CONDUCTOR | MP2003 Overhead Conductors and Devices | KY | 26801 | 535701.26 | 19.9881 | 0
E365.00-OH Conductors and Devices | 2002-01-01 | GROUND | MP2002 Overhead Conductors and Devices | KY | 0 | 0 | 0 | 0
E365.00-OH Conductors and Devices | 2002-01-01 | TO BE SPREAD OVER ASSETS IN ACCOUNT | MP2002 Overhead Conductors and Devices | KY | 0 | 0 | 0
E365.00-OH Conductors and Devices | 1978-01-01 | FISHER PIERCE CURRENT CONTROL | MP1978 Overhead Conductors and Devices | KY | 1 | 445.19 | 445.19
E365.00-OH Conductors and Devices | 2008-05-01 | Non-unitized | 8001 CRITTENDEN DR. 40209 | KY | 0 | 0 | 0 | 0
E365.00-OH Conductors and Devices | 2008-05-01 | Non-unitized | 7805 ST. ANDREWS CHURCH RD 40214 | KY | 0 | 0 | 0
E365.00-OH Conductors and Devices | 2008-05-01 | Non-unitized | 1475 N BARDSTOWN RD 40047 | KY | 0 | 0 | 0 | 0
E365.00-OH Conductors and Devices | 2008-05-01 | Non-unitized | 1300 W MUHAMMAD ALI | KY | 0 | 0 | 0 | 0
E365.00-OH Conductors and Devices | 2008-05-01 | Non-unitized | 491 BROADWAY ST | KY | 0 | 0 | 0 | 0
E365.00-OH Conductors and Devices | 2008-05-01 | Non-unitized | 5416 BLEVINS GAP RD | KY | 0 | 0 | 0 | 0
E365.00-OH Conductors and Devices | 2008-05-01 | Non-unitized | CAMDEN LANE 40014 | KY | 0 | 0 | 0 | 0
E365.00-OH Conductors and Devices | 2008-05-01 | Non-unitized | 3827 FRANKFORT AVE 40207 | KY | 0 | 0 | 0 | 0
E365.00-OH Conductors and Devices | 2008-05-01 | Non-unitized | 114 N DIXIE HWY | KY | 0 | 0 | 0
E365.00-OH Conductors and Devices | 2008-05-01 | Non-unitized | 1101 E OAK ST 40210 | KY | 0 | 0 | 0 | 0
E365.00-OH Conductors and Devices | 2008-05-01 | Non-unitized | 6733 STRAWBERRY LN - HOOPS 40214 | KY | 0 | 0 | 0
E365.00-OH Conductors and Devices | 2008-05-01 | Non-unitized | GRAND OAKS, PHASE 1 | KY | 0 | 0 | 0 | 0
E365.00-OH Conductors and Devices | 2008-05-01 | Non-unitized | 733 LOGAN ST 40204 | KY | 0 | 0 | 0
E365.00-OH Conductors and Devices | 2008-05-01 | Non-unitized | 2824 FRANKFORT AV 40206 | KY | 0 | 0 | 0 | 0
E365.00-OH Conductors and Devices | 2008-05-01 | Non-unitized | 993265 | KY | 0 | 0 | 0
E365.00-OH Conductors and Devices | 1995-01-01 | SWITCHES - CUTOUT NEW | MP1995 Overhead Conductors and Devices | KY | 1307 | 422484.17 | 323.2473 | 0
E365.00-OH Conductors and Devices | 2008-01-01 | SWITCHES - CUTOUT NEW | MP2008 Overhead Conductors and Devices | KY | 156 | 5563.42 | 35.6629
E365.00-OH Conductors and Devices | 2008-08-01 | Non-unitized | 1418539 | KY | 0 | 0 | 0
E365.00-OH Conductors and Devices | 1996-01-01 | INSULATORS - LINE | MP1996 Overhead Conductors and Devices | KY | 0 | 0 | 0 | 0
E365.00-OH Conductors and Devices | 2009-01-01 | Non-unitized | 1544175 | KY | 0 | 0 | 0
E365.00-OH Conductors and Devices | 2009-01-01 | Non-unitized | 1089988 | KY | 0 | 0 | 0
E365.00-OH Conductors and Devices | 2009-01-01 | Non-unitized | 1454424 | KY | 0 | 0 | 0
E365.00-OH Conductors and Devices | 2008-11-30 | SWITCHES - CUTOUT NEW | SWITCHES - CUTOUT NEW 07630 | KY | 4 | 4914.06 | 1228.515 | 0
E365.00-OH Conductors and Devices | 2009-08-01 | Non-unitized | 2101 NELSON MILLER PKWY 40223 | KY | 0 | 0 | 0 | 0
E365.00-OH Conductors and Devices | 2009-08-01 | Non-unitized | 3785 Jones Drive 40031 | KY | 0 | 0 | 0 | 0
E365.00-OH Conductors and Devices | 2009-09-30 | SWITCHES - CUTOUT | SWITCHES (CUTOUT) (EACH) (07630) | KY | 7 | 10529.2 | 1504.1714 | 0
E365.00-OH Conductors and Devices | 2008-08-31 | 123,270 ACAR WIRE | 123,270 ACAR WIRE (FT) (07686) | KY | 260549 | 185677.4 | 0.71264 | 0
E365.00-OH Conductors and Devices | 2008-10-31 | SWITCHES - CUTOUT NEW | SWITCHES - CUTOUT NEW 07630 | KY | 1 | 71.14 | 71.14 | 0
E365.00-OH Conductors and Devices | 2008-11-01 | Non-unitized | 2812 S HIGHWAY 393 40031 | KY | 0 | 0 | 0
E365.00-OH Conductors and Devices | 2009-10-01 | Non-unitized | LOCH LEA 40299 | KY | 0 | 0 | 0
E365.00-OH Conductors and Devices | 2009-12-17 | 1/0 CABLE | 1/0 CABLE | KY | 9980 | 40670.72 | 4.0752 | 0
E365.00-OH Conductors and Devices | 2009-07-31 | ARRESTERS - OVERHEAD | ARRESTERS - OVERHEAD | KY | 0 | 0 | 0 | 0
E365.00-OH Conductors and Devices | 2008-10-01 | Non-unitized | 1654254 | KY | 0 | 0 | 0
E365.00-OH Conductors and Devices | 2009-07-01 | Non-unitized | 3705 STONE LAKES DR 40299 | KY | 0 | 0 | 0
E365.00-OH Conductors and Devices | 2010-01-01 | Non-unitized | 1368606 | KY | 0 | 0 | 0 | 0
E365.00-OH Conductors and Devices | 2009-08-31 | WILDLIFE PROTECTION | WILDLIFE PROTECTION | KY | 0 | 0 | 0 | 0
E365.00-OH Conductors and Devices | 2009-10-01 | 4/0 CONDUCTOR | #4/0 CONDUCTOR (00148) | KY | 0 | 0 | 0 | 0
E365.00-OH Conductors and Devices | 1965-01-01 | 4 COPPER CONDUCTOR | #4 W. P. COPPER | KY | 70 | 15.85 | 0.22643 | 0
E365.00-OH Conductors and Devices | 2008-05-01 | Non-unitized | 9508 NATIONAL TP. 40118 | KY | 0 | 0 | 0 | 0
E365.00-OH Conductors and Devices | 2008-05-01 | Non-unitized | CLIFF VIEW TERRACE | KY | 0 | 0 | 0 | 0
E365.00-OH Conductors and Devices | 2008-05-01 | Non-unitized | 1142507 | KY | 0 | 0 | 0
E365.00-OH Conductors and Devices | 2009-04-01 | Non-unitized | 1368606 | KY | 0 | 0 | 0 | 0
E365.00-OH Conductors and Devices | 2009-01-01 | Non-unitized | 2202 DIXIE HWY 40210 | KY | 0 | 0 | 0 | 0
E365.00-OH Conductors and Devices | 2009-11-01 | Non-unitized | 13001 BEESTON BLVD 40272 | KY | 0 | 0 | 0 | 0
E365.00-OH Conductors and Devices | 2010-02-01 | 350 MCM COPPER CONDUCTOR | #350 MCM BARE COPPER (00183) | KY | 171 | 1327.47 | 7.763 | 0
E365.00-OH Conductors and Devices | 2010-04-01 | Non-unitized | BLANKENBAKER CROSSINGS - RELOCATION | KY | 0 | 0 | 0 | 0
E365.00-OH Conductors and Devices | 2008-08-31 | SWITCHES - GROUP OPERATED | SWITCHES - MISC. NEW 07632 (switch,grp op,15kv,900A) - Rehl Rd Pump Station | KY | 0 | 0 | 0 | 0
E365.00-OH Conductors and Devices | 2010-06-30 | 1/0 CONDUCTOR | 1/0 CONDUCTOR | KY | 602 | 3512.13 | 5.8341 | 0
E365.00-OH Conductors and Devices | 2010-08-01 | Non-unitized | 2900 S 7TH. ST. 40216 | KY | 0 | 0 | 0 | 0
E365.00-OH Conductors and Devices | 2010-08-01 | Non-unitized | 8715 3RD STREET RD 40272 | KY | 0 | 0 | 0 | 0
E365.00-OH Conductors and Devices | 2010-07-01 | Non-unitized | 3619 SAINT GERMAINE AVE 40207 | KY | 0 | 0 | 0 | 0
E365.00-OH Conductors and Devices | 2010-10-01 | Non-unitized | 501 W ASHLAND AVE 40214 | KY | 0 | 0 | 0 | 0
E365.00-OH Conductors and Devices | 2010-10-01 | Non-unitized | BRENTWOOD SUBD, SECT 1 40014 | KY | 0 | 0 | 0 | 0
E365.00-OH Conductors and Devices | 2010-12-31 | ARRESTERS - OVERHEAD | ARRESTERS - OVERHEAD | KY | 9 | 541.07 | 60.1189 | 0
E365.00-OH Conductors and Devices | 2010-11-01 | 20 M.A.W. MESSENGER WIRE | 20 M.A.W. MESSENGER WIRE (FT) (07804) | KY | 4628 | 29586.46 | 6.3929 | 0
E365.00-OH Conductors and Devices | 2011-01-01 | Non-unitized | 9345 TAYLORSVILLE ROAD 40299 | KY | 0 | 0 | 0 | 0
E365.00-OH Conductors and Devices | 2011-01-01 | Non-unitized | 710 BRECKENRIDGE LANE 40207 | KY | 0 | 0 | 0 | 0
E365.00-OH Conductors and Devices | 2011-01-01 | Non-unitized | PARK BV 40209 | KY | 0 | 0 | 0 | 0
E365.00-OH Conductors and Devices | 2011-02-28 | 795 MCM ALUMINUM CONDUCTOR | #795 MCM ALL ALUM BARE (00122) | KY | 476 | 7426.31 | 15.6015 | 0
E365.00-OH Conductors and Devices | 2011-02-01 | Non-unitized | 100 TRAFALGAR SQ 5 APT 40218 | KY | 0 | 0 | 0 | 0
E365.00-OH Conductors and Devices | 2011-04-01 | Non-unitized | 4239 WESTPORT RD 40207 | KY | 0 | 0 | 0 | 0
E365.00-OH Conductors and Devices | 2011-07-01 | Non-unitized | 107 TULIP AVE | KY | 0 | 0 | 0 | 0
E365.00-OH Conductors and Devices | 2011-07-01 | Non-unitized | 7022 ORGAN CREEK RD 40055 | KY | 0 | 0 | 0 | 0
E365.00-OH Conductors and Devices | 2012-05-01 | 336,400 19 STR. ALL ALUMINUM | 336,400 19 STR. ALL ALUMINUM (FT) (07712) | KY | 200 | 710 | 3.55 | 0
E365.00-OH Conductors and Devices | 2012-12-31 | 4 COPPER CONDUCTOR | #4 W.P. COPPER (00141) | KY | 7911 | 231227.5 | 29.2286 | 0
E365.00-OH Conductors and Devices | 2012-01-31 | 954 MCM ACSR CONDUCTOR | #954 MCM ACSR | KY | 120825 | 538958.29 | 4.4607 | 0
E365.00-OH Conductors and Devices | 2013-02-01 | Non-unitized | CCAPR340-Capital CAP/REG/RECL - 003400 | KY | 0 | 0 | 0 | 0
E365.00-OH Conductors and Devices | 2012-01-31 | 4A COPPER CONDUCTOR | #4A COPPERWELD COPPER (00195) | KY | 325 | 3982.64 | 12.2543 | 0
E365.00-OH Conductors and Devices | 2012-12-31 | Non-unitized | SY1252 | KY | 0 | 0 | 0 | 0
E365.00-OH Conductors and Devices | 2012-08-16 | WILDLIFE PROTECTION | WILDLIFE PROTECTION | KY | 14 | 15822.73 | 1130.195 | 0
E365.00-OH Conductors and Devices | 2013-06-01 | 4 COPPER CONDUCTOR | #4 W.P. COPPER (00141) | KY | 0 | 0 | 0 | 0
E365.00-OH Conductors and Devices | 2013-06-25 | 4 COPPER CONDUCTOR | #4 W.P. COPPER (00141) | KY | 150 | 3741.46 | 24.9431 | 0
E365.00-OH Conductors and Devices | 2013-11-30 | CABLE | CABLE - (MISC) (06031) | KY | 597 | 1744.52 | 2.9221 | 0
E365.00-OH Conductors and Devices | 2013-04-30 | Non-unitized | Construction Work in Progress | KY | 0 | 0 | 0 | 0
E365.00-OH Conductors and Devices | 2015-06-30 | INSULATORS - LINE | INSULATORS - LINE | KY | 29 | 1225.09 | 42.2445 | 0
E365.00-OH Conductors and Devices | 2016-12-30 | Non-unitized | FA 1215 | KY | 0 | 0 | 0 | 0
E365.00-OH Conductors and Devices | 2017-01-01 | Non-unitized | CNBVLT343-NB Network Vaults - 003430 | KY | 0 | 0 | 0 | 0
E365.00-OH Conductors and Devices | 2017-12-31 | Non-unitized | 148732-DISTRIBUTION CAPACITORS LGE - 2017 | KY | 0 | 0 | 0 | 0
E365.00-OH Conductors and Devices | 2018-12-31 | Non-unitized | 157977-SO Exit Ckt Duct Repl | KY | 0 | 0 | 0 | 0
E365.00-OH Conductors and Devices | 2019-05-01 | RECLOSER | RECLOSER | KY | 1 | 33894.76 | 33894.76 | 0
E365.00-OH Conductors and Devices | 2019-06-30 | #2 Triplex | #2 Triplex | KY | 4400 | 39356.45 | 8.9446 | 0
E365.00-OH Conductors and Devices | 2018-12-31 | Non-unitized | 148898-LEO DWNTWN NTWK VAULT RPR 2018 | KY | 0 | 0 | 0 | 0
E365.00-OH Conductors and Devices | 2017-12-31 | 1/0 Triplex | 1/0 Triplex | KY | 1238 | 5537.06 | 4.4726 | 0
E365.00-OH Conductors and Devices | 2020-04-30 | INSULATORS - LINE | INSULATORS - LINE | KY | 8 | 426.95 | 53.3687 | 0
E365.00-OH Conductors and Devices | 2020-07-31 | ARRESTERS - OVERHEAD | ARRESTERS - OVERHEAD | KY | 3 | 1132.84 | 377.6133 | 0
E365.00-OH Conductors and Devices | 2019-11-01 | GROUND | GROUND (00103) | KY | 60 | 660 | 11 | 0
E365.00-OH Conductors and Devices | 2021-01-01 | Non-unitized | CTPD343-Capital Thrd Party - 003430 | KY | 1 | 0 | 0 | 0
E365.00-OH Conductors and Devices | 2021-03-01 | ARRESTERS - OVERHEAD | ARRESTERS - OVERHEAD | KY | 1806 | 249194.01 | 137.9812 | 0
E365.00-OH Conductors and Devices | 2021-03-01 | SWITCHES - GROUP OPERATED | SWITCHES - GROUP OPERATED 07632 | KY | 2 | 7891.14 | 3945.57 | 0
E365.00-OH Conductors and Devices | 2021-02-01 | SWITCHES - CUTOUT NEW | SWITCHES - CUTOUT NEW 07630 | KY | 631 | 330652.69 | 524.0138 | 0
E365.00-OH Conductors and Devices | 2021-10-01 | Non-unitized | 157697-Canal-Del Park 69KV SR | KY | 0 | 0 | 0 | 0
E365.00-OH Conductors and Devices | 2021-10-31 | 350 MCM COPPER CONDUCTOR | #350 MCM BARE COPPER (00183) | KY | 954 | 11.98 | 0.012558 | 0
E365.00-OH Conductors and Devices | 2022-01-01 | Non-unitized | ACAPR340-Taxable-Cap/Reg/Recloser 00340012 | KY | 0 | 0 | 0 | 0
E365.00-OH Conductors and Devices | 2022-01-01 | SWITCHGEAR | SWITCHGEAR (06755) | KY | 7 | 129708 | 18529.7143 | 0
E365.00-OH Conductors and Devices | 2022-09-30 | Non-unitized | 164180-DIST CAPACITORS LGE - 2021 | KY | 0 | 0 | 0 | 0
E365.00-OH Conductors and Devices | 2023-01-01 | Non-unitized | ANBRD341U-Taxable-NB Resid UG 00341012 Any work that is performed related to extending or adding primary (or secondary to a common splice or pull off point) to serve underground a new residential customer or group of residential customers (includes all | KY | 0 | 0 | 0 | 0
E365.00-OH Conductors and Devices | 2023-01-01 | Non-unitized | INVESTMENT | KY | 0 | 0 | 0 | 0
E365.00-OH Conductors and Devices | 2023-05-01 | Non-unitized | 167800 -FM1260 LGE CEMI is one of the circuits that were identified in the CEMI project for 2023. WR# 7026056 | KY | 0 | 0 | 0 | 0
E365.00-OH Conductors and Devices | 2023-02-16 | 1/0 CONDUCTOR | 1/0 CONDUCTOR | KY | 43333 | 168784.18 | 3.895 | 0
E365.00-OH Conductors and Devices | 2024-01-01 | Non-unitized | ASYSEN343-Taxable-Sys Enhance 00343012 Any improvements/upgrades to the electric/gas distribution system for the benefit of existing customers, but does not include load growth or expansion of a specific customer, this would be charged to a Connect New | KY | 2 | 2089.67 | 1044.835 | 0
E365.00-OH Conductors and Devices | 2024-01-01 | Non-unitized | ATPD340-Taxable-Cap Third Party 00340012 Replacement cost of complete units of property due to damage from a third party, typically reimbursed. | KY | 0 | 0 | 0 | 0
E365.00-OH Conductors and Devices | 2024-07-09 | Non-unitized | 23PIT340-2023 PITP Louisville | KY | 0 | 0 | 0 | 0
E365.00-OH Conductors and Devices | 2024-03-01 | WILDLIFE PROTECTION | WILDLIFE PROTECTION | KY | 2 | 4151.39 | 2075.695 | 0
E365.00-OH Conductors and Devices | 2021-10-01 | 336,400 19 STR. ALL ALUMINUM | 336,400 19 STR. ALL ALUMINUM (FT) (07712) | KY | 100 | 467.76 | 4.6776 | 0
E365.00-OH Conductors and Devices | 2024-01-01 | ARRESTERS - OVERHEAD | ARRESTERS - OVERHEAD | KY | 85 | 140765.44 | 1656.064 | 0
E365.00-OH Conductors and Devices | 2024-11-30 | Non-unitized | 171804-DX1220 is one of the circuits identified in the Circuit Hardening project for 2024.WR#s: 7129193 and 7164412 | KY | 4 | 395418.14 | 98854.535 | 0
E365.00-OH Conductors and Devices | 2024-12-31 | Non-unitized | ALM092724-LGE MAJOR STORM CAPITAL 092724 | KY | 4 | 566387.88 | 141596.97 | 0
E365.00-OH Conductors and Devices | 2024-04-30 | SWITCHES - CUTOUT NEW | SWITCHES - CUTOUT NEW 07630 | KY | 437 | 864363.68 | 1977.9489 | 0
E365.00-OH Conductors and Devices | 2022-03-09 | ARRESTERS - OVERHEAD | ARRESTERS - OVERHEAD | KY | 6 | 256.19 | 42.6983 | 0
E365.00-OH Conductors and Devices | 1978-01-01 | 20 M.A.W. MESSENGER WIRE | MP1978 Overhead Conductors and Devices | KY | 78534 | 66406.32 | 0.84557 | 0
E365.00-OH Conductors and Devices | 1977-01-01 | 1/0 CABLE | MP1977 Overhead Conductors and Devices | KY | 332371 | 262230.1 | 0.78897 | 0
E365.00-OH Conductors and Devices | 1977-01-01 | SKY WIRE | MP1977 Overhead Conductors and Devices | KY | 4713 | 1730.57 | 0.36719 | 0
E365.00-OH Conductors and Devices | 1991-01-01 | CAPACITORS | MP1991 Overhead Conductors and Devices | KY | 187 | 161056.16 | 861.2629 | 0
E365.00-OH Conductors and Devices | 1980-01-01 | SWITCHES - CUTOUT | MP1980 Overhead Conductors and Devices | KY | 0 | 0 | 0
E365.00-OH Conductors and Devices | 1989-01-01 | SWITCHES - CUTOUT | MP1989 Overhead Conductors and Devices | KY | 0 | 0 | 0
E365.00-OH Conductors and Devices | 1983-01-01 | 3/0 CONDUCTOR | MP1983 Overhead Conductors and Devices | KY | 61309 | 162541.16 | 2.6512 | 0
E365.00-OH Conductors and Devices | 1947-01-01 | #2 Triplex | MP1947 Overhead Conductors and Devices | KY | 617235 | 86943.55 | 0.14086 | 0
E365.00-OH Conductors and Devices | 1971-01-01 | 500 MCM COPPER CONDUCTOR | MP1971 Overhead Conductors and Devices | KY | 51 | 173.98 | 3.4114 | 0
E365.00-OH Conductors and Devices | 1953-01-01 | 1000 MCM CONDUCTOR | #1000 MCM CONDUCTOR | KY | 4 | 9.95 | 2.4875 | 0
E365.00-OH Conductors and Devices | 1963-01-01 | 500 MCM COPPER CONDUCTOR | MP1963 Overhead Conductors and Devices | KY | 75 | 86.67 | 1.1556 | 0
E365.00-OH Conductors and Devices | 1965-01-01 | ARRESTERS - DISTRIBUTION | MP1965 Overhead Conductors and Devices | KY | 74 | 4526.47 | 61.1685 | 0
E365.00-OH Conductors and Devices | 1993-01-01 | #12 CABLE | MP1993 Overhead Conductors and Devices | KY | 0 | 0 | 0
E365.00-OH Conductors and Devices | 1975-01-01 | #2 Triplex | MP1975 Overhead Conductors and Devices | KY | 22611 | 13102.4 | 0.57947 | 0
E365.00-OH Conductors and Devices | 1992-01-01 | SWITCHES - CUTOUT | MP1992 Overhead Conductors and Devices | KY | 0 | 0 | 0
E365.00-OH Conductors and Devices | 1983-01-01 | TRANSFORMER - STEP DOWN | MP1983 Overhead Conductors and Devices | KY | 1 | 11207.53 | 11207.53
E365.00-OH Conductors and Devices | 2005-01-01 | 4/0 CONDUCTOR | MP2005 Overhead Conductors and Devices | KY | 4241 | 155625.22 | 36.6954 | 0
E365.00-OH Conductors and Devices | 2006-01-01 | GROUND | MP2006 Overhead Conductors and Devices | KY | 114 | 9007.71 | 79.015 | 0
E365.00-OH Conductors and Devices | 1998-01-01 | FISHER PIERCE CURRENT SENSOR | MP1998 Overhead Conductors and Devices | KY | 2 | 1561.81 | 780.905
E365.00-OH Conductors and Devices | 1968-01-01 | CAPACITORS | MP1968 Overhead Conductors and Devices | KY | 4 | 586.16 | 146.54 | 0
E365.00-OH Conductors and Devices | 2005-01-01 | 795 MCM ALUMINUM CONDUCTOR | MP2005 Electric Distribution - Overhead Conduct | KY | 8865 | 466586.91 | 52.6325 | 0
E365.00-OH Conductors and Devices | 2008-01-01 | 20 M.A.W. MESSENGER WIRE | MP2008 Overhead Conductors and Devices | KY | 17812 | 13883.97 | 0.77947 | 0
E365.00-OH Conductors and Devices | 2008-05-01 | Non-unitized | 1018105 | KY | 0 | 0 | 0
E365.00-OH Conductors and Devices | 2008-05-01 | Non-unitized | 3723 LEXINGTON RD 40207 | KY | 0 | 0 | 0 | 0
E365.00-OH Conductors and Devices | 2008-05-01 | Non-unitized | 5222 SPRING FARM RD 40059 | KY | 0 | 0 | 0 | 0
E365.00-OH Conductors and Devices | 2008-05-01 | Non-unitized | 3700 WILDERNESS TRAIL 40299 | KY | 0 | 0 | 0 | 0
E365.00-OH Conductors and Devices | 2008-05-01 | Non-unitized | 7315 KAVANAUGH RD 40014 | KY | 0 | 0 | 0 | 0
E365.00-OH Conductors and Devices | 2008-05-01 | Non-unitized | 1139146 | KY | 0 | 0 | 0
E365.00-OH Conductors and Devices | 2008-05-01 | Non-unitized | 800 BL ENGLISH STATION WY 40245 | KY | 0 | 0 | 0 | 0
E365.00-OH Conductors and Devices | 2008-05-01 | Non-unitized | 1951 APPLETON LN 40216 | KY | 0 | 0 | 0 | 0
E365.00-OH Conductors and Devices | 2008-05-01 | Non-unitized | HIDDEN FALLS | KY | 0 | 0 | 0 | 0
E365.00-OH Conductors and Devices | 2008-05-01 | Non-unitized | 214 MARENGO DR 40243 | KY | 0 | 0 | 0 | 0
E365.00-OH Conductors and Devices | 2008-05-01 | Non-unitized | 3401 BARDSTOWN RD 40218 | KY | 0 | 0 | 0 | 0
E365.00-OH Conductors and Devices | 2008-05-01 | Non-unitized | 5200 W HIGHWAY 42 40026 | KY | 0 | 0 | 0 | 0
E365.00-OH Conductors and Devices | 2008-05-01 | Non-unitized | 982946 | KY | 0 | 0 | 0
E365.00-OH Conductors and Devices | 2008-05-01 | Non-unitized | 408 Mockingbird Valley Drive 40207 | KY | 0 | 0 | 0 | 0
E365.00-OH Conductors and Devices | 2008-05-01 | Non-unitized | 1298748 | KY | 0 | 0 | 0 | 0
E365.00-OH Conductors and Devices | 2008-02-28 | 4A COPPER CONDUCTOR | #4A COPPERWELD COPPER (00195) | KY | 272 | 2293.15 | 8.4307 | 0
E365.00-OH Conductors and Devices | 2008-12-31 | SWITCHES - CUTOUT NEW | SWITCHES - CUTOUT NEW 07630 | KY | 108 | 13494.38 | 124.948 | 0
E365.00-OH Conductors and Devices | 2009-11-30 | ARRESTERS - DISTRIBUTION | DISTRIBUTION ARRESTERS (00504) | KY | 19 | 3824.85 | 201.3079 | 0
E365.00-OH Conductors and Devices | 2009-07-01 | Non-unitized | 3805 FERN VALLEY RD 40219 | KY | 0 | 0 | 0
E365.00-OH Conductors and Devices | 2009-08-01 | Non-unitized | 1525 PARKER HOLLOW DR 40223 | KY | 0 | 0 | 0
E365.00-OH Conductors and Devices | 2009-04-30 | ARRESTERS - OVERHEAD | ARRESTERS - OVERHEAD | KY | 2 | 1466.39 | 733.195 | 0
E365.00-OH Conductors and Devices | 2009-07-01 | Non-unitized | 8901 THIRD STREET ROAD 40272 | KY | 0 | 0 | 0
E365.00-OH Conductors and Devices | 2009-01-01 | Non-unitized | 1600015 | KY | 0 | 0 | 0
E365.00-OH Conductors and Devices | 2009-09-01 | #12 CABLE | #12 CABLE (08843) | KY | 0 | 0 | 0
E365.00-OH Conductors and Devices | 2010-01-01 | Non-unitized | 1405 BROWNS LN 40207 | KY | 0 | 0 | 0 | 0
E365.00-OH Conductors and Devices | 2010-01-01 | Non-unitized | 3302 Furman Blvd 40220 | KY | 0 | 0 | 0 | 0
E365.00-OH Conductors and Devices | 2010-01-01 | Non-unitized | 4410 BISHOP LN SIGN 40218 | KY | 0 | 0 | 0 | 0
E365.00-OH Conductors and Devices | 2009-10-31 | Non-unitized | SIGNATURE POINT-PH 1 40223 | KY | 0 | 0 | 0 | 0
E365.00-OH Conductors and Devices | 2009-12-19 | 80 MCM ACSR CONDUCTOR | #80 MCM ACSR BARE (00114) | KY | 442 | 236.87 | 0.5359 | 0
E365.00-OH Conductors and Devices | 2010-04-01 | Non-unitized | 1569455 | KY | 0 | 0 | 0 | 0
E365.00-OH Conductors and Devices | 2010-04-01 | Non-unitized | 861 S 3 RD ST. 40203 | KY | 0 | 0 | 0 | 0
E365.00-OH Conductors and Devices | 2000-01-01 | 750 MCM COPPER CONDUCTOR | MP2000 Overhead Conductors and Devices | KY | 9121 | 228157.53 | 25.0145 | 0
E365.00-OH Conductors and Devices | 1969-01-01 | SKY WIRE | SKY WIRE | KY | 232 | 38.73 | 0.16694
E365.00-OH Conductors and Devices | 1965-01-01 | ARRESTERS - DISTRIBUTION | DISTRUTION ASSESTERSS | KY | 5 | 183.65 | 36.73
E365.00-OH Conductors and Devices | 2006-05-30 | CONDUIT | UNPLANNED DEPR | KY | 1 | 0 | 0
E365.00-OH Conductors and Devices | 2008-05-01 | Non-unitized | 1506 Castlewood Ave 40204 | KY | 0 | 0 | 0 | 0
E365.00-OH Conductors and Devices | 2008-05-01 | Non-unitized | UPPER HUNTERS TRCE | KY | 0 | 0 | 0 | 0
E365.00-OH Conductors and Devices | 2008-05-01 | Non-unitized | 12904 OLD HENRY RD 40299 | KY | 0 | 0 | 0 | 0
E365.00-OH Conductors and Devices | 2008-05-01 | Non-unitized | 7901 OLD HEADY RD 40299 | KY | 0 | 0 | 0 | 0
E365.00-OH Conductors and Devices | 2008-05-01 | Non-unitized | 1057524 | KY | 0 | 0 | 0 | 0
E365.00-OH Conductors and Devices | 2008-05-01 | Non-unitized | 5130 DIXIE HWY 40216 | KY | 0 | 0 | 0 | 0
E365.00-OH Conductors and Devices | 2008-05-01 | Non-unitized | 2926 GARFIELD AVE 40212 | KY | 0 | 0 | 0
E365.00-OH Conductors and Devices | 2008-05-01 | Non-unitized | 18200 SHELBYVILLE RD 40023 | KY | 0 | 0 | 0 | 0
E365.00-OH Conductors and Devices | 2008-05-01 | Non-unitized | 9515 DAWSON HILL RD 40299 | KY | 0 | 0 | 0 | 0
E365.00-OH Conductors and Devices | 2008-05-01 | Non-unitized | 2006 MONTFORT CIR 40014 | KY | 0 | 0 | 0 | 0
E365.00-OH Conductors and Devices | 2008-05-01 | Non-unitized | 13800 DIXIE HWY 40272 | KY | 0 | 0 | 0 | 0
E365.00-OH Conductors and Devices | 2008-05-01 | Non-unitized | 2024 TREVILIAN WAY 40205 | KY | 0 | 0 | 0 | 0
E365.00-OH Conductors and Devices | 2008-05-01 | Non-unitized | 901 BARRET AV 40204 | KY | 0 | 0 | 0 | 0
E365.00-OH Conductors and Devices | 2008-10-01 | Non-unitized | 2202 DIXIE HWY 40210 | KY | 0 | 0 | 0 | 0
E365.00-OH Conductors and Devices | 2008-10-01 | Non-unitized | 1320 E ORELL RD 40272 | KY | 0 | 0 | 0 | 0
E365.00-OH Conductors and Devices | 2008-10-01 | Non-unitized | 1498144 | KY | 0 | 0 | 0
E365.00-OH Conductors and Devices | 2009-04-01 | Non-unitized | 3516 NEWBURG RD 40218 | KY | 0 | 0 | 0
E365.00-OH Conductors and Devices | 2008-03-01 | 4/0 CONDUCTOR | #4/0 W.P. COPPER (00148) | KY | 300 | 12600.52 | 42.0017
E365.00-OH Conductors and Devices | 2008-12-31 | 795 MCM ALUMINUM CONDUCTOR | #795 MCM ALL ALUM BARE (00122) | KY | 18738 | 245243.38 | 13.088 | 0
E365.00-OH Conductors and Devices | 2010-04-01 | Non-unitized | 3901 ATKINSON SQ DR 40218 | KY | 0 | 0 | 0 | 0
E365.00-OH Conductors and Devices | 2010-04-01 | Non-unitized | 2501 BARDSTOWN RD 40205 | KY | 0 | 0 | 0 | 0
E365.00-OH Conductors and Devices | 2010-10-31 | SWITCHES - CUTOUT | SWITCHES (CUTOUT) (EACH) (07630) | KY | 749 | 178408.78 | 238.196 | 0
E365.00-OH Conductors and Devices | 2010-10-31 | 195,700 ACAR WIRE | 195,700 ACAR WIRE (FT) (07711) | KY | 12277 | 3153.39 | 0.25685 | 0
E365.00-OH Conductors and Devices | 2010-08-31 | 336,400 19 STR. ALL ALUMINUM | 336,400 19 STR. ALL ALUMINUM (FT) (07712) | KY | 40 | 291114.72 | 7277.868 | 0
E365.00-OH Conductors and Devices | 2010-04-30 | INDICATOR - 1 PH FAULT | 1 PH FAULT INDICATOR (06860) | KY | 1 | 2772.77 | 2772.77 | 0
E365.00-OH Conductors and Devices | 2010-10-01 | CONDUCTOR | CONDUCTOR - (MISC) (06426) | KY | 20500 | -2149.29 | -0.10484 | 0
E365.00-OH Conductors and Devices | 2011-07-01 | 1/0 CABLE | 1/0 CABLE | KY | 859 | 15902.3 | 18.5126 | 0
E365.00-OH Conductors and Devices | 2011-03-31 | 350 MCM COPPER CONDUCTOR | #350 MCM BARE COPPER (00183) | KY | 134 | 5497.13 | 41.0234 | 0
E365.00-OH Conductors and Devices | 2011-01-01 | Non-unitized | 7000 DISTRIBUTION DR 40258 | KY | 0 | 0 | 0 | 0
E365.00-OH Conductors and Devices | 2011-07-01 | Non-unitized | 4749 DIXIE HWY 40216 | KY | 0 | 0 | 0 | 0
E365.00-OH Conductors and Devices | 2012-04-30 | 4 COPPER CONDUCTOR | #4 W.P. COPPER (00141) | KY | 100 | 1941.57 | 19.4157 | 0
E365.00-OH Conductors and Devices | 2012-04-30 | SWITCHES - DISCONNECT NEW | SWITCHES - DISCONNECT NEW 07631 | KY | 9 | 43428.76 | 4825.4178 | 0
E365.00-OH Conductors and Devices | 2012-09-01 | #2 ACSR | #1 CONDUCTOR (00173) | KY | 6945 | 42850.97 | 6.17 | 0
E365.00-OH Conductors and Devices | 2012-12-01 | 20 M.A.W. MESSENGER WIRE | 20 M.A.W. MESSENGER WIRE (FT) (07804) | KY | 1410 | 4360.37 | 3.0925 | 0
E365.00-OH Conductors and Devices | 2012-08-01 | 4/0 CONDUCTOR | #4/0 CONDUCTOR (00148) | KY | 100 | 1666.28 | 16.6628 | 0
E365.00-OH Conductors and Devices | 2012-01-31 | 6 COPPER CONDUCTOR | #6 BARE COPPER (00168) | KY | 4851 | 11232.86 | 2.3156 | 0
E365.00-OH Conductors and Devices | 2013-01-01 | Non-unitized | PMINSP340-PM Inspections 003400 | KY | 0 | 0 | 0 | 0
E365.00-OH Conductors and Devices | 2013-08-31 | SWITCHES - GROUP OPERATED | SWITCHES - MISC. NEW 07632 | KY | 2 | 49092.93 | 24546.465 | 0
E365.00-OH Conductors and Devices | 2013-08-31 | 195,700 ACAR WIRE | 195,700 ACAR WIRE (FT) (07711) | KY | 11436 | 16335.39 | 1.4284 | 0
E365.00-OH Conductors and Devices | 2013-09-15 | SWITCHES - CUTOUT NEW | SWITCHES - CUTOUT NEW 07630 | KY | 152 | 82269.35 | 541.2457 | 0
E365.00-OH Conductors and Devices | 2014-04-30 | Non-unitized | HK-1233 | KY | 0 | 0 | 0 | 0
E365.00-OH Conductors and Devices | 2014-08-31 | 954 MCM ACSR CONDUCTOR | #954 MCM ACSR | KY | 10 | 423.98 | 42.398 | 0
E365.00-OH Conductors and Devices | 2014-12-31 | 20 M.A.W. MESSENGER WIRE | 20 M.A.W. MESSENGER WIRE (FT) (07804) | KY | 23039 | 39309.4 | 1.7062 | 0
E365.00-OH Conductors and Devices | 2015-06-30 | 4/0 CONDUCTOR | #4/0 CONDUCTOR (00148) | KY | 24241 | 1063944.31 | 43.8903 | 0
E365.00-OH Conductors and Devices | 2015-10-31 | Non-unitized | CL 1232 | KY | 0 | 0 | 0 | 0
E365.00-OH Conductors and Devices | 2015-12-31 | 20 M.A.W. MESSENGER WIRE | 20 M.A.W. MESSENGER WIRE (FT) (07804) | KY | 8083 | 15644.89 | 1.9355 | 0
E365.00-OH Conductors and Devices | 2016-03-31 | CAPACITORS | CAPACITORS (BANKS) (EACH) (07330) | KY | 1 | 58428.67 | 58428.67 | 0
E365.00-OH Conductors and Devices | 2016-03-31 | SWITCHES - CUTOUT NEW | SWITCHES - CUTOUT NEW 07630 | KY | 398 | 347281.68 | 872.567 | 0
E365.00-OH Conductors and Devices | 2015-08-31 | SWITCHES | SWITCHES | KY | 0 | 0 | 0 | 0
E365.00-OH Conductors and Devices | 2017-01-01 | Non-unitized | MSD POLE BRACING | KY | 2 | 0 | 0 | 0
E365.00-OH Conductors and Devices | 2016-12-15 | GROUND | GROUND (00103) | KY | 197 | 14109.96 | 71.6242 | 0
E365.00-OH Conductors and Devices | 2017-04-01 | Non-unitized | CNBSV340O-NB Elect Serv OH - 003400 | KY | 0 | 0 | 0 | 0
E365.00-OH Conductors and Devices | 2003-12-01 | Estimated Retirement | 154092 Distribution Automation LGE this approval is for projects 154092 (direct charge), 154093 (direct charge), 154094 (Servco, 0%), 154095 (LGE, 42%) and 154096 (KU, 58%). | KY | 0 | 0 | 0 | 0
E365.00-OH Conductors and Devices | 2018-02-01 | Non-unitized | CSTLT332-NB Street Lights - 003320 | KY | 0 | 0 | 0 | 0
E365.00-OH Conductors and Devices | 2019-03-31 | Non-unitized | NONE | KY | 0 | 0 | 0 | 0
E365.00-OH Conductors and Devices | 2019-12-01 | 123,270 ACAR WIRE | 123,270 ACAR WIRE (FT) (07686) | KY | 26773 | 13053.74 | 0.48757 | 0
E365.00-OH Conductors and Devices | 2017-08-31 | RECLOSER CONTROL | RECLOSER CONTROL | KY | 0 | 0 | 0 | 0
E365.00-OH Conductors and Devices | 2020-06-30 | Non-unitized | 158577-NA1264 Ckt Hardening | KY | 0 | 0 | 0 | 0
E365.00-OH Conductors and Devices | 2020-09-01 | 4/0 CONDUCTOR | #4/0 CONDUCTOR (00148) | KY | 21343 | 281801.27 | 13.2035 | 0
E365.00-OH Conductors and Devices | 2020-07-01 | Non-unitized | KY 22 Springcrest | KY | 0 | 0 | 0 | 0
E365.00-OH Conductors and Devices | 2021-01-01 | Non-unitized | ANBCD343U-Taxable-NB Comm UG 00343012 | KY | 0 | 0 | 0 | 0
E365.00-OH Conductors and Devices | 2021-10-10 | Non-unitized | 159259-TEP Ford-Frey 69kV | KY | 0 | 0 | 0 | 0
E365.00-OH Conductors and Devices | 2021-08-31 | Non-unitized | 164552-TEP Project - ESR Brooks RECC 2021 | KY | 0 | 0 | 0 | 0
E365.00-OH Conductors and Devices | 2022-05-12 | Non-unitized | 162029-2021 LEO DWTN VT STRUCT REP | KY | 0 | 0 | 0 | 0
E365.00-OH Conductors and Devices | 2022-03-31 | 4/0 CONDUCTOR | #4/0 CONDUCTOR (00148) | KY | 100 | 348 | 3.48 | 0
E365.00-OH Conductors and Devices | 2021-01-26 | 4/0 CONDUCTOR | #4/0 CONDUCTOR (00148) | KY | 230 | 4657.23 | 20.2488 | 0
E365.00-OH Conductors and Devices | 2021-09-30 | INSULATORS - LINE | INSULATORS - LINE | KY | 17 | 1163.8 | 68.4588 | 0
E365.00-OH Conductors and Devices | 2023-02-01 | GROUND | GROUND (00103) | KY | 2110 | 278803.7 | 132.1345 | 0
E365.00-OH Conductors and Devices | 2022-09-23 | ARRESTERS - OVERHEAD | ARRESTERS - OVERHEAD | KY | 65 | 40925.4 | 629.6215 | 0
E365.00-OH Conductors and Devices | 2021-12-15 | 4 COPPER CONDUCTOR | #4 W.P. COPPER (00141) | KY | 6239 | 24039.08 | 3.853 | 0
E365.00-OH Conductors and Devices | 2022-11-15 | 2/0 COPPER CONDUCTOR | #2/0 W.P. COPPER (00146) | KY | 321 | 1369.26 | 4.2656 | 0
E365.00-OH Conductors and Devices | 2024-01-01 | Non-unitized | ARDCBL343-Taxable-Repl Defective Cable 00343012 | KY | 0 | 0 | 0 | 0
E365.00-OH Conductors and Devices | 2024-01-01 | Non-unitized | ARELD340-Taxable-Capital Reliability 00340012 | KY | 6 | 4127.78 | 687.9633 | 0
E365.00-OH Conductors and Devices | 2024-02-01 | 6 COPPER CONDUCTOR | #6 BARE COPPER (00168) | KY | 144870 | 655973.11 | 4.528 | 0
E365.00-OH Conductors and Devices | 2024-12-31 | Non-unitized | 23TPAVZW-TPPA VERIZON 2023 Fully reimbursable project | KY | 3 | 3394.58 | 1131.5267 | 0
E365.00-OH Conductors and Devices | 2024-05-31 | 4/0 CONDUCTOR | #4/0 CONDUCTOR (00148) | KY | 1375 | 245109.61 | 178.2615 | 0
E365.00-OH Conductors and Devices | 2024-07-27 | 123,270 ACAR WIRE | 123,270 ACAR WIRE (FT) (07686) | KY | 800 | 3622.46 | 4.5281 | 0
E365.00-OH Conductors and Devices | 2024-12-31 | 123,270 ACAR WIRE | 123,270 ACAR WIRE (FT) (07686) | KY | 1296 | 13587.28 | 10.484 | 0
E365.00-OH Conductors and Devices | 1975-01-01 | 392,500 24/13 ACAR WIRE | MP1975 Overhead Conductors and Devices | KY | 22096 | 12852.34 | 0.58166 | 0
E365.00-OH Conductors and Devices | 1990-01-01 | 336,400 19 STR. ALL ALUMINUM | MP1990 Overhead Conductors and Devices | KY | 57855 | 184840.34 | 3.1949 | 0
E365.00-OH Conductors and Devices | 1979-01-01 | 795 MCM ALUMINUM CONDUCTOR | MP1979 Overhead Conductors and Devices | KY | 629714 | 1493035.66 | 2.371 | 0
E365.00-OH Conductors and Devices | 1967-01-01 | TO BE SPREAD OVER ASSETS IN ACCOUNT | MP1967 Overhead Conductors and Devices | KY | 0 | 0 | 0
E365.00-OH Conductors and Devices | 1979-01-01 | 20 M.A.W. MESSENGER WIRE | MP1979 Overhead Conductors and Devices | KY | 59464 | 54856.05 | 0.92251 | 0
E365.00-OH Conductors and Devices | 1988-01-01 | 336,400 19 STR. ALL ALUMINUM | MP1988 Overhead Conductors and Devices | KY | 81146 | 226336.42 | 2.7892 | 0
E365.00-OH Conductors and Devices | 1972-01-01 | CAPACITORS | MP1972 Overhead Conductors and Devices | KY | 65 | 8631.11 | 132.7863 | 0
E365.00-OH Conductors and Devices | 1990-01-01 | ARRESTERS - DISTRIBUTION | MP1990 Overhead Conductors and Devices | KY | 3184 | 406738.31 | 127.7444 | 0
E365.00-OH Conductors and Devices | 1997-01-01 | SWITCHES - DISCONNECT NEW | MP1997 Overhead Conductors and Devices | KY | 259 | 198031.38 | 764.5999 | 0
E365.00-OH Conductors and Devices | 1934-01-01 | 2/0 COPPER CONDUCTOR | #2/0 W.P. COPPER | KY | 114061 | 17350.3 | 0.15211 | 0
E365.00-OH Conductors and Devices | 1965-01-01 | 6 COPPER CONDUCTOR | MP1965 Overhead Conductors and Devices | KY | 105162 | 14236.17 | 0.13537 | 0
E365.00-OH Conductors and Devices | 1973-01-01 | 3/0 CONDUCTOR | MP1973 Overhead Conductors and Devices | KY | 8686 | 4890.76 | 0.56306 | 0
E365.00-OH Conductors and Devices | 1988-01-01 | 4/0 CONDUCTOR | MP1988 Overhead Conductors and Devices | KY | 6607 | 19110.52 | 2.8925 | 0
E365.00-OH Conductors and Devices | 2002-01-01 | 8 COPPER CONDUCTOR | MP2002 Overhead Conductors and Devices | KY | 7585 | 18493.08 | 2.4381 | 0
E365.00-OH Conductors and Devices | 1977-01-01 | 392,500 24/13 ACAR WIRE | MP1977 Overhead Conductors and Devices | KY | 9112 | 6476.43 | 0.71076 | 0
E365.00-OH Conductors and Devices | 1977-01-01 | CAPACITORS | MP1977 Overhead Conductors and Devices | KY | 24 | 3384.82 | 141.0342 | 0
E365.00-OH Conductors and Devices | 2001-01-01 | 4 COPPER CONDUCTOR | MP2001 Electric Distribution - Overhead Conduct | KY | 6352 | 21017.5 | 3.3088 | 0
E365.00-OH Conductors and Devices | 2008-05-01 | Non-unitized | 1169027 | KY | 0 | 0 | 0 | 0
E365.00-OH Conductors and Devices | 2008-05-01 | Non-unitized | 1322874 | KY | 0 | 0 | 0 | 0
E365.00-OH Conductors and Devices | 2008-05-01 | Non-unitized | 15830 PIERCY MILL RD 40245 | KY | 0 | 0 | 0 | 0
E365.00-OH Conductors and Devices | 2008-05-01 | Non-unitized | 11 OVERBROOK RD 40207 | KY | 0 | 0 | 0 | 0
E365.00-OH Conductors and Devices | 2008-05-01 | Non-unitized | 1018394 | KY | 0 | 0 | 0 | 0
E365.00-OH Conductors and Devices | 2008-05-01 | Non-unitized | 1047716 | KY | 0 | 0 | 0 | 0
E365.00-OH Conductors and Devices | 2008-07-01 | Non-unitized | STREET LIGHT OVERHEAD | KY | 0 | 0 | 0 | 0
E365.00-OH Conductors and Devices | 2008-05-01 | Non-unitized | 325-327 E MARKET ST 40202 | KY | 0 | 0 | 0
E365.00-OH Conductors and Devices | 2008-05-01 | Non-unitized | 1357387 | KY | 0 | 0 | 0
E365.00-OH Conductors and Devices | 2008-10-01 | Non-unitized | 5503 ROUTT RD 40299 | KY | 0 | 0 | 0 | 0
E365.00-OH Conductors and Devices | 2008-10-01 | Non-unitized | 360 RANCH RD 40 | KY | 0 | 0 | 0 | 0
E365.00-OH Conductors and Devices | 2009-04-01 | Non-unitized | 25 JOHNNIE PACK RD 40108 | KY | 0 | 0 | 0
E365.00-OH Conductors and Devices | 2009-01-01 | Non-unitized | 1676995 | KY | 0 | 0 | 0
E365.00-OH Conductors and Devices | 2009-10-31 | 123,270 ACAR WIRE | 123,270 ACAR WIRE (FT) (07686) | KY | 88077 | 184309.3 | 2.0926 | 0
E365.00-OH Conductors and Devices | 2009-07-01 | Non-unitized | 1925 LEWISTON DR 40216 | KY | 0 | 0 | 0
E365.00-OH Conductors and Devices | 2009-09-01 | CABLE | CABLE - (MISC) (06031) | KY | 21 | 203.18 | 9.6752 | 0
E365.00-OH Conductors and Devices | 2009-09-01 | 1272 MCM ACSR CONDUCTOR | #1272 MCM ACSR BARE (00121) | KY | 28824 | 75220.41 | 2.6096 | 0
E365.00-OH Conductors and Devices | 2009-07-01 | Non-unitized | 7324 LAZY ACRES ST 40258 | KY | 0 | 0 | 0
E365.00-OH Conductors and Devices | 2009-12-31 | 336,400 19 STR. ALL ALUMINUM | 336,400 19 STR. ALL ALUMINUM (FT) (07712) | KY | 10515 | 85174.67 | 8.1003 | 0
E365.00-OH Conductors and Devices | 2009-05-31 | ARRESTERS - DISTRIBUTION | DISTRIBUTION ARRESTERS (00504) | KY | 386 | 170607.54 | 441.9884
E365.00-OH Conductors and Devices | 2008-08-31 | 4 COPPER CONDUCTOR | #4 W.P. COPPER (00141) | KY | 1748 | 6504.61 | 3.7212 | 0
E365.00-OH Conductors and Devices | 2008-05-01 | Non-unitized | 1088154 | KY | 0 | 0 | 0
E365.00-OH Conductors and Devices | 2008-05-01 | Non-unitized | 4011 SHELBYVILLE RD 40207 | KY | 0 | 0 | 0
E365.00-OH Conductors and Devices | 2009-08-01 | Non-unitized | 4805 BROWNSBORO RD 40207 | KY | 0 | 0 | 0
E365.00-OH Conductors and Devices | 2009-02-28 | 795 MCM ALUMINUM CONDUCTOR | #795 MCM ALL ALUM BARE (00122) | KY | 13791 | 159868.37 | 11.5922 | 0
E365.00-OH Conductors and Devices | 2009-12-17 | 3/0 CONDUCTOR | #3/0 CONDUCTOR (00176) | KY | 50 | 627.26 | 12.5452 | 0
E365.00-OH Conductors and Devices | 2008-05-01 | Non-unitized | 10290 BUNSEN WAY 40299 | KY | 0 | 0 | 0
E365.00-OH Conductors and Devices | 2010-01-01 | Non-unitized | KY HWY 933 RELOCATION 40108 | KY | 0 | 0 | 0 | 0
E365.00-OH Conductors and Devices | 2010-01-01 | Non-unitized | 4109 TAYLORSVILLE RD 40220 | KY | 0 | 0 | 0 | 0
E365.00-OH Conductors and Devices | 2009-12-19 | RECLOSER, MISCELLANEOUS | RECLOSER, MISCELLANEOUS (06282) | KY | 3 | 15361.37 | 5120.4567
E365.00-OH Conductors and Devices | 2010-01-01 | Non-unitized | 5620 NEW CUT RD | KY | 0 | 0 | 0
E365.00-OH Conductors and Devices | 2000-01-01 | SKY WIRE | MP2000 Overhead Conductors and Devices | KY | 200 | 150.14 | 0.7507
E365.00-OH Conductors and Devices | 2008-05-01 | Non-unitized | 11213 BEARCAMP RD 40272 | KY | 0 | 0 | 0 | 0
E365.00-OH Conductors and Devices | 2008-05-01 | Non-unitized | 11501 W HWY 42 40026 | KY | 0 | 0 | 0 | 0
E365.00-OH Conductors and Devices | 2008-05-01 | Non-unitized | 1214407 | KY | 0 | 0 | 0 | 0
E365.00-OH Conductors and Devices | 2008-05-01 | Non-unitized | 1871 BERRY BV 40215 | KY | 0 | 0 | 0 | 0
E365.00-OH Conductors and Devices | 2008-05-01 | Non-unitized | 3810 TARA DR 40031 | KY | 0 | 0 | 0 | 0
E365.00-OH Conductors and Devices | 2008-05-01 | Non-unitized | 1214 WEIBLE RD 40014 | KY | 0 | 0 | 0 | 0
E365.00-OH Conductors and Devices | 2008-05-01 | Non-unitized | 7700 OUTER LOOP 40228 | KY | 0 | 0 | 0
E365.00-OH Conductors and Devices | 2008-10-01 | Non-unitized | 1577749 | KY | 0 | 0 | 0
E365.00-OH Conductors and Devices | 2010-01-01 | Non-unitized | 908 DUPONT RD 40207 | KY | 0 | 0 | 0 | 0
E365.00-OH Conductors and Devices | 2010-05-01 | Non-unitized | 4602A SUMMIT DR 40229 | KY | 0 | 0 | 0 | 0
E365.00-OH Conductors and Devices | 2010-06-01 | SWITCHES - CUTOUT | SWITCHES (CUTOUT) (EACH) (07630) | KY | 1 | 1713.43 | 1713.43 | 0
E365.00-OH Conductors and Devices | 2010-08-01 | Non-unitized | 927 E MUHAMMAD ALI BLVD 40204 | KY | 0 | 0 | 0 | 0
E365.00-OH Conductors and Devices | 2010-10-01 | Non-unitized | BLANKENBAKER STATION II LOT 4 40299 | KY | 0 | 0 | 0 | 0
E365.00-OH Conductors and Devices | 2010-10-01 | Non-unitized | FLOYD & CENTRAL 40209 | KY | 0 | 0 | 0 | 0
E365.00-OH Conductors and Devices | 2010-10-01 | Non-unitized | 9012 OLD BARDSTOWN RD 40291 | KY | 0 | 0 | 0 | 0
E365.00-OH Conductors and Devices | 2010-11-01 | Non-unitized | 9821 BUCKINGHAM - REAR DR 40118 | KY | 0 | 0 | 0 | 0
E365.00-OH Conductors and Devices | 2010-11-30 | 4 COPPER CONDUCTOR | #4 W.P. COPPER (00141) | KY | 1948 | 60924.46 | 31.2754 | 0
E365.00-OH Conductors and Devices | 2010-11-30 | 4/0 CONDUCTOR | #4/0 CONDUCTOR (00148) | KY | 0 | 0 | 0 | 0
E365.00-OH Conductors and Devices | 2011-01-31 | 4 COPPER CONDUCTOR | #4 W.P. COPPER (00141) | KY | 25 | 286.11 | 11.4444 | 0
E365.00-OH Conductors and Devices | 2011-01-01 | Non-unitized | S 15TH 40210 | KY | 0 | 0 | 0 | 0
E365.00-OH Conductors and Devices | 2011-01-01 | Non-unitized | 4400 PARALEE LN 40272 | KY | 0 | 0 | 0 | 0
E365.00-OH Conductors and Devices | 2011-01-01 | Non-unitized | 535 COUNTRY LN 40207 | KY | 0 | 0 | 0 | 0
E365.00-OH Conductors and Devices | 2011-01-01 | Non-unitized | 6706 FEGENBUSH LN 40228 | KY | 0 | 0 | 0 | 0
E365.00-OH Conductors and Devices | 2011-02-28 | 336,400 19 STR. ALL ALUMINUM | 336,400 19 STR. ALL ALUMINUM (FT) (07712) | KY | 817 | 7732.13 | 9.4641 | 0
E365.00-OH Conductors and Devices | 2011-03-01 | Non-unitized | NBSV340OH-NEW ELECTRIC SERVICES | KY | 0 | 0 | 0 | 0
E365.00-OH Conductors and Devices | 2011-05-01 | Non-unitized | 2303 EVERGREEN RD 40223 | KY | 0 | 0 | 0 | 0
E365.00-OH Conductors and Devices | 2011-04-30 | 123,270 ACAR WIRE | 123,270 ACAR WIRE (FT) (07686) | KY | 6031 | 15268.93 | 2.5317 | 0
E365.00-OH Conductors and Devices | 2011-12-31 | #2 Triplex | #2 CONDUCTOR (00172) | KY | 601 | 2950.96 | 4.9101 | 0
E365.00-OH Conductors and Devices | 2012-03-01 | Non-unitized | New Business - Project Level WorkOrder | KY | 0 | 0 | 0 | 0
E365.00-OH Conductors and Devices | 2011-10-01 | Non-unitized | New Bus Subd - Ovhd - Project Level Work Order | KY | 0 | 0 | 0 | 0
E365.00-OH Conductors and Devices | 2011-10-01 | Non-unitized | Cust Req - Project Level Work Order | KY | 0 | 0 | 0 | 0
E365.00-OH Conductors and Devices | 2012-05-31 | Non-unitized | LG&E MAJOR STORM 081311 | KY | 0 | 0 | 0 | 0
E365.00-OH Conductors and Devices | 2013-01-31 | 4 COPPER CONDUCTOR | #4 W.P. COPPER (00141) | KY | 6863 | 32713.21 | 4.7666 | 0
E365.00-OH Conductors and Devices | 2013-01-31 | 6 COPPER CONDUCTOR | #6 BARE COPPER (00168) | KY | 5428 | 19150.39 | 3.5281 | 0
E365.00-OH Conductors and Devices | 2013-01-01 | Non-unitized | CNBSV340O-NB Elect Serv OH - 003400 | KY | 0 | 0 | 0 | 0
E365.00-OH Conductors and Devices | 2012-12-31 | Non-unitized | WT 1210 | KY | 0 | 0 | 0 | 0
E365.00-OH Conductors and Devices | 2013-06-25 | Non-unitized | Ckt MD1452 | KY | 0 | 0 | 0 | 0
E365.00-OH Conductors and Devices | 2013-07-31 | 6 COPPER CONDUCTOR | #6 BARE COPPER (00168) | KY | 20755 | 48912.29 | 2.3567 | 0
E365.00-OH Conductors and Devices | 2013-09-13 | 4 COPPER CONDUCTOR | #4 W.P. COPPER (00141) | KY | 126 | 6691.25 | 53.1052 | 0
E365.00-OH Conductors and Devices | 2014-02-28 | 795 MCM ALUMINUM CONDUCTOR | #795 MCM ALL ALUM BARE (00122) | KY | 45 | 1271.56 | 28.2569 | 0
E365.00-OH Conductors and Devices | 2014-08-31 | 4A COPPER CONDUCTOR | #4A COPPERWELD COPPER (00195) | KY | 100 | 19850.56 | 198.5056 | 0
E365.00-OH Conductors and Devices | 2015-04-30 | Non-unitized | CNBRD341U-NB Resid UG - 003410 | KY | 3 | 0 | 0 | 0
E365.00-OH Conductors and Devices | 2015-03-31 | 4 COPPER CONDUCTOR | #4 W.P. COPPER (00141) | KY | 10355 | 48904.08 | 4.7228 | 0
E365.00-OH Conductors and Devices | 2015-11-30 | #4 Aluminum Poly | #4 Aluminum Poly | KY | 4500 | 7373.68 | 1.6386 | 0
E365.00-OH Conductors and Devices | 2016-02-29 | ARRESTERS - OVERHEAD | ARRESTERS - OVERHEAD | KY | 31 | 4455.76 | 143.7342 | 0
E365.00-OH Conductors and Devices | 2015-10-31 | ARRESTERS - UNDERGROUND | ARRESTERS - UNDERGROUND (00499) | KY | 3 | 770.89 | 256.9633 | 0
E365.00-OH Conductors and Devices | 2012-12-31 | Non-unitized | 1233974 | KY | 0 | 0 | 0 | 0
E365.00-OH Conductors and Devices | 2016-03-31 | #2 Triplex | #2 Triplex | KY | 2080 | 14532.94 | 6.987 | 0
E365.00-OH Conductors and Devices | 2016-12-15 | Non-unitized | 150784-Taylor 1106 (TA-1106) | KY | 0 | 0 | 0 | 0
E365.00-OH Conductors and Devices | 2016-06-30 | Non-unitized | CLM061216-LGE MAJOR STORM 061216 | KY | 0 | 0 | 0 | 0
E365.00-OH Conductors and Devices | 2017-12-31 | Non-unitized | 154267-PURCHASE AND INSTALL 18 S&C TRIPSSAVER 2 CUTOUT MOUNTED RECLOSER | KY | 0 | 0 | 0 | 0
E365.00-OH Conductors and Devices | 2014-12-31 | 954 MCM ACSR CONDUCTOR | #954 MCM ACSR | KY | 10 | 103.37 | 10.337 | 0
E365.00-OH Conductors and Devices | 2017-12-31 | Non-unitized | 153479-153478-Taxable- IN12911222 2017 Ckt Hardening | KY | 0 | 0 | 0 | 0
E365.00-OH Conductors and Devices | 2018-10-01 | 6 COPPER CONDUCTOR | #6 BARE COPPER (00168) | KY | 71775 | 517871.82 | 7.2152 | 0
E365.00-OH Conductors and Devices | 2018-01-01 | Non-unitized | BILLTOWN ROAD - SECT | KY | 0 | 0 | 0 | 0
E365.00-OH Conductors and Devices | 2018-06-30 | Non-unitized | 156403-DE Exit Circuit Duct Repl | KY | 0 | 0 | 0 | 0
E365.00-OH Conductors and Devices | 2018-12-31 | 1/0 Aluminum | 1/0 Aluminum | KY | 387 | 373.56 | 0.96527 | 0
E365.00-OH Conductors and Devices | 2019-05-31 | Non-unitized | CLM111418-LGE Major Storm-Capital-111418 | KY | 0 | 0 | 0 | 0
E365.00-OH Conductors and Devices | 2019-11-01 | ARRESTERS - UNDERGROUND | ARRESTERS - UNDERGROUND (00499) | KY | 36 | 95319.15 | 2647.7542 | 0
E365.00-OH Conductors and Devices | 2018-12-31 | #4 Aluminum Poly | #4 Aluminum Poly | KY | 3419 | 21198.44 | 6.2002 | 0
E365.00-OH Conductors and Devices | 2020-02-01 | Non-unitized | CNBRD341U-NB Resid UG - 003410 | KY | 0 | 0 | 0 | 0
E365.00-OH Conductors and Devices | 2020-04-30 | 8 COPPER CONDUCTOR | #8 W.P. COPPER (00138) | KY | 2400 | 6809.04 | 2.8371 | 0
E365.00-OH Conductors and Devices | 2020-02-29 | #12 CABLE | #12 CABLE | KY | 225 | 1285.06 | 5.7114 | 0
E365.00-OH Conductors and Devices | 2020-07-31 | Non-unitized | STOP LIGHT CLEARANCE | KY | 0 | 0 | 0 | 0
E365.00-OH Conductors and Devices | 2020-05-01 | Non-unitized | COOPER CHAPEL III | KY | 0 | 0 | 0 | 0
E365.00-OH Conductors and Devices | 2019-11-01 | ARRESTERS - OVERHEAD | ARRESTERS - OVERHEAD | KY | 12 | 324.36 | 27.03 | 0
E365.00-OH Conductors and Devices | 2021-03-01 | Non-unitized | 163191-153004-REL CEMI LGE RAP - FV1143 is one of the circuits that were identified in the CEMI project for 2020. The following streets will be worked on: 5537 Minor Lane 3322 Old Outer Loop, 3614 Old Outer Loop, 3702 Old Outer Loop and 4004 Old Outer L | KY | 0 | 0 | 0 | 0
E365.00-OH Conductors and Devices | 2021-03-01 | Non-unitized | 163489-SM1398 Cable & Duct Repl | KY | 0 | 0 | 0 | 0
E365.00-OH Conductors and Devices | 2021-03-31 | SWITCHES - CUTOUT NEW | SWITCHES - CUTOUT NEW 07630 | KY | 682 | 230771.23 | 338.3742 | 0
E365.00-OH Conductors and Devices | 2021-03-01 | SWITCHES - DISCONNECT NEW | SWITCHES - DISCONNECT | KY | 321 | 266676.9 | 830.7692 | 0
E365.00-OH Conductors and Devices | 2021-09-13 | Non-unitized | 158580-DA1243 Ckt Hardening is one of the circuits that were identified in the CIFI project for 2020. The following streets will be worked on: Bon Air Ave. Shannon Dr. Ada Ln. Alice Ave. Commander Dr. Herb Ln. WR# 6229820 | KY | 0 | 0 | 0 | 0
E365.00-OH Conductors and Devices | 2021-01-01 | 8 COPPER CONDUCTOR | #8 W.P. COPPER (00138) | KY | 1305 | 2171.2 | 1.6638 | 0
E365.00-OH Conductors and Devices | 2022-02-01 | INSULATORS - LINE | INSULATORS - LINE | KY | 899 | 34518.68 | 38.3968 | 0
E365.00-OH Conductors and Devices | 2022-01-01 | Non-unitized | ATBRD340O-Taxable-Cap Trouble Orders OH 00340012 | KY | 0 | 0 | 0 | 0
E365.00-OH Conductors and Devices | 2021-06-30 | SKY WIRE | SKY WIRE (FT) | KY | 60 | 2963.7 | 49.395 | 0
E365.00-OH Conductors and Devices | 2022-08-01 | CAPACITORS | CAPACITORS (BANKS) (EACH) (07330) | KY | 15 | 67609.17 | 4507.278 | 0
E365.00-OH Conductors and Devices | 2022-09-23 | Non-unitized | 167212-HI-1101 LGE CIFI 2022 is one of the circuits that were identified in the CIFI project for 2022. WR# 6961878 | KY | 0 | 0 | 0 | 0
E365.00-OH Conductors and Devices | 2023-04-17 | FAULT RECORDER | Gridadvisor II - LTE | KY | 72 | 148067.13 | 2056.4879 | 0
E365.00-OH Conductors and Devices | 2022-05-12 | CABLE | CABLE - (MISC) (06031) | KY | 218 | 71498.1 | 327.9729 | 0
E365.00-OH Conductors and Devices | 2023-02-16 | #795 MCM ACSR BARE | #795 MCM ACSR BARE | KY | 16000 | 348602.08 | 21.7876 | 0
E365.00-OH Conductors and Devices | 2024-01-01 | Non-unitized | ARCST340-Taxable-Cust Requested 00340012 | KY | 0 | 0 | 0 | 0
E365.00-OH Conductors and Devices | 2024-02-01 | 8 COPPER CONDUCTOR | #8 W.P. COPPER (00138) | KY | 26410 | 65225.5 | 2.4697 | 0
E365.00-OH Conductors and Devices | 2024-02-01 | GROUND | GROUND (00103) | KY | 2248 | 365502.7 | 162.5902 | 0
E365.00-OH Conductors and Devices | 2024-02-28 | Non-unitized | 171787-Aiken Exit Cable - Duct Replacement | KY | 0 | 0 | 0 | 0
E365.00-OH Conductors and Devices | 2022-04-25 | 123,270 ACAR WIRE | 123,270 ACAR WIRE (FT) (07686) | KY | 6092 | 29198.69 | 4.793 | 0
E365.00-OH Conductors and Devices | 2021-10-01 | 795 MCM ALUMINUM CONDUCTOR | #795 MCM ALL ALUM BARE (00122) | KY | 15911 | 174803.93 | 10.9864 | 0
E365.00-OH Conductors and Devices | 2024-11-01 | SWITCHGEAR | SWITCHGEAR (06755) | KY | 1 | 29678.93 | 29678.93 | 0
E365.00-OH Conductors and Devices | 2024-12-31 | Non-unitized | 23TPACTR-23TAPCTR-TPPA CHARTER 2023 - Fully reimbursable project | KY | 4 | -45666 | -11416.5 | 0
E365.00-OH Conductors and Devices | 2024-12-31 | Non-unitized | 24PITP340 - 24PITP340 Louisville | KY | 7 | 658111.8 | 94015.9714 | 0
E365.00-OH Conductors and Devices | 2025-04-01 | 336,400 19 STR. ALL ALUMINUM | 336,400 19 STR. ALL ALUMINUM (FT) (07712) | KY | 1094 | 20388.45 | 18.6366 | 0
E365.00-OH Conductors and Devices | 2025-04-01 | ARRESTERS - OVERHEAD | ARRESTERS - OVERHEAD | KY | 281 | 145851.15 | 519.0432 | 0
E365.00-OH Conductors and Devices | 1980-01-01 | 795 MCM ALUMINUM CONDUCTOR | MP1980 Overhead Conductors and Devices | KY | 475619 | 1264305.85 | 2.6582 | 0
E365.00-OH Conductors and Devices | 1980-01-01 | #12 CABLE | MP1980 Overhead Conductors and Devices | KY | 0 | 0 | 0
E365.00-OH Conductors and Devices | 1969-01-01 | 336,400 19 STR. ALL ALUMINUM | MP1969 Overhead Conductors and Devices | KY | 465987 | 233366.7 | 0.5008 | 0
E365.00-OH Conductors and Devices | 1985-01-01 | SKY WIRE | MP1985 Overhead Conductors and Devices | KY | 9847 | 14713.23 | 1.4942 | 0
E365.00-OH Conductors and Devices | 1991-01-01 | 336,400 19 STR. ALL ALUMINUM | MP1991 Overhead Conductors and Devices | KY | 24170 | 84703.31 | 3.5045 | 0
E365.00-OH Conductors and Devices | 1985-01-01 | 20 M.A.W. MESSENGER WIRE | MP1985 Overhead Conductors and Devices | KY | 7488 | 14527.41 | 1.9401 | 0
E365.00-OH Conductors and Devices | 1992-01-01 | 20 M.A.W. MESSENGER WIRE | MP1992 Overhead Conductors and Devices | KY | 23234 | 78358.36 | 3.3726 | 0
E365.00-OH Conductors and Devices | 1994-01-01 | 4 COPPER CONDUCTOR | MP1994 Overhead Conductors and Devices | KY | 76527 | 300534.6 | 3.9272 | 0
E365.00-OH Conductors and Devices | 1995-01-01 | TO BE SPREAD OVER ASSETS IN ACCOUNT | MP1995 Overhead Conductors and Devices | KY | 0 | 0 | 0
E365.00-OH Conductors and Devices | 1996-01-01 | 4/0 CONDUCTOR | MP1996 Overhead Conductors and Devices | KY | 6701 | 37262.65 | 5.5608 | 0
E365.00-OH Conductors and Devices | 2002-01-01 | 2/0 COPPER CONDUCTOR | MP2002 Overhead Conductors and Devices | KY | 6073 | 22549.09 | 3.713 | 0
E365.00-OH Conductors and Devices | 1997-01-01 | 500 MCM COPPER CONDUCTOR | MP1997 Overhead Conductors and Devices | KY | 68 | 224.6 | 3.3029 | 0
E365.00-OH Conductors and Devices | 1972-01-01 | 6 COPPER CONDUCTOR | MP1972 Overhead Conductors and Devices | KY | 15071 | 5706.27 | 0.37863 | 0
E365.00-OH Conductors and Devices | 1965-01-01 | CAPACITORS | CAPACITORS | KY | 5 | 570.2 | 114.04 | 0
E365.00-OH Conductors and Devices | 2004-01-01 | INSULATORS - LINE | MP2004 Overhead Conductors and Devices | KY | 0 | 0 | 0 | 0
E365.00-OH Conductors and Devices | 1935-01-01 | 4 COPPER CONDUCTOR | #4 W. P. COPPER | KY | 57102 | 3057.74 | 0.053549 | 0
E365.00-OH Conductors and Devices | 2005-01-01 | 750 MCM COPPER CONDUCTOR | MP2005 Overhead Conductors and Devices | KY | 819 | 29306.37 | 35.7831 | 0
E365.00-OH Conductors and Devices | 2006-01-01 | 1/0 CABLE | MP2006 Overhead Conductors and Devices | KY | 98765 | 394150.87 | 3.9908 | 0
E365.00-OH Conductors and Devices | 1985-01-01 | SWITCH - 0-6 AMP LINCOLNTROL | MP1985 Overhead Conductors and Devices | KY | 5 | 2303.17 | 460.634
E365.00-OH Conductors and Devices | 1935-01-01 | #2 Triplex | #2 TRIPLEX | KY | 0 | 0 | 0 | 0
E365.00-OH Conductors and Devices | 2008-05-01 | Non-unitized | 2531 RANSDELL AVE 40204 | KY | 0 | 0 | 0 | 0
E365.00-OH Conductors and Devices | 2008-05-01 | Non-unitized | 4751 FOX RUN 40010 | KY | 0 | 0 | 0
E365.00-OH Conductors and Devices | 2008-05-01 | Non-unitized | 8907 US HIGHWAY 42 40059 | KY | 0 | 0 | 0
E365.00-OH Conductors and Devices | 2008-05-01 | Non-unitized | 1180715 | KY | 0 | 0 | 0
E365.00-OH Conductors and Devices | 2008-05-01 | Non-unitized | PRIMROSE MEADOWS - SEC 1A | KY | 0 | 0 | 0
E365.00-OH Conductors and Devices | 2008-05-01 | Non-unitized | 4795 SHEPHERDSVILLE RD. 40218 | KY | 0 | 0 | 0 | 0
E365.00-OH Conductors and Devices | 2008-05-01 | Non-unitized | 3911 HELLER ST. 40218 | KY | 0 | 0 | 0 | 0
E365.00-OH Conductors and Devices | 2008-05-01 | Non-unitized | 4523 1/2 ALGONQUIN PKWY 40211 | KY | 0 | 0 | 0 | 0
E365.00-OH Conductors and Devices | 2008-05-01 | Non-unitized | 13509 WILKEN WAY 40272 | KY | 0 | 0 | 0 | 0
E365.00-OH Conductors and Devices | 2008-05-01 | Non-unitized | 101 E OAK ST 40203 | KY | 0 | 0 | 0 | 0
E365.00-OH Conductors and Devices | 2008-05-01 | Non-unitized | 1305395 | KY | 0 | 0 | 0
E365.00-OH Conductors and Devices | 2008-05-01 | Non-unitized | 4926 DIXIE HWY | KY | 0 | 0 | 0 | 0
E365.00-OH Conductors and Devices | 2008-05-01 | Non-unitized | 800 BL MARKET ST 40202 | KY | 0 | 0 | 0 | 0
E365.00-OH Conductors and Devices | 1996-01-01 | SWITCHES - CUTOUT NEW | MP1996 Overhead Conductors and Devices | KY | 1047 | 271685.06 | 259.4891 | 0
E365.00-OH Conductors and Devices | 2008-10-01 | Non-unitized | 1482415 | KY | 0 | 0 | 0
E365.00-OH Conductors and Devices | 2008-10-01 | Non-unitized | 1393006 | KY | 0 | 0 | 0 | 0
E365.00-OH Conductors and Devices | 2009-04-01 | Non-unitized | 305 HIGH ST 40108 | KY | 0 | 0 | 0
E365.00-OH Conductors and Devices | 2009-01-01 | Non-unitized | 4414 DIXIE HWY. 40216 | KY | 0 | 0 | 0
E365.00-OH Conductors and Devices | 2009-04-01 | Non-unitized | 1322 S 23RD ST 40210 | KY | 0 | 0 | 0
E365.00-OH Conductors and Devices | 2009-07-01 | Non-unitized | 4205 CANE RUN RD 40216 | KY | 0 | 0 | 0
E365.00-OH Conductors and Devices | 2009-07-01 | Non-unitized | TROTTER'S MEADOW SUBD. | KY | 0 | 0 | 0 | 0
E365.00-OH Conductors and Devices | 2008-10-01 | Non-unitized | 1072405 | KY | 0 | 0 | 0
E365.00-OH Conductors and Devices | 2008-05-01 | Non-unitized | 1015618 | KY | 0 | 0 | 0
E365.00-OH Conductors and Devices | 2008-08-31 | ARRESTERS - UNDERGROUND | ARRESTERS - UNDERGROUND (00499) | KY | 11 | 802.1 | 72.9182 | 0
E365.00-OH Conductors and Devices | 2009-10-01 | Non-unitized | 4811 OLD PRESTON HY 40165 | KY | 0 | 0 | 0
E365.00-OH Conductors and Devices | 2010-01-01 | Non-unitized | NETVLT343-Network Vaults 003430 | KY | 0 | 0 | 0 | 0
E365.00-OH Conductors and Devices | 2010-01-01 | Non-unitized | 10000 BROWNSBORO RD | KY | 0 | 0 | 0 | 0
E365.00-OH Conductors and Devices | 2010-01-01 | Non-unitized | 12601 PLANTSIDE DR 40299 | KY | 0 | 0 | 0 | 0
E365.00-OH Conductors and Devices | 2010-02-01 | Non-unitized | 319 S SHERRIN AVE 40207 | KY | 0 | 0 | 0 | 0
E365.00-OH Conductors and Devices | 2009-08-31 | SWITCHES - GROUP OPERATED | SWITCHES - MISC. NEW 07632 | KY | 11 | 26589.13 | 2417.1936 | 0
E365.00-OH Conductors and Devices | 2010-04-01 | Non-unitized | 1053134 | KY | 0 | 0 | 0 | 0
E365.00-OH Conductors and Devices | 2010-04-01 | Non-unitized | OAK VALLEY, SECTION 3 40214 | KY | 0 | 0 | 0 | 0
E365.00-OH Conductors and Devices | 2004-01-01 | RECLOSER, MISCELLANEOUS | MP2004 Overhead Conductors and Devices | KY | 3 | 25006.15 | 8335.3833 | 0
E365.00-OH Conductors and Devices | 2001-01-01 | RECLOSER, MISCELLANEOUS | MP2001 Overhead Conductors and Devices | KY | 4 | 24813.42 | 6203.355 | 0
E365.00-OH Conductors and Devices | 2007-01-01 | 3/0 CONDUCTOR | MP2007 Overhead Conductors and Devices | KY | 100 | 128.5 | 1.285
E365.00-OH Conductors and Devices | 2008-05-01 | Non-unitized | 5207 ROLLINGWOOD TL 40214 | KY | 0 | 0 | 0 | 0
E365.00-OH Conductors and Devices | 2008-05-01 | Non-unitized | 9319 FAIRGROUND RD 40291 | KY | 0 | 0 | 0
E365.00-OH Conductors and Devices | 2008-05-01 | Non-unitized | 1201 ETAWAH AVE 40222 | KY | 0 | 0 | 0 | 0
E365.00-OH Conductors and Devices | 2008-05-01 | Non-unitized | 12013 EVERGREEN ROAD 40243 | KY | 0 | 0 | 0
E365.00-OH Conductors and Devices | 2008-05-01 | Non-unitized | 2575 MAYO LN 40059 | KY | 0 | 0 | 0 | 0
E365.00-OH Conductors and Devices | 2008-05-01 | Non-unitized | 7400 Dixie Hwy 40258 | KY | 0 | 0 | 0 | 0
E365.00-OH Conductors and Devices | 2008-05-01 | Non-unitized | NATIONAL TPKE | KY | 0 | 0 | 0 | 0
E365.00-OH Conductors and Devices | 2008-05-01 | Non-unitized | 7515 WESTPORT RD 40222 | KY | 0 | 0 | 0
E365.00-OH Conductors and Devices | 2008-05-01 | Non-unitized | 1325944 | KY | 0 | 0 | 0
E365.00-OH Conductors and Devices | 2008-05-01 | Non-unitized | GELLHAUS LN | KY | 0 | 0 | 0 | 0
E365.00-OH Conductors and Devices | 2008-05-01 | Non-unitized | 9505 DAWSON HILL RD 40299 | KY | 0 | 0 | 0 | 0
E365.00-OH Conductors and Devices | 2008-05-01 | Non-unitized | 6714 GRADE LN - BLDG. 8 -DIXIE WAREHOUSE 40213 | KY | 0 | 0 | 0 | 0
E365.00-OH Conductors and Devices | 2009-01-01 | Non-unitized | 4800 DIXIE HWY 40216 | KY | 0 | 0 | 0
E365.00-OH Conductors and Devices | 2009-01-01 | Non-unitized | 1614890 | KY | 0 | 0 | 0
E365.00-OH Conductors and Devices | 2010-01-01 | Non-unitized | 1050754 | KY | 0 | 0 | 0 | 0
E365.00-OH Conductors and Devices | 2010-05-01 | Non-unitized | 7810 PRESTON HY 40219 | KY | 0 | 0 | 0 | 0
E365.00-OH Conductors and Devices | 2010-08-01 | 336,400 19 STR. ALL ALUMINUM | 336,400 19 STR. ALL ALUMINUM (FT) (07712) | KY | 2872 | 15243.66 | 5.3077 | 0
E365.00-OH Conductors and Devices | 2010-10-01 | Non-unitized | 11406 HIGHWAY 22 40245 | KY | 0 | 0 | 0 | 0
E365.00-OH Conductors and Devices | 2010-10-31 | ARRESTERS - DISTRIBUTION | DISTRIBUTION ARRESTERS (00504) | KY | 55 | 10490.48 | 190.736 | 0
E365.00-OH Conductors and Devices | 2010-11-01 | Non-unitized | 6898 ENTERPRISE DR. 40214 | KY | 0 | 0 | 0 | 0
E365.00-OH Conductors and Devices | 2010-11-01 | Non-unitized | 4895 N PRESTON HY 40165 | KY | 0 | 0 | 0 | 0
E365.00-OH Conductors and Devices | 2011-01-01 | Non-unitized | 3036 BROADWAY 40211 | KY | 0 | 0 | 0 | 0
E365.00-OH Conductors and Devices | 2011-01-01 | Non-unitized | 4740 BENNETT LN 40031 | KY | 0 | 0 | 0 | 0
E365.00-OH Conductors and Devices | 2011-01-01 | Non-unitized | 20 ADVENTURE RD 40216 | KY | 0 | 0 | 0 | 0
E365.00-OH Conductors and Devices | 2011-01-01 | Non-unitized | 645 ROY WILKINS AV 40203 | KY | 0 | 0 | 0 | 0
E365.00-OH Conductors and Devices | 2011-05-01 | Non-unitized | 118 S 26TH ST 40212 | KY | 0 | 0 | 0 | 0
E365.00-OH Conductors and Devices | 2011-08-31 | 195,700 ACAR WIRE | 195,700 ACAR WIRE (FT) (07711) | KY | 535 | 49062.96 | 91.7065 | 0
E365.00-OH Conductors and Devices | 2011-09-30 | 795 MCM ALUMINUM CONDUCTOR | #795 MCM ALL ALUM BARE (00122) | KY | 8122 | 176472.58 | 21.7277 | 0
E365.00-OH Conductors and Devices | 2011-08-01 | Non-unitized | 4400 W HIGHWAY 42 40031 | KY | 0 | 0 | 0 | 0
E365.00-OH Conductors and Devices | 2012-02-29 | 1/0 CONDUCTOR | 1/0 CONDUCTOR | KY | 3933 | 18971.15 | 4.8236 | 0
E365.00-OH Conductors and Devices | 2011-12-01 | 1000 MCM CONDUCTOR | #1000 MCM CONDUCTOR (00181) | KY | 104 | 28766.11 | 276.5972 | 0
E365.00-OH Conductors and Devices | 2012-01-31 | CABLE | CABLE - (MISC) (06031) | KY | 521 | 3386.24 | 6.4995 | 0
E365.00-OH Conductors and Devices | 2012-01-31 | 123,270 ACAR WIRE | 123,270 ACAR WIRE (FT) (07686) | KY | 23092 | 47775.94 | 2.0689 | 0
E365.00-OH Conductors and Devices | 2012-08-31 | ARRESTERS - NEW | ARRESTERS - NEW (06334) | KY | 21 | 1653.93 | 78.7586 | 0
E365.00-OH Conductors and Devices | 2013-08-31 | REGULATORS | REGULATORS (06855) | KY | 0 | 0 | 0 | 0
E365.00-OH Conductors and Devices | 2013-08-31 | WILDLIFE PROTECTION | WILDLIFE PROTECTION | KY | 16 | 9062.32 | 566.395 | 0
E365.00-OH Conductors and Devices | 2014-06-01 | #2 Triplex | #2 CONDUCTOR (00172) | KY | 43023 | 300602.63 | 6.987 | 0
E365.00-OH Conductors and Devices | 2014-02-01 | Non-unitized | CSYSEN340-Sys Enh - 003400 | KY | 0 | 0 | 0 | 0
E365.00-OH Conductors and Devices | 2006-05-01 | Estimated Retirement | OX 1277 | KY | 0 | 0 | 0 | 0
E365.00-OH Conductors and Devices | 2013-12-31 | 20 M.A.W. MESSENGER WIRE | 20 M.A.W. MESSENGER WIRE (FT) (07804) | KY | 1250 | 2055.1 | 1.6441 | 0
E365.00-OH Conductors and Devices | 2014-07-01 | ARRESTERS - OVERHEAD | ARRESTERS - OVERHEAD | KY | 43 | 5621.22 | 130.726 | 0
E365.00-OH Conductors and Devices | 2014-11-30 | 1/0 CABLE | 1/0 CABLE | KY | 7951 | 56952.58 | 7.1629 | 0
E365.00-OH Conductors and Devices | 2015-04-30 | 80 MCM ACSR CONDUCTOR | #80 MCM ACSR BARE (00114) | KY | 1500 | 3343.35 | 2.2289 | 0
E365.00-OH Conductors and Devices | 2015-02-01 | Non-unitized | CNBSV340U-NB Elect Serv UG - 003400 | KY | 0 | 0 | 0 | 0
E365.00-OH Conductors and Devices | 2015-10-31 | Non-unitized | FERN VALLEY (FV) 1143 LGE | KY | 0 | 0 | 0 | 0
E365.00-OH Conductors and Devices | 2014-04-30 | WILDLIFE PROTECTION | WILDLIFE PROTECTION | KY | 21 | 29945.17 | 1425.9605 | 0
E365.00-OH Conductors and Devices | 2015-06-30 | 840,200 24/13 ACAR WIRE | 840,200 24/13 ACAR WIRE (07791) | KY | 150 | 6714.78 | 44.7652 | 0
E365.00-OH Conductors and Devices | 2016-07-31 | Non-unitized | AB1202 LGE | KY | 0 | 0 | 0 | 0
E365.00-OH Conductors and Devices | 2015-07-01 | Non-unitized | SYSTEM ENHANCE | KY | 0 | 0 | 0 | 0
E365.00-OH Conductors and Devices | 2015-07-31 | #2 ACSR | #1 CONDUCTOR (00173) | KY | 173 | 2285.19 | 13.2092 | 0
E365.00-OH Conductors and Devices | 2016-03-31 | SWITCHES - DISCONNECT NEW | SWITCHES - DISCONNECT | KY | 21 | 19062.79 | 907.7519 | 0
E365.00-OH Conductors and Devices | 2014-10-31 | 2/0 COPPER CONDUCTOR | #2/0 W.P. COPPER (00146) | KY | 1961 | 5099.71 | 2.6006 | 0
E365.00-OH Conductors and Devices | 2017-11-01 | Non-unitized | NONE | KY | 0 | 0 | 0 | 0
E365.00-OH Conductors and Devices | 2018-01-01 | Non-unitized | CNBSV340O-NB Elect Serv OH - 003400 | KY | 0 | 0 | 0 | 0
E365.00-OH Conductors and Devices | 2018-02-01 | Non-unitized | CRSTLT332-Taxable-Repair Street Lights - 00332012 | KY | 0 | 0 | 0 | 0
E365.00-OH Conductors and Devices | 2017-04-30 | CAPACITORS | CAPACITORS (BANKS) (EACH) (07330) | KY | 0 | 19763.51 | 0 | 0
E365.00-OH Conductors and Devices | 2018-10-01 | #2 Triplex | #2 Triplex | KY | 44174 | 343803.46 | 7.7829 | 0
E365.00-OH Conductors and Devices | 2017-05-31 | VACUUM INTERRUPTER SWITCH | VACUUM INTERUPTER SWITCH | KY | 4 | 145628.21 | 36407.0525 | 0
E365.00-OH Conductors and Devices | 2018-03-31 | Non-unitized | 156136-SO 15KV Exit Ckt | KY | 0 | 0 | 0 | 0
E365.00-OH Conductors and Devices | 2019-01-01 | Non-unitized | CRDD340U-Taxable-Capital Rep Def UG - 00340012 | KY | 18 | 0 | 0 | 0
E365.00-OH Conductors and Devices | 2019-01-01 | Non-unitized | CTPD340-Taxable-Capital Thrd Party - 00340012 | KY | 2 | 0 | 0 | 0
E365.00-OH Conductors and Devices | 2015-04-30 | 1000 MCM CONDUCTOR | #1000 MCM CONDUCTOR | KY | 34 | 2622.54 | 77.1335 | 0
E365.00-OH Conductors and Devices | 2019-02-28 | Non-unitized | 158629-Shawnee SubStation Exit | KY | 0 | 0 | 0 | 0
E365.00-OH Conductors and Devices | 2015-07-31 | WILDLIFE PROTECTION | WILDLIFE PROTECTION | KY | 3 | 634 | 211.3333 | 0
E365.00-OH Conductors and Devices | 2019-12-31 | Non-unitized | 151486-PILC 2019 LGE CABLE REPL | KY | 0 | 0 | 0 | 0
E365.00-OH Conductors and Devices | 2020-01-01 | Non-unitized | CNBCD343U-NB Comm UG - 003430 | KY | 0 | 0 | 0 | 0
E365.00-OH Conductors and Devices | 2020-01-01 | Non-unitized | CSYSEN340-Sys Enh - 003400 | KY | 0 | 0 | 0 | 0
E365.00-OH Conductors and Devices | 2020-01-01 | Non-unitized | CTPD340-Taxable-Capital Thrd Party - 00340012 | KY | 0 | 0 | 0 | 0
E365.00-OH Conductors and Devices | 2020-08-01 | 795 MCM ALUMINUM CONDUCTOR | #795 MCM ALL ALUM BARE (00122) | KY | 190 | 1635.11 | 8.6058 | 0
E365.00-OH Conductors and Devices | 2020-09-01 | Non-unitized | 162371-TA1130 CEMI is one of the circuits that were identified in the CEMI project for 2020. The following streets will be worked on: 6205-6211 ORION RD, 5818 ORION RD and 6310 Regal Rd WRs# 6608106 and 6614490 | KY | 0 | 0 | 0 | 0
E365.00-OH Conductors and Devices | 2020-06-30 | 4/0 CONDUCTOR | #4/0 CONDUCTOR (00148) | KY | 250 | 13639.32 | 54.5573 | 0
E365.00-OH Conductors and Devices | 2021-01-01 | Non-unitized | CRELD343-Capital Reliability - 003430 | KY | 0 | 0 | 0 | 0
E365.00-OH Conductors and Devices | 2020-09-01 | Non-unitized | 163426-Taxable-Is for the purchase of a new pull behind trailer with a dump bed. 12 | KY | 0 | 0 | 0 | 0
E365.00-OH Conductors and Devices | 2020-10-01 | 6 COPPER CONDUCTOR | #6 BARE COPPER (00168) | KY | 794 | 1756.58 | 2.2123 | 0
E365.00-OH Conductors and Devices | 2020-11-17 | Non-unitized | Investment | KY | 0 | 0 | 0 | 0
E365.00-OH Conductors and Devices | 2020-11-01 | Non-unitized | ARSTLT332-Taxable-Rep Street Lights 00332012 | KY | 0 | 0 | 0 | 0
E365.00-OH Conductors and Devices | 2021-01-31 | Non-unitized | I-71 WIDENING AT BRO | KY | 0 | 0 | 0 | 0
E365.00-OH Conductors and Devices | 2021-01-01 | Non-unitized | CRDCBL343-Repl Defective Cable - 003430 | KY | 0 | 0 | 0 | 0
E365.00-OH Conductors and Devices | 2021-12-31 | Non-unitized | 166585-PR13 Backup Power Feed | KY | 0 | 0 | 0 | 0
E365.00-OH Conductors and Devices | 2021-08-01 | Non-unitized | Investment | KY | 0 | 0 | 0 | 0
E365.00-OH Conductors and Devices | 2019-09-30 | SWITCHGEAR | Switchgear with Battery System | KY | 1 | 67207.93 | 67207.93 | 0
E365.00-OH Conductors and Devices | 2022-06-01 | 336,400 19 STR. ALL ALUMINUM | 336,400 19 STR. ALL ALUMINUM (FT) (07712) | KY | 4419 | 30324.29 | 6.8623 | 0
E365.00-OH Conductors and Devices | 2023-02-01 | SWITCHGEAR | SWITCHGEAR (06755) | KY | 4 | 326018.09 | 81504.5225 | 0
E365.00-OH Conductors and Devices | 2019-07-31 | INDICATOR - 1 PH FAULT | 1 PH FAULT INDICATOR (06860) | KY | 23894 | 5749542.43 | 240.627 | 0
E365.00-OH Conductors and Devices | 2023-09-30 | Non-unitized | 170246 - Louisville Renaissance Zone Corporation - 8003 Minor Lane | KY | 22 | -23954.07 | -1088.8214 | 0
E365.00-OH Conductors and Devices | 2023-12-31 | Non-unitized | 165801-Seatonville Rd Reconductor - Reconductor existing single phase overhead to 3 phase 795 wire to feed a proposed 450 lot development. It will be a 2022/2023 project. | KY | 0 | 0 | 0 | 0
E365.00-OH Conductors and Devices | 2022-12-31 | #2 ACSR | #2 ACSR CONDUCTOR | KY | 750 | 5410.46 | 7.2139 | 0
E365.00-OH Conductors and Devices | 2024-03-31 | Non-unitized | 171842-CW1222 tie to CW1225 is one of the circuits identified in the CIFI project for 2024.WR# 7344442 | KY | 0 | 0 | 0 | 0
E365.00-OH Conductors and Devices | 2024-02-28 | Non-unitized | 168590-LGE Cell Modem Repl 2023 | KY | 0 | 0 | 0 | 0
E365.00-OH Conductors and Devices | 2024-02-01 | 500 MCM COPPER CONDUCTOR | #500 MCM W.P. COPPER (00155) | KY | 1527 | 87915.82 | 57.5742 | 0
E365.00-OH Conductors and Devices | 2023-09-30 | 500 MCM COPPER CONDUCTOR | #500 MCM W.P. COPPER (00155) | KY | 99 | 7029.9 | 71.0091 | 0
E365.00-OH Conductors and Devices | 2025-04-01 | SWITCHES - CUTOUT NEW | SWITCHES - CUTOUT NEW 07630 | KY | 546 | 655071.83 | 1199.7653 | 0
E365.00-OH Conductors and Devices | 1975-01-01 | #12 CABLE | MP1975 Overhead Conductors and Devices | KY | 0 | 0 | 0
E365.00-OH Conductors and Devices | 1975-01-01 | 840,200 24/13 ACAR WIRE | MP1975 Overhead Conductors and Devices | KY | 4106 | 5582.68 | 1.3596 | 0
E365.00-OH Conductors and Devices | 1947-01-01 | SKY WIRE | MP1947 Overhead Conductors and Devices | KY | 161764 | 15631.2 | 0.09663 | 0
E365.00-OH Conductors and Devices | 2001-01-01 | #12 CABLE | MP2001 Overhead Conductors and Devices | KY | 0 | 0 | 0
E365.00-OH Conductors and Devices | 1990-01-01 | 20 M.A.W. MESSENGER WIRE | MP1990 Overhead Conductors and Devices | KY | 58192 | 148044.81 | 2.5441 | 0
E365.00-OH Conductors and Devices | 1957-01-01 | TIME SWITCHES | MP1957 Overhead Conductors and Devices | KY | 37 | 5284.61 | 142.8273
E365.00-OH Conductors and Devices | 1953-01-01 | 4 COPPER CONDUCTOR | MP1953 Overhead Conductors and Devices | KY | 602240 | 94725.55 | 0.15729 | 0
E365.00-OH Conductors and Devices | 1991-01-01 | 4 COPPER CONDUCTOR | MP1991 Overhead Conductors and Devices | KY | 64584 | 140790.96 | 2.18 | 0
E365.00-OH Conductors and Devices | 1992-01-01 | 1/0 CABLE | MP1992 Overhead Conductors and Devices | KY | 136964 | 394627.14 | 2.8812 | 0
E365.00-OH Conductors and Devices | 1957-01-01 | 6 COPPER CONDUCTOR | MP1957 Overhead Conductors and Devices | KY | 2842238 | 386436.96 | 0.13596 | 0
E365.00-OH Conductors and Devices | 1976-01-01 | #2 Triplex | MP1976 Overhead Conductors and Devices | KY | 23619 | 18144.66 | 0.76822 | 0
E365.00-OH Conductors and Devices | 2004-01-01 | 6 COPPER CONDUCTOR | MP2004 Overhead Conductors and Devices | KY | 61499 | 309417.87 | 5.0313 | 0
E365.00-OH Conductors and Devices | 2007-01-01 | 4/0 CONDUCTOR | MP2007 Overhead Conductors and Devices | KY | 7623 | 74488.69 | 9.7716
E365.00-OH Conductors and Devices | 1999-01-01 | FISHER PIERCE CURRENT SENSOR | MP1999 Overhead Conductors and Devices | KY | 19 | 7368.71 | 387.8268
E365.00-OH Conductors and Devices | 2008-05-01 | Non-unitized | GRAND LAKES SEC 1 | KY | 0 | 0 | 0 | 0
E365.00-OH Conductors and Devices | 2008-05-01 | Non-unitized | 4601 SHEPHERDSVILLE RD 40218 | KY | 0 | 0 | 0 | 0
E365.00-OH Conductors and Devices | 2008-05-01 | Non-unitized | FLAT ROCK RD | KY | 0 | 0 | 0 | 0
E365.00-OH Conductors and Devices | 2008-05-01 | Non-unitized | 1002324 | KY | 0 | 0 | 0 | 0
E365.00-OH Conductors and Devices | 2008-05-01 | Non-unitized | 1323365 | KY | 0 | 0 | 0
E365.00-OH Conductors and Devices | 2008-05-01 | Non-unitized | 1009695 | KY | 0 | 0 | 0 | 0
E365.00-OH Conductors and Devices | 2008-05-01 | Non-unitized | 8005 BROWNSBORO RD 40241 | KY | 0 | 0 | 0
E365.00-OH Conductors and Devices | 2008-05-01 | Non-unitized | 5221 ARROWSHIRE DR 40031 | KY | 0 | 0 | 0
E365.00-OH Conductors and Devices | 2008-05-01 | Non-unitized | 1170966 | KY | 0 | 0 | 0
E365.00-OH Conductors and Devices | 2008-05-01 | Non-unitized | BLANKENBAKER CROSSINGS | KY | 0 | 0 | 0 | 0
E365.00-OH Conductors and Devices | 2008-05-01 | Non-unitized | 2729 CRITTENDEN DR 40209 | KY | 0 | 0 | 0 | 0
E365.00-OH Conductors and Devices | 2008-05-01 | Non-unitized | S BECKLEY STATION RD 40245 | KY | 0 | 0 | 0 | 0
E365.00-OH Conductors and Devices | 2008-05-01 | Non-unitized | 1038454 | KY | 0 | 0 | 0 | 0
E365.00-OH Conductors and Devices | 2008-05-01 | Non-unitized | 1833 RIVER RD 40206 | KY | 0 | 0 | 0 | 0
E365.00-OH Conductors and Devices | 2008-05-01 | Non-unitized | WYNDAMERE FAIRDALE APTS. - OVHD EXT | KY | 0 | 0 | 0
E365.00-OH Conductors and Devices | 2008-05-01 | Non-unitized | TANYARD PARK APTS - PHASE II 40229 | KY | 0 | 0 | 0 | 0
E365.00-OH Conductors and Devices | 2008-05-01 | Non-unitized | 1201 E HIGHWAY 22 40014 | KY | 0 | 0 | 0 | 0
E365.00-OH Conductors and Devices | 2008-05-01 | Non-unitized | WOODCREEK CROSSING - OVHD EXT | KY | 0 | 0 | 0 | 0
E365.00-OH Conductors and Devices | 2008-07-01 | Non-unitized | STREET LIGHT UNDERGROUND | KY | 0 | 0 | 0 | 0
E365.00-OH Conductors and Devices | 2008-05-01 | Non-unitized | 1276046 | KY | 0 | 0 | 0
E365.00-OH Conductors and Devices | 2008-05-01 | Non-unitized | 1312301 | KY | 0 | 0 | 0
E365.00-OH Conductors and Devices | 2008-05-01 | Non-unitized | VILLAGE OF BRISTOL OAKS-PH II | KY | 0 | 0 | 0
E365.00-OH Conductors and Devices | 1979-01-01 | SWITCHES - CUTOUT NEW | MP1979 Overhead Conductors and Devices | KY | 829 | 78113.38 | 94.226 | 0
E365.00-OH Conductors and Devices | 2009-01-01 | Non-unitized | 2520 AMPERE DR 40299 | KY | 0 | 0 | 0
E365.00-OH Conductors and Devices | 2009-01-01 | Non-unitized | STREET LIGHT OVERHEAD | KY | 0 | 0 | 0 | 0
E365.00-OH Conductors and Devices | 2009-01-01 | Non-unitized | 2350 SHANE DR 40220 | KY | 0 | 0 | 0
E365.00-OH Conductors and Devices | 2009-01-01 | Non-unitized | 1116824 | KY | 0 | 0 | 0
E365.00-OH Conductors and Devices | 2009-01-01 | Non-unitized | 1012175 | KY | 0 | 0 | 0 | 0
E365.00-OH Conductors and Devices | 2009-06-16 | 4A COPPER CONDUCTOR | #4A COPPERWELD COPPER (00195) | KY | 344 | 4491.47 | 13.0566 | 0
E365.00-OH Conductors and Devices | 2009-10-01 | Non-unitized | 7115 ROCKY LN. 40228 | KY | 0 | 0 | 0
E365.00-OH Conductors and Devices | 2009-10-01 | Non-unitized | 1905 ROLLING HILLS TR 40023 | KY | 0 | 0 | 0 | 0
E365.00-OH Conductors and Devices | 2009-02-28 | 4/0 CONDUCTOR | #4/0 W.P. COPPER (00148) | KY | 283 | 10295.65 | 36.3804 | 0
E365.00-OH Conductors and Devices | 2008-05-01 | Non-unitized | 4616 HANFORD LN 40207 | KY | 0 | 0 | 0
E365.00-OH Conductors and Devices | 2008-05-01 | Non-unitized | 700 CENTRAL AV 40208 | KY | 0 | 0 | 0
E365.00-OH Conductors and Devices | 2010-01-01 | Non-unitized | 1000 BL. CRISTLAND RD. 40214 | KY | 0 | 0 | 0 | 0
E365.00-OH Conductors and Devices | 2009-08-01 | Non-unitized | 801 E MAIN ST 40206 | KY | 0 | 0 | 0
E365.00-OH Conductors and Devices | 2009-02-01 | Non-unitized | 1635375 | KY | 0 | 0 | 0
E365.00-OH Conductors and Devices | 2009-11-01 | Non-unitized | 1003 MARY ST 40204 | KY | 0 | 0 | 0
E365.00-OH Conductors and Devices | 2009-10-31 | Non-unitized | MALLARD LAKE, SECTION 1 | KY | 0 | 0 | 0 | 0
E365.00-OH Conductors and Devices | 2010-02-01 | Non-unitized | 2012 EDGELAND AVE 40204 | KY | 0 | 0 | 0 | 0
E365.00-OH Conductors and Devices | 2008-05-01 | Non-unitized | 8715 OLD BARDSTOWN RD 40291 | KY | 0 | 0 | 0 | 0
E365.00-OH Conductors and Devices | 2008-05-01 | Non-unitized | 2612 ALANMEDE RD 40205 | KY | 0 | 0 | 0 | 0
E365.00-OH Conductors and Devices | 2008-05-01 | Non-unitized | 5200 BENNET LN 40031 | KY | 0 | 0 | 0 | 0
E365.00-OH Conductors and Devices | 2008-05-01 | Non-unitized | 1451 ALLIANT AVE 40299 | KY | 0 | 0 | 0 | 0
E365.00-OH Conductors and Devices | 2008-05-01 | Non-unitized | 6403 PAYTON LN TRACT 2 40014 | KY | 0 | 0 | 0 | 0
E365.00-OH Conductors and Devices | 2008-05-01 | Non-unitized | 3912 FERN VALLEY RD 40219 | KY | 0 | 0 | 0 | 0
E365.00-OH Conductors and Devices | 2008-05-01 | Non-unitized | 150 N EWING AVE 40206 | KY | 0 | 0 | 0 | 0
E365.00-OH Conductors and Devices | 2008-05-01 | Non-unitized | 3712 BLEVINS GAP RD 40272 | KY | 0 | 0 | 0 | 0
E365.00-OH Conductors and Devices | 2008-05-01 | Non-unitized | 699 W HEBRON LN | KY | 0 | 0 | 0 | 0
E365.00-OH Conductors and Devices | 2008-05-01 | Non-unitized | WESTPORT WOODS | KY | 0 | 0 | 0 | 0
E365.00-OH Conductors and Devices | 2008-10-01 | Non-unitized | 1531514 | KY | 0 | 0 | 0
E365.00-OH Conductors and Devices | 2008-10-01 | Non-unitized | 1509874 | KY | 0 | 0 | 0
E365.00-OH Conductors and Devices | 2008-10-01 | Non-unitized | 1579905 | KY | 0 | 0 | 0
E365.00-OH Conductors and Devices | 2008-11-01 | Non-unitized | HWY 448 40108 | KY | 0 | 0 | 0 | 0
E365.00-OH Conductors and Devices | 2008-11-01 | Non-unitized | OLD HENRY CROSSING L 11 40245 | KY | 0 | 0 | 0
E365.00-OH Conductors and Devices | 2009-12-01 | CABLE | CABLE - (MISC) (06031) | KY | 243 | 2154.67 | 8.867 | 0
E365.00-OH Conductors and Devices | 2010-10-31 | 795 MCM ALUMINUM CONDUCTOR | #795 MCM ALL ALUM BARE (00122) | KY | 45214 | 198114.21 | 4.3817 | 0
E365.00-OH Conductors and Devices | 2010-04-01 | Non-unitized | 5001 HURSTBOURNE PY 40291 | KY | 0 | 0 | 0 | 0
E365.00-OH Conductors and Devices | 2020-04-30 | 336,400 19 STR. ALL ALUMINUM | 336,400 19 STR. ALL ALUMINUM (FT) (07712) | KY | 31621 | 289906.32 | 9.1682 | 0
E365.00-OH Conductors and Devices | 2010-05-01 | Non-unitized | 1316064 | KY | 0 | 0 | 0 | 0
E365.00-OH Conductors and Devices | 2010-07-01 | Non-unitized | 1703 W CHESTNUT ST 40203 | KY | 0 | 0 | 0 | 0
E365.00-OH Conductors and Devices | 2010-07-01 | Non-unitized | 4515 MUD LN 40229 | KY | 0 | 0 | 0 | 0
E365.00-OH Conductors and Devices | 2010-11-01 | Non-unitized | 1360 EASTERN PKY 40204 | KY | 0 | 0 | 0 | 0
E365.00-OH Conductors and Devices | 2010-11-01 | Non-unitized | 5433 JOHNSONTOWN RD 40272 | KY | 0 | 0 | 0 | 0
E365.00-OH Conductors and Devices | 2010-11-30 | ARRESTERS - NEW | ARRESTERS - NEW (06334) | KY | 6 | 4310.58 | 718.43 | 0
E365.00-OH Conductors and Devices | 2010-11-01 | 1000 MCM CONDUCTOR | #1000 MCM CONDUCTOR (00181) | KY | 10 | 6785.54 | 678.554 | 0
E365.00-OH Conductors and Devices | 2011-01-01 | Non-unitized | 9015 PRESTON HY 40219 | KY | 0 | 0 | 0 | 0
E365.00-OH Conductors and Devices | 2011-01-01 | Non-unitized | 1012 W BLUE LICK RD 40165 | KY | 0 | 0 | 0 | 0
E365.00-OH Conductors and Devices | 2011-01-01 | Non-unitized | 117 W OAK ST 40203 | KY | 0 | 0 | 0 | 0
E365.00-OH Conductors and Devices | 2011-01-01 | Non-unitized | 149 S BARDSTOWN RD 40047 | KY | 0 | 0 | 0 | 0
E365.00-OH Conductors and Devices | 2011-02-01 | Non-unitized | 140 JASON DR 40108 | KY | 0 | 0 | 0 | 0
E365.00-OH Conductors and Devices | 2011-02-01 | Non-unitized | 4839 SOUTHSIDE DR TOWER CELL 40214 | KY | 0 | 0 | 0 | 0
E365.00-OH Conductors and Devices | 2011-05-31 | 4/0 CONDUCTOR | #4/0 CONDUCTOR (00148) | KY | 8333 | 327784.49 | 39.3357 | 0
E365.00-OH Conductors and Devices | 2011-04-01 | Non-unitized | 11604 MITCHELL HILL RD 40118 | KY | 0 | 0 | 0 | 0
E365.00-OH Conductors and Devices | 2011-08-31 | #2 ACSR | #1 CONDUCTOR (00173) | KY | 200 | 30795.86 | 153.9793 | 0
E365.00-OH Conductors and Devices | 2011-12-31 | 4 COPPER CONDUCTOR | #4 W.P. COPPER (00141) | KY | 0 | 0 | 0 | 0
E365.00-OH Conductors and Devices | 2011-12-31 | Non-unitized | XFRM340-TRANSFORMER LABOR 340 | KY | 0 | 0 | 0 | 0
E365.00-OH Conductors and Devices | 2010-12-31 | Non-unitized | Ckt WP1104 West Point Sub | KY | 0 | 0 | 0 | 0
E365.00-OH Conductors and Devices | 2012-01-31 | Non-unitized | LGE MAJOR STORM 061911 | KY | 0 | 0 | 0 | 0
E365.00-OH Conductors and Devices | 2012-02-29 | 195,700 ACAR WIRE | 195,700 ACAR WIRE (FT) (07711) | KY | 200 | 297.7 | 1.4885 | 0
E365.00-OH Conductors and Devices | 2012-12-31 | Non-unitized | FM1256 | KY | 0 | 0 | 0 | 0
E365.00-OH Conductors and Devices | 2012-03-31 | ARRESTERS - UNDERGROUND | ARRESTERS - UNDERGROUND (00499) | KY | 3 | 2031.69 | 677.23 | 0
E365.00-OH Conductors and Devices | 2014-06-30 | MISCELLANEOUS EQUIPMENT | Capacitors | KY | 21 | 30522.81 | 1453.4671 | 0
E365.00-OH Conductors and Devices | 2013-12-31 | SWITCHES - DISCONNECT NEW | SWITCHES - DISCONNECT | KY | 32 | 126466.77 | 3952.0866 | 0
E365.00-OH Conductors and Devices | 2014-08-31 | SWITCHES - DISCONNECT NEW | SWITCHES - DISCONNECT | KY | 271 | 2525042.32 | 9317.4993 | 0
E365.00-OH Conductors and Devices | 2014-12-31 | 795 MCM ALUMINUM CONDUCTOR | #795 MCM ALL ALUM BARE (00122) | KY | 19797 | 284864.77 | 14.3893 | 0
E365.00-OH Conductors and Devices | 2014-11-30 | SKY WIRE | SKY WIRE (FT) | KY | 1000 | 773.77 | 0.77377 | 0
E365.00-OH Conductors and Devices | 2014-11-30 | ARRESTERS - OVERHEAD | ARRESTERS - OVERHEAD | KY | 117 | 37130.15 | 317.3517 | 0
E365.00-OH Conductors and Devices | 2015-01-01 | Non-unitized | CTPD340-Taxable-Capital Thrd Party - 00340012 | KY | 0 | 0 | 0 | 0
E365.00-OH Conductors and Devices | 2015-03-31 | Non-unitized | INVESTMENT BUDGET | KY | 0 | 0 | 0 | 0
E365.00-OH Conductors and Devices | 2015-12-31 | Non-unitized | Stewart (SW)1190 Ckt Hardening | KY | 0 | 0 | 0 | 0
E365.00-OH Conductors and Devices | 2016-01-01 | Non-unitized | CNBVLT343-NB Network Vaults - 003430 | KY | 0 | 0 | 0 | 0
E365.00-OH Conductors and Devices | 2016-07-31 | Non-unitized | MILL CREEK CKT 1261 (MC1261) | KY | 0 | 0 | 0 | 0
E365.00-OH Conductors and Devices | 2014-12-15 | Non-unitized | FREYS HILL CKT 1210 (FH1210) | KY | 0 | 0 | 0 | 0
E365.00-OH Conductors and Devices | 2015-01-01 | Non-unitized | CSTRM323-012114-I-Taxable-012114-I-Taxable-11 | KY | 0 | 0 | 0 | 0
E365.00-OH Conductors and Devices | 2015-12-31 | Non-unitized | CRESTWOOD (CW)1222 CIFI 2015 | KY | 0 | 0 | 0 | 0
E365.00-OH Conductors and Devices | 2014-08-31 | Non-unitized | CRDD340U-Taxable-Capital Rep Def UG - 00340012 | KY | 0 | 0 | 0 | 0
E365.00-OH Conductors and Devices | 2017-05-31 | Non-unitized | 150852-OMNI Louisville West Vault | KY | 0 | 0 | 0 | 0
E365.00-OH Conductors and Devices | 2017-06-01 | SWITCHES - DISCONNECT NEW | SWITCHES - DISCONNECT | KY | 24 | 23392.9 | 974.7042 | 0
E365.00-OH Conductors and Devices | 2018-03-31 | #2 Triplex | #2 Triplex | KY | 1672 | 16463.21 | 9.8464 | 0
E365.00-OH Conductors and Devices | 2017-12-31 | 1/0 CONDUCTOR | 1/0 CONDUCTOR | KY | 2447 | 22037.88 | 9.0061 | 0
E365.00-OH Conductors and Devices | 2018-12-31 | #2 ACSR | #2 ACSR CONDUCTOR | KY | 910 | 5924.86 | 6.5108 | 0
E365.00-OH Conductors and Devices | 2018-10-01 | Non-unitized | NONE | KY | 0 | 0 | 0 | 0
E365.00-OH Conductors and Devices | 2019-04-30 | Non-unitized | CSTRM323-112618-I | KY | 0 | 0 | 0 | 0
E365.00-OH Conductors and Devices | 2018-12-31 | SWITCHES | SWITCHES | KY | 0 | 0 | 0 | 0
E365.00-OH Conductors and Devices | 2018-12-31 | 336,400 19 STR. ALL ALUMINUM | 336,400 19 STR. ALL ALUMINUM (FT) (07712) | KY | 175 | 756 | 4.32 | 0
E365.00-OH Conductors and Devices | 2020-02-01 | Non-unitized | CNBCD340U-NB Comm UG - 003400 | KY | 0 | 0 | 0 | 0
E365.00-OH Conductors and Devices | 2020-09-01 | 4 COPPER CONDUCTOR | #4 W.P. COPPER (00141) | KY | 170598 | 199940.88 | 1.172 | 0
E365.00-OH Conductors and Devices | 2019-12-31 | 336,400 19 STR. ALL ALUMINUM | 336,400 19 STR. ALL ALUMINUM (FT) (07712) | KY | 25 | 157.97 | 6.3188 | 0
E365.00-OH Conductors and Devices | 2021-01-01 | Non-unitized | ATBRD340O-Taxable-Cap Trouble Orders OH 00340012 | KY | 0 | 0 | 0 | 0
E365.00-OH Conductors and Devices | 2021-02-01 | Non-unitized | CRDD343U-Capital Rep Def UG - 003430 | KY | 0 | 0 | 0 | 0
E365.00-OH Conductors and Devices | 2021-01-01 | Non-unitized | CXFRM343-NB Transformers - 003430 | KY | 6 | 0 | 0 | 0
E365.00-OH Conductors and Devices | 2020-10-01 | SWITCHES - CUTOUT NEW | SWITCHES - CUTOUT NEW 07630 | KY | 45 | 16502.93 | 366.7318 | 0
E365.00-OH Conductors and Devices | 2020-11-01 | Non-unitized | ARDD343U-Taxable-Cap Rep Def UG 00343012: Typically used for planned or scheduled jobs. | KY | 0 | 0 | 0 | 0
E365.00-OH Conductors and Devices | 2020-11-01 | Non-unitized | ARCST343-Taxable-Cust Requested 00343012 | KY | 0 | 0 | 0 | 0
E365.00-OH Conductors and Devices | 2021-03-31 | 4/0 CONDUCTOR | #4/0 CONDUCTOR (00148) | KY | 2055 | 30415.37 | 14.8007 | 0
E365.00-OH Conductors and Devices | 2021-12-31 | Non-unitized | ALM021021-LGE Major Storm-Capital-021021 | KY | 0 | 0 | 0 | 0
E365.00-OH Conductors and Devices | 2021-06-01 | Non-unitized | 156071-Old Henry Rd Public Works | KY | 0 | 0 | 0 | 0
E365.00-OH Conductors and Devices | 2022-01-01 | Non-unitized | ARCST343-Taxable-Cust Requested 00343012 | KY | 0 | 0 | 0 | 0
E365.00-OH Conductors and Devices | 2022-04-01 | Non-unitized | WO-1184 - REMOVE REG | KY | 0 | 0 | 0 | 0
E365.00-OH Conductors and Devices | 2021-06-01 | 123,270 ACAR WIRE | 123,270 ACAR WIRE (FT) (07686) | KY | 9557 | 4830.64 | 0.50546 | 0
E365.00-OH Conductors and Devices | 2021-02-01 | WILDLIFE PROTECTION | WILDLIFE PROTECTION | KY | 1 | 64.21 | 64.21 | 0
E365.00-OH Conductors and Devices | 2021-06-01 | INSULATORS - LINE | INSULATORS - LINE | KY | 3 | 90.34 | 30.1133 | 0
E365.00-OH Conductors and Devices | 2022-06-01 | 500 MCM COPPER CONDUCTOR | #500 MCM W.P. COPPER (00155) | KY | 2587 | 208314.35 | 80.5235 | 0
E365.00-OH Conductors and Devices | 2023-01-01 | Non-unitized | ARDD343U-Taxable-Cap Rep Def UG 00343012: Typically used for planned or scheduled jobs. | KY | 0 | 0 | 0 | 0
E365.00-OH Conductors and Devices | 2023-10-01 | Non-unitized | Investment | KY | 0 | 0 | 0 | 0
E365.00-OH Conductors and Devices | 2023-12-31 | Non-unitized | Investment | KY | 1 | 205.46 | 205.46 | 0
E365.00-OH Conductors and Devices | 2023-09-30 | 4A COPPER CONDUCTOR | #4A COPPERWELD COPPER (00195) | KY | 478 | 11577.03 | 24.2197 | 0
E365.00-OH Conductors and Devices | 2024-09-30 | Non-unitized | 171802-SW1188 is one of the circuits identified in the CIFI project for 2024. WR-6961878 | KY | 3 | 134997.54 | 44999.18 | 0
E365.00-OH Conductors and Devices | 2025-04-01 | GROUND | GROUND (00103) | KY | 355 | 38801.51 | 109.3 | 0
E365.00-OH Conductors and Devices | 1984-01-01 | #12 CABLE | MP1984 Overhead Conductors and Devices | KY | 0 | 0 | 0
E365.00-OH Conductors and Devices | 1942-01-01 | TO BE SPREAD OVER ASSETS IN ACCOUNT | MP1942 Overhead Conductors and Devices | KY | 0 | 0 | 0
E365.00-OH Conductors and Devices | 1979-01-01 | CAPACITORS | MP1979 Overhead Conductors and Devices | KY | 95 | 19177.38 | 201.8672 | 0
E365.00-OH Conductors and Devices | 1984-01-01 | 195,700 ACAR WIRE | MP1984 Overhead Conductors and Devices | KY | 37148 | 56954.08 | 1.5332 | 0
E365.00-OH Conductors and Devices | 1988-01-01 | 6 COPPER CONDUCTOR | MP1988 Overhead Conductors and Devices | KY | 3489 | 4020.07 | 1.1522 | 0
E365.00-OH Conductors and Devices | 1975-01-01 | 4 COPPER CONDUCTOR | MP1975 Overhead Conductors and Devices | KY | 78773 | 31089.68 | 0.39467 | 0
E365.00-OH Conductors and Devices | 1990-01-01 | 123,270 ACAR WIRE | MP1990 Overhead Conductors and Devices | KY | 240534 | 397758.85 | 1.6536 | 0
E365.00-OH Conductors and Devices | 1990-01-01 | SWITCHES - CUTOUT | MP1990 Overhead Conductors and Devices | KY | 0 | 0 | 0
E365.00-OH Conductors and Devices | 1987-01-01 | 3/0 CONDUCTOR | MP1987 Overhead Conductors and Devices | KY | 10296 | 42509.17 | 4.1287 | 0
E365.00-OH Conductors and Devices | 1976-01-01 | 3/0 CONDUCTOR | MP1976 Overhead Conductors and Devices | KY | 19158 | 13596.56 | 0.70971 | 0
E365.00-OH Conductors and Devices | 2005-01-01 | 1/0 CABLE | MP2005 Overhead Conductors and Devices | KY | 167029 | 2495498.39 | 14.9405 | 0
E365.00-OH Conductors and Devices | 1988-01-01 | SWITCHES - DISCONNECT NEW | MP1988 Overhead Conductors and Devices | KY | 489 | 133395.27 | 272.792 | 0
E365.00-OH Conductors and Devices | 1995-01-01 | FISHER PIERCE CURRENT CONTROL | MP1995 Overhead Conductors and Devices | KY | 3 | 23662.93 | 7887.6433
E365.00-OH Conductors and Devices | 2000-01-01 | 8 COPPER CONDUCTOR | MP2000 Overhead Conductors and Devices | KY | 1024 | 205.8 | 0.20098 | 0
E365.00-OH Conductors and Devices | 1965-01-01 | CAPACITORS | CAPACITORS | KY | 1 | 114.04 | 114.04
E365.00-OH Conductors and Devices | 2008-01-01 | 123,270 ACAR WIRE | MP2008 Overhead Conductors and Devices | KY | 428064 | 560037.09 | 1.3083 | 0
E365.00-OH Conductors and Devices | 2008-01-01 | 795 MCM ALUMINUM CONDUCTOR | MP2008 Electric Distribution - Overhead Conduct | KY | 101154 | 267483.53 | 2.6443 | 0
E365.00-OH Conductors and Devices | 2008-01-01 | #2 Triplex | MP2008 Overhead Conductors and Devices | KY | 1830 | 3297.66 | 1.802
E365.00-OH Conductors and Devices | 2008-05-01 | Non-unitized | 1134 S PRESTON ST | KY | 0 | 0 | 0
E365.00-OH Conductors and Devices | 2008-05-01 | Non-unitized | BLAKELY WOODS - OVERHEAD REMOVAL | KY | 0 | 0 | 0 | 0
E365.00-OH Conductors and Devices | 2008-05-01 | Non-unitized | RIVERWOOD - ELECTRIC RELOCATION | KY | 0 | 0 | 0 | 0
E365.00-OH Conductors and Devices | 2008-05-01 | Non-unitized | 2ND & CENTRAL 40208 | KY | 0 | 0 | 0
E365.00-OH Conductors and Devices | 2008-05-01 | Non-unitized | 497 LIGHTFOOT RD 40207 | KY | 0 | 0 | 0 | 0
E365.00-OH Conductors and Devices | 2008-05-01 | Non-unitized | 1048616 | KY | 0 | 0 | 0
E365.00-OH Conductors and Devices | 2008-05-01 | Non-unitized | 2011 FRANKFORT AVE 40206 | KY | 0 | 0 | 0
E365.00-OH Conductors and Devices | 2008-05-01 | Non-unitized | HARRODS CREEK OVERLOOK CONDO OH EXT | KY | 0 | 0 | 0 | 0
E365.00-OH Conductors and Devices | 2008-05-01 | Non-unitized | 8014 BARDSTOWN RD 40291 | KY | 0 | 0 | 0 | 0
E365.00-OH Conductors and Devices | 2008-05-01 | Non-unitized | 9300 BARTLEY DR 40291 | KY | 0 | 0 | 0 | 0
E365.00-OH Conductors and Devices | 2008-05-01 | Non-unitized | 2501 MAIN ST | KY | 0 | 0 | 0 | 0
E365.00-OH Conductors and Devices | 2008-05-01 | Non-unitized | 8604 BROAD RUN RD 40291 | KY | 0 | 0 | 0 | 0
E365.00-OH Conductors and Devices | 2008-05-01 | Non-unitized | Chamberlain Lane 40241 | KY | 0 | 0 | 0 | 0
E365.00-OH Conductors and Devices | 2008-05-01 | Non-unitized | SERENITY APARTMENTS | KY | 0 | 0 | 0
E365.00-OH Conductors and Devices | 2008-05-01 | Non-unitized | 11603 COMMONWEALTH DR 40299 | KY | 0 | 0 | 0 | 0
E365.00-OH Conductors and Devices | 2008-07-01 | Non-unitized | 1279905 | KY | 0 | 0 | 0 | 0
E365.00-OH Conductors and Devices | 2008-05-01 | Non-unitized | 1209877 | KY | 0 | 0 | 0
E365.00-OH Conductors and Devices | 2008-05-01 | Non-unitized | WARREN PLACE | KY | 0 | 0 | 0
E365.00-OH Conductors and Devices | 2008-05-01 | Non-unitized | 2ND ST @ CENTRAL AVE 40215 | KY | 0 | 0 | 0
E365.00-OH Conductors and Devices | 1984-01-01 | SWITCHES - CUTOUT NEW | MP1984 Overhead Conductors and Devices | KY | 579 | 85098.8 | 146.9755 | 0
E365.00-OH Conductors and Devices | 2008-10-01 | Non-unitized | 1560971 | KY | 0 | 0 | 0
E365.00-OH Conductors and Devices | 2009-01-01 | Non-unitized | HWY 448 40108 | KY | 0 | 0 | 0 | 0
E365.00-OH Conductors and Devices | 2009-01-01 | Non-unitized | 1434926 | KY | 0 | 0 | 0 | 0
E365.00-OH Conductors and Devices | 1985-01-01 | INSULATORS - LINE | MP1985 Overhead Conductors and Devices | KY | 0 | 0 | 0
E365.00-OH Conductors and Devices | 1987-01-01 | MISCELLANEOUS EQUIPMENT | MP1987 Overhead Conductors and Devices | KY | 0 | 0 | 0
E365.00-OH Conductors and Devices | 2009-05-01 | Non-unitized | 4435 N PRESTON HY 40165 | KY | 0 | 0 | 0
E365.00-OH Conductors and Devices | 2008-11-01 | Non-unitized | 10525 OLD TAYLORSVILLE RD 40299 | KY | 0 | 0 | 0
E365.00-OH Conductors and Devices | 2009-12-31 | ARRESTERS - DISTRIBUTION | DISTRIBUTION ARRESTERS (00504) | KY | 59 | 12236.88 | 207.4047 | 0
E365.00-OH Conductors and Devices | 2009-04-01 | Non-unitized | 415 OAKBROOKE DR SGNL TRAF 40047 | KY | 0 | 0 | 0 | 0
E365.00-OH Conductors and Devices | 2009-03-01 | 6A COPPER CONDUCTOR | #6A COPPERWELD COPPER (00192) | KY | 35051 | 270063.84 | 7.7049 | 0
E365.00-OH Conductors and Devices | 2009-02-28 | ARRESTERS - DISTRIBUTION | DISTRIBUTION ARRESTERS (00504) | KY | 3 | 458.18 | 152.7267 | 0
E365.00-OH Conductors and Devices | 2008-10-01 | Non-unitized | 1514398 | KY | 0 | 0 | 0
E365.00-OH Conductors and Devices | 2008-05-01 | Non-unitized | 1314187 | KY | 0 | 0 | 0
E365.00-OH Conductors and Devices | 2009-12-17 | 336,400 19 STR. ALL ALUMINUM | 336,400 19 STR. ALL ALUMINUM (FT) (07712) | KY | 1800 | 23508.66 | 13.0604
E365.00-OH Conductors and Devices | 2008-09-30 | 6 COPPER CONDUCTOR | #6 BARE COPPER (00168) | KY | 570 | 887.88 | 1.5577
E365.00-OH Conductors and Devices | 2005-01-01 | 195,700 ACAR WIRE | MP2005 Overhead Conductors and Devices | KY | 1796 | 24386.45 | 13.5782 | 0
E365.00-OH Conductors and Devices | 2008-05-01 | Non-unitized | 122 ARROWHEAD RD 40207 | KY | 0 | 0 | 0 | 0
E365.00-OH Conductors and Devices | 2008-05-01 | Non-unitized | CLARKSDALE PROJECT - PHASE 3 | KY | 0 | 0 | 0
E365.00-OH Conductors and Devices | 2008-05-01 | Non-unitized | 4604 SHEPHERDSVILLE RD 40218 | KY | 0 | 0 | 0 | 0
E365.00-OH Conductors and Devices | 2008-05-01 | Non-unitized | 819 HAZEL ST 40211 | KY | 0 | 0 | 0 | 0
E365.00-OH Conductors and Devices | 2008-05-01 | Non-unitized | 8410 TODDS POINT ROAD 40014 | KY | 0 | 0 | 0 | 0
E365.00-OH Conductors and Devices | 2008-05-01 | Non-unitized | 1601 SPRING DR 40205 | KY | 0 | 0 | 0 | 0
E365.00-OH Conductors and Devices | 2008-05-01 | Non-unitized | 985 OLD PRESTON HWY S 40165 | KY | 0 | 0 | 0 | 0
E365.00-OH Conductors and Devices | 2008-05-01 | Non-unitized | 1128 E BROADWAY 40204 | KY | 0 | 0 | 0
E365.00-OH Conductors and Devices | 2008-05-01 | Non-unitized | 192 JASON RD | KY | 0 | 0 | 0 | 0
E365.00-OH Conductors and Devices | 2008-05-01 | Non-unitized | CEDAR STREET DEV. | KY | 0 | 0 | 0 | 0
E365.00-OH Conductors and Devices | 2008-05-01 | Non-unitized | OTTER CREEK PARK RD 40108 | KY | 0 | 0 | 0
E365.00-OH Conductors and Devices | 2008-05-01 | Non-unitized | 2301 BLANKENBAKER RD 40299 | KY | 0 | 0 | 0
E365.00-OH Conductors and Devices | 2008-10-01 | Non-unitized | 1573239 | KY | 0 | 0 | 0 | 0
E365.00-OH Conductors and Devices | 2008-09-30 | #2 Triplex | #2 CONDUCTOR (00172) | KY | 214 | 792.63 | 3.7039
E365.00-OH Conductors and Devices | 2009-10-01 | 1/0 CABLE | 1/0 CABLE | KY | 200 | 1990.23 | 9.9512
E365.00-OH Conductors and Devices | 2010-07-01 | Non-unitized | MAPLE ST 40210 | KY | 0 | 0 | 0 | 0
E365.00-OH Conductors and Devices | 2010-07-01 | Non-unitized | 4601 JENNINGS LN REAR 40218 | KY | 0 | 0 | 0 | 0
E365.00-OH Conductors and Devices | 2010-08-01 | Non-unitized | 6710 LOWER HUNTERS TRCE 40258 | KY | 0 | 0 | 0 | 0
E365.00-OH Conductors and Devices | 2010-10-01 | Non-unitized | 7901 DOBSON LN 40291 | KY | 1 | 0 | 0 | 0
E365.00-OH Conductors and Devices | 2010-11-01 | Non-unitized | 8208 COOPER CHAPEL RD 40229 | KY | 0 | 0 | 0 | 0
E365.00-OH Conductors and Devices | 2010-11-01 | Non-unitized | 7433 OLD BROWNSBORO RD 40014 | KY | 0 | 0 | 0 | 0
E365.00-OH Conductors and Devices | 2010-11-01 | #2 Triplex | #2 CONDUCTOR (00172) | KY | 1463 | 60879.17 | 41.6126 | 0
E365.00-OH Conductors and Devices | 2011-01-01 | Non-unitized | 9012 OLD BARDSTOWN RD 40291 | KY | 0 | 0 | 0 | 0
E365.00-OH Conductors and Devices | 2011-01-01 | Non-unitized | STREET LIGHT OVERHEAD | KY | 0 | 0 | 0 | 0
E365.00-OH Conductors and Devices | 2011-02-01 | Non-unitized | 6102 HITT LANE 40014 | KY | 0 | 0 | 0 | 0
E365.00-OH Conductors and Devices | 2011-03-31 | SWITCHES - GROUP OPERATED | SWITCHES - MISC. NEW 07632 | KY | 3 | 35341.04 | 11780.3467 | 0
E365.00-OH Conductors and Devices | 2011-04-01 | Non-unitized | 219 E ORMSBY AVE 40203 | KY | 0 | 0 | 0 | 0
E365.00-OH Conductors and Devices | 2011-05-01 | Non-unitized | 10200 DIXIE HWY 40272 | KY | 0 | 0 | 0 | 0
E365.00-OH Conductors and Devices | 2011-04-01 | Non-unitized | 2016 LONGEST AVE 40204 | KY | 0 | 0 | 0 | 0
E365.00-OH Conductors and Devices | 2011-06-30 | SWITCHES - DISCONNECT NEW | SWITCHES - DISCONNECT NEW 07631 | KY | 18 | 20691.53 | 1149.5294 | 0
E365.00-OH Conductors and Devices | 2011-08-31 | 1/0 CABLE | 1/0 CABLE | KY | 8913 | 57485.66 | 6.4496 | 0
E365.00-OH Conductors and Devices | 2012-05-31 | 4/0 CONDUCTOR | #4/0 CONDUCTOR (00148) | KY | 9424 | 266402.18 | 28.2685 | 0
E365.00-OH Conductors and Devices | 2012-04-30 | 1/0 CONDUCTOR | 1/0 CONDUCTOR | KY | 1699 | 21890.59 | 12.8844 | 0
E365.00-OH Conductors and Devices | 2012-01-01 | Non-unitized | 4731 W HIGHWAY 146 40010 | KY | 0 | 0 | 0 | 0
E365.00-OH Conductors and Devices | 2012-11-30 | SWITCHES - CUTOUT NEW | SWITCHES - CUTOUT NEW 07630 | KY | 30 | 31008.18 | 1033.606 | 0
E365.00-OH Conductors and Devices | 2012-07-31 | Non-unitized | Harrods Creek Substation | KY | 0 | 0 | 0 | 0
E365.00-OH Conductors and Devices | 2013-01-31 | SWITCHES - CUTOUT NEW | SWITCHES - CUTOUT NEW 07630 | KY | 94 | 35983.49 | 382.8031 | 0
E365.00-OH Conductors and Devices | 2012-12-31 | 500 MCM COPPER CONDUCTOR | #500 MCM W.P. COPPER (00155) | KY | 1004 | 71363 | 71.0787 | 0
E365.00-OH Conductors and Devices | 2012-12-31 | SWITCHES - DISCONNECT NEW | SWITCHES - DISCONNECT, 15KV, 900 AMP | KY | 19 | 19625.64 | 1032.9284 | 0
E365.00-OH Conductors and Devices | 2013-07-31 | SWITCHES - CUTOUT NEW | SWITCHES - CUTOUT NEW 07630 | KY | 334 | 98513.77 | 294.9514 | 0
E365.00-OH Conductors and Devices | 2013-10-31 | ARRESTERS - OVERHEAD | ARRESTERS - OVERHEAD | KY | 27 | 6071.65 | 224.8759 | 0
E365.00-OH Conductors and Devices | 2014-07-31 | 4 COPPER CONDUCTOR | #4 W.P. COPPER (00141) | KY | 1796 | 15537.73 | 8.6513 | 0
E365.00-OH Conductors and Devices | 2014-11-30 | SWITCHES - CUTOUT NEW | SWITCHES - CUTOUT NEW 07630 | KY | 545 | 403116.59 | 739.6635 | 0
E365.00-OH Conductors and Devices | 2015-08-31 | Non-unitized | LOCUST (LO1193) LGE | KY | 0 | 0 | 0 | 0
E365.00-OH Conductors and Devices | 2014-12-31 | 8 COPPER CONDUCTOR | #8 W.P. COPPER (00138) | KY | 6770 | 24342.62 | 3.5957 | 0
E365.00-OH Conductors and Devices | 2014-06-30 | 1/0 CABLE | 1/0 CABLE | KY | 13413 | 44446.65 | 3.3137 | 0
E365.00-OH Conductors and Devices | 2014-08-31 | 3/0 CONDUCTOR | #3/0 CONDUCTOR (00176) | KY | 17248 | 241589.89 | 14.0068 | 0
E365.00-OH Conductors and Devices | 2015-06-30 | 1272 MCM ACSR CONDUCTOR | #1272 MCM ACSR BARE (00121) | KY | 499 | 1139.12 | 2.2828 | 0
E365.00-OH Conductors and Devices | 1934-03-01 | Estimated Retirement | PILC 2014 LGE UG Cable Replace | KY | 0 | 0 | 0 | 0
E365.00-OH Conductors and Devices | 1975-03-01 | Estimated Retirement | TIPTOP3311 (TT3311) REBLD SEC | KY | 0 | 0 | 0 | 0
E365.00-OH Conductors and Devices | 2016-03-31 | Non-unitized | DIXIE CKT1222(DX-1222) SM WIRE | KY | 0 | 0 | 0 | 0
E365.00-OH Conductors and Devices | 2016-08-01 | Non-unitized | LGE | KY | 0 | 0 | 0 | 0
E365.00-OH Conductors and Devices | 2015-06-30 | Non-unitized | ASHBTM-KWD DIST 69KV CLEARANCE | KY | 0 | 0 | 0 | 0
E365.00-OH Conductors and Devices | 2016-03-31 | 2000 MCM CABLE | #2000 MCM 1/C 1000V CABLE (FT) (08970) | KY | 0 | 0 | 0 | 0
E365.00-OH Conductors and Devices | 2016-03-31 | 795 MCM ALUMINUM CONDUCTOR | #795 MCM ALL ALUM BARE (00122) | KY | 150 | 2861 | 19.0733 | 0
E365.00-OH Conductors and Devices | 2014-10-31 | 1/0 Aluminum | 1/0 Aluminum | KY | 218 | 372.97 | 1.7109 | 0
E365.00-OH Conductors and Devices | 2017-07-01 | Non-unitized | IRON QUARTERS | KY | 0 | 0 | 0 | 0
E365.00-OH Conductors and Devices | 2016-08-10 | WILDLIFE PROTECTION | WILDLIFE PROTECTION | KY | 1 | 2414.66 | 2414.66 | 0
E365.00-OH Conductors and Devices | 2018-08-01 | Non-unitized | CTBRD340O-Taxable-Cap Trouble Orders OH - 00340012 | KY | 0 | 0 | 0 | 0
E365.00-OH Conductors and Devices | 2019-01-01 | Non-unitized | CRSTLT332-Taxable-Repair Street Lights - 00332012 | KY | 0 | 0 | 0 | 0
E365.00-OH Conductors and Devices | 2019-12-01 | #795 MCM ACSR BARE | #795 MCM ACSR BARE | KY | 18054 | 94593.68 | 5.2395 | 0
E365.00-OH Conductors and Devices | 2020-09-01 | SWITCHES - GROUP OPERATED | SWITCHES - GROUP OPERATED 07632 | KY | 5 | 50954.8 | 10190.96 | 0
E365.00-OH Conductors and Devices | 2020-04-30 | 195,700 ACAR WIRE | 195,700 ACAR WIRE (FT) (07711) | KY | 15549 | 96797.86 | 6.2253 | 0
E365.00-OH Conductors and Devices | 2020-10-01 | Non-unitized | WO-1184 - REMOVE REG | KY | 0 | 0 | 0 | 0
E365.00-OH Conductors and Devices | 2019-11-01 | 4/0 CONDUCTOR | #4/0 CONDUCTOR (00148) | KY | 250 | 759 | 3.036 | 0
E365.00-OH Conductors and Devices | 2021-01-01 | Non-unitized | ATPD340-Taxable-Cap Third Party 00340012 Replacement cost of complete units of property due to damage from a third party, typically reimbursed. | KY | 0 | 0 | 0 | 0
E365.00-OH Conductors and Devices | 2021-02-01 | Non-unitized | 158592-WT1210 CIFI 2019 | KY | 0 | 0 | 0 | 0
E365.00-OH Conductors and Devices | 2021-03-31 | 795 MCM ALUMINUM CONDUCTOR | #795 MCM ALL ALUM BARE (00122) | KY | 320 | 12467.16 | 38.9599 | 0
E365.00-OH Conductors and Devices | 2020-08-10 | Non-unitized | Investment | KY | 0 | 0 | 0 | 0
E365.00-OH Conductors and Devices | 2022-01-01 | Non-unitized | 142487-PILC 2021 LGE CABLE REPL | KY | 0 | 0 | 0 | 0
E365.00-OH Conductors and Devices | 2022-01-01 | Non-unitized | ARSTLT332-Taxable-Rep Street Lights 00332012 | KY | 0 | 0 | 0 | 0
E365.00-OH Conductors and Devices | 2021-09-30 | SWITCHES - DISCONNECT NEW | SWITCHES - DISCONNECT | KY | 6 | 24397.16 | 4066.1933 | 0
E365.00-OH Conductors and Devices | 2021-09-30 | ARRESTERS - OVERHEAD | ARRESTERS - OVERHEAD | KY | 9 | 8890.01 | 987.7789 | 0
E365.00-OH Conductors and Devices | 2022-04-01 | CAPACITORS | CAPACITORS (BANKS) (EACH) (07330) | KY | 26 | 13446.34 | 517.1669 | 0
E365.00-OH Conductors and Devices | 2023-02-16 | Non-unitized | 167792 DA1243 - DAHLIA SMALL WIRE is one of the circuits that were identified for 2022. WR# 6493829 | KY | 0 | 0 | 0 | 0
E365.00-OH Conductors and Devices | 2023-02-01 | 4 COPPER CONDUCTOR | #4 W.P. COPPER (00141) | KY | 279047 | 1399687.22 | 5.016 | 0
E365.00-OH Conductors and Devices | 2022-10-12 | 123,270 ACAR WIRE | 123,270 ACAR WIRE (FT) (07686) | KY | 52027 | 334526.14 | 6.4299 | 0
E365.00-OH Conductors and Devices | 2023-05-15 | Non-unitized | 168484-UofL Health E. Chestnut St Conversion from OH to UG - UofL Health is expanding its existing hospital. To serve the expansion, they requested LGE construct a 5-unit network vault and convert certain existing overhead facilities to underground. The | KY | 0 | 0 | 0 | 0
E365.00-OH Conductors and Devices | 2023-04-14 | Non-unitized | 167551 - PR WEST CO MSD TO MILL CREEK SWITCHING DISTRIBUTION | KY | 0 | 0 | 0 | 0
E365.00-OH Conductors and Devices | 2023-06-30 | Non-unitized | ALM033022- LGE Major Storm-033022 | KY | 0 | 0 | 0 | 0
E365.00-OH Conductors and Devices | 2023-11-01 | WILDLIFE PROTECTION | WILDLIFE PROTECTION | KY | 1 | 2238.56 | 2238.56 | 0
E365.00-OH Conductors and Devices | 2024-01-31 | ARRESTERS - OVERHEAD | ARRESTERS - OVERHEAD | KY | 861 | 434012.92 | 504.08 | 0
E365.00-OH Conductors and Devices | 2024-01-31 | Non-unitized | 162137-2023 LEO DWTN VT STRUCT REP | KY | 0 | 0 | 0 | 0
E365.00-OH Conductors and Devices | 2024-02-01 | 1/0 CONDUCTOR | 1/0 CONDUCTOR | KY | 31068 | 98316.32 | 3.1646 | 0
E365.00-OH Conductors and Devices | 2023-11-14 | CAPACITORS | CAPACITORS (BANKS) (EACH) (07330) | KY | 14 | 260513.34 | 18608.0957 | 0
E365.00-OH Conductors and Devices | 2024-04-30 | INSULATORS - LINE | INSULATORS - LINE | KY | 923 | 137568.38 | 149.0448 | 0
E365.00-OH Conductors and Devices | 2024-08-08 | 336,400 19 STR. ALL ALUMINUM | 336,400 19 STR. ALL ALUMINUM (FT) (07712) | KY | 50 | 223.7 | 4.474 | 0
E365.00-OH Conductors and Devices | 1979-01-01 | #12 CABLE | MP1979 Overhead Conductors and Devices | KY | 0 | 0 | 0
E365.00-OH Conductors and Devices | 1966-01-01 | SKY WIRE | MP1966 Overhead Conductors and Devices | KY | 20483 | 1824.61 | 0.089079 | 0
E365.00-OH Conductors and Devices | 1973-01-01 | TO BE SPREAD OVER ASSETS IN ACCOUNT | MP1973 Overhead Conductors and Devices | KY | 0 | 0 | 0
E365.00-OH Conductors and Devices | 1991-01-01 | SWITCHES - DISCONNECT NEW | MP1991 Overhead Conductors and Devices | KY | 517 | 210284.28 | 406.7394 | 0
E365.00-OH Conductors and Devices | 1984-01-01 | SWITCHES - CUTOUT | MP1984 Overhead Conductors and Devices | KY | 0 | 0 | 0
E365.00-OH Conductors and Devices | 1985-01-01 | 6 COPPER CONDUCTOR | MP1985 Overhead Conductors and Devices | KY | 385 | 520.12 | 1.351 | 0
E365.00-OH Conductors and Devices | 1973-01-01 | 795 MCM ALUMINUM CONDUCTOR | MP1973 Overhead Conductors and Devices | KY | 187475 | -192373.36 | -1.0261 | 0
E365.00-OH Conductors and Devices | 1977-01-01 | #2 Triplex | MP1977 Overhead Conductors and Devices | KY | 21803 | 18283.1 | 0.83856 | 0
E365.00-OH Conductors and Devices | 1989-01-01 | #2 Triplex | MP1989 Overhead Conductors and Devices | KY | 8808 | 17237.98 | 1.9571 | 0
E365.00-OH Conductors and Devices | 1971-01-01 | 123,270 ACAR WIRE | MP1971 Overhead Conductors and Devices | KY | 80277 | 21995.2 | 0.27399 | 0
E365.00-OH Conductors and Devices | 1987-01-01 | #2 Triplex | MP1987 Overhead Conductors and Devices | KY | 4977 | 12597.17 | 2.5311 | 0
E365.00-OH Conductors and Devices | 2004-01-01 | 500 MCM COPPER CONDUCTOR | MP2004 Overhead Conductors and Devices | KY | 13340 | 165510.81 | 12.4071 | 0
E365.00-OH Conductors and Devices | 1934-01-01 | 4/0 CONDUCTOR | #4/0 CODUCTOR | KY | 14149 | 2680.92 | 0.18948 | 0
E365.00-OH Conductors and Devices | 1957-01-01 | 1000 MCM CONDUCTOR | #1000 MCM CONDUCTOR | KY | 3 | 12.69 | 4.23 | 0
E365.00-OH Conductors and Devices | 1983-01-01 | RECLOSER, MISCELLANEOUS | MP1983 Overhead Conductors and Devices | KY | 0 | 0 | 0 | 0
E365.00-OH Conductors and Devices | 2008-05-01 | Non-unitized | 2000 E HIGHWAY 42 40031 | KY | 0 | 0 | 0 | 0
E365.00-OH Conductors and Devices | 2008-05-01 | Non-unitized | CLAYMONT SPRINGS SUBDIVISION | KY | 0 | 0 | 0
E365.00-OH Conductors and Devices | 2008-05-01 | Non-unitized | OLDSHIRE RD 40229 | KY | 0 | 0 | 0 | 0
E365.00-OH Conductors and Devices | 2008-05-01 | Non-unitized | 12405 BLK OLD LAGRANGE RD 40245 | KY | 0 | 0 | 0 | 0
E365.00-OH Conductors and Devices | 2008-05-01 | Non-unitized | 520 N 35TH ST 40212 | KY | 0 | 0 | 0 | 0
E365.00-OH Conductors and Devices | 2008-05-01 | Non-unitized | LONGWOOD - 3PHASE OVERHEAD EXT | KY | 0 | 0 | 0 | 0
E365.00-OH Conductors and Devices | 2008-05-01 | Non-unitized | 8101-8141 BARDSTOWN RD 40291 | KY | 0 | 0 | 0
E365.00-OH Conductors and Devices | 2008-05-01 | Non-unitized | 941 N CEDAR POINT RD 40031 | KY | 0 | 0 | 0 | 0
E365.00-OH Conductors and Devices | 2008-05-01 | Non-unitized | 500 N WATTERSON TRAIL 40243 | KY | 0 | 0 | 0 | 0
E365.00-OH Conductors and Devices | 2008-05-01 | Non-unitized | 4201 ROUTT RD TRACT 4 40299 | KY | 0 | 0 | 0 | 0
E365.00-OH Conductors and Devices | 2008-05-01 | Non-unitized | 1000 W HIGHWAY 42 40031 | KY | 0 | 0 | 0 | 0
E365.00-OH Conductors and Devices | 2008-05-01 | Non-unitized | BUCKEYE FARMS - ELECTRIC RELOCATION | KY | 0 | 0 | 0 | 0
E365.00-OH Conductors and Devices | 2008-05-01 | Non-unitized | 3701 R HOPEWELL RD 40299 | KY | 0 | 0 | 0 | 0
E365.00-OH Conductors and Devices | 2008-05-01 | Non-unitized | 194 HARSHFIELD LN 40165 | KY | 0 | 0 | 0 | 0
E365.00-OH Conductors and Devices | 2008-05-01 | Non-unitized | 5907 W HIGHWAY 22 40014 | KY | 0 | 0 | 0 | 0
E365.00-OH Conductors and Devices | 2008-05-01 | Non-unitized | 4217 Shelbyville Road 40207 | KY | 0 | 0 | 0 | 0
E365.00-OH Conductors and Devices | 2008-05-01 | Non-unitized | 1053145 | KY | 0 | 0 | 0
E365.00-OH Conductors and Devices | 2008-05-01 | Non-unitized | TIMBERBEND - SEC 5A | KY | 0 | 0 | 0 | 0
E365.00-OH Conductors and Devices | 2008-07-01 | Non-unitized | 1431651 | KY | 0 | 0 | 0
E365.00-OH Conductors and Devices | 2008-05-01 | Non-unitized | AUSTIN PARK CONDOS - PHASE 1 | KY | 0 | 0 | 0 | 0
E365.00-OH Conductors and Devices | 2008-05-01 | Non-unitized | MOSS CREEK - PH 1 | KY | 0 | 0 | 0 | 0
E365.00-OH Conductors and Devices | 2009-04-01 | Non-unitized | ECAPRR340-CAP, REG, RECLOSERS 340 | KY | 0 | 0 | 0
E365.00-OH Conductors and Devices | 2009-01-01 | Non-unitized | 7100 GRADE LN 40213 | KY | 0 | 0 | 0
E365.00-OH Conductors and Devices | 2009-07-01 | Non-unitized | 2420 BOULEVARD NAPOLEAN 40205 | KY | 0 | 0 | 0 | 0
E365.00-OH Conductors and Devices | 2009-03-01 | ARRESTERS - OVERHEAD | ARRESTERS - OVERHEAD | KY | 0 | 0 | 0 | 0
E365.00-OH Conductors and Devices | 2008-05-01 | Non-unitized | 4601 ALLMOND AV 40209 | KY | 0 | 0 | 0
E365.00-OH Conductors and Devices | 2008-08-31 | CABLE | CABLE - (MISC) (06031) | KY | 222 | 572.06 | 2.5768 | 0
E365.00-OH Conductors and Devices | 2009-04-01 | Non-unitized | 294 MARKET PLACE DR 40229 | KY | 0 | 0 | 0
E365.00-OH Conductors and Devices | 2008-05-01 | Non-unitized | 12709 TAYLORSVILLE RD AT ST. MICHAELS DR PUMP REAR 40299 | KY | 0 | 0 | 0
E365.00-OH Conductors and Devices | 2009-12-19 | ARRESTERS - DISTRIBUTION | DISTRIBUTION ARRESTERS (00504) | KY | 14 | 4727 | 337.6429 | 0
E365.00-OH Conductors and Devices | 2008-05-01 | Non-unitized | 12110 SHELBYVILLE RD 40243 | KY | 0 | 0 | 0 | 0
E365.00-OH Conductors and Devices | 2008-05-01 | Non-unitized | 3628 VIRGINIA AVE 40211 | KY | 0 | 0 | 0
E365.00-OH Conductors and Devices | 2009-11-01 | Non-unitized | 501 S PRESTON ST REAR 40202 | KY | 0 | 0 | 0 | 0
E365.00-OH Conductors and Devices | 2009-10-01 | Non-unitized | 7409 INDEPENDENCE CV REAR 40214 | KY | 0 | 0 | 0 | 0
E365.00-OH Conductors and Devices | 2010-01-01 | Non-unitized | STREET LIGHT OVERHEAD | KY | 0 | 0 | 0 | 0
E365.00-OH Conductors and Devices | 2010-01-01 | Non-unitized | 1239 ORMSBY LN 40222 | KY | 0 | 0 | 0 | 0
E365.00-OH Conductors and Devices | 2009-09-30 | SWITCHES - CUTOUT NEW | SWITCHES - CUTOUT NEW 07630 | KY | 12 | 19308.28 | 1609.0233 | 0
E365.00-OH Conductors and Devices | 2010-01-01 | Non-unitized | 1866 ALFRESCO PL 40205 | KY | 0 | 0 | 0 | 0
E365.00-OH Conductors and Devices | 2009-01-01 | Non-unitized | 1605945 | KY | 0 | 0 | 0
E365.00-OH Conductors and Devices | 2010-01-01 | Non-unitized | SPRING GATE DR 40241 | KY | 0 | 0 | 0 | 0
E365.00-OH Conductors and Devices | 2008-11-01 | Non-unitized | THE BELLAMY AT LOUISVILLE | KY | 0 | 0 | 0
E365.00-OH Conductors and Devices | 2010-02-01 | Non-unitized | 2369 CLARK STATION RD 40299 | KY | 0 | 0 | 0 | 0
E365.00-OH Conductors and Devices | 2010-04-01 | Non-unitized | 5601 W HIGHWAY 42 40026 | KY | 0 | 0 | 0 | 0
E365.00-OH Conductors and Devices | 2010-04-01 | Non-unitized | 2703 OLD LAGRANGE RD 40245 | KY | 0 | 0 | 0 | 0
E365.00-OH Conductors and Devices | 2010-04-01 | Non-unitized | 807499 | KY | 0 | 0 | 0 | 0
E365.00-OH Conductors and Devices | 2008-05-01 | Non-unitized | 1191325 | KY | 0 | 0 | 0 | 0
E365.00-OH Conductors and Devices | 2008-05-01 | Non-unitized | 6000 HITT RD 40241 | KY | 0 | 0 | 0
E365.00-OH Conductors and Devices | 2008-05-01 | Non-unitized | 13615 RUTLAND RD 40026 | KY | 0 | 0 | 0 | 0
E365.00-OH Conductors and Devices | 2008-05-01 | Non-unitized | 9633 FAIRMOUNT RD RES TEMP 40291 | KY | 0 | 0 | 0 | 0
E365.00-OH Conductors and Devices | 2008-05-01 | Non-unitized | 10255 STONESTREET RD. 40272 | KY | 0 | 0 | 0 | 0
E365.00-OH Conductors and Devices | 2008-05-01 | Non-unitized | NACHAND SPRINGS - ELECTRIC REL | KY | 0 | 0 | 0 | 0
E365.00-OH Conductors and Devices | 2008-05-01 | Non-unitized | 1033 S 28TH ST | KY | 0 | 0 | 0 | 0
E365.00-OH Conductors and Devices | 2008-05-01 | Non-unitized | 11600 MAIN ST 40243 | KY | 0 | 0 | 0 | 0
E365.00-OH Conductors and Devices | 2008-05-01 | Non-unitized | 942 S 2ND ST 40203 | KY | 0 | 0 | 0
E365.00-OH Conductors and Devices | 2009-09-01 | 2/0 COPPER CONDUCTOR | #2/0 W.P. COPPER (00146) | KY | 8514 | 27581.74 | 3.2396 | 0
E365.00-OH Conductors and Devices | 2009-08-31 | 1000 MCM CONDUCTOR | #1000 MCM CONDUCTOR (00181) | KY | 23 | 15694.54 | 682.3713 | 0
E365.00-OH Conductors and Devices | 2010-01-01 | Non-unitized | 4101 Westport Road 40207 | KY | 0 | 0 | 0 | 0
E365.00-OH Conductors and Devices | 2010-04-01 | Non-unitized | 4513 CRAWFORD AV 40258 | KY | 0 | 0 | 0 | 0
E365.00-OH Conductors and Devices | 2010-04-01 | Non-unitized | 1001 BROOKLINE AVE 40215 | KY | 0 | 0 | 0 | 0
E365.00-OH Conductors and Devices | 2009-11-30 | 20 M.A.W. MESSENGER WIRE | 20 M.A.W. MESSENGER WIRE (FT) (07804) | KY | 9 | 52.72 | 5.8578 | 0
E365.00-OH Conductors and Devices | 2010-01-31 | ARRESTERS - UNDERGROUND | ARRESTERS - UNDERGROUND (00499) | KY | 0 | 0 | 0 | 0
E365.00-OH Conductors and Devices | 2010-08-01 | Non-unitized | 950 E OAK STR 40204 | KY | 0 | 0 | 0 | 0
E365.00-OH Conductors and Devices | 2010-10-01 | Non-unitized | 6415 OUTER LOOP | KY | 0 | 0 | 0 | 0
E365.00-OH Conductors and Devices | 2010-10-01 | Non-unitized | 8607 WOLF PEN BRANCH RD 40059 | KY | 0 | 0 | 0 | 0
E365.00-OH Conductors and Devices | 2011-01-01 | Non-unitized | 1372366 | KY | 0 | 0 | 0 | 0
E365.00-OH Conductors and Devices | 2011-05-31 | 1/0 CABLE | 1/0 CABLE | KY | 15408 | 156752.39 | 10.1734 | 0
E365.00-OH Conductors and Devices | 2011-06-30 | SWITCHES - CUTOUT NEW | SWITCHES - CUTOUT NEW 07630 | KY | 7 | 8417.46 | 1202.4943 | 0
E365.00-OH Conductors and Devices | 2011-07-01 | Non-unitized | 752 BARRET AVE 40204 | KY | 0 | 0 | 0 | 0
E365.00-OH Conductors and Devices | 2011-08-31 | 6 COPPER CONDUCTOR | #6 BARE COPPER (00168) | KY | 0 | 0 | 0 | 0
E365.00-OH Conductors and Devices | 2012-05-31 | 1/0 CONDUCTOR | 1/0 CONDUCTOR | KY | 14374 | 121911.49 | 8.4814 | 0
E365.00-OH Conductors and Devices | 2012-03-31 | 123,270 ACAR WIRE | 123,270 ACAR WIRE (FT) (07686) | KY | 1494 | 3723.98 | 2.4926 | 0
E365.00-OH Conductors and Devices | 2012-01-31 | WILDLIFE PROTECTION | WILDLIFE PROTECTION | KY | 10 | 19197.6 | 1919.76 | 0
E365.00-OH Conductors and Devices | 2012-12-31 | 123,270 ACAR WIRE | 123,270 ACAR WIRE (FT) (07686) | KY | 7875 | 8409.12 | 1.0678 | 0
E365.00-OH Conductors and Devices | 2012-01-31 | 6A COPPER CONDUCTOR | #6A COPPERWELD COPPER (00192) | KY | 1140 | 1658.73 | 1.455 | 0
E365.00-OH Conductors and Devices | 2012-07-01 | 1/0 CONDUCTOR | 1/0 CONDUCTOR | KY | 431 | 1568.24 | 3.6386 | 0
E365.00-OH Conductors and Devices | 2012-07-01 | ARRESTERS - NEW | ARRESTERS - NEW (06334) | KY | 2 | 761.77 | 380.885 | 0
E365.00-OH Conductors and Devices | 2012-07-31 | 8 COPPER CONDUCTOR | #8 W.P. COPPER (00138) | KY | 1470 | 1229.16 | 0.83616 | 0
E365.00-OH Conductors and Devices | 2012-09-01 | SWITCHES - DISCONNECT NEW | SWITCHES - DISCONNECT NEW 07631 | KY | 70 | 131817.56 | 1883.108 | 0
E365.00-OH Conductors and Devices | 2012-12-31 | 6 COPPER CONDUCTOR | #6 BARE COPPER (00168) | KY | 18914 | 372778.33 | 19.7091 | 0
E365.00-OH Conductors and Devices | 2012-12-31 | SWITCHES - CUTOUT NEW | SWITCHES - CUTOUT12KV CLASS | KY | 38 | 22112.86 | 581.9174 | 0
E365.00-OH Conductors and Devices | 2013-04-01 | Non-unitized | CTBRD340O-Cap Trouble Orders OH - 003400 | KY | 0 | 0 | 0 | 0
E365.00-OH Conductors and Devices | 2013-05-31 | 6 COPPER CONDUCTOR | #6 BARE COPPER (00168) | KY | 18 | 121.99 | 6.7772 | 0
E365.00-OH Conductors and Devices | 2013-06-25 | SWITCHES - GROUP OPERATED | SWITCHES - MISC. NEW 07632 | KY | 1 | 11541.38 | 11541.38 | 0
E365.00-OH Conductors and Devices | 2013-06-25 | WILDLIFE PROTECTION | WILDLIFE PROTECTION | KY | 23 | 16898.99 | 734.7387 | 0
E365.00-OH Conductors and Devices | 2014-06-01 | SWITCHES - CUTOUT NEW | SWITCHES - CUTOUT NEW 07630 | KY | 323 | 142203.96 | 440.2599 | 0
E365.00-OH Conductors and Devices | 2013-11-30 | Non-unitized | Construction Work in Progress | KY | 0 | 0 | 0 | 0
E365.00-OH Conductors and Devices | 2014-11-30 | #2 Triplex | #2 CONDUCTOR (00172) | KY | 2593 | 30516.66 | 11.7689 | 0
E365.00-OH Conductors and Devices | 2013-12-31 | #2 Triplex | #2 Triplex | KY | 100 | -366.7 | -3.667 | 0
E365.00-OH Conductors and Devices | 2015-10-31 | 795 MCM ALUMINUM CONDUCTOR | #795 MCM ALL ALUM BARE (00122) | KY | 32430 | 1253725.19 | 38.6594 | 0
E365.00-OH Conductors and Devices | 2014-12-31 | Non-unitized | PILC 2014 LGE UG Cable Replace | KY | 0 | 0 | 0 | 0
E365.00-OH Conductors and Devices | 2014-08-31 | 1/0 CABLE | 1/0 CABLE | KY | 97143 | 1541402.84 | 15.8674 | 0
E365.00-OH Conductors and Devices | 2014-12-31 | SWITCHES - CUTOUT | SWITCHES (CUTOUT) (EACH) (07630) | KY | 51 | 81293.55 | 1593.9912 | 0
E365.00-OH Conductors and Devices | 1947-03-01 | Estimated Retirement | Ckt FA1123 | KY | 0 | 0 | 0 | 0
E365.00-OH Conductors and Devices | 2015-08-01 | Non-unitized | CRDD340O-4248751I01-Taxable-4248751I01-Taxable-5520 BARDSTOWN RD 4029111 | KY | 0 | 0 | 0 | 0
E365.00-OH Conductors and Devices | 2016-01-31 | Non-unitized | THIRD PARTY POLE ATTACH 2015 | KY | 0 | 0 | 0 | 0
E365.00-OH Conductors and Devices | 2016-10-31 | 4A COPPER CONDUCTOR | #4A COPPERWELD COPPER (00195) | KY | 5009 | 14726.93 | 2.9401 | 0
E365.00-OH Conductors and Devices | 2017-12-31 | 8 COPPER CONDUCTOR | #8 W.P. COPPER (00138) | KY | 18930 | 23705.22 | 1.2523 | 0
E365.00-OH Conductors and Devices | 2015-04-30 | Non-unitized | CRDCBL340-Taxable-Repl Defective Cable - 00340012 | KY | 5 | 0 | 0 | 0
E365.00-OH Conductors and Devices | 2017-07-01 | Non-unitized | BILLTOWN ROAD SEC. 3 | KY | 0 | 0 | 0 | 0
E365.00-OH Conductors and Devices | 2017-12-31 | 1/0 CABLE | 1/0 CABLE | KY | 53314 | 1099188 | 20.6172 | 0
E365.00-OH Conductors and Devices | 2017-07-31 | 195,700 ACAR WIRE | 195,700 ACAR WIRE (FT) (07711) | KY | 3730 | 9080.34 | 2.4344 | 0
E365.00-OH Conductors and Devices | 2015-06-30 | RECLOSER, MISCELLANEOUS | RECLOSER, MISCELLANEOUS | KY | 4 | 484489.1 | 121122.275 | 0
E365.00-OH Conductors and Devices | 2017-12-31 | 350 MCM COPPER CONDUCTOR | #350 MCM BARE COPPER (00183) | KY | 1029 | 151251.76 | 146.9891 | 0
E365.00-OH Conductors and Devices | 2015-07-31 | Non-unitized | CCAPR340-Taxable-Capital CAP/REG/RECL - 00340012 | KY | 0 | 0 | 0 | 0
E365.00-OH Conductors and Devices | 2019-04-30 | Non-unitized | SIDEWALK ALONG ORMSB | KY | 0 | 0 | 0 | 0
E365.00-OH Conductors and Devices | 2019-02-28 | Non-unitized | 158313-FV1141 Exit Circuit | KY | 0 | 0 | 0 | 0
E365.00-OH Conductors and Devices | 2019-03-31 | TRANSFORMERS - OH 1P - 37.5 KVA | TRANSFORMERS - OH 1P - 37.5 KVA (00385) | KY | 1 | 1200.83 | 1200.83 | 0
E365.00-OH Conductors and Devices | 2020-01-01 | Non-unitized | CRELD340-Capital Reliability - 003400 | KY | 0 | 0 | 0 | 0
E365.00-OH Conductors and Devices | 2018-11-30 | 1/0 Aluminum | 1/0 Aluminum | KY | 12058 | 25183.4 | 2.0885 | 0
E365.00-OH Conductors and Devices | 2020-05-01 | Non-unitized | 158583 - AB1207 Ckt Hardening | KY | 0 | 0 | 0 | 0
E365.00-OH Conductors and Devices | 2020-05-31 | Non-unitized | S WATTERSON TRAIL BR | KY | 0 | 0 | 0 | 0
E365.00-OH Conductors and Devices | 2020-04-30 | Non-unitized | 158591-CL1232 CIFI 2019 WR #628092 Replace cut outs, cross arms and replace 2000' 123 KCM wire. Install wildlife protection | KY | 0 | 0 | 0 | 0
E365.00-OH Conductors and Devices | 2020-03-31 | 795 MCM ALUMINUM CONDUCTOR | #795 MCM ALL ALUM BARE (00122) | KY | 14201 | 176830.5 | 12.452 | 0
E365.00-OH Conductors and Devices | 2021-02-01 | ARRESTERS - OVERHEAD | ARRESTERS - OVERHEAD | KY | 316 | 43904.63 | 138.9387 | 0
E365.00-OH Conductors and Devices | 2021-08-31 | Non-unitized | 164424-FA1123 LGE CEMI is one of the circuits that were identified in the CEMI project for 2021. WR# 6777855 | KY | 0 | 0 | 0 | 0
E365.00-OH Conductors and Devices | 2022-01-01 | Non-unitized | ASYSEN340-Taxable-Sys Enhance 00340012 Any improvements/upgrades to the electric/gas distribution system for the benefit of existing customers, but does not include load growth or expansion of a specific customer, this would be charged to a Connect New | KY | 0 | 0 | 0 | 0
E365.00-OH Conductors and Devices | 2022-01-01 | Non-unitized | CNBRD341U-NB Resid UG - 003410 | KY | 0 | 0 | 0 | 0
E365.00-OH Conductors and Devices | 2021-02-01 | 795 MCM ALUMINUM CONDUCTOR | #795 MCM ALL ALUM BARE (00122) | KY | 825 | 3478.27 | 4.2161 | 0
E365.00-OH Conductors and Devices | 2022-12-31 | Non-unitized | 164025-HN1204-2022 REL System Hardening LGE RAP is one of the circuits that were identified in the System Hardening project for 2022. | KY | 0 | 0 | 0 | 0
E365.00-OH Conductors and Devices | 2022-12-31 | #2 Triplex | #2 Triplex | KY | 13989 | 78504.96 | 5.6119 | 0
E365.00-OH Conductors and Devices | 2021-12-15 | #2 Triplex | #2 Triplex | KY | 291 | 1268.51 | 4.3591 | 0
E365.00-OH Conductors and Devices | 2019-07-31 | INDICATOR 3 PH FAULT | 3 PH FAULT INDICATOR (06861) | KY | 535 | 35616.81 | 66.5735 | 0
E365.00-OH Conductors and Devices | 2024-01-01 | Non-unitized | ARCST343-Taxable-Cust Requested 00343012 | KY | 0 | 0 | 0 | 0
E365.00-OH Conductors and Devices | 2023-11-14 | INSULATORS - LINE | INSULATORS - LINE | KY | 913 | 62620.14 | 68.5872 | 0
E365.00-OH Conductors and Devices | 2024-05-31 | 500 MCM COPPER CONDUCTOR | #500 MCM W.P. COPPER (00155) | KY | 267 | 37197.81 | 139.3176 | 0
E365.00-OH Conductors and Devices | 2023-06-30 | #2 Triplex | #2 Triplex | KY | 3122 | 47501.77 | 15.2152 | 0
E365.00-OH Conductors and Devices | 1987-01-01 | #12 CABLE | MP1987 Overhead Conductors and Devices | KY | 0 | 0 | 0
E365.00-OH Conductors and Devices | 1978-01-01 | SKY WIRE | MP1978 Overhead Conductors and Devices | KY | 14222 | 8371.97 | 0.58866 | 0
E365.00-OH Conductors and Devices | 1997-01-01 | 795 MCM ALUMINUM CONDUCTOR | MP1997 Overhead Conductors and Devices | KY | 182739 | 1580843.28 | 8.6508 | 0
E365.00-OH Conductors and Devices | 1993-01-01 | 1/0 CABLE | MP1993 Overhead Conductors and Devices | KY | 80640 | 277442.82 | 3.4405 | 0
E365.00-OH Conductors and Devices | 1983-01-01 | ARRESTERS - DISTRIBUTION | MP1983 Overhead Conductors and Devices | KY | 2551 | 258077.66 | 101.1673 | 0
E365.00-OH Conductors and Devices | 1979-01-01 | 3/0 CONDUCTOR | MP1979 Overhead Conductors and Devices | KY | 23377 | 28429.98 | 1.2162 | 0
E365.00-OH Conductors and Devices | 2002-01-01 | 4/0 CONDUCTOR | MP2002 Overhead Conductors and Devices | KY | 25895 | 231728.22 | 8.9488 | 0
E365.00-OH Conductors and Devices | 1997-01-01 | 6 COPPER CONDUCTOR | MP1997 Overhead Conductors and Devices | KY | 2965 | 9084.05 | 3.0638 | 0
E365.00-OH Conductors and Devices | 1992-01-01 | 4/0 CONDUCTOR | MP1992 Overhead Conductors and Devices | KY | 4025 | 19631.01 | 4.8773 | 0
E365.00-OH Conductors and Devices | 1982-01-01 | 1/0 CABLE | MP1982 Overhead Conductors and Devices | KY | 191129 | 308263.85 | 1.6129 | 0
E365.00-OH Conductors and Devices | 1990-01-01 | #2 Triplex | MP1990 Overhead Conductors and Devices | KY | 8189 | 18561.47 | 2.2666 | 0
E365.00-OH Conductors and Devices | 1970-01-01 | SWITCHES - DISCONNECT NEW | MP1970 Overhead Conductors and Devices | KY | 273 | 25112.75 | 91.9881 | 0
E365.00-OH Conductors and Devices | 2006-01-01 | 6 COPPER CONDUCTOR | MP2006 Overhead Conductors and Devices | KY | 26826 | 32668.22 | 1.2178
E365.00-OH Conductors and Devices | 1979-01-01 | 123,270 ACAR WIRE | 123270 ACAR WIRE | KY | 596 | 434.18 | 0.72849 | 0
E365.00-OH Conductors and Devices | 1983-01-01 | FISHER PIERCE CURRENT CONTROL | MP1983 Overhead Conductors and Devices | KY | 12 | 9905.88 | 825.49
E365.00-OH Conductors and Devices | 2008-01-01 | INSULATORS - LINE | MP2008 Overhead Conductors and Devices | KY | 156 | 1989.64 | 12.7541 | 0
E365.00-OH Conductors and Devices | 2008-05-01 | Non-unitized | 2003 NEWBURG RD 40205 | KY | 0 | 0 | 0 | 0
E365.00-OH Conductors and Devices | 2008-05-01 | Non-unitized | BECKLEY VILLAGE | KY | 0 | 0 | 0 | 0
E365.00-OH Conductors and Devices | 2008-05-01 | Non-unitized | 1162469 | KY | 0 | 0 | 0
E365.00-OH Conductors and Devices | 2008-05-01 | Non-unitized | JEFFERSON CROSSINGS | KY | 0 | 0 | 0 | 0
E365.00-OH Conductors and Devices | 2008-05-01 | Non-unitized | 1084028 | KY | 0 | 0 | 0 | 0
E365.00-OH Conductors and Devices | 2008-05-01 | Non-unitized | 1418524 | KY | 0 | 0 | 0
E365.00-OH Conductors and Devices | 2008-05-01 | Non-unitized | 2813 N HURSTBOURNE PKWY 40220 | KY | 0 | 0 | 0
E365.00-OH Conductors and Devices | 2008-05-01 | Non-unitized | 3918 GLENARM RD 40014 | KY | 0 | 0 | 0 | 0
E365.00-OH Conductors and Devices | 2008-05-01 | Non-unitized | MUHAMMAD ALI (BETWEEN CLAY/HANCOCK) 40208 | KY | 0 | 0 | 0 | 0
E365.00-OH Conductors and Devices | 2008-05-01 | Non-unitized | 4500 SHELBYVILLE RD 40207 | KY | 0 | 0 | 0 | 0
E365.00-OH Conductors and Devices | 2008-05-01 | Non-unitized | S BUCKMAN ST 40165 | KY | 0 | 0 | 0
E365.00-OH Conductors and Devices | 2008-05-01 | Non-unitized | ZOELLER APARTMENTS | KY | 0 | 0 | 0 | 0
E365.00-OH Conductors and Devices | 2008-05-01 | Non-unitized | 3600 BARDSTOWN RD 40218 | KY | 0 | 0 | 0 | 0
E365.00-OH Conductors and Devices | 2008-05-01 | Non-unitized | 1305056 | KY | 0 | 0 | 0
E365.00-OH Conductors and Devices | 2008-07-01 | Non-unitized | 1249214 | KY | 0 | 0 | 0
E365.00-OH Conductors and Devices | 1981-01-01 | SWITCHES - CUTOUT NEW | MP1981 Overhead Conductors and Devices | KY | 682 | 81729.53 | 119.838 | 0
E365.00-OH Conductors and Devices | 2008-12-31 | 4 COPPER CONDUCTOR | #4 W.P. COPPER (00141) | KY | -1099 | 62150.37 | -56.5517 | 0
E365.00-OH Conductors and Devices | 2009-01-01 | Non-unitized | 11403 PARK RD 40223 | KY | 0 | 0 | 0 | 0
E365.00-OH Conductors and Devices | 2009-04-01 | Non-unitized | 4814 WESTPORT RD 40222 | KY | 0 | 0 | 0
E365.00-OH Conductors and Devices | 2008-08-31 | ARRESTERS - OVERHEAD | ARRESTERS - OVERHEAD | KY | 11 | -0.02 | -0.0018182 | 0
E365.00-OH Conductors and Devices | 2008-10-01 | Non-unitized | 1192094 | KY | 0 | 0 | 0
E365.00-OH Conductors and Devices | 2008-11-01 | Non-unitized | 5801 FEGENBUSH LN 40228 | KY | 0 | 0 | 0
E365.00-OH Conductors and Devices | 2009-08-01 | Non-unitized | 3761 JOHNSON HALL DR 40206 | KY | 0 | 0 | 0 | 0
E365.00-OH Conductors and Devices | 2009-01-01 | Non-unitized | 1112166 | KY | 0 | 0 | 0 | 0
E365.00-OH Conductors and Devices | 2010-01-01 | Non-unitized | 23355 LOUISVILLE NASHVILLE TPK 40177 | KY | 0 | 0 | 0 | 0
E365.00-OH Conductors and Devices | 2009-05-31 | 500 MCM COPPER CONDUCTOR | #500 MCM W.P. COPPER (00155) | KY | 45 | 5866.36 | 130.3636 | 0
E365.00-OH Conductors and Devices | 2010-10-31 | 500 MCM COPPER CONDUCTOR | #500 MCM W.P. COPPER (00155) | KY | 1781 | 166661.35 | 93.5774 | 0
E365.00-OH Conductors and Devices | 2008-05-01 | Non-unitized | 7704 BROWNSBORO RD 40241 | KY | 0 | 0 | 0
E365.00-OH Conductors and Devices | 2009-10-01 | Non-unitized | 3007 SPROWL RD 40299 | KY | 0 | 0 | 0
E365.00-OH Conductors and Devices | 2010-01-01 | Non-unitized | 1003 MARY ST 40204 | KY | 0 | 0 | 0
E365.00-OH Conductors and Devices | 2008-05-01 | Non-unitized | 636 E Main St. 40202 | KY | 0 | 0 | 0 | 0
E365.00-OH Conductors and Devices | 2008-05-01 | Non-unitized | 2401 Bardstown Rd 40205 | KY | 0 | 0 | 0 | 0
E365.00-OH Conductors and Devices | 2008-05-01 | Non-unitized | RENAISSANCE DEV - PHASE 1 BLVD 40291 | KY | 0 | 0 | 0 | 0
E365.00-OH Conductors and Devices | 2008-05-01 | Non-unitized | 3430 GREENWOOD AVE 40211 | KY | 0 | 0 | 0 | 0
E365.00-OH Conductors and Devices | 2008-05-01 | Non-unitized | HALDEMAN TERRACE | KY | 0 | 0 | 0 | 0
E365.00-OH Conductors and Devices | 2008-05-01 | Non-unitized | 5630 Bardstown Road 40291 | KY | 0 | 0 | 0 | 0
E365.00-OH Conductors and Devices | 2008-05-01 | Non-unitized | 16707 DRY RIDGE ROAD 40299 | KY | 0 | 0 | 0 | 0
E365.00-OH Conductors and Devices | 2008-05-01 | Non-unitized | 18501 SHELBYVILLE RD 40245 | KY | 0 | 0 | 0 | 0
E365.00-OH Conductors and Devices | 2008-05-01 | Non-unitized | 4302 SANITA CT 40213 | KY | 0 | 0 | 0 | 0
E365.00-OH Conductors and Devices | 2008-05-01 | Non-unitized | 5505 JUNIPER BEACH RD 40059 | KY | 0 | 0 | 0 | 0
E365.00-OH Conductors and Devices | 2008-10-01 | Non-unitized | 1564834 | KY | 0 | 0 | 0
E365.00-OH Conductors and Devices | 2008-11-01 | Non-unitized | 1676995 | KY | 0 | 0 | 0
E365.00-OH Conductors and Devices | 2009-10-01 | Non-unitized | 11605 FAIRMOUNT RD 40291 | KY | 0 | 0 | 0
E365.00-OH Conductors and Devices | 2010-05-01 | Non-unitized | 3690 HIGHWAY 146 40031 | KY | 0 | 0 | 0 | 0
E365.00-OH Conductors and Devices | 2008-12-31 | ARRESTERS - DISTRIBUTION | DISTRIBUTION ARRESTERS (00504) | KY | 1 | 692.75 | 692.75 | 0
E365.00-OH Conductors and Devices | 2009-06-01 | ARRESTERS - OVERHEAD | ARRESTERS - OVERHEAD | KY | 0 | 0 | 0 | 0
E365.00-OH Conductors and Devices | 2010-08-01 | Non-unitized | 3421 HALLS HILL RD 40014 | KY | 0 | 0 | 0 | 0
E365.00-OH Conductors and Devices | 2010-10-01 | Non-unitized | 10206 BLUE CREEK DR 40229 | KY | 0 | 0 | 0 | 0
E365.00-OH Conductors and Devices | 2011-05-31 | 4 COPPER CONDUCTOR | #4 W.P. COPPER (00141) | KY | 10339 | 357104.65 | 34.5396 | 0
E365.00-OH Conductors and Devices | 2011-01-01 | Non-unitized | 100 MOUNT MERCY DRIVE 40056 | KY | 0 | 0 | 0 | 0
E365.00-OH Conductors and Devices | 2011-01-01 | Non-unitized | 800 EASTERN PKWY 40217 | KY | 0 | 0 | 0 | 0
E365.00-OH Conductors and Devices | 2011-01-01 | Non-unitized | 1817 KENDALL LN 40216 | KY | 0 | 0 | 0 | 0
E365.00-OH Conductors and Devices | 2011-01-01 | Non-unitized | 9900 BROWNSBORO RD 40241 | KY | 1 | 0 | 0 | 0
E365.00-OH Conductors and Devices | 2011-02-01 | Non-unitized | 8206 Wolf Pen Branch Road 40059 | KY | 0 | 0 | 0 | 0
E365.00-OH Conductors and Devices | 2011-05-31 | FISHER PIERCE CURRENT SENSOR | FISHER PIERCE CURRENT SENSOR (07824) | KY | 2 | 2806.94 | 1403.47 | 0
E365.00-OH Conductors and Devices | 2011-04-01 | Non-unitized | 3201 KRISTIN WAY 40216 | KY | 0 | 0 | 0 | 0
E365.00-OH Conductors and Devices | 2011-07-01 | SWITCHES - CUTOUT | SWITCHES (CUTOUT) (EACH) (07630) | KY | 1 | 34.72 | 34.72 | 0
E365.00-OH Conductors and Devices | 2011-08-31 | ARRESTERS - NEW | ARRESTERS - NEW (06334) | KY | 175 | 209978.23 | 1199.8756 | 0
E365.00-OH Conductors and Devices | 2011-07-01 | Non-unitized | 4003 COLLINS LANE 40245 | KY | 1 | 0 | 0 | 0
E365.00-OH Conductors and Devices | 2012-09-01 | 795 MCM ALUMINUM CONDUCTOR | #795 MCM ALL ALUM BARE (00122) | KY | 1210 | 82101.86 | 67.8528 | 0
E365.00-OH Conductors and Devices | 2012-01-01 | 6 COPPER CONDUCTOR | #6 BARE COPPER (00168) | KY | 0 | 0 | 0 | 0
E365.00-OH Conductors and Devices | 2012-03-31 | 4A COPPER CONDUCTOR | #4A COPPERWELD COPPER (00195) | KY | 2004 | 30808.18 | 15.3733 | 0
E365.00-OH Conductors and Devices | 2012-04-01 | Non-unitized | 2297205I | KY | 0 | 0 | 0 | 0
E365.00-OH Conductors and Devices | 2012-05-31 | Non-unitized | LGE MAJOR STORM 052311 | KY | 1 | 0 | 0 | 0
E365.00-OH Conductors and Devices | 2013-01-31 | #2 ACSR | #1 CONDUCTOR (00173) | KY | 4793 | 31446.16 | 6.5609 | 0
E365.00-OH Conductors and Devices | 2011-07-31 | 6 COPPER CONDUCTOR | #6 BARE COPPER (00168) | KY | 285 | 2505 | 8.7895 | 0
E365.00-OH Conductors and Devices | 2012-05-31 | SWITCHES - GROUP OPERATED | SWITCHES, GRP OP, 15KV, 900A, LB, HORZ MT, UPRIGHT | KY | 6 | 81494.21 | 13582.3683 | 0
E365.00-OH Conductors and Devices | 2012-07-01 | WILDLIFE PROTECTION | WILDLIFE PROTECTION | KY | 1 | 3349.04 | 3349.04 | 0
E365.00-OH Conductors and Devices | 2012-12-31 | 4/0 CONDUCTOR | #4/0 CONDUCTOR (00148) | KY | 12242 | 175571.85 | 14.3418 | 0
E365.00-OH Conductors and Devices | 2012-12-31 | SWITCHES - CUTOUT NEW | SWITCHES - CUTOUT NEW 07630 | KY | 643 | 460022.9 | 715.4322 | 0
E365.00-OH Conductors and Devices | 2012-06-11 | WILDLIFE PROTECTION | WILDLIFE PROTECTION | KY | 15 | 7983.07 | 532.2047 | 0
E365.00-OH Conductors and Devices | 2012-12-31 | Non-unitized | Service Pilot UG | KY | 0 | 0 | 0 | 0
E365.00-OH Conductors and Devices | 2013-08-31 | 4/0 CONDUCTOR | #4/0 CONDUCTOR (00148) | KY | 997 | 26503.55 | 26.5833 | 0
E365.00-OH Conductors and Devices | 2013-08-31 | Non-unitized | NUCLEUS PROJECT VAULT | KY | 0 | 0 | 0 | 0
E365.00-OH Conductors and Devices | 2014-01-01 | Non-unitized | CNBSV340U-NB Elect Serv UG - 003400 | KY | 0 | 0 | 0 | 0
E365.00-OH Conductors and Devices | 2014-08-31 | 123,270 ACAR WIRE | 123,270 ACAR WIRE (FT) (07686) | KY | 7513 | 132999.05 | 17.7025 | 0
E365.00-OH Conductors and Devices | 2014-12-31 | RECLOSER, MISCELLANEOUS | RECLOSER, MISCELLANEOUS (06282) | KY | 1 | 153113.08 | 153113.08 | 0
E365.00-OH Conductors and Devices | 2015-10-31 | 1/0 CONDUCTOR | 1/0 CONDUCTOR | KY | 28320 | 6420.46 | 0.22671 | 0
E365.00-OH Conductors and Devices | 2015-06-30 | RECLOSER, MISCELLANEOUS | RECLOSER, MISCELLANEOUS (06282) | KY | 13 | 586450.23 | 45111.5562 | 0
E365.00-OH Conductors and Devices | 2015-08-31 | Non-unitized | OKOLONA CKT 1272 (OK1272) | KY | 0 | 0 | 0 | 0
E365.00-OH Conductors and Devices | 2014-10-31 | 6 COPPER CONDUCTOR | #6 BARE COPPER (00168) | KY | 89432 | 154352.6 | 1.7259 | 0
E365.00-OH Conductors and Devices | 2016-02-29 | 4/0 CONDUCTOR | #4/0 CONDUCTOR (00148) | KY | 515 | 6162.35 | 11.9657 | 0
E365.00-OH Conductors and Devices | 2012-12-31 | Non-unitized | 233944 | KY | 0 | 0 | 0 | 0
E365.00-OH Conductors and Devices | 2015-12-31 | Non-unitized | ALOFT HOTEL NETWORK VAULT | KY | 0 | 0 | 0 | 0
E365.00-OH Conductors and Devices | 2016-09-30 | 500 MCM COPPER CONDUCTOR | #500 MCM W.P. COPPER (00155) | KY | 0 | 0 | 0 | 0
E365.00-OH Conductors and Devices | 2016-01-31 | #2 Triplex | #2 Triplex | KY | 607 | 2305.72 | 3.7986 | 0
E365.00-OH Conductors and Devices | 2017-06-30 | Non-unitized | WHISKEY ROW NETWORK VAULT | KY | 0 | 0 | 0 | 0
E365.00-OH Conductors and Devices | 2016-12-31 | SWITCHES - GROUP OPERATED | SWITCHES - GROUP OPERATED 07632 | KY | 0 | 0 | 0 | 0
E365.00-OH Conductors and Devices | 2017-12-31 | Non-unitized | 154091-Dixie 1224 New Circuit Phase 2 | KY | 0 | 0 | 0 | 0
E365.00-OH Conductors and Devices | 2017-03-31 | 4 COPPER CONDUCTOR | #4 W.P. COPPER (00141) | KY | 4659 | 10426.36 | 2.2379 | 0
E365.00-OH Conductors and Devices | 2017-08-31 | RECLOSER, MISCELLANEOUS | RECLOSER, MISCELLANEOUS | KY | 616 | 25857585.37 | 41976.5996 | 0
E365.00-OH Conductors and Devices | 2018-12-31 | 350 MCM COPPER CONDUCTOR | #350 MCM BARE COPPER (00183) | KY | 9756 | 787756.92 | 80.7459 | 0
E365.00-OH Conductors and Devices | 2020-09-01 | Non-unitized | 161455-Oxmoor Exit Cable Repl | KY | 0 | 0 | 0 | 0
E365.00-OH Conductors and Devices | 2021-03-01 | 195,700 ACAR WIRE | 195,700 ACAR WIRE (FT) (07711) | KY | 57228 | 62360.61 | 1.0897 | 0
E365.00-OH Conductors and Devices | 2021-07-01 | Non-unitized | CRELD340-Capital Reliability - 003400 | KY | 0 | 0 | 0 | 0
E365.00-OH Conductors and Devices | 2022-03-09 | Non-unitized | 165543-TEP STR 73 Harrods Creek to Worthington -This job covers the cost to relocate the overhead 12KV Primary and 7200V primary off a wooden Transmission pole that is being replaced with a steel Transmission pole and to replace a transmission guy pole . | KY | 0 | 0 | 0 | 0
E365.00-OH Conductors and Devices | 2022-01-01 | Non-unitized | ARPOLE340-Taxable-Cap Pole Rep/Repl 00340012 | KY | 0 | 0 | 0 | 0
E365.00-OH Conductors and Devices | 2021-10-31 | SWITCHES - CUTOUT NEW | SWITCHES - CUTOUT NEW 07630 | KY | 322 | 222919.71 | 692.2972 | 0
E365.00-OH Conductors and Devices | 2022-02-01 | WILDLIFE PROTECTION | WILDLIFE PROTECTION | KY | 19 | 4581.45 | 241.1289 | 0
E365.00-OH Conductors and Devices | 2022-07-25 | Non-unitized | 166723 - Myers Hall Studio Duct | KY | 0 | 0 | 0 | 0
E365.00-OH Conductors and Devices | 2022-09-30 | Non-unitized | 162082-2022 LEO DWTN VENT PROTECT | KY | 0 | 0 | 0 | 0
E365.00-OH Conductors and Devices | 2023-02-01 | Non-unitized | ANBRD340O-Taxable-NB Resid OH 00340012 | KY | 0 | 0 | 0 | 0
E365.00-OH Conductors and Devices | 2023-01-01 | Non-unitized | ANBSV343U-Taxable-NB Elec Serv UG 00343012 | KY | 0 | 0 | 0 | 0
E365.00-OH Conductors and Devices | 2023-05-15 | Non-unitized | 168483-UofL Health Expansion - CHESTNUT ST 5-UNIT VAULT - UofL Health is expanding its existing hospital. To serve the expansion they requested LGE construct a 5-unit network vault and convert certain existing overhead facilities to underground. The co | KY | 0 | 0 | 0 | 0
E365.00-OH Conductors and Devices | 2022-08-18 | 2/0 COPPER CONDUCTOR | #2/0 W.P. COPPER (00146) | KY | 107 | 609.65 | 5.6977 | 0
E365.00-OH Conductors and Devices | 2023-02-16 | Non-unitized | 167992 - Clarks Lane PH1 4kv Conversion | KY | 0 | 0 | 0 | 0
E365.00-OH Conductors and Devices | 2021-12-31 | 1/0 CABLE | 1/0 CABLE | KY | 166 | 1044.55 | 6.2925 | 0
E365.00-OH Conductors and Devices | 2024-03-31 | Non-unitized | 170749 - LO1193 Ckt Hardening PH2 is one of the circuits that were identified in the System Hardening project for 2023. WR#s-7150366 and 6510336 | KY | 0 | 0 | 0 | 0
E365.00-OH Conductors and Devices | 2024-06-30 | Non-unitized | 166851-TPPA CHARTER 2022 - Fully reimburseable project | KY | 0 | 0 | 0 | 0
E365.00-OH Conductors and Devices | 2024-01-31 | 8 COPPER CONDUCTOR | #8 W.P. COPPER (00138) | KY | 495 | 1385.64 | 2.7993 | 0
E365.00-OH Conductors and Devices | 2023-09-30 | RECLOSER, MISCELLANEOUS | RECLOSER, MISCELLANEOUS | KY | 15 | 986339.29 | 65755.9527 | 0
E365.00-OH Conductors and Devices | 1995-01-01 | 8 COPPER CONDUCTOR | MP1995 Overhead Conductors and Devices | KY | 959 | 4563.26 | 4.7584 | 0
E365.00-OH Conductors and Devices | 1978-01-01 | 8 COPPER CONDUCTOR | MP1978 Overhead Conductors and Devices | KY | 13 | 0 | 0 | 0
E365.00-OH Conductors and Devices | 1995-01-01 | 6 COPPER CONDUCTOR | MP1995 Overhead Conductors and Devices | KY | 6459 | 17484.88 | 2.7071 | 0
E365.00-OH Conductors and Devices | 1980-01-01 | 4/0 CONDUCTOR | MP1980 Overhead Conductors and Devices | KY | 4372 | 10734.32 | 2.4552 | 0
E365.00-OH Conductors and Devices | 1988-01-01 | 3/0 CONDUCTOR | MP1988 Overhead Conductors and Devices | KY | 18580 | 63123.01 | 3.3974 | 0
E365.00-OH Conductors and Devices | 1963-01-01 | 795 MCM ALUMINUM CONDUCTOR | MP1963 Overhead Conductors and Devices | KY | 3026 | 1882.25 | 0.62203 | 0
E365.00-OH Conductors and Devices | 1971-01-01 | 3/0 CONDUCTOR | MP1971 Overhead Conductors and Devices | KY | 6425 | 2498.48 | 0.38887 | 0
E365.00-OH Conductors and Devices | 1963-01-01 | 6 COPPER CONDUCTOR | MP1963 Overhead Conductors and Devices | KY | 278356 | 45546.97 | 0.16363 | 0
E365.00-OH Conductors and Devices | 1969-01-01 | 4/0 CONDUCTOR | MP1969 Overhead Conductors and Devices | KY | 17191 | 4170.05 | 0.24257 | 0
E365.00-OH Conductors and Devices | 1986-01-01 | 392,500 24/13 ACAR WIRE | MP1986 Overhead Conductors and Devices | KY | 1856 | 3794.45 | 2.0444 | 0
E365.00-OH Conductors and Devices | 2002-01-01 | SWITCHES - DISCONNECT NEW | MP2002 Overhead Conductors and Devices | KY | 349 | 507599.44 | 1454.4397 | 0
E365.00-OH Conductors and Devices | 1935-01-01 | 2/0 COPPER CONDUCTOR | #2/0 W.P. COPPER | KY | 32 | 5.09 | 0.15906 | 0
E365.00-OH Conductors and Devices | 1998-01-01 | CAPACITORS | MP1998 Overhead Conductors and Devices | KY | 18 | 81132.65 | 4507.3694
E365.00-OH Conductors and Devices | 1935-01-01 | 4 COPPER CONDUCTOR | #4 W.P COPPER | KY | 41609 | 2227.14 | 0.053525 | 0
E365.00-OH Conductors and Devices | 2001-01-01 | 500 MCM COPPER CONDUCTOR | MP2001 Overhead Conductors and Devices | KY | 14508 | 566645.37 | 39.0574 | 0
E365.00-OH Conductors and Devices | 1935-01-01 | 1/0 CABLE | 1.0 CABLE | KY | 0 | 0 | 0 | 0
E365.00-OH Conductors and Devices | 2006-01-01 | TO BE SPREAD OVER ASSETS IN ACCOUNT | MP2006 Overhead Conductors and Devices | KY | 0 | 0 | 0
E365.00-OH Conductors and Devices | 2008-05-01 | Non-unitized | AUTUMN TRACE CONDOS | KY | 0 | 0 | 0
E365.00-OH Conductors and Devices | 2008-05-01 | Non-unitized | COTTAGES OF CRESTWOOD | KY | 0 | 0 | 0 | 0
E365.00-OH Conductors and Devices | 2008-05-01 | Non-unitized | 1298626 | KY | 0 | 0 | 0
E365.00-OH Conductors and Devices | 2008-05-01 | Non-unitized | WOODS OF HARRODS CREEK | KY | 0 | 0 | 0
E365.00-OH Conductors and Devices | 2008-05-01 | Non-unitized | 175 OLIN ROAD | KY | 0 | 0 | 0
E365.00-OH Conductors and Devices | 2008-05-01 | Non-unitized | 2605 Brandenburg Road 40108 | KY | 0 | 0 | 0 | 0
E365.00-OH Conductors and Devices | 2008-05-01 | Non-unitized | 1000 E HY 524 | KY | 0 | 0 | 0
E365.00-OH Conductors and Devices | 2008-05-01 | Non-unitized | 1067324 | KY | 0 | 0 | 0 | 0
E365.00-OH Conductors and Devices | 2008-05-01 | Non-unitized | 8001 DRY RIDGE LN 40299 | KY | 0 | 0 | 0 | 0
E365.00-OH Conductors and Devices | 2008-05-01 | Non-unitized | URTON WOODS | KY | 0 | 0 | 0
E365.00-OH Conductors and Devices | 2008-05-01 | Non-unitized | NACHAND SPRINGS CONDOS | KY | 0 | 0 | 0 | 0
E365.00-OH Conductors and Devices | 2008-05-01 | Non-unitized | 6703 PENDLETON RD | KY | 0 | 0 | 0 | 0
E365.00-OH Conductors and Devices | 2008-05-01 | Non-unitized | BANNON CROSSINGS - SEC 4A | KY | 0 | 0 | 0 | 0
E365.00-OH Conductors and Devices | 2008-07-01 | Non-unitized | 1463255 | KY | 0 | 0 | 0
E365.00-OH Conductors and Devices | 2008-05-01 | Non-unitized | 1721 CLAYTON RD 40205 | KY | 0 | 0 | 0
E365.00-OH Conductors and Devices | 2008-05-01 | Non-unitized | FAWN LAKES - SEC 3A | KY | 0 | 0 | 0 | 0
E365.00-OH Conductors and Devices | 2008-05-01 | Non-unitized | 1162127 | KY | 0 | 0 | 0
E365.00-OH Conductors and Devices | 2008-05-01 | Non-unitized | 516-524 W MAIN ST 40202 | KY | 0 | 0 | 0
E365.00-OH Conductors and Devices | 2008-05-01 | Non-unitized | 1167134 | KY | 0 | 0 | 0
E365.00-OH Conductors and Devices | 2001-01-01 | SWITCHES - CUTOUT NEW | MP2001 Overhead Conductors and Devices | KY | 8323 | 455399.41 | 54.7158 | 0
E365.00-OH Conductors and Devices | 2008-05-01 | Non-unitized | KENTUCKY COMMONS SOUTH APT COMPLEX | KY | 0 | 0 | 0
E365.00-OH Conductors and Devices | 2009-04-01 | Non-unitized | 6060 POPLAR LEVEL RD 40228 | KY | 0 | 0 | 0
E365.00-OH Conductors and Devices | 2009-01-01 | Non-unitized | 410 S 5TH ST 40202 | KY | 0 | 0 | 0 | 0
E365.00-OH Conductors and Devices | 2009-01-01 | Non-unitized | 1352055 | KY | 0 | 0 | 0
E365.00-OH Conductors and Devices | 2009-02-01 | Non-unitized | (SWC) GREENBELT HWY AND TERRY RD 40216 | KY | 0 | 0 | 0
E365.00-OH Conductors and Devices | 2008-10-01 | Non-unitized | 1589315 | KY | 0 | 0 | 0 | 0
E365.00-OH Conductors and Devices | 2009-01-01 | Non-unitized | 2011 E Highway #524 40077 | KY | 0 | 0 | 0
E365.00-OH Conductors and Devices | 2009-08-31 | 1/0 CABLE | 1/0 CABLE | KY | 18418 | 148875.69 | 8.0832 | 0
E365.00-OH Conductors and Devices | 2009-01-01 | Non-unitized | 1320005 | KY | 0 | 0 | 0
E365.00-OH Conductors and Devices | 2009-10-01 | Non-unitized | 3914 LEES LN 40216 | KY | 0 | 0 | 0 | 0
E365.00-OH Conductors and Devices | 2008-05-01 | Non-unitized | WOODS OF LANDIS LAKES | KY | 0 | 0 | 0
E365.00-OH Conductors and Devices | 2010-01-01 | Non-unitized | 11600 MAIN ST 40243 | KY | 0 | 0 | 0 | 0
E365.00-OH Conductors and Devices | 2010-04-01 | Non-unitized | OLD MANSLICK RD 40215 | KY | 0 | 0 | 0 | 0
E365.00-OH Conductors and Devices | 1971-01-01 | GROUND | MP1971 Overhead Conductors and Devices | KY | 0 | 0 | 0 | 0
E365.00-OH Conductors and Devices | 2008-05-01 | Non-unitized | 3520 BARDSTOWN RD TEMP 40218 | KY | 0 | 0 | 0 | 0
E365.00-OH Conductors and Devices | 2008-05-01 | Non-unitized | LOCUST CREEK SEC 6 | KY | 0 | 0 | 0 | 0
E365.00-OH Conductors and Devices | 2008-05-01 | Non-unitized | 16707 WINDING VIEW TRAIL LOT 23 40023 | KY | 0 | 0 | 0 | 0
E365.00-OH Conductors and Devices | 2008-05-01 | Non-unitized | 2316 S POPE LICK RD 40299 | KY | 0 | 0 | 0 | 0
E365.00-OH Conductors and Devices | 2008-05-01 | Non-unitized | 9005 3RD STREET RD 40272 | KY | 0 | 0 | 0 | 0
E365.00-OH Conductors and Devices | 2008-05-01 | Non-unitized | 1794 COMMERCE PKWY 40031 | KY | 0 | 0 | 0 | 0
E365.00-OH Conductors and Devices | 2008-05-01 | Non-unitized | 999065 | KY | 0 | 0 | 0 | 0
E365.00-OH Conductors and Devices | 2008-10-01 | Non-unitized | 1473104 | KY | 0 | 0 | 0
E365.00-OH Conductors and Devices | 2009-04-01 | Non-unitized | 1352565 | KY | 0 | 0 | 0 | 0
E365.00-OH Conductors and Devices | 2009-10-01 | Non-unitized | 818 Marengo Drive 40243 | KY | 0 | 0 | 0
E365.00-OH Conductors and Devices | 2010-02-01 | Non-unitized | 4900 COOPER CHAPEL ROAD 40229 | KY | 0 | 0 | 0 | 0
E365.00-OH Conductors and Devices | 2010-10-31 | SWITCHES - DISCONNECT NEW | SWITCHES - DISCONNECT NEW 07631 | KY | 189 | 715545.88 | 3785.957 | 0
E365.00-OH Conductors and Devices | 2010-03-31 | ARRESTERS - DISTRIBUTION | DISTRIBUTION ARRESTERS (00504) | KY | 4 | 538.35 | 134.5875 | 0
E365.00-OH Conductors and Devices | 2009-03-01 | SWITCHES - GROUP OPERATED | SWITCH,GRP OP,15KV,900A,LB,HORZ MT | KY | 7 | 75517.12 | 10788.16 | 0
E365.00-OH Conductors and Devices | 2010-08-01 | Non-unitized | 927 E BROADWAY 40204 | KY | 0 | 0 | 0 | 0
E365.00-OH Conductors and Devices | 2010-07-01 | Non-unitized | 1249 GOSS AV 40213 | KY | 0 | 0 | 0 | 0
E365.00-OH Conductors and Devices | 2010-10-01 | Non-unitized | 2000 S 3RD ST 40208 | KY | 0 | 0 | 0 | 0
E365.00-OH Conductors and Devices | 2010-10-01 | Non-unitized | 8220 PRESTON HWY 40219 | KY | 0 | 0 | 0 | 0
E365.00-OH Conductors and Devices | 2010-10-01 | Non-unitized | WESTPORT RD. @ WESTPORT DR. | KY | 0 | 0 | 0 | 0
E365.00-OH Conductors and Devices | 2010-10-01 | Non-unitized | POI | KY | 0 | 0 | 0 | 0
E365.00-OH Conductors and Devices | 2010-11-01 | Non-unitized | 1036 GOSS AVE 40217 | KY | 0 | 0 | 0 | 0
E365.00-OH Conductors and Devices | 2011-02-01 | Non-unitized | PMINSP340-PM Inspections 003400 | KY | 0 | 0 | 0 | 0
E365.00-OH Conductors and Devices | 2011-04-30 | Non-unitized | NBCD340OH-I | KY | 0 | 0 | 0 | 0
E365.00-OH Conductors and Devices | 2011-04-01 | Non-unitized | 4 WOODHILL RD 40207 | KY | 0 | 0 | 0 | 0
E365.00-OH Conductors and Devices | 2011-07-01 | Non-unitized | 4731 W HIGHWAY 146 40010 | KY | 0 | 0 | 0 | 0
E365.00-OH Conductors and Devices | 2011-08-01 | Non-unitized | BROOKFIELD SUBD 40245 | KY | 0 | 0 | 0 | 0
E365.00-OH Conductors and Devices | 2012-03-01 | CABLE | CABLE - (MISC) (06031) | KY | 106 | 3027.92 | 28.5653 | 0
E365.00-OH Conductors and Devices | 2012-05-31 | 2/0 COPPER CONDUCTOR | #2/0 W.P. COPPER (00146) | KY | 1425 | 15612.06 | 10.9558 | 0
E365.00-OH Conductors and Devices | 2012-01-01 | SWITCHGEAR | SWITCHGEAR (06755) | KY | 1 | 166327.6 | 166327.6 | 0
E365.00-OH Conductors and Devices | 2012-12-01 | SWITCHES - DISCONNECT NEW | SWITCHES - DISCONNECT NEW 07631 | KY | 6 | 12952.46 | 2158.7433 | 0
E365.00-OH Conductors and Devices | 2012-01-01 | Non-unitized | BROAD RUN BRIDGE UTILITIES 40291 | KY | 0 | 0 | 0 | 0
E365.00-OH Conductors and Devices | 2012-06-30 | Non-unitized | Watterson 1154 | KY | 0 | 0 | 0 | 0
E365.00-OH Conductors and Devices | 2013-01-31 | SWITCHES - DISCONNECT NEW | SWITCHES - DISCONNECT | KY | 21 | 16412.47 | 781.5462 | 0
E365.00-OH Conductors and Devices | 2012-12-31 | RECLOSER, MISCELLANEOUS | RECLOSER, MISCELLANEOUS (06282) | KY | 0 | 0 | 0 | 0
E365.00-OH Conductors and Devices | 2013-06-25 | 6 COPPER CONDUCTOR | #6 BARE COPPER (00168) | KY | 1995 | 5575.63 | 2.7948 | 0
E365.00-OH Conductors and Devices | 2013-12-30 | Non-unitized | DIST-NA-MD LN-OKLNA | KY | 0 | 0 | 0 | 0
E365.00-OH Conductors and Devices | 2014-03-31 | Non-unitized | FAULT CIR INDI UG PROJ | KY | 0 | 0 | 0 | 0
E365.00-OH Conductors and Devices | 2014-07-01 | 336,400 19 STR. ALL ALUMINUM | 336,400 19 STR. ALL ALUMINUM (FT) (07712) | KY | 340 | 1041.64 | 3.0636 | 0
E365.00-OH Conductors and Devices | 2015-01-01 | Non-unitized | CRELD340-Capital Reliability - 003400 | KY | 0 | 0 | 0 | 0
E365.00-OH Conductors and Devices | 2015-03-31 | 4/0 CONDUCTOR | #4/0 CONDUCTOR (00148) | KY | 1923 | 19005.32 | 9.8832 | 0
E365.00-OH Conductors and Devices | 2014-08-31 | 2/0 COPPER CONDUCTOR | #2/0 W.P. COPPER (00146) | KY | 12557 | 297720.06 | 23.7095 | 0
E365.00-OH Conductors and Devices | 2014-12-31 | Non-unitized | LGE MAJOR STORM 072614 | KY | 0 | 0 | 0 | 0
E365.00-OH Conductors and Devices | 2016-10-31 | 6 COPPER CONDUCTOR | #6 BARE COPPER (00168) | KY | 9348 | 21768.17 | 2.3286 | 0
E365.00-OH Conductors and Devices | 2019-01-01 | Non-unitized | CRCST340-Cust Requested - 003400 | KY | 2 | 0 | 0 | 0
E365.00-OH Conductors and Devices | 2019-04-30 | Non-unitized | 155860-TPPA-Other 2018 | KY | 2 | 0 | 0 | 0
E365.00-OH Conductors and Devices | 2019-04-01 | CABLE | OH DUPLEX, #4 AL ASCR | KY | 441 | 2774.73 | 6.2919 | 0
E365.00-OH Conductors and Devices | 2019-12-01 | 795 MCM ALUMINUM CONDUCTOR | #795 MCM ALL ALUM BARE (00122) | KY | 15908 | 128277.3 | 8.0637 | 0
E365.00-OH Conductors and Devices | 2019-05-01 | Non-unitized | RELOCATION OF OH TO | KY | 0 | 0 | 0 | 0
E365.00-OH Conductors and Devices | 2018-12-31 | #12 CABLE | #12 CABLE | KY | 199 | 353.88 | 1.7783 | 0
E365.00-OH Conductors and Devices | 2020-09-01 | SWITCHES - CUTOUT NEW | SWITCHES - CUTOUT NEW 07630 | KY | 1481 | 324859.59 | 219.3515 | 0
E365.00-OH Conductors and Devices | 2020-01-01 | ARRESTERS - OVERHEAD | ARRESTERS - OVERHEAD | KY | 2 | 60.53 | 30.265 | 0
E365.00-OH Conductors and Devices | 2020-10-01 | Non-unitized | 161185-TA1130 Ckt Hardening CIFI- is one of the circuits that were identified in the CIFI project for 2020. The following streets will be worked on: WR# 6575080 - 4200 - 4500 Taggart Dr | KY | 0 | 0 | 0 | 0
E365.00-OH Conductors and Devices | 2021-01-01 | Non-unitized | CRDD340O-Taxable-Capital Rep Def OH - 00340012 | KY | 0 | 0 | 0 | 0
E365.00-OH Conductors and Devices | 2020-10-20 | Non-unitized | Investment | KY | 0 | 0 | 0 | 0
E365.00-OH Conductors and Devices | 2021-12-31 | Non-unitized | 161432-2020 SIO Fuse Savings LGE | KY | 0 | 0 | 0 | 0
E365.00-OH Conductors and Devices | 2021-03-01 | VACUUM INTERRUPTER SWITCH | VACUUM INTERRUPTER SWITCH | KY | 3 | 207833.59 | 69277.8633 | 0
E365.00-OH Conductors and Devices | 2022-02-28 | Non-unitized | 163745-TPPA CHARTER 2021 - Fully reimburseable project | KY | 0 | 0 | 0 | 0
E365.00-OH Conductors and Devices | 2022-01-01 | Non-unitized | ARDD340O-Taxable-Cap Rep Def OH 00340012 | KY | 0 | 0 | 0 | 0
E365.00-OH Conductors and Devices | 2022-05-12 | Non-unitized | 166756 - ML-1284 Relocation Phase 1- TRelocate 3PH overhead route from subdivision development to street along Mt. Washington to improve reliability and to accommodate the existing and future load being developed in the area. WR# 6677566 | KY | 0 | 0 | 0 | 0
E365.00-OH Conductors and Devices | 2021-12-15 | 336,400 19 STR. ALL ALUMINUM | 336,400 19 STR. ALL ALUMINUM (FT) (07712) | KY | 210 | 623.82 | 2.9706 | 0
E365.00-OH Conductors and Devices | 2022-09-30 | Non-unitized | ORGAN CREEK - BRIDGE | KY | 0 | 0 | 0 | 0
E365.00-OH Conductors and Devices | 2022-10-12 | Non-unitized | 167454 - LO1193 Ckt Hardening | KY | 0 | 0 | 0 | 0
E365.00-OH Conductors and Devices | 2023-01-01 | Non-unitized | ACAPR340-Taxable-Cap/Reg/Recloser 00340012 | KY | 0 | 0 | 0 | 0
E365.00-OH Conductors and Devices | 2023-06-30 | Non-unitized | ALM070622 - LGE Major Storm 070622 | KY | 0 | 0 | 0 | 0
E365.00-OH Conductors and Devices | 2022-08-18 | SWITCHES - CUTOUT NEW | SWITCHES - CUTOUT NEW 07630 | KY | 6 | 4019.67 | 669.945 | 0
E365.00-OH Conductors and Devices | 2023-02-16 | 1500 MCM UGAL CABLE | #1500 MCM UGAL 1/C CABLE 69 KV (00290) | KY | 2414 | 103568.43 | 42.9032 | 0
E365.00-OH Conductors and Devices | 2024-07-31 | Non-unitized | 171174-South English Station - JT1124 & AK1289 - 171174 | KY | 10 | 613669.12 | 61366.912 | 0
E365.00-OH Conductors and Devices | 2024-03-01 | 1000 MCM CONDUCTOR | #1000 MCM CONDUCTOR | KY | 268 | 28471.56 | 106.2372 | 0
E365.00-OH Conductors and Devices | 2025-03-01 | 8 COPPER CONDUCTOR | #8 W.P. COPPER (00138) | KY | 1998 | 4177.52 | 2.0909 | 0
E365.00-OH Conductors and Devices | 2022-03-31 | Non-unitized | CNBCD340O-NB Comm OH - 003400 | KY | 2 | -999.31 | -499.655 | 0
E365.00-OH Conductors and Devices | 1975-01-01 | 336,400 19 STR. ALL ALUMINUM | MP1975 Overhead Conductors and Devices | KY | 165736 | 142572.84 | 0.86024 | 0
E365.00-OH Conductors and Devices | 1968-01-01 | 4/0 CONDUCTOR | MP1968 Overhead Conductors and Devices | KY | 26051 | 6315.62 | 0.24243 | 0
E365.00-OH Conductors and Devices | 1976-01-01 | 4/0 CONDUCTOR | MP1976 Overhead Conductors and Devices | KY | 6952 | 9047.01 | 1.3014 | 0
E365.00-OH Conductors and Devices | 1975-01-01 | 6 COPPER CONDUCTOR | MP1975 Overhead Conductors and Devices | KY | 2785 | 1171.81 | 0.42076 | 0
E365.00-OH Conductors and Devices | 2003-01-01 | 6 COPPER CONDUCTOR | MP2003 Overhead Conductors and Devices | KY | 128792 | 531141.79 | 4.124 | 0
E365.00-OH Conductors and Devices | 1968-01-01 | 1000 MCM CONDUCTOR | MP1968 Overhead Conductors and Devices | KY | 33 | 155.78 | 4.7206 | 0
E365.00-OH Conductors and Devices | 2004-01-01 | 4 COPPER CONDUCTOR | MP2004 Overhead Conductors and Devices | KY | 50992 | 176026.14 | 3.452 | 0
E365.00-OH Conductors and Devices | 1977-01-01 | SWITCHES - DISCONNECT NEW | MP1977 Overhead Conductors and Devices | KY | 486 | 74306.34 | 152.8937 | 0
E365.00-OH Conductors and Devices | 2006-01-01 | 3/0 CONDUCTOR | MP2006 Overhead Conductors and Devices | KY | 33419 | 199845.69 | 5.98 | 0
E365.00-OH Conductors and Devices | 2007-01-01 | 123,270 ACAR WIRE | MP2007 Overhead Conductors and Devices | KY | 82 | 66.4 | 0.80976 | 0
E365.00-OH Conductors and Devices | 2008-05-01 | Non-unitized | 23355 LOUISVILLLE & NASHVILLE TPK BLDG D 40177 | KY | 0 | 0 | 0 | 0
E365.00-OH Conductors and Devices | 2008-05-01 | Non-unitized | 1355535 | KY | 0 | 0 | 0
E365.00-OH Conductors and Devices | 2008-05-01 | Non-unitized | 1248366 | KY | 0 | 0 | 0
E365.00-OH Conductors and Devices | 2008-05-01 | Non-unitized | 1252884 | KY | 0 | 0 | 0 | 0
E365.00-OH Conductors and Devices | 2008-05-01 | Non-unitized | Phillips Lane 40213 | KY | 0 | 0 | 0
E365.00-OH Conductors and Devices | 2008-05-01 | Non-unitized | Rear of 1608 King of Arms Ct. | KY | 0 | 0 | 0 | 0
E365.00-OH Conductors and Devices | 2008-05-01 | Non-unitized | 1159664 | KY | 0 | 0 | 0 | 0
E365.00-OH Conductors and Devices | 2008-05-01 | Non-unitized | HIGHWAY 22 @ FIBLE LANE 40014 | KY | 0 | 0 | 0
E365.00-OH Conductors and Devices | 2008-05-01 | Non-unitized | 1225 N HWY 393 40010 | KY | 0 | 0 | 0 | 0
E365.00-OH Conductors and Devices | 2008-05-01 | Non-unitized | EDSILS PLACE APARTMENTS | KY | 0 | 0 | 0 | 0
E365.00-OH Conductors and Devices | 2008-05-01 | Non-unitized | 3525 GOLDSMITH LN 40220 | KY | 0 | 0 | 0 | 0
E365.00-OH Conductors and Devices | 2008-05-01 | Non-unitized | 8308 OLD SHEPHERDSVILLE RD 40219 | KY | 0 | 0 | 0 | 0
E365.00-OH Conductors and Devices | 2008-05-01 | Non-unitized | 3451 NEWBURG RD 40218 | KY | 0 | 0 | 0 | 0
E365.00-OH Conductors and Devices | 2008-05-01 | Non-unitized | 70 CALLABELL RD 40206 | KY | 0 | 0 | 0 | 0
E365.00-OH Conductors and Devices | 2008-05-01 | Non-unitized | 7500 TANGELO DR 40228 | KY | 0 | 0 | 0 | 0
E365.00-OH Conductors and Devices | 2008-05-01 | Non-unitized | 1098 N POPE LICK RD 40299 | KY | 0 | 0 | 0 | 0
E365.00-OH Conductors and Devices | 2008-05-01 | Non-unitized | ANDERSON PARK | KY | 0 | 0 | 0 | 0
E365.00-OH Conductors and Devices | 2008-05-01 | Non-unitized | 23355 L&N TURNPIKE | KY | 0 | 0 | 0
E365.00-OH Conductors and Devices | 2008-05-01 | Non-unitized | CORRELL PLACE | KY | 0 | 0 | 0
E365.00-OH Conductors and Devices | 2008-05-01 | Non-unitized | 1445756 | KY | 0 | 0 | 0
E365.00-OH Conductors and Devices | 2008-05-01 | Non-unitized | 1413639 | KY | 0 | 0 | 0
E365.00-OH Conductors and Devices | 2008-05-01 | Non-unitized | 1244924 | KY | 0 | 0 | 0
E365.00-OH Conductors and Devices | 2008-07-01 | Non-unitized | 1149058 | KY | 0 | 0 | 0
E365.00-OH Conductors and Devices | 2008-05-01 | Non-unitized | 3005 RIVER RD 40207 | KY | 0 | 0 | 0
E365.00-OH Conductors and Devices | 1989-01-01 | SWITCHES - CUTOUT NEW | MP1989 Overhead Conductors and Devices | KY | 1228 | 166826.33 | 135.8521 | 0
E365.00-OH Conductors and Devices | 1997-01-01 | SWITCHES - CUTOUT NEW | MP1997 Overhead Conductors and Devices | KY | 1459 | 350893.01 | 240.5024 | 0
E365.00-OH Conductors and Devices | 2002-01-01 | SWITCHES - CUTOUT NEW | MP2002 Overhead Conductors and Devices | KY | 1212 | 430548.7 | 355.2382 | 0
E365.00-OH Conductors and Devices | 2008-10-01 | Non-unitized | 1548376 | KY | 0 | 0 | 0
E365.00-OH Conductors and Devices | 2008-10-01 | Non-unitized | 115 W JEFFERSON ST 40202 | KY | 0 | 0 | 0
E365.00-OH Conductors and Devices | 2008-05-01 | Non-unitized | BULLITT CREEK CONDOS | KY | 0 | 0 | 0
E365.00-OH Conductors and Devices | 2009-01-01 | Non-unitized | 1644154 | KY | 0 | 0 | 0
E365.00-OH Conductors and Devices | 2009-01-01 | Non-unitized | 1192094 | KY | 0 | 0 | 0
E365.00-OH Conductors and Devices | 2009-07-01 | Non-unitized | 1507 BARDSTOWN RD RD 40205 | KY | 0 | 0 | 0
E365.00-OH Conductors and Devices | 2009-06-30 | 20 M.A.W. MESSENGER WIRE | 20 M.A.W. MESSENGER WIRE (FT) (07804) | KY | 26464 | 94426.83 | 3.5681 | 0
E365.00-OH Conductors and Devices | 2009-03-01 | CONDUCTOR | CONDUCTOR - (MISC) (06426) | KY | 34000 | 103478.49 | 3.0435 | 0
E365.00-OH Conductors and Devices | 2008-05-01 | Non-unitized | 1192064 | KY | 0 | 0 | 0
E365.00-OH Conductors and Devices | 2008-05-01 | Non-unitized | 8715 FERNDALE RD 40291 | KY | 0 | 0 | 0
E365.00-OH Conductors and Devices | 2008-10-31 | CABLE | CABLE - (MISC) (06031) | KY | 0 | 0 | 0 | 0
E365.00-OH Conductors and Devices | 2009-05-01 | Non-unitized | E/S PRESTON HY. 6900-7200 BLOCK | KY | 0 | 0 | 0 | 0
E365.00-OH Conductors and Devices | 2009-10-01 | Non-unitized | 9070 DIXIE HWY 40272 | KY | 0 | 0 | 0 | 0
E365.00-OH Conductors and Devices | 2008-05-01 | Non-unitized | 5501 VALLEY STATION RD 40272 | KY | 0 | 0 | 0
E365.00-OH Conductors and Devices | 2010-01-01 | Non-unitized | Red Oak Drive 40031 | KY | 0 | 0 | 0
E365.00-OH Conductors and Devices | 2010-05-01 | 336,400 19 STR. ALL ALUMINUM | 336,400 19 STR. ALL ALUMINUM (FT) (07712) | KY | 3330 | 48951.69 | 14.7002 | 0
E365.00-OH Conductors and Devices | 1992-01-01 | MISCELLANEOUS EQUIPMENT | MP1992 Overhead Conductors and Devices | KY | 0 | 0 | 0
E365.00-OH Conductors and Devices | 2008-05-01 | Non-unitized | CAIN PROPERTY- WOODLANDS CREEK | KY | 0 | 0 | 0 | 0
E365.00-OH Conductors and Devices | 2008-05-01 | Non-unitized | 1095857 | KY | 0 | 0 | 0
E365.00-OH Conductors and Devices | 2008-05-01 | Non-unitized | 2415 DEXTER ST | KY | 0 | 0 | 0 | 0
E365.00-OH Conductors and Devices | 2008-05-01 | Non-unitized | 110 W MAIN ST 40202 | KY | 0 | 0 | 0
E365.00-OH Conductors and Devices | 2008-05-01 | Non-unitized | 2501 S POPE LICK RD 40299 | KY | 0 | 0 | 0 | 0
E365.00-OH Conductors and Devices | 2008-05-01 | Non-unitized | 1062854 | KY | 0 | 0 | 0 | 0
E365.00-OH Conductors and Devices | 2008-05-01 | Non-unitized | 420 MOCKINGBIRD HILL RD 40207 | KY | 0 | 0 | 0 | 0
E365.00-OH Conductors and Devices | 2008-05-01 | Non-unitized | 3601 CONSTANTINE DR 40059 | KY | 0 | 0 | 0 | 0
E365.00-OH Conductors and Devices | 2010-02-01 | Non-unitized | 3701 POWELL AVE. 40215 | KY | 0 | 0 | 0 | 0
E365.00-OH Conductors and Devices | 2010-01-01 | Non-unitized | 8905 Highway 329 40014 | KY | 0 | 0 | 0 | 0
E365.00-OH Conductors and Devices | 2010-04-01 | Non-unitized | 2509 NEWBURG RD 40205 | KY | 0 | 0 | 0 | 0
E365.00-OH Conductors and Devices | 2010-04-30 | CONDUCTOR | CONDUCTOR - (MISC) (06426) | KY | 2000 | 1758.17 | 0.87909 | 0
E365.00-OH Conductors and Devices | 2010-07-01 | RECLOSER | RECLOSER, MISCELLANEOUS (06282) | KY | 4 | 75135.97 | 18783.9925 | 0
E365.00-OH Conductors and Devices | 2010-07-01 | Non-unitized | 1210938 | KY | 0 | 0 | 0 | 0
E365.00-OH Conductors and Devices | 2010-07-01 | Non-unitized | 11531 TAZWELL DRIVE 40245 | KY | 0 | 0 | 0 | 0
E365.00-OH Conductors and Devices | 2010-11-01 | Non-unitized | 2200-2400 S 3RD @ EASTERN PARKWAY & NORTH 40208 | KY | 0 | 0 | 0 | 0
E365.00-OH Conductors and Devices | 2011-01-01 | Non-unitized | 1350 CLARK STATION RD 40243 | KY | 0 | 0 | 0 | 0
E365.00-OH Conductors and Devices | 2011-01-01 | Non-unitized | 2200-2400 S 3RD @ EASTERN PARKWAY & NORTH 40208 | KY | 0 | 0 | 0 | 0
E365.00-OH Conductors and Devices | 2011-01-01 | Non-unitized | 316 N BARDSTOWN RD 40047 | KY | 0 | 0 | 0 | 0
E365.00-OH Conductors and Devices | 2011-02-01 | Non-unitized | S BECKLEY STATION RD 40245 | KY | 2 | 0 | 0 | 0
E365.00-OH Conductors and Devices | 2011-02-01 | Non-unitized | 1778 W ORMSBY AVE 40210 | KY | 0 | 0 | 0 | 0
E365.00-OH Conductors and Devices | 2011-05-01 | Non-unitized | 6904 BIRNAMWOOD DR 40258 | KY | 0 | 0 | 0 | 0
E365.00-OH Conductors and Devices | 2012-05-31 | RECLOSER | RECLOSER, MISCELLANEOUS (06282) | KY | 0 | 0 | 0 | 0
E365.00-OH Conductors and Devices | 2012-04-30 | 6 COPPER CONDUCTOR | #6 BARE COPPER (00168) | KY | 1585 | 21053.68 | 13.2831 | 0
E365.00-OH Conductors and Devices | 2012-01-01 | Non-unitized | New Bus Resid - UG - Project Level Work Order | KY | 0 | 0 | 0 | 0
E365.00-OH Conductors and Devices | 2013-01-31 | SWITCHES - GROUP OPERATED | SWITCHES - MISC. NEW 07632 | KY | 266 | 48982.1 | 184.1432 | 0
E365.00-OH Conductors and Devices | 2012-07-01 | ARRESTERS - DISTRIBUTION | DISTRIBUTION ARRESTERS (00504) | KY | 24 | 4953.6 | 206.4 | 0
E365.00-OH Conductors and Devices | 2013-01-31 | 195,700 ACAR WIRE | 195,700 ACAR WIRE (FT) (07711) | KY | 772 | 1722.29 | 2.2309 | 0
E365.00-OH Conductors and Devices | 2012-12-31 | 336,400 19 STR. ALL ALUMINUM | 336,400 19 STR. ALL ALUMINUM (FT) (07712) | KY | 6300 | 80291.8 | 12.7447 | 0
E365.00-OH Conductors and Devices | 2012-06-06 | 6 COPPER CONDUCTOR | #6 BARE COPPER (00168) | KY | 855 | 7571.68 | 8.8558 | 0
E365.00-OH Conductors and Devices | 2013-06-26 | Non-unitized | Ckt DA1238 | KY | 0 | 0 | 0 | 0
E365.00-OH Conductors and Devices | 2014-11-30 | 336,400 19 STR. ALL ALUMINUM | 336,400 19 STR. ALL ALUMINUM (FT) (07712) | KY | 355 | 861.79 | 2.4276 | 0
E365.00-OH Conductors and Devices | 2015-02-01 | Non-unitized | CTBRD340O-Taxable-Cap Trouble Orders OH - 00340012 | KY | 0 | 0 | 0 | 0
E365.00-OH Conductors and Devices | 2015-01-01 | Non-unitized | CSTRM323-052914-I-Taxable-052914-I-Taxable-.11 | KY | 0 | 0 | 0 | 0
E365.00-OH Conductors and Devices | 2015-08-31 | RECLOSER | RECLOSER, MISCELLANEOUS (06282) | KY | 3 | 199138.83 | 66379.61 | 0
E365.00-OH Conductors and Devices | 2016-03-31 | ARRESTERS - OVERHEAD | ARRESTERS - OVERHEAD | KY | 3 | 708.11 | 236.0367 | 0
E365.00-OH Conductors and Devices | 2016-10-31 | CAPACITORS | CAPACITORS (BANKS) (EACH) (07330) | KY | 1 | 42106.46 | 42106.46 | 0
E365.00-OH Conductors and Devices | 2017-12-31 | Non-unitized | 153484-HK1243 CIFI 2017 CIFI | KY | 0 | 0 | 0 | 0
E365.00-OH Conductors and Devices | 2017-12-31 | Non-unitized | 155465-Lynn 15KV Feeder Circuit | KY | 0 | 0 | 0 | 0
E365.00-OH Conductors and Devices | 2015-04-30 | SWITCHES - DISCONNECT NEW | SWITCHES - DISCONNECT | KY | 6 | 14236.04 | 2372.6733 | 0
E365.00-OH Conductors and Devices | 2018-10-31 | Non-unitized | 150220-LGE Ky Wired Fiber Make Ready project; AKA Next Generation Kentucky Information Highway (NG-KIH). | KY | 0 | 0 | 0 | 0
E365.00-OH Conductors and Devices | 2019-09-30 | Non-unitized | CLM031419-LGE Major Storm-Capital-031419 | KY | 0 | 0 | 0 | 0
E365.00-OH Conductors and Devices | 2019-12-01 | 4/0 CONDUCTOR | #4/0 CONDUCTOR (00148) | KY | 20436 | 204965.03 | 10.0296 | 0
E365.00-OH Conductors and Devices | 2015-07-31 | GROUND | GROUND (00103) | KY | 151 | 1757.26 | 11.6375 | 0
E365.00-OH Conductors and Devices | 2018-12-31 | RELAYS | RELAYS | KY | 28 | 178724.36 | 6383.0129 | 0
E365.00-OH Conductors and Devices | 2020-02-29 | 123,270 ACAR WIRE | 123,270 ACAR WIRE (FT) (07686) | KY | 551 | 299.9 | 0.54428 | 0
E365.00-OH Conductors and Devices | 2020-10-01 | Non-unitized | 158589-MC1261 CIFI 2019 | KY | 0 | 0 | 0 | 0
E365.00-OH Conductors and Devices | 2021-01-01 | Non-unitized | ATPD343-Taxable-Cap Third Party 00343012 Replacement cost of complete units of property due to damage from a third party, typically reimbursed. | KY | 0 | 0 | 0 | 0
E365.00-OH Conductors and Devices | 2021-01-01 | 4/0 CONDUCTOR | #4/0 CONDUCTOR (00148) | KY | 235 | 4512.56 | 19.2024 | 0
E365.00-OH Conductors and Devices | 2021-01-01 | GROUND | GROUND (00103) | KY | 57 | 4224.82 | 74.1196 | 0
E365.00-OH Conductors and Devices | 2022-02-01 | ARRESTERS - OVERHEAD | ARRESTERS - OVERHEAD | KY | 812 | 88378.27 | 108.8402 | 0
E365.00-OH Conductors and Devices | 2022-04-01 | 795 MCM ALUMINUM CONDUCTOR | #795 MCM ALL ALUM BARE (00122) | KY | 2020 | 44046.29 | 21.8051 | 0
E365.00-OH Conductors and Devices | 2022-08-01 | Non-unitized | ARDCBL343-Taxable-Repl Defective Cable 00343012 | KY | 0 | 0 | 0 | 0
E365.00-OH Conductors and Devices | 2023-08-01 | SWITCHGEAR | SWITCHGEAR (06755) | KY | 6 | 473690.12 | 78948.3533 | 0
E365.00-OH Conductors and Devices | 2021-10-01 | INSULATORS - LINE | INSULATORS - LINE | KY | 678 | 21874.43 | 32.2632 | 0
E365.00-OH Conductors and Devices | 2021-10-01 | SWITCHES - CUTOUT NEW | SWITCHES - CUTOUT NEW 07630 | KY | 59 | 24769.37 | 419.8198 | 0
E365.00-OH Conductors and Devices | 2024-10-01 | WILDLIFE PROTECTION | WILDLIFE PROTECTION | KY | 4 | 7179.08 | 1794.77 | 0
E365.00-OH Conductors and Devices | 2024-05-31 | ARRESTERS - OVERHEAD | ARRESTERS - OVERHEAD | KY | 104 | 188459.9 | 1812.1144 | 0
E365.00-OH Conductors and Devices | 2025-03-01 | 336,400 19 STR. ALL ALUMINUM | 336,400 19 STR. ALL ALUMINUM (FT) (07712) | KY | 850 | 175214.99 | 206.1353 | 0
E365.00-OH Conductors and Devices | 2025-02-01 | Non-unitized | ARDCBL343-Taxable-Repl Defective Cable 00343012 | KY | 3 | 59955.36 | 19985.12 | 0
E365.00-OH Conductors and Devices | 1982-01-01 | 795 MCM ALUMINUM CONDUCTOR | MP1982 Overhead Conductors and Devices | KY | 384691 | 1379110.42 | 3.585 | 0
E365.00-OH Conductors and Devices | 1986-01-01 | 1/0 CABLE | MP1986 Overhead Conductors and Devices | KY | 180913 | 339355.02 | 1.8758 | 0
E365.00-OH Conductors and Devices | 1978-01-01 | 4/0 CONDUCTOR | MP1978 Overhead Conductors and Devices | KY | 5474 | 11406.42 | 2.0837 | 0
E365.00-OH Conductors and Devices | 1984-01-01 | 4/0 CONDUCTOR | MP1984 Overhead Conductors and Devices | KY | 5490 | 21621.71 | 3.9384 | 0
E365.00-OH Conductors and Devices | 1988-01-01 | SWITCHES - CUTOUT | MP1988 Overhead Conductors and Devices | KY | 0 | 0 | 0
E365.00-OH Conductors and Devices | 1953-01-01 | 1/0 CABLE | MP1953 Overhead Conductors and Devices | KY | 862976 | 264836.65 | 0.30689 | 0
E365.00-OH Conductors and Devices | 1991-01-01 | 1/0 CABLE | MP1991 Overhead Conductors and Devices | KY | 133415 | 327748.05 | 2.4566 | 0
E365.00-OH Conductors and Devices | 2001-01-01 | GROUND | MP2001 Overhead Conductors and Devices | KY | 0 | 0 | 0 | 0
E365.00-OH Conductors and Devices | 1934-01-01 | 250 MCM COPPER CONDUCTOR | MP1934 Overhead Conductors and Devices | KY | 0 | 0 | 0 | 0
E365.00-OH Conductors and Devices | 1985-01-01 | FISHER PIERCE CURRENT SENSOR | MP1985 Overhead Conductors and Devices | KY | 14 | 4714.87 | 336.7764
E365.00-OH Conductors and Devices | 2000-01-01 | TO BE SPREAD OVER ASSETS IN ACCOUNT | MP2000 Overhead Conductors and Devices | KY | 0 | 0 | 0
E365.00-OH Conductors and Devices | 2006-01-01 | 795 MCM ALUMINUM CONDUCTOR | MP2006 Electric Distribution - Overhead Conduct | KY | 107280 | 466862.9 | 4.3518 | 0
E365.00-OH Conductors and Devices | 1935-01-01 | 4 COPPER CONDUCTOR | #4 W,P, COPPER | KY | 4930 | 267.18 | 0.054195 | 0
E365.00-OH Conductors and Devices | 2008-01-01 | 4 COPPER CONDUCTOR | MP2008 Overhead Conductors and Devices | KY | 17970 | 269085.28 | 14.9741 | 0
E365.00-OH Conductors and Devices | 2008-01-01 | 336,400 19 STR. ALL ALUMINUM | MP2008 Overhead Conductors and Devices | KY | 30728 | 73984.47 | 2.4077 | 0
E365.00-OH Conductors and Devices | 1935-01-01 | 4 COPPER CONDUCTOR | #4 W, P. COPPER | KY | 15276 | 818.4 | 0.053574 | 0
E365.00-OH Conductors and Devices | 2008-05-01 | Non-unitized | 1037037 | KY | 0 | 0 | 0
E365.00-OH Conductors and Devices | 2008-05-01 | Non-unitized | 1293284 | KY | 0 | 0 | 0 | 0
E365.00-OH Conductors and Devices | 2008-05-01 | Non-unitized | HUNSINGER GARDENS - OH to UG RELOC | KY | 0 | 0 | 0 | 0
E365.00-OH Conductors and Devices | 2008-05-01 | Non-unitized | 1287484 | KY | 0 | 0 | 0
E365.00-OH Conductors and Devices | 2008-05-01 | Non-unitized | 1435 STORY AVE 40206 | KY | 0 | 0 | 0
E365.00-OH Conductors and Devices | 2008-05-01 | Non-unitized | 4400 SHELBYVILLE RD 40207 | KY | 0 | 0 | 0
E365.00-OH Conductors and Devices | 2008-05-01 | Non-unitized | 7700 SHEPHERDSVILLE RD 40219 | KY | 0 | 0 | 0 | 0
E365.00-OH Conductors and Devices | 2008-05-01 | Non-unitized | 12300 AIKEN RD 40243 | KY | 0 | 0 | 0
E365.00-OH Conductors and Devices | 2008-05-01 | Non-unitized | 7016 TERRY RD | KY | 0 | 0 | 0 | 0
E365.00-OH Conductors and Devices | 2008-05-01 | Non-unitized | River Road 40206 | KY | 0 | 0 | 0 | 0
E365.00-OH Conductors and Devices | 2008-05-01 | Non-unitized | 12910 OLD HENRY RD 40223 | KY | 0 | 0 | 0 | 0
E365.00-OH Conductors and Devices | 2008-05-01 | Non-unitized | 1421 W MAPLE ST 40210 | KY | 0 | 0 | 0 | 0
E365.00-OH Conductors and Devices | 2008-05-01 | Non-unitized | WATERFORD RIDGE | KY | 0 | 0 | 0 | 0
E365.00-OH Conductors and Devices | 2008-05-01 | Non-unitized | 801 E BROADWAY 40204 | KY | 0 | 0 | 0 | 0
E365.00-OH Conductors and Devices | 2008-05-01 | Non-unitized | 330 N HUBBARDS LN 40207 | KY | 0 | 0 | 0 | 0
E365.00-OH Conductors and Devices | 2008-05-01 | Non-unitized | WORTHINGTON PLACE - ELECTRIC RELOC. | KY | 0 | 0 | 0 | 0
E365.00-OH Conductors and Devices | 2008-05-01 | Non-unitized | 620 LAMPTON ST | KY | 0 | 0 | 0 | 0
E365.00-OH Conductors and Devices | 2008-05-01 | Non-unitized | 9616 DIXIE HWY 40272 | KY | 0 | 0 | 0
E365.00-OH Conductors and Devices | 2008-05-01 | Non-unitized | 1405044 | KY | 0 | 0 | 0
E365.00-OH Conductors and Devices | 2008-07-01 | Non-unitized | NETVLT343-Network Vaults 003430 | KY | 0 | 0 | 0 | 0
E365.00-OH Conductors and Devices | 2008-07-01 | Non-unitized | 1402 EVERGREEN RD 40223 | KY | 0 | 0 | 0
E365.00-OH Conductors and Devices | 2008-05-01 | Non-unitized | 1088698 | KY | 0 | 0 | 0
E365.00-OH Conductors and Devices | 2008-05-01 | Non-unitized | 1249174 | KY | 0 | 0 | 0
E365.00-OH Conductors and Devices | 2009-01-01 | Non-unitized | 1361914 | KY | 0 | 0 | 0
E365.00-OH Conductors and Devices | 2009-01-01 | Non-unitized | 1065550 | KY | 0 | 0 | 0
E365.00-OH Conductors and Devices | 2009-05-01 | Non-unitized | 1160597 | KY | 0 | 0 | 0
E365.00-OH Conductors and Devices | 2008-05-01 | Non-unitized | 950895 | KY | 0 | 0 | 0
E365.00-OH Conductors and Devices | 2008-08-31 | 6 COPPER CONDUCTOR | #6 BARE COPPER (00168) | KY | 2280 | -296.41 | -0.13 | 0
E365.00-OH Conductors and Devices | 2009-12-18 | WILDLIFE PROTECTION | WILDLIFE PROTECTION | KY | 0 | 0 | 0 | 0
E365.00-OH Conductors and Devices | 2008-05-01 | Non-unitized | 4150 CANE RUN RD | KY | 0 | 0 | 0
E365.00-OH Conductors and Devices | 2008-05-01 | Non-unitized | 2618 ROCKFORD LN 40216 | KY | 0 | 0 | 0
E365.00-OH Conductors and Devices | 2008-11-01 | Non-unitized | CLOVER TRACE | KY | 0 | 0 | 0
E365.00-OH Conductors and Devices | 2010-01-01 | Non-unitized | 4606 ASTOR RD 40218 | KY | 0 | 0 | 0
E365.00-OH Conductors and Devices | 2010-02-01 | FISHER PIERCE CURRENT SENSOR | FISHER PIERCE CURRENT SENSOR (07824) | KY | 1 | 2139.3 | 2139.3 | 0
E365.00-OH Conductors and Devices | 2010-01-01 | Non-unitized | 1351897 | KY | 0 | 0 | 0 | 0
E365.00-OH Conductors and Devices | 2010-01-01 | Non-unitized | 7620 W HIGHWAY 146 40056 | KY | 0 | 0 | 0 | 0
E365.00-OH Conductors and Devices | 2009-07-31 | SWITCHES - CUTOUT NEW | SWITCHES - CUTOUT NEW 07630 | KY | 0 | 0 | 0 | 0
E365.00-OH Conductors and Devices | 2009-10-01 | Non-unitized | Tucker Station | KY | 0 | 0 | 0
E365.00-OH Conductors and Devices | 2009-12-31 | Non-unitized | CEDAR POINT CONDOMINIUMS | KY | 0 | 0 | 0 | 0
E365.00-OH Conductors and Devices | 1979-01-01 | RECLOSER, MISCELLANEOUS | MP1979 Overhead Conductors and Devices | KY | 0 | 0 | 0 | 0
E365.00-OH Conductors and Devices | 2008-05-01 | Non-unitized | 1133 S ROSE ISLAND RD 40059 | KY | 0 | 0 | 0 | 0
E365.00-OH Conductors and Devices | 2008-05-01 | Non-unitized | 3800 FERN VALLEY RD 40219 | KY | 0 | 0 | 0
E365.00-OH Conductors and Devices | 2008-05-01 | Non-unitized | 701 Valley College Drive 40272 | KY | 0 | 0 | 0 | 0
E365.00-OH Conductors and Devices | 2008-05-01 | Non-unitized | 1117675 | KY | 0 | 0 | 0
E365.00-OH Conductors and Devices | 2008-05-01 | Non-unitized | 4403 W HIGHWAY 22 40014 | KY | 0 | 0 | 0 | 0
E365.00-OH Conductors and Devices | 2008-05-01 | Non-unitized | 1053126 | KY | 0 | 0 | 0 | 0
E365.00-OH Conductors and Devices | 2008-05-01 | Non-unitized | 921 OLD EKRON RD | KY | 0 | 0 | 0
E365.00-OH Conductors and Devices | 2008-05-01 | Non-unitized | 10816 CHARLENE DR 40118 | KY | 0 | 0 | 0 | 0
E365.00-OH Conductors and Devices | 2008-05-01 | Non-unitized | 3605 FOXGLOVE 40241 | KY | 0 | 0 | 0 | 0
E365.00-OH Conductors and Devices | 2008-05-01 | Non-unitized | 447 FARMINGTON AV 40209 | KY | 0 | 0 | 0
E365.00-OH Conductors and Devices | 2008-10-01 | Non-unitized | 1507004 | KY | 0 | 0 | 0
E365.00-OH Conductors and Devices | 2009-01-01 | Non-unitized | 711 HIGH ST 40108 | KY | 0 | 0 | 0
E365.00-OH Conductors and Devices | 2009-08-01 | Non-unitized | 4018 HALLS HILL RD GATE 40014 | KY | 0 | 0 | 0 | 0
E365.00-OH Conductors and Devices | 2009-02-28 | CONDUCTOR | CONDUCTOR - (MISC) (06426) | KY | 500 | 2381.05 | 4.7621 | 0
E365.00-OH Conductors and Devices | 2010-01-31 | ARRESTERS - OVERHEAD | ARRESTERS - OVERHEAD | KY | 3 | 1571.74 | 523.9133 | 0
E365.00-OH Conductors and Devices | 2010-06-30 | CONDUCTOR | CONDUCTOR - (MISC) (06426) | KY | 2000 | 3350.59 | 1.6753 | 0
E365.00-OH Conductors and Devices | 2010-08-01 | Non-unitized | 5605 APACHE RD 40207 | KY | 0 | 0 | 0 | 0
E365.00-OH Conductors and Devices | 2010-11-01 | Non-unitized | 7800 THERINA COURT 40241 | KY | 0 | 0 | 0 | 0
E365.00-OH Conductors and Devices | 2011-01-31 | 1/0 CONDUCTOR | 1/0 CONDUCTOR | KY | 4071 | 6292.78 | 1.5458 | 0
E365.00-OH Conductors and Devices | 2011-01-31 | 4/0 CONDUCTOR | #4/0 CONDUCTOR (00148) | KY | 96 | 1829.44 | 19.0567 | 0
E365.00-OH Conductors and Devices | 2011-01-01 | Non-unitized | 1955 HIGHWAY 524 40077 | KY | 0 | 0 | 0 | 0
E365.00-OH Conductors and Devices | 2011-01-01 | Non-unitized | 900 BAXTER AVE 40204 | KY | 0 | 0 | 0 | 0
E365.00-OH Conductors and Devices | 2012-05-31 | 6 COPPER CONDUCTOR | #6 BARE COPPER (00168) | KY | 26920 | 279051.23 | 10.3659 | 0
E365.00-OH Conductors and Devices | 2011-05-31 | 7/C CONDUCTOR | 7/C (06409) | KY | 500 | 898.87 | 1.7977 | 0
E365.00-OH Conductors and Devices | 2012-03-31 | #2 ACSR | #1 CONDUCTOR (00173) | KY | 6538 | 31446.75 | 4.8098 | 0
E365.00-OH Conductors and Devices | 2012-04-30 | #2 ACSR | #1 CONDUCTOR (00173) | KY | 183 | 914.79 | 4.9989 | 0
E365.00-OH Conductors and Devices | 2012-02-29 | ARRESTERS - NEW | ARRESTERS - NEW (06334) | KY | 32 | 10399.2 | 324.975 | 0
E365.00-OH Conductors and Devices | 2011-11-30 | SWITCHES - CUTOUT NEW | SWITCHES - CUTOUT NEW 07630 | KY | 31 | 14406.5 | 464.7258 | 0
E365.00-OH Conductors and Devices | 2012-01-31 | SWITCHES - CUTOUT NEW | SWITCHES - CUTOUT NEW 07630 | KY | 141 | 30007.5 | 212.8191 | 0
E365.00-OH Conductors and Devices | 2012-07-31 | CAPACITORS | CAPACITORS (BANKS) (EACH) (07330) | KY | 52 | 226987.86 | 4365.1512 | 0
E365.00-OH Conductors and Devices | 2013-07-31 | 4 COPPER CONDUCTOR | #4 W.P. COPPER (00141) | KY | 45618 | 139522.36 | 3.0585 | 0
E365.00-OH Conductors and Devices | 2013-05-31 | 4 COPPER CONDUCTOR | #4 W.P. COPPER (00141) | KY | 0 | 0 | 0 | 0
E365.00-OH Conductors and Devices | 2013-09-30 | 1/0 CABLE | 1/0 CABLE | KY | 900 | 1012.81 | 1.1253 | 0
E365.00-OH Conductors and Devices | 2013-12-31 | Non-unitized | LGE MAJOR STORM 083113 | KY | 0 | 0 | 0 | 0
E365.00-OH Conductors and Devices | 2014-02-28 | 2/0 COPPER CONDUCTOR | #2/0 W.P. COPPER (00146) | KY | 229 | 653.82 | 2.8551 | 0
E365.00-OH Conductors and Devices | 2014-08-31 | CAPACITORS | CAPACITORS (BANKS) (EACH) (07330) | KY | 8 | 57237.2 | 7154.65 | 0
E365.00-OH Conductors and Devices | 2014-08-31 | 6A COPPER CONDUCTOR | #6A COPPERWELD COPPER (00192) | KY | 862 | 32091.84 | 37.2295 | 0
E365.00-OH Conductors and Devices | 2015-10-31 | 1/0 Aluminum | 1/0 Aluminum | KY | 1248 | 1074.41 | 0.86091 | 0
E365.00-OH Conductors and Devices | 2016-12-15 | SWITCHES - CUTOUT NEW | SWITCHES - CUTOUT NEW 07630 | KY | 678 | 293394.85 | 432.7358 | 0
E365.00-OH Conductors and Devices | 2017-12-31 | 4 COPPER CONDUCTOR | #4 W.P. COPPER (00141) | KY | 67676 | 265366.61 | 3.9211 | 0
E365.00-OH Conductors and Devices | 2017-04-01 | Non-unitized | CTBRD340O-Taxable-Cap Trouble Orders OH - 00340012 | KY | 0 | 0 | 0 | 0
E365.00-OH Conductors and Devices | 2017-08-31 | Non-unitized | 154092 Distribution Automation LGE 2017 Project this approval is for projects 154092 (direct charge), 154093 (direct charge), 154094 (Servco, 0%), 154095 (LGE, 42%) and 154096 (KU, 58%). | KY | 0 | 0 | 0 | 0
E365.00-OH Conductors and Devices | 2019-01-01 | Non-unitized | CNBRD341U-NB Resid UG - 003410 | KY | 1 | 0 | 0 | 0
E365.00-OH Conductors and Devices | 2019-12-01 | 4 COPPER CONDUCTOR | #4 W.P. COPPER (00141) | KY | 147158 | 153718.14 | 1.0446 | 0
E365.00-OH Conductors and Devices | 2019-06-30 | 8 COPPER CONDUCTOR | #8 W.P. COPPER (00138) | KY | 473 | 1946.25 | 4.1147 | 0
E365.00-OH Conductors and Devices | 2018-11-30 | Non-unitized | NONE | KY | 0 | 0 | 0 | 0
E365.00-OH Conductors and Devices | 2018-12-31 | 500 MCM COPPER CONDUCTOR | #500 MCM W.P. COPPER (00155) | KY | 10 | 574.11 | 57.411 | 0
E365.00-OH Conductors and Devices | 2019-12-01 | 336,400 19 STR. ALL ALUMINUM | 336,400 19 STR. ALL ALUMINUM (FT) (07712) | KY | 320 | 1344.58 | 4.2018 | 0
E365.00-OH Conductors and Devices | 2020-01-01 | 4/0 CONDUCTOR | #4/0 CONDUCTOR (00148) | KY | 860 | 2587.9 | 3.0092 | 0
E365.00-OH Conductors and Devices | 2020-02-29 | 1/0 Aluminum | 1/0 Aluminum | KY | 75 | 230.65 | 3.0753 | 0
E365.00-OH Conductors and Devices | 2020-02-29 | 8 COPPER CONDUCTOR | #8 W.P. COPPER (00138) | KY | 478 | 124.28 | 0.26 | 0
E365.00-OH Conductors and Devices | 2020-06-30 | INSULATORS - LINE | INSULATORS - LINE | KY | 35 | 1064.62 | 30.4177 | 0
E365.00-OH Conductors and Devices | 2021-01-01 | Non-unitized | ARCST343-Taxable-Cust Requested 00343012 | KY | 0 | 0 | 0 | 0
E365.00-OH Conductors and Devices | 2021-02-01 | Non-unitized | ATBRD343U-Taxable-Cap Trouble Orders UG 00343012 | KY | 0 | 0 | 0 | 0
E365.00-OH Conductors and Devices | 2020-11-01 | Non-unitized | CNBCD340U-NB Comm UG - 003400 | KY | 0 | 0 | 0 | 0
E365.00-OH Conductors and Devices | 2021-03-31 | 6 COPPER CONDUCTOR | #6 BARE COPPER (00168) | KY | 22324 | 14406.32 | 0.64533 | 0
E365.00-OH Conductors and Devices | 2021-12-16 | Non-unitized | 163826-LGE CIFI 2021 HL-1157 is one of the circuits that were identified in the CIFI project for 2021. WRs# 6739846, 6741738 and 6809121. | KY | 0 | 0 | 0 | 0
E365.00-OH Conductors and Devices | 2021-03-01 | 123,270 ACAR WIRE | 123,270 ACAR WIRE (FT) (07686) | KY | 108275 | 122289.92 | 1.1294 | 0
E365.00-OH Conductors and Devices | 2021-10-01 | WILDLIFE PROTECTION | WILDLIFE PROTECTION | KY | 13 | 2927 | 225.1538 | 0
E365.00-OH Conductors and Devices | 2021-12-31 | Non-unitized | CLM040820-LGE Major Storm-Capital-040820 | KY | 0 | 0 | 0 | 0
E365.00-OH Conductors and Devices | 2021-08-31 | Non-unitized | Investment | KY | 1 | -2435.7 | -2435.7 | 0
E365.00-OH Conductors and Devices | 2021-01-01 | 1/0 CABLE | 1/0 CABLE | KY | 4675 | 42114.29 | 9.0084 | 0
E365.00-OH Conductors and Devices | 2022-02-28 | Non-unitized | 163741-TPPA AT&T 2021 | KY | 0 | 0 | 0 | 0
E365.00-OH Conductors and Devices | 2021-10-01 | ARRESTERS - OVERHEAD | ARRESTERS - OVERHEAD | KY | 198 | 72347.39 | 365.3909 | 0
E365.00-OH Conductors and Devices | 2022-04-01 | Non-unitized | CRDD340O-Taxable-Capital Rep Def OH - 00340012 | KY | 0 | 0 | 0 | 0
E365.00-OH Conductors and Devices | 2021-01-26 | ARRESTERS - OVERHEAD | ARRESTERS - OVERHEAD | KY | 58 | 13138.93 | 226.5333 | 0
E365.00-OH Conductors and Devices | 2021-06-01 | RECLOSER | RECLOSER | KY | 2 | 11652.25 | 5826.125 | 0
E365.00-OH Conductors and Devices | 2022-02-01 | SWITCHES - CUTOUT NEW | SWITCHES - CUTOUT NEW 07630 | KY | 1330 | 472522.91 | 355.2804 | 0
E365.00-OH Conductors and Devices | 2021-03-31 | Non-unitized | CRCST343-Cust Requested - 003430 | KY | 0 | 0 | 0 | 0
E365.00-OH Conductors and Devices | 2022-01-01 | 123,270 ACAR WIRE | 123,270 ACAR WIRE (FT) (07686) | KY | 40696 | 276170.84 | 6.7862 | 0
E365.00-OH Conductors and Devices | 2023-02-01 | Non-unitized | ANBCD340O-Taxable-NB Comm OH 00340012 | KY | 0 | 0 | 0 | 0
E365.00-OH Conductors and Devices | 2023-01-01 | Non-unitized | ANBSV340O-Taxable-NB Elec Serv OH 00340012 | KY | 0 | 0 | 0 | 0
E365.00-OH Conductors and Devices | 2022-12-31 | Non-unitized | 167133 BR1177 - 2022 Circuit Hardening is one of the circuits that were identified in the System Hardening project for 2022. | KY | 0 | 0 | 0 | 0
E365.00-OH Conductors and Devices | 2022-09-23 | 1000 MCM CONDUCTOR | #1000 MCM CONDUCTOR | KY | 687 | 72553.19 | 105.6087 | 0
E365.00-OH Conductors and Devices | 2023-06-30 | Non-unitized | ALM052122 | KY | 0 | 0 | 0 | 0
E365.00-OH Conductors and Devices | 2023-02-16 | 4/0 CONDUCTOR | #4/0 CONDUCTOR (00148) | KY | 151 | 15637.36 | 103.5587 | 0
E365.00-OH Conductors and Devices | 2024-01-01 | SWITCHES - DISCONNECT NEW | SWITCHES - DISCONNECT | KY | 3 | 4248.29 | 1416.0967 | 0
E365.00-OH Conductors and Devices | 2024-04-30 | 4 COPPER CONDUCTOR | #4 W.P. COPPER (00141) | KY | 24543 | 211922.61 | 8.6347 | 0
E365.00-OH Conductors and Devices | 2024-05-31 | RECLOSER, MISCELLANEOUS | RECLOSER, MISCELLANEOUS | KY | 15 | 7268449.99 | 484563.3327 | 0
E365.00-OH Conductors and Devices | 2025-03-01 | 4 COPPER CONDUCTOR | #4 W.P. COPPER (00141) | KY | 22876 | 493412.38 | 21.569 | 0
E365.00-OH Conductors and Devices | 2025-02-01 | SWITCHES - CUTOUT NEW | SWITCHES - CUTOUT NEW 07630 | KY | 483 | 1118599.58 | 2315.9412 | 0
E365.00-OH Conductors and Devices | 2025-03-01 | WILDLIFE PROTECTION | WILDLIFE PROTECTION | KY | 1 | 71470.8 | 71470.8 | 0
E365.00-OH Conductors and Devices | 1994-01-01 | 8 COPPER CONDUCTOR | MP1994 Overhead Conductors and Devices | KY | 613 | 2086.53 | 3.4038 | 0
E365.00-OH Conductors and Devices | 1979-01-01 | 8 COPPER CONDUCTOR | MP1979 Overhead Conductors and Devices | KY | 0 | 0 | 0 | 0
E365.00-OH Conductors and Devices | 1975-01-01 | 795 MCM ALUMINUM CONDUCTOR | MP1975 Overhead Conductors and Devices | KY | 404006 | 612299.66 | 1.5156 | 0
E365.00-OH Conductors and Devices | 1990-01-01 | 795 MCM ALUMINUM CONDUCTOR | MP1990 Overhead Conductors and Devices | KY | 363883 | 1771751.47 | 4.869 | 0
E365.00-OH Conductors and Devices | 1995-01-01 | 20 M.A.W. MESSENGER WIRE | MP1995 Overhead Conductors and Devices | KY | 69680 | 300232.9 | 4.3087 | 0
E365.00-OH Conductors and Devices | 1978-01-01 | TO BE SPREAD OVER ASSETS IN ACCOUNT | MP1978 Overhead Conductors and Devices | KY | 0 | 0 | 0
E365.00-OH Conductors and Devices | 1979-01-01 | 1/0 CABLE | MP1979 Overhead Conductors and Devices | KY | 264868 | 268811.62 | 1.0149 | 0
E365.00-OH Conductors and Devices | 1997-01-01 | 3/0 CONDUCTOR | MP1997 Overhead Conductors and Devices | KY | 25278 | 168436.81 | 6.6634 | 0
E365.00-OH Conductors and Devices | 1970-01-01 | #2 Triplex | MP1970 Overhead Conductors and Devices | KY | 51393 | 19396.71 | 0.37742 | 0
E365.00-OH Conductors and Devices | 1986-01-01 | 3/0 CONDUCTOR | MP1986 Overhead Conductors and Devices | KY | 23788 | 76908.96 | 3.2331 | 0
E365.00-OH Conductors and Devices | 1953-01-01 | #2 Triplex | MP1953 Overhead Conductors and Devices | KY | 2573548 | 554258.03 | 0.21537 | 0
E365.00-OH Conductors and Devices | 2001-01-01 | 20 M.A.W. MESSENGER WIRE | MP2001 Overhead Conductors and Devices | KY | 24669 | 29378.16 | 1.1909 | 0
E365.00-OH Conductors and Devices | 1965-01-01 | 3/0 CONDUCTOR | #3/0 CONDUCTOR | KY | 958 | 246.91 | 0.25773 | 0
E365.00-OH Conductors and Devices | 2001-01-01 | 350 MCM COPPER CONDUCTOR | MP2001 Overhead Conductors and Devices | KY | 350 | 7599.53 | 21.7129 | 0
E365.00-OH Conductors and Devices | 1935-01-01 | 4/0 CONDUCTOR | #4/0 conductor | KY | 1122 | 260.97 | 0.23259 | 0
E365.00-OH Conductors and Devices | 1989-01-01 | 1000 MCM CONDUCTOR | MP1989 Overhead Conductors and Devices | KY | 2 | 35.42 | 17.71
E365.00-OH Conductors and Devices | 1965-01-01 | 2/0 COPPER CONDUCTOR | #2/0 W.P. COPPER | KY | 0 | 0 | 0 | 0
E365.00-OH Conductors and Devices | 2000-01-01 | RECLOSER, MISCELLANEOUS | MP2000 Overhead Conductors and Devices | KY | 0 | 0 | 0 | 0
E365.00-OH Conductors and Devices | 2004-01-01 | 8 COPPER CONDUCTOR | MP2004 Overhead Conductors and Devices | KY | 5659 | 10470.02 | 1.8502 | 0
E365.00-OH Conductors and Devices | 1984-01-01 | SWITCH - 0-6 AMP LINCOLNTROL | MP1984 Overhead Conductors and Devices | KY | 8 | 4230.56 | 528.82
E365.00-OH Conductors and Devices | 2008-05-01 | Non-unitized | HEATHER GREEN PHASE | KY | 0 | 0 | 0
E365.00-OH Conductors and Devices | 2008-05-01 | Non-unitized | 3733 ETHEL AV 40218 | KY | 0 | 0 | 0
E365.00-OH Conductors and Devices | 2008-05-01 | Non-unitized | 8108 Paul Road | KY | 0 | 0 | 0 | 0
E365.00-OH Conductors and Devices | 2008-05-01 | Non-unitized | 1180889 | KY | 0 | 0 | 0
E365.00-OH Conductors and Devices | 2008-05-01 | Non-unitized | 3910 OLD BROWNSBORO RD 40207 | KY | 0 | 0 | 0 | 0
E365.00-OH Conductors and Devices | 2008-05-01 | Non-unitized | 6206 OAK VALLEY DR 40214 | KY | 0 | 0 | 0 | 0
E365.00-OH Conductors and Devices | 2008-05-01 | Non-unitized | 324 E MAIN ST 40202 | KY | 0 | 0 | 0
E365.00-OH Conductors and Devices | 2008-07-01 | Non-unitized | 1364496 | KY | 0 | 0 | 0
E365.00-OH Conductors and Devices | 2008-05-01 | Non-unitized | 1105396 | KY | 0 | 0 | 0
E365.00-OH Conductors and Devices | 2008-05-01 | Non-unitized | 1441714 | KY | 0 | 0 | 0
E365.00-OH Conductors and Devices | 2008-05-01 | Non-unitized | HWY. 1694 NORTH OF I-71 | KY | 0 | 0 | 0 | 0
E365.00-OH Conductors and Devices | 2008-10-01 | Non-unitized | 1479806 | KY | 0 | 0 | 0 | 0
E365.00-OH Conductors and Devices | 2009-01-01 | Non-unitized | 1185225 | KY | 0 | 0 | 0
E365.00-OH Conductors and Devices | 2009-04-01 | Non-unitized | 9708 HOLIDAY DR 40272 | KY | 0 | 0 | 0 | 0
E365.00-OH Conductors and Devices | 2009-01-01 | Non-unitized | 1579695 | KY | 0 | 0 | 0 | 0
E365.00-OH Conductors and Devices | 2008-05-01 | Non-unitized | FALLS AT OLD HENRY | KY | 0 | 0 | 0
E365.00-OH Conductors and Devices | 2009-05-01 | Non-unitized | 5800 CONCORD AVE 40014 | KY | 0 | 0 | 0
E365.00-OH Conductors and Devices | 2009-01-01 | Non-unitized | 1666077 | KY | 0 | 0 | 0 | 0
E365.00-OH Conductors and Devices | 2009-07-01 | Non-unitized | 1503 S 15TH ST 40210 | KY | 0 | 0 | 0
E365.00-OH Conductors and Devices | 2009-01-31 | SWITCHES - CUTOUT | SWITCHES (CUTOUT) (EACH) (07630) | KY | 1 | 1016.93 | 1016.93 | 0
E365.00-OH Conductors and Devices | 2009-12-19 | 500 MCM COPPER CONDUCTOR | #500 MCM W.P. COPPER (00155) | KY | 60 | 262084.33 | 4368.0722 | 0
E365.00-OH Conductors and Devices | 2008-10-31 | CONDUCTOR | CONDUCTOR - (MISC) (06426) | KY | 85 | 946.88 | 11.1398
E365.00-OH Conductors and Devices | 2010-01-01 | Non-unitized | 1205 E WASHINGTON ST 40206 | KY | 0 | 0 | 0 | 0
E365.00-OH Conductors and Devices | 2009-08-31 | Non-unitized | 1069267 | KY | 0 | 0 | 0 | 0
E365.00-OH Conductors and Devices | 2010-01-01 | Non-unitized | 1047 S 15TH ST 40210 | KY | 0 | 0 | 0 | 0
E365.00-OH Conductors and Devices | 2010-01-01 | Non-unitized | 945 S 15TH ST 40210 | KY | 0 | 0 | 0 | 0
E365.00-OH Conductors and Devices | 2009-11-30 | ARRESTERS - OVERHEAD | ARRESTERS - OVERHEAD | KY | 1 | 116.9 | 116.9 | 0
E365.00-OH Conductors and Devices | 2010-10-31 | 4 COPPER CONDUCTOR | #4 W.P. COPPER (00141) | KY | 22305 | 59718.9 | 2.6774 | 0
E365.00-OH Conductors and Devices | 2009-12-19 | 4/0 CONDUCTOR | #4/0 CONDUCTOR (00148) | KY | 96 | 4707.86 | 49.0402 | 0
E365.00-OH Conductors and Devices | 1991-01-01 | MISCELLANEOUS EQUIPMENT | MP1991 Overhead Conductors and Devices | KY | 0 | 0 | 0
E365.00-OH Conductors and Devices | 2004-01-01 | GUY | MP2004 Overhead Conductors and Devices | KY | 0 | 0 | 0
E365.00-OH Conductors and Devices | 2008-05-01 | Non-unitized | WATERSTONE PARK - 3Ø UNDG TO PUMPS | KY | 0 | 0 | 0 | 0
E365.00-OH Conductors and Devices | 2008-05-01 | Non-unitized | RIVER GLADES -ROSE ISLAND | KY | 0 | 0 | 0 | 0
E365.00-OH Conductors and Devices | 2008-05-01 | Non-unitized | 5700 BILLTOWN RD 40299 | KY | 0 | 0 | 0 | 0
E365.00-OH Conductors and Devices | 2008-05-01 | Non-unitized | 2801 INTERIOR WAY 40031 | KY | 0 | 0 | 0 | 0
E365.00-OH Conductors and Devices | 2008-05-01 | Non-unitized | 5300 BL. BARDSTOWN ROAD | KY | 0 | 0 | 0 | 0
E365.00-OH Conductors and Devices | 2008-05-01 | Non-unitized | 5519 BROKERS TIP LN 40272 | KY | 0 | 0 | 0 | 0
E365.00-OH Conductors and Devices | 2008-05-01 | Non-unitized | 2301 MAIN ST | KY | 0 | 0 | 0 | 0
E365.00-OH Conductors and Devices | 2008-05-01 | Non-unitized | 12904 OLD HENRY RD 40223 | KY | 0 | 0 | 0 | 0
E365.00-OH Conductors and Devices | 2008-05-01 | Non-unitized | 531 BARBERRY LN 40206 | KY | 0 | 0 | 0 | 0
E365.00-OH Conductors and Devices | 2009-01-01 | Non-unitized | 1579905 | KY | 0 | 0 | 0
E365.00-OH Conductors and Devices | 2008-11-01 | Non-unitized | 1706028 | KY | 0 | 0 | 0
E365.00-OH Conductors and Devices | 2010-01-01 | Non-unitized | 4109 TAYLORSVILLE RD 40220 | KY | 0 | 0 | 0 | 0
E365.00-OH Conductors and Devices | 2010-05-01 | 500 MCM COPPER CONDUCTOR | #500 MCM W.P. COPPER (00155) | KY | 80 | 3468.52 | 43.3565 | 0
E365.00-OH Conductors and Devices | 2009-11-30 | 350 MCM COPPER CONDUCTOR | #350 MCM BARE COPPER (00183) | KY | 56 | 881.88 | 15.7479 | 0
E365.00-OH Conductors and Devices | 2010-07-01 | Non-unitized | 638 S 40TH STREE 40211 | KY | 0 | 0 | 0 | 0
E365.00-OH Conductors and Devices | 2010-07-01 | Non-unitized | 1801-1813 W BROADWAY 40203 | KY | 0 | 0 | 0 | 0
E365.00-OH Conductors and Devices | 2010-10-01 | Non-unitized | 2828 TAYLORSVILLE RD 40205 | KY | 0 | 0 | 0 | 0
E365.00-OH Conductors and Devices | 2010-10-01 | Non-unitized | 7107 BARDSTOWN ROAD 40291 | KY | 0 | 0 | 0 | 0
E365.00-OH Conductors and Devices | 2010-10-01 | Non-unitized | 6909 W ORELL RD GARG 40272 | KY | 0 | 0 | 0 | 0
E365.00-OH Conductors and Devices | 2011-01-31 | SWITCHES - CUTOUT | SWITCHES (CUTOUT) (EACH) (07630) | KY | 27 | 694.66 | 25.7281 | 0
E365.00-OH Conductors and Devices | 2011-01-31 | 6 COPPER CONDUCTOR | #6 BARE COPPER (00168) | KY | 285 | 578.79 | 2.0308 | 0
E365.00-OH Conductors and Devices | 2011-01-01 | Non-unitized | 139 HISTORICAL TL 40165 | KY | 0 | 0 | 0 | 0
E365.00-OH Conductors and Devices | 2011-01-01 | Non-unitized | 613 LYNDON LN 40222 | KY | 0 | 0 | 0 | 0
E365.00-OH Conductors and Devices | 2011-04-30 | #2 Triplex | #2 CONDUCTOR (00172) | KY | 214 | 729.22 | 3.4076 | 0
E365.00-OH Conductors and Devices | 2011-04-01 | Non-unitized | 1101 N BECKLEY STATION RD 40245 | KY | 0 | 0 | 0 | 0
E365.00-OH Conductors and Devices | 2011-06-30 | 2/0 COPPER CONDUCTOR | #2/0 W.P. COPPER (00146) | KY | 993 | 32070.72 | 32.2968 | 0
E365.00-OH Conductors and Devices | 2011-12-31 | #2 ACSR | #1 CONDUCTOR (00173) | KY | 5398 | 9483.99 | 1.7569 | 0
E365.00-OH Conductors and Devices | 2011-08-01 | Non-unitized | 458 ROBERTS AVE 40214 | KY | 0 | 0 | 0 | 0
E365.00-OH Conductors and Devices | 2012-01-01 | Non-unitized | REP THRD PARTY DAM | KY | 0 | 0 | 0 | 0
E365.00-OH Conductors and Devices | 2011-10-01 | Non-unitized | 1157 S 43 RD. ST 40211 | KY | 0 | 0 | 0 | 0
E365.00-OH Conductors and Devices | 2010-12-31 | Non-unitized | Ckt SM1233 Seminole Sub | KY | 0 | 0 | 0 | 0
E365.00-OH Conductors and Devices | 2011-10-01 | Non-unitized | MULDRAUGH CIRCUIT WORK DIXIE HWY 40155 | KY | 0 | 0 | 0 | 0
E365.00-OH Conductors and Devices | 2012-11-30 | ARRESTERS - OVERHEAD | ARRESTERS - OVERHEAD | KY | 3 | 5186.27 | 1728.7567 | 0
E365.00-OH Conductors and Devices | 2013-01-31 | 795 MCM ALUMINUM CONDUCTOR | #795 MCM ALL ALUM BARE (00122) | KY | 30764 | 373674.34 | 12.1465 | 0
E365.00-OH Conductors and Devices | 2013-03-01 | 500 MCM COPPER CONDUCTOR | #500 MCM W.P. COPPER (00155) | KY | 187 | 16075.69 | 85.9663 | 0
E365.00-OH Conductors and Devices | 2013-06-26 | RECLOSER | RECLOSER, 3PH single tank 800 AMP CONT, 12.5KVA INTERR | KY | 1 | 25380.16 | 25380.16 | 0
E365.00-OH Conductors and Devices | 2013-07-31 | ARRESTERS - OVERHEAD | ARRESTERS - OVERHEAD | KY | 48 | 7140.72 | 148.765 | 0
E365.00-OH Conductors and Devices | 2013-08-31 | INSULATORS - LINE | INSULATORS - LINE | KY | 0 | 0 | 0 | 0
E365.00-OH Conductors and Devices | 2013-08-31 | 20 M.A.W. MESSENGER WIRE | 20 M.A.W. MESSENGER WIRE (FT) (07804) | KY | 16260 | 24108.09 | 1.4827 | 0
E365.00-OH Conductors and Devices | 2013-08-31 | 3/0 CONDUCTOR | #3/0 CONDUCTOR (00176) | KY | 1945 | 24726.61 | 12.7129 | 0
E365.00-OH Conductors and Devices | 2013-04-30 | ARRESTERS - OVERHEAD | ARRESTERS - OVERHEAD | KY | 1 | 130.28 | 130.28 | 0
E365.00-OH Conductors and Devices | 2013-12-31 | 8 COPPER CONDUCTOR | #8 W.P. COPPER (00138) | KY | 8576 | 12602.55 | 1.4695 | 0
E365.00-OH Conductors and Devices | 2014-06-30 | WILDLIFE PROTECTION | WILDLIFE PROTECTION | KY | 3 | 13447.49 | 4482.4967 | 0
E365.00-OH Conductors and Devices | 2014-10-31 | 4A COPPER CONDUCTOR | #4A COPPERWELD COPPER (00195) | KY | 1000 | 11352.88 | 11.3529 | 0
E365.00-OH Conductors and Devices | 2014-12-31 | 2/0 COPPER CONDUCTOR | #2/0 W.P. COPPER (00146) | KY | 8956 | 45545.26 | 5.0854 | 0
E365.00-OH Conductors and Devices | 2015-11-30 | 1/0 CABLE | 1/0 CABLE | KY | 6872 | 16343.12 | 2.3782 | 0
E365.00-OH Conductors and Devices | 2017-05-31 | Non-unitized | CLM030117-LGE MAJOR STORM CAPITAL 030117 | KY | 0 | 0 | 0 | 0
E365.00-OH Conductors and Devices | 2018-02-01 | Non-unitized | CTPD340-Taxable-Capital Thrd Party - 00340012 | KY | 0 | 0 | 0 | 0
E365.00-OH Conductors and Devices | 2017-03-31 | FISHER PIERCE CURRENT SENSOR | FISHER PIERCE CURRENT SENSOR (07824) | KY | 11 | 13061.58 | 1187.4164 | 0
E365.00-OH Conductors and Devices | 2017-06-01 | 1/0 CABLE | 1/0 CABLE | KY | 1034 | 7167.75 | 6.9321 | 0
E365.00-OH Conductors and Devices | 2015-07-31 | 336,400 19 STR. ALL ALUMINUM | 336,400 19 STR. ALL ALUMINUM (FT) (07712) | KY | 5478 | 31780.8 | 5.8015 | 0
E365.00-OH Conductors and Devices | 2017-08-31 | 3/0 CONDUCTOR | #3/0 CONDUCTOR (00176) | KY | 120 | 69.49 | 0.57908 | 0
E365.00-OH Conductors and Devices | 2020-03-31 | Non-unitized | 156138-CA1340 CKT HARDENING | KY | 0 | 0 | 0 | 0
E365.00-OH Conductors and Devices | 2020-01-01 | Non-unitized | CRCST340-Cust Requested - 003400 | KY | 0 | 0 | 0 | 0
E365.00-OH Conductors and Devices | 2020-09-01 | 2/0 COPPER CONDUCTOR | #2/0 W.P. COPPER (00146) | KY | 12087 | 23481.81 | 1.9427 | 0
E365.00-OH Conductors and Devices | 2020-01-01 | SWITCHES - DISCONNECT NEW | SWITCHES - DISCONNECT | KY | 51 | 8988.3 | 176.2412 | 0
E365.00-OH Conductors and Devices | 2019-09-30 | GROUND | GROUND (00103) | KY | 0 | 0 | 0 | 0
E365.00-OH Conductors and Devices | 2020-10-01 | 2/0 COPPER CONDUCTOR | #2/0 W.P. COPPER (00146) | KY | 321 | 1241.84 | 3.8687 | 0
E365.00-OH Conductors and Devices | 2021-01-31 | Non-unitized | 158860-TPPA-Mobilitie 2019 | KY | 0 | 0 | 0 | 0
E365.00-OH Conductors and Devices | 2021-02-01 | Non-unitized | 163702-Golf carts | KY | 0 | 0 | 0 | 0
E365.00-OH Conductors and Devices | 2021-03-01 | 1/0 CABLE | 1/0 CABLE | KY | 84563 | 873944.28 | 10.3348 | 0
E365.00-OH Conductors and Devices | 2021-12-15 | Non-unitized | 161184-CL1226 Ckt Hardening - PH1 is one of the circuits that were identified in the System Hardening project for 2021. WR#s: 6509986, 6538289, 6548382 and 6548433 | KY | 2 | 0 | 0 | 0
E365.00-OH Conductors and Devices | 2020-10-08 | SWITCHES | SWITCHES | KY | 0 | 0 | 0 | 0
E365.00-OH Conductors and Devices | 2021-04-01 | Non-unitized | 164113-2021 SIO Fuse Savings LGE - TA1132 is one of the circuits that were identified in the SIO Fuse Saving project for 2021. | KY | 0 | 0 | 0 | 0
E365.00-OH Conductors and Devices | 2021-10-31 | 4 COPPER CONDUCTOR | #4 W.P. COPPER (00141) | KY | 19267 | 51732.05 | 2.685 | 0
E365.00-OH Conductors and Devices | 2022-04-01 | 4 COPPER CONDUCTOR | #4 W.P. COPPER (00141) | KY | 146120 | 180013.8 | 1.232 | 0
E365.00-OH Conductors and Devices | 2022-04-01 | 2/0 COPPER CONDUCTOR | #2/0 W.P. COPPER (00146) | KY | 10424 | 25036.9 | 2.4019 | 0
E365.00-OH Conductors and Devices | 2022-11-01 | RECLOSER | RECLOSER | KY | 1 | 22404.13 | 22404.13 | 0
E365.00-OH Conductors and Devices | 2023-01-01 | Non-unitized | ARPOLE340-Taxable-Cap Pole Rep/Repl 00340012 | KY | 0 | 0 | 0 | 0
E365.00-OH Conductors and Devices | 2023-01-01 | Non-unitized | ARSTLT332-Taxable-Rep Street Lights 00332012 | KY | 0 | 0 | 0 | 0
E365.00-OH Conductors and Devices | 2022-08-18 | 4/0 CONDUCTOR | #4/0 CONDUCTOR (00148) | KY | 50 | 810.13 | 16.2026 | 0
E365.00-OH Conductors and Devices | 2023-09-19 | Non-unitized | 166804-2022 Cable replacement for Non-Network circuits within the downtown louisville business district | KY | 27 | 2683908.72 | 99404.0267 | 0
E365.00-OH Conductors and Devices | 2023-08-25 | Non-unitized | RIVER FIELDS EASEMEN | KY | 0 | 0 | 0 | 0
E365.00-OH Conductors and Devices | 2024-05-01 | Non-unitized | Investment | KY | 3 | 72828.44 | 24276.1467 | 0
E365.00-OH Conductors and Devices | 2024-02-01 | INSULATORS - LINE | INSULATORS - LINE | KY | 9382 | 455435.33 | 48.5435 | 0
E365.00-OH Conductors and Devices | 2024-01-31 | Non-unitized | 168970 - This project is required to relocate electric distribution facilities along River Rd between Beargrass Creek to Zorn Ave to accommodate Metro Louisville road widening project. Funding has been reallocated from the Louisville Public Works Blanke | KY | 0 | 0 | 0 | 0
E365.00-OH Conductors and Devices | 2024-05-01 | ARRESTERS - UNDERGROUND | ARRESTERS - UNDERGROUND (00499) | KY | 3 | 10748.79 | 3582.93 | 0
E365.00-OH Conductors and Devices | 2024-10-01 | CAPACITORS | CAPACITORS (BANKS) (EACH) (07330) | KY | 8 | 8907.21 | 1113.4012 | 0
E365.00-OH Conductors and Devices | 2024-12-31 | Non-unitized | 175135-MEDICAL TOWERS SOUTH VAULT | KY | 4 | 57325.31 | 14331.3275 | 0
E365.00-OH Conductors and Devices | 2024-05-31 | 6 COPPER CONDUCTOR | #6 BARE COPPER (00168) | KY | 24991 | 1091316.86 | 43.6684 | 0
E365.00-OH Conductors and Devices | 2023-09-30 | 1000 MCM CONDUCTOR | #1000 MCM CONDUCTOR | KY | 50 | 6687.81 | 133.7562 | 0
E365.00-OH Conductors and Devices | 1983-01-01 | #12 CABLE | MP1983 Overhead Conductors and Devices | KY | 0 | 0 | 0
E365.00-OH Conductors and Devices | 1966-01-01 | 6 COPPER CONDUCTOR | MP1966 Overhead Conductors and Devices | KY | 102404 | 12198.12 | 0.11912 | 0
E365.00-OH Conductors and Devices | 1981-01-01 | ARRESTERS - DISTRIBUTION | MP1981 Overhead Conductors and Devices | KY | 2282 | 180048.06 | 78.8992 | 0
E365.00-OH Conductors and Devices | 2004-01-01 | 4/0 CONDUCTOR | MP2004 Overhead Conductors and Devices | KY | 42246 | 200878.98 | 4.755 | 0
E365.00-OH Conductors and Devices | 1986-01-01 | SWITCHES - CUTOUT | MP1986 Overhead Conductors and Devices | KY | 0 | 0 | 0
E365.00-OH Conductors and Devices | 1985-01-01 | 3/0 CONDUCTOR | MP1985 Overhead Conductors and Devices | KY | 20209 | 41520.33 | 2.0545 | 0
E365.00-OH Conductors and Devices | 1974-01-01 | SWITCHES - DISCONNECT NEW | MP1974 Overhead Conductors and Devices | KY | 327 | 40357.86 | 123.4185 | 0
E365.00-OH Conductors and Devices | 1980-01-01 | 392,500 24/13 ACAR WIRE | MP1980 Overhead Conductors and Devices | KY | 214127 | 265207.29 | 1.2386 | 0
E365.00-OH Conductors and Devices | 1991-01-01 | #2 Triplex | MP1991 Overhead Conductors and Devices | KY | 7531 | 18640.5 | 2.4752 | 0
E365.00-OH Conductors and Devices | 1965-01-01 | SKY WIRE | SKY WIRE | KY | 1497 | 198.3 | 0.13246
E365.00-OH Conductors and Devices | 2005-01-01 | #12 CABLE | MP2005 Overhead Conductors and Devices | KY | 0 | 0 | 0
E365.00-OH Conductors and Devices | 1999-01-01 | 20 M.A.W. MESSENGER WIRE | MP1999 Overhead Conductors and Devices | KY | 29120 | 34844.66 | 1.1966 | 0
E365.00-OH Conductors and Devices | 2003-01-01 | 1000 MCM CONDUCTOR | MP2003 Overhead Conductors and Devices | KY | 598 | 103933.35 | 173.8016 | 0
E365.00-OH Conductors and Devices | 2007-01-01 | #12 CABLE | MP2007 Overhead Conductors and Devices | KY | 0 | 0 | 0
E365.00-OH Conductors and Devices | 1976-01-01 | SWITCH - 0-6 AMP LINCOLNTROL | MP1976 Overhead Conductors and Devices | KY | 6 | 1894.72 | 315.7867
E365.00-OH Conductors and Devices | 2006-01-01 | 500 MCM COPPER CONDUCTOR | MP2006 Overhead Conductors and Devices | KY | 5162 | 200192.36 | 38.7819 | 0
E365.00-OH Conductors and Devices | 2008-01-01 | #12 CABLE | MP2008 Overhead Conductors and Devices | KY | 0 | 0 | 0
E365.00-OH Conductors and Devices | 2007-01-01 | 8 COPPER CONDUCTOR | MP2007 Overhead Conductors and Devices | KY | 3001 | 862.19 | 0.2873
E365.00-OH Conductors and Devices | 2008-05-01 | Non-unitized | 700 CENTRAL AVE 40208 | KY | 0 | 0 | 0
E365.00-OH Conductors and Devices | 2008-05-01 | Non-unitized | OVERLOOK AT BEECH SPRING FARM SEC 1 | KY | 0 | 0 | 0 | 0
E365.00-OH Conductors and Devices | 2008-05-01 | Non-unitized | 2511 S POPE LICK RD 40299 | KY | 0 | 0 | 0
E365.00-OH Conductors and Devices | 2008-05-01 | Non-unitized | 7221 GREENWOOD RD | KY | 0 | 0 | 0 | 0
E365.00-OH Conductors and Devices | 2008-05-01 | Non-unitized | BELLAVISTA | KY | 0 | 0 | 0 | 0
E365.00-OH Conductors and Devices | 2008-05-01 | Non-unitized | 10005 DIXIE HWY | KY | 0 | 0 | 0 | 0
E365.00-OH Conductors and Devices | 2008-05-01 | Non-unitized | 919 Johnnie Pack Rd 40108 | KY | 0 | 0 | 0 | 0
E365.00-OH Conductors and Devices | 2008-05-01 | Non-unitized | 7902 BEULAH CHURCH RD 40228 | KY | 0 | 0 | 0
E365.00-OH Conductors and Devices | 2008-05-01 | Non-unitized | 1087595 | KY | 0 | 0 | 0 | 0
E365.00-OH Conductors and Devices | 2008-05-01 | Non-unitized | 1030 S 9TH ST 40203 | KY | 0 | 0 | 0 | 0
E365.00-OH Conductors and Devices | 2008-05-01 | Non-unitized | 1313909 | KY | 0 | 0 | 0 | 0
E365.00-OH Conductors and Devices | 2008-05-01 | Non-unitized | OVERLOOK AT BEECH SPRING FARM | KY | 0 | 0 | 0 | 0
E365.00-OH Conductors and Devices | 2008-05-01 | Non-unitized | HWY 146 AND HWY 329 BY-PASS 40014 | KY | 0 | 0 | 0 | 0
E365.00-OH Conductors and Devices | 2008-05-01 | Non-unitized | 910 N POPE LICK RD 40299 | KY | 0 | 0 | 0 | 0
E365.00-OH Conductors and Devices | 2008-05-01 | Non-unitized | 1131 STANDIFORD AV 40209 | KY | 0 | 0 | 0
E365.00-OH Conductors and Devices | 2008-05-01 | Non-unitized | 1191354 | KY | 0 | 0 | 0 | 0
E365.00-OH Conductors and Devices | 2008-05-01 | Non-unitized | 1407201 | KY | 0 | 0 | 0
E365.00-OH Conductors and Devices | 2008-05-01 | Non-unitized | VAN BUREN BLUFF | KY | 0 | 0 | 0
E365.00-OH Conductors and Devices | 2008-05-01 | Non-unitized | 4111 BRAMERS LN | KY | 0 | 0 | 0
E365.00-OH Conductors and Devices | 1977-01-01 | SWITCHES - CUTOUT NEW | MP1977 Overhead Conductors and Devices | KY | 466 | 36336.2 | 77.9747 | 0
E365.00-OH Conductors and Devices | 2008-08-01 | Non-unitized | 1159615 | KY | 0 | 0 | 0
E365.00-OH Conductors and Devices | 2008-10-01 | Non-unitized | 1589297 | KY | 0 | 0 | 0
E365.00-OH Conductors and Devices | 2008-10-01 | Non-unitized | 1605217 | KY | 0 | 0 | 0
E365.00-OH Conductors and Devices | 2009-01-01 | Non-unitized | 1029 E LIBERTY ST 40204 | KY | 0 | 0 | 0 | 0
E365.00-OH Conductors and Devices | 2009-01-01 | Non-unitized | 5310 MERCURY DR 40214 | KY | 0 | 0 | 0
E365.00-OH Conductors and Devices | 2008-11-01 | Non-unitized | 3RD ST 40202 | KY | 0 | 0 | 0 | 0
E365.00-OH Conductors and Devices | 2008-10-01 | Non-unitized | 4101 DIXIE HWY | KY | 0 | 0 | 0 | 0
E365.00-OH Conductors and Devices | 2009-07-01 | Non-unitized | 10 RIVERPORT RD 10 LOT 40165 | KY | 0 | 0 | 0
E365.00-OH Conductors and Devices | 2008-05-01 | Non-unitized | 11201 PRESTON HY 40229 | KY | 0 | 0 | 0
E365.00-OH Conductors and Devices | 2009-12-17 | ARRESTERS - DISTRIBUTION | DISTRIBUTION ARRESTERS (00504) | KY | 28 | 8257.59 | 294.9139 | 0
E365.00-OH Conductors and Devices | 2009-08-31 | Non-unitized | 1352055 | KY | 0 | 0 | 0 | 0
E365.00-OH Conductors and Devices | 2008-08-31 | 795 MCM ALUMINUM CONDUCTOR | #795 MCM ALL ALUM BARE (00122) | KY | 57558 | 265982.96 | 4.6211 | 0
E365.00-OH Conductors and Devices | 2000-01-01 | 500 MCM COPPER CONDUCTOR | MP2000 Overhead Conductors and Devices | KY | 5156 | 53932.35 | 10.4601 | 0
E365.00-OH Conductors and Devices | 2009-08-01 | Non-unitized | 10420 Covered Bridge Road 40059 | KY | 0 | 0 | 0 | 0
E365.00-OH Conductors and Devices | 2010-02-01 | Non-unitized | 6106 DUTCHMANS LN 40205 | KY | 3 | 0 | 0 | 0
E365.00-OH Conductors and Devices | 2009-01-01 | Non-unitized | 1335244 | KY | 0 | 0 | 0
E365.00-OH Conductors and Devices | 2010-04-01 | Non-unitized | 8312 WOLF PEN BRANCH RD 40059 | KY | 0 | 0 | 0 | 0
E365.00-OH Conductors and Devices | 2010-04-01 | Non-unitized | 428 E KENTUCKY ST 40203 | KY | 0 | 0 | 0 | 0
E365.00-OH Conductors and Devices | 2010-04-01 | Non-unitized | 3411 FENDLEY MILL RD 40031 | KY | 0 | 0 | 0 | 0
E365.00-OH Conductors and Devices | 2008-05-01 | Non-unitized | 1248369 | KY | 0 | 0 | 0
E365.00-OH Conductors and Devices | 2008-05-01 | Non-unitized | 2303 LIME KILN CT 40222 | KY | 0 | 0 | 0 | 0
E365.00-OH Conductors and Devices | 2008-05-01 | Non-unitized | 9310 JAMES HILL RD | KY | 0 | 0 | 0 | 0
E365.00-OH Conductors and Devices | 2008-05-01 | Non-unitized | 9501 TAYLORSVILLE RD 40299 | KY | 0 | 0 | 0 | 0
E365.00-OH Conductors and Devices | 2008-05-01 | Non-unitized | 1829 LASER LN 40299 | KY | 0 | 0 | 0
E365.00-OH Conductors and Devices | 2008-05-01 | Non-unitized | GRADE LN 40013 | KY | 0 | 0 | 0 | 0
E365.00-OH Conductors and Devices | 2008-05-01 | Non-unitized | 13502 BOHANNON AVE | KY | 0 | 0 | 0 | 0
E365.00-OH Conductors and Devices | 2008-05-01 | Non-unitized | 1096707 | KY | 0 | 0 | 0
E365.00-OH Conductors and Devices | 2008-05-01 | Non-unitized | 501 BAXTER AV 40204 | KY | 0 | 0 | 0
E365.00-OH Conductors and Devices | 2008-05-01 | Non-unitized | 4002 S POPE LICK RD 40299 | KY | 0 | 0 | 0 | 0
E365.00-OH Conductors and Devices | 2008-05-01 | Non-unitized | 5801 GREENWOOD RD 40258 | KY | 0 | 0 | 0 | 0
E365.00-OH Conductors and Devices | 2008-05-01 | Non-unitized | 1428486 | KY | 0 | 0 | 0
E365.00-OH Conductors and Devices | 2008-05-01 | Non-unitized | FOSSIL CREEK SEC 1 | KY | 0 | 0 | 0 | 0
E365.00-OH Conductors and Devices | 1994-01-01 | INSULATORS - LINE | MP1994 Overhead Conductors and Devices | KY | 0 | 0 | 0 | 0
E365.00-OH Conductors and Devices | 2009-01-01 | Non-unitized | 1538105 | KY | 0 | 0 | 0 | 0
E365.00-OH Conductors and Devices | 2009-11-01 | Non-unitized | 1063714 | KY | 0 | 0 | 0 | 0
E365.00-OH Conductors and Devices | 2010-01-01 | Non-unitized | PMINSP340-PM Inspections 003400 | KY | 0 | 0 | 0 | 0
E365.00-OH Conductors and Devices | 2010-02-01 | Non-unitized | 7700 THIXTON LN 40229 | KY | 0 | 0 | 0 | 0
E365.00-OH Conductors and Devices | 2010-02-28 | ARRESTERS - OVERHEAD | ARRESTERS - OVERHEAD | KY | 1 | 908.16 | 908.16 | 0
E365.00-OH Conductors and Devices | 2010-05-01 | Non-unitized | 1100 S 43RD STREE 40211 | KY | 0 | 0 | 0 | 0
E365.00-OH Conductors and Devices | 2010-07-01 | SWITCHES - CUTOUT | SWITCHES (CUTOUT) (EACH) (07630) | KY | 3 | 511.44 | 170.48 | 0
E365.00-OH Conductors and Devices | 2010-08-01 | Non-unitized | 7408 JOHNSON SCHOOL RD 40291 | KY | 0 | 0 | 0 | 0
E365.00-OH Conductors and Devices | 2010-10-01 | Non-unitized | 3800 BISHOP LN 40218 | KY | 0 | 0 | 0 | 0
E365.00-OH Conductors and Devices | 2011-01-01 | Non-unitized | 927 S 2ND ST 40203 | KY | 0 | 0 | 0 | 0
E365.00-OH Conductors and Devices | 2011-01-01 | Non-unitized | 2702 HIGHWAY 393 40031 | KY | 0 | 0 | 0 | 0
E365.00-OH Conductors and Devices | 2011-05-31 | CAPACITORS | CAPACITORS (BANKS) (EACH) (07330) | KY | 7 | 17523.26 | 2503.3229 | 0
E365.00-OH Conductors and Devices | 2011-10-31 | RECLOSER, MISCELLANEOUS | RECLOSER, MISCELLANEOUS (06282) | KY | 0 | 0 | 0 | 0
E365.00-OH Conductors and Devices | 2011-10-01 | Non-unitized | Investment | KY | 0 | 0 | 0 | 0
E365.00-OH Conductors and Devices | 2011-10-01 | SWITCHGEAR | SWITCHGEAR (06755) | KY | 0 | 0 | 0 | 0
E365.00-OH Conductors and Devices | 2011-10-31 | 1000 MCM CONDUCTOR | #1000 MCM CONDUCTOR (00181) | KY | 46 | -2064.19 | -44.8737 | 0
E365.00-OH Conductors and Devices | 2011-10-31 | 4/0 CONDUCTOR | #4/0 CONDUCTOR (00148) | KY | 280 | -674.28 | -2.4081 | 0
E365.00-OH Conductors and Devices | 2012-12-31 | INSULATORS - LINE | INSULATORS - LINE | KY | 0 | 0 | 0 | 0
E365.00-OH Conductors and Devices | 2012-12-31 | Non-unitized | SP1115 | KY | 0 | 0 | 0 | 0
E365.00-OH Conductors and Devices | 2012-09-30 | 4A COPPER CONDUCTOR | #4A COPPERWELD COPPER (00195) | KY | 36 | 1071.34 | 29.7594 | 0
E365.00-OH Conductors and Devices | 2012-11-01 | Non-unitized | 4903 BROWNSBORO RD 40222 | KY | 0 | 0 | 0 | 0
E365.00-OH Conductors and Devices | 2012-12-31 | 795 MCM ALUMINUM CONDUCTOR | #795 MCM ALL ALUM BARE (00122) | KY | 13269 | 312353.46 | 23.5401 | 0
E365.00-OH Conductors and Devices | 2013-03-01 | 4 COPPER CONDUCTOR | #4 W.P. COPPER (00141) | KY | 594 | 3782 | 6.367 | 0
E365.00-OH Conductors and Devices | 2014-01-01 | Non-unitized | HIGHWAY #146 2 40010 | KY | 0 | 0 | 0 | 0
E365.00-OH Conductors and Devices | 2013-04-30 | 4 COPPER CONDUCTOR | #4 W.P. COPPER (00141) | KY | 75 | 133.91 | 1.7855 | 0
E365.00-OH Conductors and Devices | 2014-06-30 | SWITCHES - GROUP OPERATED | SWITCHES - MISC. NEW 07632 | KY | 3 | 27618.31 | 9206.1033 | 0
E365.00-OH Conductors and Devices | 2014-08-31 | 1/0 CONDUCTOR | 1/0 CONDUCTOR | KY | 57431 | 951983.79 | 16.5761 | 0
E365.00-OH Conductors and Devices | 2014-12-31 | 1/0 Aluminum | 1/0 Aluminum | KY | 3587 | 15091.66 | 4.2073 | 0
E365.00-OH Conductors and Devices | 2015-01-31 | 2/0 COPPER CONDUCTOR | #2/0 W.P. COPPER (00146) | KY | 428 | 4677.31 | 10.9283 | 0
E365.00-OH Conductors and Devices | 1966-03-01 | Estimated Retirement | TIPTOP3311 (TT3311) REBLD SEC | KY | 0 | 0 | 0 | 0
E365.00-OH Conductors and Devices | 2016-02-29 | 795 MCM ALUMINUM CONDUCTOR | #795 MCM ALL ALUM BARE (00122) | KY | 21199 | 270793.74 | 12.7739 | 0
E365.00-OH Conductors and Devices | 2016-02-29 | 500 MCM COPPER CONDUCTOR | #500 MCM W.P. COPPER (00155) | KY | 193 | 7278.1 | 37.7104 | 0
E365.00-OH Conductors and Devices | 2015-05-31 | 336,400 19 STR. ALL ALUMINUM | 336,400 19 STR. ALL ALUMINUM (FT) (07712) | KY | 120 | 1053.55 | 8.7796 | 0
E365.00-OH Conductors and Devices | 2015-12-31 | Non-unitized | MUD LANE CKT 1286 (ML1286) | KY | 0 | 0 | 0 | 0
E365.00-OH Conductors and Devices | 2015-12-31 | 1000 MCM CONDUCTOR | #1000 MCM CONDUCTOR | KY | 607 | 34306.98 | 56.5189 | 0
E365.00-OH Conductors and Devices | 2016-12-31 | Non-unitized | PILC 2016 LGE CABLE REPL | KY | 0 | 0 | 0 | 0
E365.00-OH Conductors and Devices | 2016-12-26 | Non-unitized | 151817-Homewood Suites Vault | KY | 0 | 0 | 0 | 0
E365.00-OH Conductors and Devices | 2016-12-15 | ARRESTERS - OVERHEAD | ARRESTERS - OVERHEAD | KY | 418 | 91913.33 | 219.8883 | 0
E365.00-OH Conductors and Devices | 2017-10-31 | Non-unitized | 153490-PV1252 CIFI 2017 CIFI | KY | 0 | 0 | 0 | 0
E365.00-OH Conductors and Devices | 2017-07-31 | Non-unitized | 153927-Sub Exit Cable LN0001 | KY | 0 | 0 | 0 | 0
E365.00-OH Conductors and Devices | 2017-09-30 | Non-unitized | RIVERPORT #5 WATSON | KY | 0 | 0 | 0 | 0
E365.00-OH Conductors and Devices | 2016-12-30 | WILDLIFE PROTECTION | WILDLIFE PROTECTION | KY | 18 | 15147.89 | 841.5494 | 0
E365.00-OH Conductors and Devices | 2015-07-31 | RECLOSER | RECLOSER, MISCELLANEOUS (06282) | KY | 45 | 340083.15 | 7557.4033 | 0
E365.00-OH Conductors and Devices | 2017-06-01 | SWITCHES - CUTOUT NEW | SWITCHES - CUTOUT NEW 07630 | KY | 16 | 6481.25 | 405.0781 | 0
E365.00-OH Conductors and Devices | 2018-08-31 | SWITCHES - DISCONNECT NEW | SWITCHES - DISCONNECT | KY | 6 | 15075.07 | 2512.5117 | 0
E365.00-OH Conductors and Devices | 2018-10-31 | 2/0 COPPER CONDUCTOR | #2/0 W.P. COPPER (00146) | KY | 516 | 5031.7 | 9.7514 | 0
E365.00-OH Conductors and Devices | 2018-10-01 | WILDLIFE PROTECTION | WILDLIFE PROTECTION | KY | 59 | 97837.62 | 1658.2647 | 0
E365.00-OH Conductors and Devices | 2018-11-30 | Non-unitized | 157826-Ahrens School Vault | KY | 0 | 0 | 0 | 0
E365.00-OH Conductors and Devices | 2019-06-30 | Non-unitized | 158966-Kunz Vault | KY | 0 | 0 | 0 | 0
E365.00-OH Conductors and Devices | 2019-12-01 | 3/0 CONDUCTOR | #3/0 CONDUCTOR (00176) | KY | 20 | 47.54 | 2.377 | 0
E365.00-OH Conductors and Devices | 2021-01-01 | Non-unitized | ANBSV340O-Taxable-NB Elec Serv OH 00340012 | KY | 0 | 0 | 0 | 0
E365.00-OH Conductors and Devices | 2020-11-01 | Non-unitized | ARPOLE340-Taxable-Cap Pole Rep/Repl 00340012 | KY | 0 | 0 | 0 | 0
E365.00-OH Conductors and Devices | 2020-05-01 | 795 MCM ALUMINUM CONDUCTOR | #795 MCM ALL ALUM BARE (00122) | KY | 4188 | 64578.35 | 15.4199 | 0
E365.00-OH Conductors and Devices | 2021-01-01 | Non-unitized | LAGRANGE-ENG STATION | KY | 0 | 0 | 0 | 0
E365.00-OH Conductors and Devices | 2020-10-06 | Non-unitized | Investment | KY | 0 | 0 | 0 | 0
E365.00-OH Conductors and Devices | 2021-10-31 | SWITCHES - GROUP OPERATED | SWITCHES - GROUP OPERATED 07632 | KY | 4 | 1726.78 | 431.695 | 0
E365.00-OH Conductors and Devices | 2021-06-01 | Non-unitized | 162420-South Park Reconductor-TEP -Transmission planning has requested to rebuild 1.4 miles of the Ashbottom – South Park 69kV line (6639 circuit) with 1272 ACSR conductor and OPGW. Distribution is under built for 0.24 miles of the route and will need to | KY | 0 | 0 | 0 | 0
E365.00-OH Conductors and Devices | 2021-01-01 | ARRESTERS - OVERHEAD | ARRESTERS - OVERHEAD | KY | 72 | 13362.37 | 185.5885 | 0
E365.00-OH Conductors and Devices | 2021-10-01 | Non-unitized | 165926-TA1173 CEMI 2021 is one of the circuits that were identified in the CEMI project for 2021. WR# 6868572 | KY | 0 | 0 | 0 | 0
E365.00-OH Conductors and Devices | 2021-06-01 | ARRESTERS - OVERHEAD | ARRESTERS - OVERHEAD | KY | 113 | 30096.57 | 266.3413 | 0
E365.00-OH Conductors and Devices | 2022-03-31 | 336,400 19 STR. ALL ALUMINUM | 336,400 19 STR. ALL ALUMINUM (FT) (07712) | KY | 110 | 201.44 | 1.8313 | 0
E365.00-OH Conductors and Devices | 2022-03-31 | GROUND | GROUND (00103) | KY | 11 | 121.33 | 11.03 | 0
E365.00-OH Conductors and Devices | 2022-01-01 | #2 Triplex | #2 Triplex | KY | 131467 | 1597288.52 | 12.1497 | 0
E365.00-OH Conductors and Devices | 2021-03-31 | 123,270 ACAR WIRE | 123,270 ACAR WIRE (FT) (07686) | KY | 100 | 22.1 | 0.221 | 0
E365.00-OH Conductors and Devices | 2024-01-31 | 4 COPPER CONDUCTOR | #4 W.P. COPPER (00141) | KY | 318415 | 1320016.94 | 4.1456 | 0
E365.00-OH Conductors and Devices | 2023-09-30 | SWITCHES - GROUP OPERATED | SWITCHES - GROUP OPERATED 07632 | KY | 6 | 217521.06 | 36253.51 | 0
E365.00-OH Conductors and Devices | 1980-01-01 | 336,400 19 STR. ALL ALUMINUM | MP1980 Overhead Conductors and Devices | KY | 80486 | 107945.46 | 1.3412 | 0
E365.00-OH Conductors and Devices | 1990-01-01 | 8 COPPER CONDUCTOR | MP1990 Overhead Conductors and Devices | KY | 60 | 103.65 | 1.7275 | 0
E365.00-OH Conductors and Devices | 1984-01-01 | 795 MCM ALUMINUM CONDUCTOR | MP1984 Overhead Conductors and Devices | KY | 177850 | 956442.34 | 5.3778 | 0
E365.00-OH Conductors and Devices | 1971-01-01 | TO BE SPREAD OVER ASSETS IN ACCOUNT | MP1971 Overhead Conductors and Devices | KY | 0 | 0 | 0
E365.00-OH Conductors and Devices | 1935-01-01 | TO BE SPREAD OVER ASSETS IN ACCOUNT | MP1935 Overhead Conductors and Devices | KY | 0 | 0 | 0
E365.00-OH Conductors and Devices | 1990-01-01 | 195,700 ACAR WIRE | MP1990 Overhead Conductors and Devices | KY | 23188 | 49217.32 | 2.1225 | 0
E365.00-OH Conductors and Devices | 1994-01-01 | 4/0 CONDUCTOR | MP1994 Overhead Conductors and Devices | KY | 6331 | 35841.46 | 5.6613 | 0
E365.00-OH Conductors and Devices | 1978-01-01 | SWITCHES - CUTOUT | MP1978 Overhead Conductors and Devices | KY | 0 | 0 | 0
E365.00-OH Conductors and Devices | 1969-01-01 | 4 COPPER CONDUCTOR | MP1969 Overhead Conductors and Devices | KY | 179409 | 38440.91 | 0.21426 | 0
E365.00-OH Conductors and Devices | 1977-01-01 | 4 COPPER CONDUCTOR | MP1977 Overhead Conductors and Devices | KY | 69130 | 36578.58 | 0.52913 | 0
E365.00-OH Conductors and Devices | 1999-01-01 | #2 Triplex | MP1999 Overhead Conductors and Devices | KY | 47697 | 944525.71 | 19.8026 | 0
E365.00-OH Conductors and Devices | 1987-01-01 | 4 COPPER CONDUCTOR | MP1987 Overhead Conductors and Devices | KY | 63924 | 139659.36 | 2.1848 | 0
E365.00-OH Conductors and Devices | 1985-01-01 | 392,500 24/13 ACAR WIRE | MP1985 Overhead Conductors and Devices | KY | 311 | 716.66 | 2.3044 | 0
E365.00-OH Conductors and Devices | 1997-01-01 | 1000 MCM CONDUCTOR | #1000 MCM CONDUCTOR | KY | 3 | 8.94 | 2.98
E365.00-OH Conductors and Devices | 1934-01-01 | 3/0 CONDUCTOR | #3/0 CONDUCTION | KY | 3116 | 424 | 0.13607 | 0
E365.00-OH Conductors and Devices | 1986-01-01 | MISCELLANEOUS EQUIPMENT | MP1986 Overhead Conductors and Devices | KY | 0 | 0 | 0
E365.00-OH Conductors and Devices | 2008-05-01 | Non-unitized | OAK POINTE | KY | 0 | 0 | 0
E365.00-OH Conductors and Devices | 2008-05-01 | Non-unitized | CLEARWATER FARMS EAST APTS. | KY | 0 | 0 | 0 | 0
E365.00-OH Conductors and Devices | 2008-05-01 | Non-unitized | 1340 LYNDON LN 40222 | KY | 0 | 0 | 0
E365.00-OH Conductors and Devices | 2008-05-01 | Non-unitized | 9501 CANE RUN RD 50258 | KY | 0 | 0 | 0 | 0
E365.00-OH Conductors and Devices | 2008-05-01 | Non-unitized | HURSTBOURNE PKWY | KY | 0 | 0 | 0
E365.00-OH Conductors and Devices | 2008-05-01 | Non-unitized | 3131 POPLAR LEVEL RD 40213 | KY | 0 | 0 | 0
E365.00-OH Conductors and Devices | 2008-05-01 | Non-unitized | 417 FINZER 40202 | KY | 0 | 0 | 0 | 0
E365.00-OH Conductors and Devices | 2008-05-01 | Non-unitized | 1232736 | KY | 0 | 0 | 0
E365.00-OH Conductors and Devices | 2008-05-01 | Non-unitized | 1159899 | KY | 0 | 0 | 0
E365.00-OH Conductors and Devices | 2008-05-01 | Non-unitized | 1022505 | KY | 0 | 0 | 0 | 0
E365.00-OH Conductors and Devices | 2008-05-01 | Non-unitized | GREY OAKS | KY | 0 | 0 | 0 | 0
E365.00-OH Conductors and Devices | 2008-05-01 | Non-unitized | 4315 W Highway # 42 40026 | KY | 0 | 0 | 0 | 0
E365.00-OH Conductors and Devices | 2008-05-01 | Non-unitized | 1304994 | KY | 0 | 0 | 0 | 0
E365.00-OH Conductors and Devices | 2008-05-01 | Non-unitized | 2440 S Floyd St 40208 | KY | 0 | 0 | 0
E365.00-OH Conductors and Devices | 2008-05-01 | Non-unitized | 59 INDIAN HILLS TRL 40207 | KY | 0 | 0 | 0
E365.00-OH Conductors and Devices | 2008-05-01 | Non-unitized | 8141 BARDSTOWN RD. 40291 | KY | 0 | 0 | 0
E365.00-OH Conductors and Devices | 2008-05-01 | Non-unitized | WINDGATE MEADOW - S | KY | 0 | 0 | 0
E365.00-OH Conductors and Devices | 2008-05-01 | Non-unitized | POLLARD DEVELOPMENT | KY | 0 | 0 | 0
E365.00-OH Conductors and Devices | 2006-11-08 | SWITCHES - CUTOUT NEW | SWITCHES - CUTOUT NEW 07630 | KY | 0 | 0 | 0 | 0
E365.00-OH Conductors and Devices | 2009-12-31 | SWITCHES - CUTOUT | SWITCHES (CUTOUT) (EACH) (07630) | KY | 26 | 67251.48 | 2586.5954 | 0
E365.00-OH Conductors and Devices | 2008-05-01 | Non-unitized | 1065550 | KY | 0 | 0 | 0
E365.00-OH Conductors and Devices | 2007-01-01 | SWITCHES - CUTOUT NEW | MP2007 Overhead Conductors and Devices | KY | 263 | 53224.62 | 202.375 | 0
E365.00-OH Conductors and Devices | 2009-02-01 | Non-unitized | 1367985 | KY | 0 | 0 | 0
E365.00-OH Conductors and Devices | 2009-10-01 | Non-unitized | 4158 SHELBYVILLE RD 40207 | KY | 0 | 0 | 0 | 0
E365.00-OH Conductors and Devices | 2009-12-10 | 336,400 19 STR. ALL ALUMINUM | 336,400 19 STR. ALL ALUMINUM (FT) (07712) | KY | 64 | -10759.22 | -168.1128 | 0
E365.00-OH Conductors and Devices | 2009-08-31 | CONDUCTOR | CONDUCTOR - (MISC) (06426) | KY | 565 | 13289.66 | 23.5215 | 0
E365.00-OH Conductors and Devices | 2010-01-01 | Non-unitized | 11709 BARDSTOWN RD 40291 | KY | 0 | 0 | 0
E365.00-OH Conductors and Devices | 2010-01-01 | Non-unitized | FLOYD & BRANDIES 40208 | KY | 0 | 0 | 0 | 0
E365.00-OH Conductors and Devices | 2010-01-01 | Non-unitized | CORNER CLAY & MADISON (MADISON SUB) 40202 | KY | 0 | 0 | 0 | 0
E365.00-OH Conductors and Devices | 2010-04-01 | Non-unitized | BLANKENBAKER & MARTIN HOUSE 40243 | KY | 0 | 0 | 0 | 0
E365.00-OH Conductors and Devices | 2010-04-01 | Non-unitized | 2129 CHEROKEE PKY 40204 | KY | 0 | 0 | 0 | 0
E365.00-OH Conductors and Devices | 2009-08-31 | Non-unitized | 1454424 | KY | 0 | 0 | 0 | 0
E365.00-OH Conductors and Devices | 2008-05-01 | Non-unitized | 8500 HIGHWAY 329 40014 | KY | 0 | 0 | 0 | 0
E365.00-OH Conductors and Devices | 2008-05-01 | Non-unitized | 14201 PAULEYS GAP RD | KY | 0 | 0 | 0 | 0
E365.00-OH Conductors and Devices | 2008-05-01 | Non-unitized | 7404 ABBOTT LN 40014 | KY | 0 | 0 | 0
E365.00-OH Conductors and Devices | 2008-05-01 | Non-unitized | 302 S PETERSON AVE 40206 | KY | 0 | 0 | 0 | 0
E365.00-OH Conductors and Devices | 2008-05-01 | Non-unitized | 1110 OLD CANNONS LN 40207 | KY | 0 | 0 | 0 | 0
E365.00-OH Conductors and Devices | 2008-05-01 | Non-unitized | 1707 MAGNOLIA LANE 40223 | KY | 0 | 0 | 0 | 0
E365.00-OH Conductors and Devices | 2008-10-01 | Non-unitized | 1582427 | KY | 0 | 0 | 0 | 0
E365.00-OH Conductors and Devices | 2008-11-01 | Non-unitized | 1335244 | KY | 0 | 0 | 0
E365.00-OH Conductors and Devices | 2008-11-01 | Non-unitized | 2919 BARDSTOWN RD 40205 | KY | 0 | 0 | 0
E365.00-OH Conductors and Devices | 2009-05-01 | Non-unitized | 7500 Hanna Road 40014 | KY | 0 | 0 | 0 | 0
E365.00-OH Conductors and Devices | 2008-08-17 | RECLOSER | RECLOSER, MISCELLANEOUS (06282) | KY | 5 | 209068.9 | 41813.78 | 0
E365.00-OH Conductors and Devices | 1998-01-01 | INSULATORS - LINE | MP1998 Overhead Conductors and Devices | KY | 0 | 0 | 0 | 0
E365.00-OH Conductors and Devices | 2009-11-01 | Non-unitized | 1500 BERNHEIM LN 40210 | KY | 0 | 0 | 0 | 0
E365.00-OH Conductors and Devices | 2007-03-01 | SWITCHES - CUTOUT NEW | SWITCHES - CUTOUT NEW 07630 | KY | 2 | -1039.2 | -519.6 | 0
E365.00-OH Conductors and Devices | 2009-10-01 | 350 MCM COPPER CONDUCTOR | #350 MCM BARE COPPER (00183) | KY | 649 | 27963.79 | 43.0875 | 0
E365.00-OH Conductors and Devices | 2010-04-01 | Non-unitized | 16101 PLUM CREEK TRAIL LOT 15 40299 | KY | 0 | 0 | 0 | 0
E365.00-OH Conductors and Devices | 2010-07-01 | CONDUCTOR | CONDUCTOR - (MISC) (06426) | KY | 3500 | 8448.83 | 2.414 | 0
E365.00-OH Conductors and Devices | 2010-07-01 | Non-unitized | TURTLE CREEK COURT | KY | 0 | 0 | 0 | 0
E365.00-OH Conductors and Devices | 2010-08-01 | Non-unitized | 3100 KAYE LAWN DRIVE 40220 | KY | 0 | 0 | 0 | 0
E365.00-OH Conductors and Devices | 2010-07-01 | Non-unitized | 817 GLENGARRY DRIVE 40118 | KY | 0 | 0 | 0 | 0
E365.00-OH Conductors and Devices | 2010-07-01 | Non-unitized | 7306 HIGHWAY 524 40077 | KY | 0 | 0 | 0 | 0
E365.00-OH Conductors and Devices | 2010-07-01 | Non-unitized | 207 N CAMPBELL ST 40206 | KY | 0 | 0 | 0 | 0
E365.00-OH Conductors and Devices | 2010-10-01 | Non-unitized | 3220 ROSE ISLAND ROAD 40059 | KY | 0 | 0 | 0 | 0
E365.00-OH Conductors and Devices | 2010-02-28 | 500 MCM COPPER CONDUCTOR | #500 MCM W.P. COPPER (00155) | KY | 91 | 4180.24 | 45.9367 | 0
E365.00-OH Conductors and Devices | 2011-01-01 | ARRESTERS - NEW | ARRESTERS - NEW (06334) | KY | 138 | 53852.97 | 390.2389 | 0
E365.00-OH Conductors and Devices | 2011-01-01 | Non-unitized | 7424 ECHO TR 40299 | KY | 0 | 0 | 0 | 0
E365.00-OH Conductors and Devices | 2011-01-01 | Non-unitized | 1000 BAXTER AVE 40204 | KY | 0 | 0 | 0 | 0
E365.00-OH Conductors and Devices | 2011-04-01 | Non-unitized | SULLIVAN APARTMENTS-PHASE II | KY | 0 | 0 | 0 | 0
E365.00-OH Conductors and Devices | 2011-05-01 | Non-unitized | 700 E MARKET ST 40202 | KY | 0 | 0 | 0 | 0
E365.00-OH Conductors and Devices | 2011-04-01 | Non-unitized | CABIN WAY-5815 | KY | 0 | 0 | 0 | 0
E365.00-OH Conductors and Devices | 2011-07-01 | Non-unitized | 1401 STORY AVE 40206 | KY | 0 | 0 | 0 | 0
E365.00-OH Conductors and Devices | 2012-05-31 | WILDLIFE PROTECTION | WILDLIFE PROTECTION | KY | 32 | 72998.16 | 2281.1925 | 0
E365.00-OH Conductors and Devices | 2012-12-01 | 1/0 CONDUCTOR | 1/0 CONDUCTOR | KY | 11899 | 62894.95 | 5.2857 | 0
E365.00-OH Conductors and Devices | 2012-01-01 | Non-unitized | 15906 PIERCY MILL RD 40245 | KY | 0 | 0 | 0 | 0
E365.00-OH Conductors and Devices | 2012-01-01 | Non-unitized | 3200 TEN BROECK WAY 40241 | KY | 0 | 0 | 0 | 0
E365.00-OH Conductors and Devices | 2011-10-01 | Non-unitized | New Bus Comm - OH - Project Level Work Order | KY | 0 | 0 | 0 | 0
E365.00-OH Conductors and Devices | 2011-11-30 | SWITCHES - DISCONNECT NEW | SWITCHES - DISCONNECT NEW 07631 | KY | 34 | 51199.74 | 1505.8747 | 0
E365.00-OH Conductors and Devices | 2012-03-31 | 795 MCM ALUMINUM CONDUCTOR | #795 MCM ALL ALUM BARE (00122) | KY | 2293 | 23467.42 | 10.2344 | 0
E365.00-OH Conductors and Devices | 2012-06-30 | SWITCHES - CUTOUT NEW | SWITCHES - CUTOUT NEW 07630 | KY | 3 | 5368.13 | 1789.3767 | 0
E365.00-OH Conductors and Devices | 2013-12-31 | Non-unitized | LGE MAJOR STORM 071013 | KY | 0 | 0 | 0 | 0
E365.00-OH Conductors and Devices | 2014-01-01 | Non-unitized | CNBSV340O-NB Elect Serv OH - 003400 | KY | 0 | 0 | 0 | 0
E365.00-OH Conductors and Devices | 2013-11-30 | SWITCHES - CUTOUT NEW | SWITCHES - CUTOUT NEW 07630 | KY | 156 | 58604.06 | 375.6671 | 0
E365.00-OH Conductors and Devices | 2014-12-31 | 6 COPPER CONDUCTOR | #6 BARE COPPER (00168) | KY | 248236 | 668201.47 | 2.6918 | 0
E365.00-OH Conductors and Devices | 2015-06-30 | ARRESTERS - OVERHEAD | ARRESTERS - OVERHEAD | KY | 1505 | 454771.13 | 302.1735 | 0
E365.00-OH Conductors and Devices | 2014-12-31 | 1/0 CONDUCTOR | 1/0 CONDUCTOR | KY | 12611 | 123539.3 | 9.7962 | 0
E365.00-OH Conductors and Devices | 2015-12-31 | 2/0 COPPER CONDUCTOR | #2/0 W.P. COPPER (00146) | KY | 1908 | 19830.02 | 10.3931 | 0
E365.00-OH Conductors and Devices | 2014-08-31 | 1000 MCM CONDUCTOR | #1000 MCM CONDUCTOR | KY | 81 | 44723.52 | 552.1422 | 0
E365.00-OH Conductors and Devices | 2014-06-30 | SWITCHES - CUTOUT NEW | SWITCHES - CUTOUT NEW 07630 | KY | 39 | 3203.38 | 82.1379 | 0
E365.00-OH Conductors and Devices | 2015-11-30 | 123,270 ACAR WIRE | 123,270 ACAR WIRE (FT) (07686) | KY | 499 | 995.41 | 1.9948 | 0
E365.00-OH Conductors and Devices | 2016-07-01 | Non-unitized | NONE | KY | 0 | 0 | 0 | 0
E365.00-OH Conductors and Devices | 2016-03-31 | 123,270 ACAR WIRE | 123,270 ACAR WIRE (FT) (07686) | KY | 1600 | 4110.46 | 2.569 | 0
E365.00-OH Conductors and Devices | 2017-04-01 | Non-unitized | CTBRD340U-Taxable-Cap Trouble Orders UG - 00340012 | KY | 8 | 0 | 0 | 0
E365.00-OH Conductors and Devices | 2016-12-31 | Non-unitized | Lynn Subst (LN0003) Exit Cable | KY | 0 | 0 | 0 | 0
E365.00-OH Conductors and Devices | 2018-12-31 | 4 COPPER CONDUCTOR | #4 W.P. COPPER (00141) | KY | 14579 | 89068.16 | 6.1093 | 0
E365.00-OH Conductors and Devices | 2015-06-30 | WILDLIFE PROTECTION | WILDLIFE PROTECTION | KY | 29 | 30713.44 | 1059.0841 | 0
E365.00-OH Conductors and Devices | 2019-04-30 | Non-unitized | NONE | KY | 0 | 0 | 0 | 0
E365.00-OH Conductors and Devices | 2019-12-01 | INSULATORS - LINE | INSULATORS - LINE | KY | 661 | 7184.01 | 10.8684 | 0
E365.00-OH Conductors and Devices | 2018-11-01 | Non-unitized | NONE | KY | 0 | 0 | 0 | 0
E365.00-OH Conductors and Devices | 2020-02-29 | Non-unitized | CLM082019-LGE Major Storm-Capital-082019 | KY | 0 | 0 | 0 | 0
E365.00-OH Conductors and Devices | 2020-09-01 | Non-unitized | 161306-NA1269 Phase -1 | KY | 0 | 0 | 0 | 0
E365.00-OH Conductors and Devices | 2020-11-01 | Non-unitized | ASTLT332-NB Street Lights 003320 | KY | 0 | 0 | 0 | 0
E365.00-OH Conductors and Devices | 2020-10-20 | WILDLIFE PROTECTION | WILDLIFE PROTECTION | KY | 2 | 429.34 | 214.67 | 0
E365.00-OH Conductors and Devices | 2021-04-01 | 336,400 19 STR. ALL ALUMINUM | 336,400 19 STR. ALL ALUMINUM (FT) (07712) | KY | 18884 | 3384.88 | 0.17925 | 0
E365.00-OH Conductors and Devices | 2021-01-01 | WILDLIFE PROTECTION | WILDLIFE PROTECTION | KY | 6 | 3570.74 | 595.1233 | 0
E365.00-OH Conductors and Devices | 2022-01-01 | ARRESTERS - OVERHEAD | ARRESTERS - OVERHEAD | KY | 1847 | 734330.86 | 397.5803 | 0
E365.00-OH Conductors and Devices | 2022-01-01 | Non-unitized | ATBRD343U-Taxable-Cap Trouble Orders UG 00343012 | KY | 0 | 0 | 0 | 0
E365.00-OH Conductors and Devices | 2022-02-28 | SWITCHES - CUTOUT NEW | SWITCHES - CUTOUT NEW 07630 | KY | 351 | 310508.98 | 884.641 | 0
E365.00-OH Conductors and Devices | 2023-02-01 | #2 Triplex | #2 Triplex | KY | 67444 | 826378.7 | 12.2528 | 0
E365.00-OH Conductors and Devices | 2023-04-01 | Non-unitized | 22PITP340-2022 PITP Louisville | KY | 0 | 0 | 0 | 0
E365.00-OH Conductors and Devices | 2023-05-01 | WILDLIFE PROTECTION | WILDLIFE PROTECTION | KY | 11 | 17135.36 | 1557.76 | 0
E365.00-OH Conductors and Devices | 2021-12-15 | VACUUM INTERRUPTER SWITCH | VACUUM INTERRUPTER SWITCH | KY | 2 | 80041.15 | 40020.575 | 0
E365.00-OH Conductors and Devices | 2023-02-16 | SWITCHES - CUTOUT NEW | SWITCHES - CUTOUT NEW 07630 | KY | 51 | 113907.7 | 2233.4843 | 0
E365.00-OH Conductors and Devices | 2023-05-01 | 1/0 Aluminum | 1/0 Aluminum | KY | 5250 | 37489.05 | 7.1408 | 0
E365.00-OH Conductors and Devices | 2023-05-01 | 20 M.A.W. MESSENGER WIRE | 20 M.A.W. MESSENGER WIRE (FT) (07804) | KY | 6800 | 56545.16 | 8.3155 | 0
E365.00-OH Conductors and Devices | 2023-08-31 | VACUUM INTERRUPTER SWITCH | VACUUM INTERRUPTER SWITCH | KY | 3 | 113218.78 | 37739.5933 | 0
E365.00-OH Conductors and Devices | 2024-01-01 | 1000 MCM CONDUCTOR | #1000 MCM CONDUCTOR | KY | 10 | 2090.39 | 209.039 | 0
E365.00-OH Conductors and Devices | 2024-08-08 | 195,700 ACAR WIRE | 195,700 ACAR WIRE (FT) (07711) | KY | 50 | 242.06 | 4.8412 | 0
E365.00-OH Conductors and Devices | 1978-01-01 | #12 CABLE | MP1978 Overhead Conductors and Devices | KY | 0 | 0 | 0
E365.00-OH Conductors and Devices | 1968-01-01 | SKY WIRE | MP1968 Overhead Conductors and Devices | KY | 30220 | 32958.12 | 1.0906 | 0
E365.00-OH Conductors and Devices | 1981-01-01 | CAPACITORS | MP1981 Overhead Conductors and Devices | KY | 37 | 17912.23 | 484.1143 | 0
E365.00-OH Conductors and Devices | 1993-01-01 | ARRESTERS - DISTRIBUTION | MP1993 Overhead Conductors and Devices | KY | 2092 | 509989.46 | 243.7808 | 0
E365.00-OH Conductors and Devices | 1970-01-01 | 795 MCM ALUMINUM CONDUCTOR | MP1970 Overhead Conductors and Devices | KY | 99292 | 88637.03 | 0.89269 | 0
E365.00-OH Conductors and Devices | 1992-01-01 | 4 COPPER CONDUCTOR | MP1992 Overhead Conductors and Devices | KY | 64561 | 172179.82 | 2.6669 | 0
E365.00-OH Conductors and Devices | 1999-01-01 | 4 COPPER CONDUCTOR | MP1999 Overhead Conductors and Devices | KY | 44538 | 264369.84 | 5.9358 | 0
E365.00-OH Conductors and Devices | 1965-01-01 | 2/0 COPPER CONDUCTOR | #2/0 W.P. COPPER | KY | 351 | 79.44 | 0.22632 | 0
E365.00-OH Conductors and Devices | 1970-01-01 | SKY WIRE | SKY WIRE | KY | 7483 | 1691.52 | 0.22605 | 0
E365.00-OH Conductors and Devices | 1973-01-01 | MISCELLANEOUS EQUIPMENT | MP1973 Overhead Conductors and Devices | KY | 0 | 0 | 0
E365.00-OH Conductors and Devices | 1979-01-01 | 4 COPPER CONDUCTOR | #4 W.P. COPPER | KY | 1225 | 875.62 | 0.71479 | 0
E365.00-OH Conductors and Devices | 2008-05-01 | Non-unitized | 3030 BARDSTOWN RD 40205 | KY | 0 | 0 | 0 | 0
E365.00-OH Conductors and Devices | 2008-05-01 | Non-unitized | 1091115 | KY | 0 | 0 | 0
E365.00-OH Conductors and Devices | 2008-05-01 | Non-unitized | 4100 SPRINGDALE RD 40241 | KY | 0 | 0 | 0 | 0
E365.00-OH Conductors and Devices | 2008-05-01 | Non-unitized | 7400 RIVER RD 40222 | KY | 0 | 0 | 0 | 0
E365.00-OH Conductors and Devices | 2008-05-01 | Non-unitized | 10101 WELCH DR | KY | 0 | 0 | 0 | 0
E365.00-OH Conductors and Devices | 2008-05-01 | Non-unitized | 1106335 | KY | 0 | 0 | 0 | 0
E365.00-OH Conductors and Devices | 2008-05-01 | Non-unitized | Harmony Landing 40026 | KY | 0 | 0 | 0
E365.00-OH Conductors and Devices | 2008-05-01 | Non-unitized | 2223 DOUGLASS BV REAR 40205 | KY | 0 | 0 | 0 | 0
E365.00-OH Conductors and Devices | 2008-05-01 | Non-unitized | 524906 | KY | 0 | 0 | 0
E365.00-OH Conductors and Devices | 2008-05-01 | Non-unitized | 0 CONESTOGA PY 40165 | KY | 0 | 0 | 0 | 0
E365.00-OH Conductors and Devices | 2008-05-01 | Non-unitized | 4200 CHAMPIONS TRACE LN 40218 | KY | 0 | 0 | 0
E365.00-OH Conductors and Devices | 2008-05-01 | Non-unitized | 8039 WATTERSON TL 0 LOT 40291 | KY | 0 | 0 | 0 | 0
E365.00-OH Conductors and Devices | 2008-07-01 | Non-unitized | 1432524 | KY | 0 | 0 | 0 | 0
E365.00-OH Conductors and Devices | 2008-05-01 | Non-unitized | 1417634 | KY | 0 | 0 | 0 | 0
E365.00-OH Conductors and Devices | 2008-05-01 | Non-unitized | 1900 EMBASSY SQUARE BV 40299 | KY | 0 | 0 | 0 | 0
E365.00-OH Conductors and Devices | 2008-10-01 | Non-unitized | 1480675 | KY | 0 | 0 | 0 | 0
E365.00-OH Conductors and Devices | 2008-10-01 | Non-unitized | 8104 NATIONAL TPKE | KY | 0 | 0 | 0
E365.00-OH Conductors and Devices | 2008-10-01 | Non-unitized | 1669686 | KY | 0 | 0 | 0 | 0
E365.00-OH Conductors and Devices | 2009-02-01 | Non-unitized | 1335 S HURSTBOURNE PKY 40222 | KY | 0 | 0 | 0
E365.00-OH Conductors and Devices | 2009-01-01 | Non-unitized | 1270 S PRESTON HY 40165 | KY | 0 | 0 | 0
E365.00-OH Conductors and Devices | 2008-08-31 | RECLOSER, MISCELLANEOUS | RECLOSER, MISCELLANEOUS (06282) | KY | 3 | 0 | 0
E365.00-OH Conductors and Devices | 2009-06-16 | Non-unitized | FAIRMONT CIRCUIT WORK - EXTEND (3) ADDITIONAL CIRCUITS | KY | 0 | 0 | 0 | 0
E365.00-OH Conductors and Devices | 2009-09-01 | #2 ACSR | #1 CONDUCTOR (00173) | KY | 45136 | 340352.5 | 7.5406 | 0
E365.00-OH Conductors and Devices | 2009-07-01 | Non-unitized | 1052224 | KY | 0 | 0 | 0
E365.00-OH Conductors and Devices | 2008-12-31 | ARRESTERS - OVERHEAD | ARRESTERS - OVERHEAD | KY | 0 | 0 | 0 | 0
E365.00-OH Conductors and Devices | 2009-05-31 | SWITCHES - CUTOUT NEW | SWITCHES - CUTOUT NEW 07630 | KY | 3 | 519.43 | 173.1433 | 0
E365.00-OH Conductors and Devices | 2008-05-01 | Non-unitized | 1347684 | KY | 0 | 0 | 0
E365.00-OH Conductors and Devices | 2009-04-01 | Non-unitized | 3910 S 5TH ST TOWER CELL 40214 | KY | 0 | 0 | 0
E365.00-OH Conductors and Devices | 2008-05-01 | Non-unitized | 4331 CHURCHMAN AV 40215 | KY | 0 | 0 | 0
E365.00-OH Conductors and Devices | 2008-05-01 | Non-unitized | 325 BAXTER AV 40204 | KY | 0 | 0 | 0
E365.00-OH Conductors and Devices | 2009-08-31 | Non-unitized | 1321195 | KY | 0 | 0 | 0 | 0
E365.00-OH Conductors and Devices | 2010-01-01 | Non-unitized | 5631 Juniper Beach Road 40059 | KY | 0 | 0 | 0
E365.00-OH Conductors and Devices | 2008-07-31 | #2 Triplex | #2 BARE COPPER (00172) | KY | 35 | 1272.81 | 36.366 | 0
E365.00-OH Conductors and Devices | 2009-09-30 | ARRESTERS - OVERHEAD | ARRESTERS - OVERHEAD | KY | 0 | 0 | 0 | 0
E365.00-OH Conductors and Devices | 2010-01-01 | Non-unitized | 12412 TAYLORSVILLE RD SIGNAL 40299 | KY | 0 | 0 | 0 | 0
E365.00-OH Conductors and Devices | 2005-01-01 | 1000 MCM CONDUCTOR | MP2005 Overhead Conductors and Devices | KY | 0 | 0 | 0 | 0
E365.00-OH Conductors and Devices | 2008-05-01 | Non-unitized | 1144301 | KY | 0 | 0 | 0
E365.00-OH Conductors and Devices | 2008-05-01 | Non-unitized | 1171195 | KY | 0 | 0 | 0 | 0
E365.00-OH Conductors and Devices | 2008-05-01 | Non-unitized | HERITAGE HILLS PH 1 - OVHD LINE REM | KY | 0 | 0 | 0 | 0
E365.00-OH Conductors and Devices | 2008-05-01 | Non-unitized | 1243715 | KY | 0 | 0 | 0 | 0
E365.00-OH Conductors and Devices | 2008-05-01 | Non-unitized | 500 LG&E RD | KY | 0 | 0 | 0 | 0
E365.00-OH Conductors and Devices | 2008-05-01 | Non-unitized | CONESTOGA (TRACT 8) PKWY 40165 | KY | 0 | 0 | 0 | 0
E365.00-OH Conductors and Devices | 2008-05-01 | Non-unitized | LAKE VILLAGE AT LANDIS LAKES | KY | 0 | 0 | 0
E365.00-OH Conductors and Devices | 2008-05-01 | Non-unitized | 4331 CHURCMANS AV 40214 | KY | 0 | 0 | 0 | 0
E365.00-OH Conductors and Devices | 2008-05-01 | Non-unitized | 6031 FEGENBUSH LN 40228 | KY | 0 | 0 | 0 | 0
E365.00-OH Conductors and Devices | 2008-05-01 | Non-unitized | 4700 E INDIAN TL 40218 | KY | 0 | 0 | 0
E365.00-OH Conductors and Devices | 2008-05-01 | Non-unitized | OAKLAND HILLS - SEC 1A & 1B | KY | 0 | 0 | 0
E365.00-OH Conductors and Devices | 2009-04-01 | Non-unitized | 246 CHENOWETH LN 40207 | KY | 0 | 0 | 0 | 0
E365.00-OH Conductors and Devices | 2009-01-01 | Non-unitized | 1225464 | KY | 0 | 0 | 0
E365.00-OH Conductors and Devices | 2009-01-01 | Non-unitized | NEATHERWOOD CONDOMINIUMS | KY | 0 | 0 | 0 | 0
E365.00-OH Conductors and Devices | 2009-01-01 | Non-unitized | 3515 MATTINGLY RD 40014 | KY | 0 | 0 | 0
E365.00-OH Conductors and Devices | 2008-07-31 | 6A COPPER CONDUCTOR | #6A COPPERWELD COPPER (00192) | KY | 0 | 0 | 0 | 0
E365.00-OH Conductors and Devices | 2009-04-30 | SWITCHES - CUTOUT NEW | SWITCHES - CUTOUT NEW 07630 | KY | 4 | 5926.43 | 1481.6075 | 0
E365.00-OH Conductors and Devices | 2010-01-01 | Non-unitized | 5328 N PRESTON HY TLE 40165 | KY | 0 | 0 | 0 | 0
E365.00-OH Conductors and Devices | 2010-01-01 | Non-unitized | 3904 BARDSTOWN 40218 | KY | 0 | 0 | 0 | 0
E365.00-OH Conductors and Devices | 2009-12-31 | 123,270 ACAR WIRE | 123,270 ACAR WIRE (FT) (07686) | KY | 7966 | 64187.13 | 8.0576 | 0
E365.00-OH Conductors and Devices | 2010-05-01 | Non-unitized | 10600 LOWER RIVER RD 40272 | KY | 0 | 0 | 0 | 0
E365.00-OH Conductors and Devices | 2010-07-01 | Non-unitized | 3900 BERKSHIRE AVE 40220 | KY | 0 | 0 | 0 | 0
E365.00-OH Conductors and Devices | 2010-05-01 | SWITCHES - CUTOUT NEW | SWITCHES - CUTOUT NEW 07630 | KY | 1 | 3326.9 | 3326.9 | 0
E365.00-OH Conductors and Devices | 2011-01-01 | Non-unitized | 10207 MARY DELL LN 40299 | KY | 3 | 0 | 0 | 0
E365.00-OH Conductors and Devices | 2011-01-01 | Non-unitized | 1601 CRUMS LN 40216 | KY | 0 | 0 | 0 | 0
E365.00-OH Conductors and Devices | 2011-01-01 | Non-unitized | 1606 MAGAZINE ST 40203 | KY | 0 | 0 | 0 | 0
E365.00-OH Conductors and Devices | 2010-12-31 | SWITCHES - GROUP OPERATED | SWITCHES - MISC. NEW 07632 | KY | 2 | 17023.58 | 8511.79 | 0
E365.00-OH Conductors and Devices | 2011-05-01 | Non-unitized | 3912 W BROADWAY 40211 | KY | 0 | 0 | 0 | 0
E365.00-OH Conductors and Devices | 2011-07-01 | Non-unitized | 3701 NEW HOPEWELL RD 40299 | KY | 0 | 0 | 0 | 0
E365.00-OH Conductors and Devices | 2011-07-01 | Non-unitized | 11600 DIODE CT 40299 | KY | 0 | 0 | 0 | 0
E365.00-OH Conductors and Devices | 2011-09-01 | 600 MCM CONDUCTOR | 600 MCM (06406) | KY | 477 | 9771.67 | 20.4857 | 0
E365.00-OH Conductors and Devices | 2011-08-01 | Non-unitized | SUMAC RIDGE TOWNHOMES LN 40014 | KY | 1 | 0 | 0 | 0
E365.00-OH Conductors and Devices | 2012-05-31 | 1/0 CABLE | 1/0 CABLE | KY | 37907 | 262002.54 | 6.9117 | 0
E365.00-OH Conductors and Devices | 2011-08-31 | 20 M.A.W. MESSENGER WIRE | 20 M.A.W. MESSENGER WIRE (FT) (07804) | KY | 2000 | 54943.45 | 27.4717 | 0
E365.00-OH Conductors and Devices | 2012-03-31 | 500 MCM COPPER CONDUCTOR | #500 MCM W.P. COPPER (00155) | KY | 370 | 36957.41 | 99.8849 | 0
E365.00-OH Conductors and Devices | 2012-01-01 | Non-unitized | New Bus Subd - Ovhd - Project Level Work Order | KY | 0 | 0 | 0 | 0
E365.00-OH Conductors and Devices | 2012-01-31 | 1000 MCM CONDUCTOR | #1000 MCM CONDUCTOR (00181) | KY | 100 | 2827.64 | 28.2764 | 0
E365.00-OH Conductors and Devices | 2012-12-31 | Non-unitized | CKT DA1243 | KY | 0 | 0 | 0 | 0
E365.00-OH Conductors and Devices | 2012-12-18 | ARRESTERS - OVERHEAD | ARRESTERS - OVERHEAD | KY | 6 | 6658.51 | 1109.7517 | 0
E365.00-OH Conductors and Devices | 2012-12-31 | Non-unitized | HB 1147 | KY | 0 | 0 | 0 | 0
E365.00-OH Conductors and Devices | 2013-03-31 | SWITCHES - CUTOUT NEW | SWITCHES - CUTOUT NEW 07630 | KY | 14 | 1852.75 | 132.3393 | 0
E365.00-OH Conductors and Devices | 2013-12-31 | Non-unitized | LGE CEMI 2013 | KY | 0 | 0 | 0 | 0
E365.00-OH Conductors and Devices | 2014-03-31 | ARRESTERS - OVERHEAD | ARRESTERS - OVERHEAD | KY | 169 | 27338.62 | 161.767 | 0
E365.00-OH Conductors and Devices | 2014-02-01 | 4A COPPER CONDUCTOR | #4A COPPERWELD COPPER (00195) | KY | 65 | 3501.26 | 53.8655 | 0
E365.00-OH Conductors and Devices | 2014-01-01 | Non-unitized | CNBCD340U-NB Comm UG - 003400 | KY | 16 | 0 | 0 | 0
E365.00-OH Conductors and Devices | 2014-03-31 | Non-unitized | LS1245 | KY | 0 | 0 | 0 | 0
E365.00-OH Conductors and Devices | 2013-12-31 | 795 MCM ALUMINUM CONDUCTOR | #795 MCM ALL ALUM BARE (00122) | KY | 230 | 3260.43 | 14.1758 | 0
E365.00-OH Conductors and Devices | 2014-07-01 | RECLOSER, MISCELLANEOUS | RECLOSER, MISCELLANEOUS (06282) | KY | 1 | 11246.5 | 11246.5 | 0
E365.00-OH Conductors and Devices | 2014-10-31 | 4/0 CONDUCTOR | #4/0 CONDUCTOR (00148) | KY | 7956 | 351083.71 | 44.1282 | 0
E365.00-OH Conductors and Devices | 2015-10-31 | Non-unitized | CKT MC-1262 | KY | 0 | 0 | 0 | 0
E365.00-OH Conductors and Devices | 2014-12-31 | #2 Triplex | #2 Triplex | KY | 41232 | 103098.16 | 2.5004 | 0
E365.00-OH Conductors and Devices | 2015-06-30 | CAPACITORS | CAPACITORS (BANKS) (EACH) (07330) | KY | 18 | 542227.85 | 30123.7694 | 0
E365.00-OH Conductors and Devices | 2014-04-30 | SWITCHES - GROUP OPERATED | SWITCHES - GROUP OPERATED 07632 | KY | 1 | 38455.94 | 38455.94 | 0
E365.00-OH Conductors and Devices | 2015-06-30 | 123,270 ACAR WIRE | 123,270 ACAR WIRE (FT) (07686) | KY | 334851 | 581178.77 | 1.7356 | 0
E365.00-OH Conductors and Devices | 2015-08-31 | 4 COPPER CONDUCTOR | #4 W.P. COPPER (00141) | KY | 11022 | 41977.06 | 3.8085 | 0
E365.00-OH Conductors and Devices | 2016-01-01 | Non-unitized | CNBCD340O-NB Comm OH - 003400 | KY | 0 | 0 | 0 | 0
E365.00-OH Conductors and Devices | 2015-03-31 | 20 M.A.W. MESSENGER WIRE | 20 M.A.W. MESSENGER WIRE (FT) (07804) | KY | 2000 | 5127.38 | 2.5637 | 0
E365.00-OH Conductors and Devices | 2015-10-31 | SWITCHES - GROUP OPERATED | SWITCHES - GROUP OPERATED 07632 | KY | 1 | 11228.06 | 11228.06 | 0
E365.00-OH Conductors and Devices | 2016-07-01 | Non-unitized | HIGHWAY 393 - BREAKO | KY | 0 | 0 | 0 | 0
E365.00-OH Conductors and Devices | 2017-04-30 | REGULATORS | REGULATORS (06855) | KY | 3 | 86679.2 | 28893.0667 | 0
E365.00-OH Conductors and Devices | 2018-10-01 | INSULATORS - LINE | INSULATORS - LINE | KY | 263 | 21321.25 | 81.0694 | 0
E365.00-OH Conductors and Devices | 2019-02-01 | 2/0 COPPER CONDUCTOR | #2/0 W.P. COPPER (00146) | KY | 1067 | 0 | 0 | 0
E365.00-OH Conductors and Devices | 2018-12-31 | Non-unitized | 148899-PILC 2018 LGE CABLE REPL | KY | 0 | 0 | 0 | 0
E365.00-OH Conductors and Devices | 2019-03-31 | OH TRIP SAVER | Navigator LM Overhead Trip Saver | KY | 93 | 85649.01 | 920.9571 | 0
E365.00-OH Conductors and Devices | 2018-12-31 | 195,700 ACAR WIRE | 195,700 ACAR WIRE (FT) (07711) | KY | 161 | 434.84 | 2.7009 | 0
E365.00-OH Conductors and Devices | 2019-05-31 | Non-unitized | NONE | KY | 0 | 0 | 0 | 0
E365.00-OH Conductors and Devices | 2019-12-31 | Non-unitized | 148484-N-1 DIST XFMR PLAINVIEW CW | KY | 0 | 0 | 0 | 0
E365.00-OH Conductors and Devices | 2020-06-30 | #2 Triplex | #2 Triplex | KY | 8017 | 56429.36 | 7.0387 | 0
E365.00-OH Conductors and Devices | 2019-11-01 | #2 Triplex | #2 Triplex | KY | 1250 | 660 | 0.528 | 0
E365.00-OH Conductors and Devices | 2021-01-01 | Non-unitized | ASTLT332-NB Street Lights 003320 | KY | 0 | 0 | 0 | 0
E365.00-OH Conductors and Devices | 2021-03-01 | Non-unitized | 157583-Taxable-SIO-SCADA VOLTAGE CONTROL LGE1222 | KY | 0 | 0 | 0 | 0
E365.00-OH Conductors and Devices | 2021-01-01 | Non-unitized | ARDCBL343-Taxable-Repl Defective Cable 00343012 | KY | 0 | 0 | 0 | 0
E365.00-OH Conductors and Devices | 2014-12-31 | SWITCHGEAR | SWITCHGEAR (06755) | KY | 12 | 405744.01 | 33812.0008 | 0
E365.00-OH Conductors and Devices | 2020-09-01 | INSULATORS - LINE | INSULATORS - LINE | KY | 318 | 15821.31 | 49.7525 | 0
E365.00-OH Conductors and Devices | 2021-09-21 | Non-unitized | Investment | KY | 0 | 0 | 0 | 0
E365.00-OH Conductors and Devices | 2021-10-10 | INSULATORS - LINE | INSULATORS - LINE | KY | 280 | 12936.98 | 46.2035 | 0
E365.00-OH Conductors and Devices | 2022-02-28 | Non-unitized | 163742-TPPA ANSCO Fully reimburseable project | KY | 0 | 0 | 0 | 0
E365.00-OH Conductors and Devices | 2022-01-01 | Non-unitized | ANBSV343U-Taxable-NB Elec Serv UG 00343012 | KY | 0 | 0 | 0 | 0
E365.00-OH Conductors and Devices | 2022-01-01 | 2/0 COPPER CONDUCTOR | #2/0 W.P. COPPER (00146) | KY | 31642 | 792862.07 | 25.0573 | 0
E365.00-OH Conductors and Devices | 2021-12-31 | WILDLIFE PROTECTION | WILDLIFE PROTECTION | KY | 3 | 4261.71 | 1420.57 | 0
E365.00-OH Conductors and Devices | 2022-01-01 | Non-unitized | ALEDC332-Taxable-CRCST LED Conversion 00332012 | KY | 4 | 8532.03 | 2133.0075 | 0
E365.00-OH Conductors and Devices | 2021-01-26 | 4 COPPER CONDUCTOR | #4 W.P. COPPER (00141) | KY | 3691 | 7874.93 | 2.1335 | 0
E365.00-OH Conductors and Devices | 2022-02-01 | 336,400 19 STR. ALL ALUMINUM | 336,400 19 STR. ALL ALUMINUM (FT) (07712) | KY | 630 | 34873.5 | 55.3548 | 0
E365.00-OH Conductors and Devices | 2021-03-31 | 195,700 ACAR WIRE | 195,700 ACAR WIRE (FT) (07711) | KY | 200 | 76.3 | 0.3815 | 0
E365.00-OH Conductors and Devices | 2022-08-18 | Non-unitized | RELOCATE GUY/ANTENNA | KY | 0 | 0 | 0 | 0
E365.00-OH Conductors and Devices | 2023-02-01 | INSULATORS - LINE | INSULATORS - LINE | KY | 6328 | 478512.89 | 75.6183 | 0
E365.00-OH Conductors and Devices | 2023-09-30 | Non-unitized | 167801 DA1240 - CEMI - DAHLIA is one of the circuits that were identified in the CEMI project for 2023. WR# 7064889 | KY | 0 | 0 | 0 | 0
E365.00-OH Conductors and Devices | 2024-07-27 | Non-unitized | ALM050723-MAJOR STORM 5/7/2023 | KY | 0 | 0 | 0 | 0
E365.00-OH Conductors and Devices | 2024-12-31 | Non-unitized | ALM080124-LGE MAJOR STORM CAPITAL 080124 | KY | 2 | 260521.15 | 130260.575 | 0
E365.00-OH Conductors and Devices | 2025-02-01 | 1/0 CABLE | 1/0 CABLE | KY | 8685 | 709229.67 | 81.6614 | 0
E365.00-OH Conductors and Devices | 2022-11-30 | Non-unitized | CRCST340-Cust Requested - 003400 | KY | 0 | 0 | 0 | 0
E365.00-OH Conductors and Devices | 1973-01-01 | SKY WIRE | MP1973 Overhead Conductors and Devices | KY | 4339 | 1423.08 | 0.32797 | 0
E365.00-OH Conductors and Devices | 1965-01-01 | 1/0 CABLE | MP1965 Overhead Conductors and Devices | KY | 892431 | 221186.24 | 0.24785 | 0
E365.00-OH Conductors and Devices | 1984-01-01 | 20 M.A.W. MESSENGER WIRE | MP1984 Overhead Conductors and Devices | KY | 23333 | 41455.75 | 1.7767 | 0
E365.00-OH Conductors and Devices | 1993-01-01 | 392,500 24/13 ACAR WIRE | MP1993 Overhead Conductors and Devices | KY | 14787 | 68327.7 | 4.6208 | 0
E365.00-OH Conductors and Devices | 1988-01-01 | 195,700 ACAR WIRE | MP1988 Overhead Conductors and Devices | KY | 24618 | 37296.5 | 1.515 | 0
E365.00-OH Conductors and Devices | 1996-01-01 | 6 COPPER CONDUCTOR | MP1996 Overhead Conductors and Devices | KY | 2456 | 8199.12 | 3.3384 | 0
E365.00-OH Conductors and Devices | 1973-01-01 | 123,270 ACAR WIRE | MP1973 Overhead Conductors and Devices | KY | 184178 | 57554.2 | 0.31249 | 0
E365.00-OH Conductors and Devices | 1992-01-01 | 3/0 CONDUCTOR | MP1992 Overhead Conductors and Devices | KY | 14571 | 52311.99 | 3.5901 | 0
E365.00-OH Conductors and Devices | 1972-01-01 | 4 COPPER CONDUCTOR | MP1972 Overhead Conductors and Devices | KY | 142549 | 49400.12 | 0.34655 | 0
E365.00-OH Conductors and Devices | 1947-01-01 | 1/0 CABLE | MP1947 Overhead Conductors and Devices | KY | 1516279 | 335651.32 | 0.22137 | 0
E365.00-OH Conductors and Devices | 2004-01-01 | 336,400 19 STR. ALL ALUMINUM | MP2004 Overhead Conductors and Devices | KY | 5697 | 27696.61 | 4.8616 | 0
E365.00-OH Conductors and Devices | 1965-01-01 | #2 Triplex | #2 TRIPLEX | KY | 7494 | 2130.44 | 0.28429 | 0
E365.00-OH Conductors and Devices | 1999-01-01 | 2/0 COPPER CONDUCTOR | MP1999 Overhead Conductors and Devices | KY | 539 | 955.91 | 1.7735 | 0
E365.00-OH Conductors and Devices | 1999-01-01 | 350 MCM COPPER CONDUCTOR | MP1999 Overhead Conductors and Devices | KY | 9 | 618.74 | 68.7489 | 0
E365.00-OH Conductors and Devices | 2008-05-01 | Non-unitized | PADDOCK AT EASTPOINT - PH II | KY | 0 | 0 | 0
E365.00-OH Conductors and Devices | 2008-05-01 | Non-unitized | 876266 | KY | 0 | 0 | 0
E365.00-OH Conductors and Devices | 2008-05-01 | Non-unitized | 2304 ALGONQUIN PKY | KY | 0 | 0 | 0
E365.00-OH Conductors and Devices | 2008-05-01 | Non-unitized | 10115 DIXIE HWY | KY | 0 | 0 | 0
E365.00-OH Conductors and Devices | 2008-05-01 | Non-unitized | 1092595 | KY | 0 | 0 | 0
E365.00-OH Conductors and Devices | 2008-05-01 | Non-unitized | 205 S BIRCHWOOD AVE 40206 | KY | 0 | 0 | 0 | 0
E365.00-OH Conductors and Devices | 2008-05-01 | Non-unitized | WOODCREEK CROSSING | KY | 0 | 0 | 0 | 0
E365.00-OH Conductors and Devices | 2008-05-01 | Non-unitized | 14904 BUSH FARM RD | KY | 0 | 0 | 0
E365.00-OH Conductors and Devices | 2008-05-01 | Non-unitized | 1701 W MUHAMMAD ALI BV 40211 | KY | 0 | 0 | 0 | 0
E365.00-OH Conductors and Devices | 2008-05-01 | Non-unitized | 1293285 | KY | 0 | 0 | 0
E365.00-OH Conductors and Devices | 2008-10-01 | Non-unitized | 1565164 | KY | 0 | 0 | 0
E365.00-OH Conductors and Devices | 2006-01-01 | SWITCHES (EACH) (07632) | MP2006 Overhead Conductors and Devices | KY | 0 | 0 | 0
E365.00-OH Conductors and Devices | 2009-01-01 | Non-unitized | 1279905 | KY | 0 | 0 | 0 | 0
E365.00-OH Conductors and Devices | 2009-01-01 | Non-unitized | 115 W JEFFERSON ST 40202 | KY | 0 | 0 | 0
E365.00-OH Conductors and Devices | 2009-01-01 | Non-unitized | 5400 JOHNSONTOWN RD 40272 | KY | 0 | 0 | 0 | 0
E365.00-OH Conductors and Devices | 2008-11-01 | Non-unitized | 201 N ENGLISH STATION RD 40243 | KY | 0 | 0 | 0 | 0
E365.00-OH Conductors and Devices | 2009-01-01 | Non-unitized | 1654254 | KY | 0 | 0 | 0
E365.00-OH Conductors and Devices | 2008-10-01 | Non-unitized | 1119344 | KY | 0 | 0 | 0
E365.00-OH Conductors and Devices | 2009-07-01 | Non-unitized | 3509 W Highway 146 40031 | KY | 0 | 0 | 0 | 0
E365.00-OH Conductors and Devices | 2009-01-01 | Non-unitized | 1557254 | KY | 0 | 0 | 0
E365.00-OH Conductors and Devices | 2007-12-31 | ARRESTERS - DISTRIBUTION | DISTRIBUTION ARRESTERS (00504) | KY | 0 | 0 | 0 | 0
E365.00-OH Conductors and Devices | 2008-05-01 | Non-unitized | 1239214 | KY | 0 | 0 | 0
E365.00-OH Conductors and Devices | 2009-10-01 | Non-unitized | 7439 ARNOLDTOWN RD 40214 | KY | 0 | 0 | 0
E365.00-OH Conductors and Devices | 2008-05-01 | Non-unitized | 1987 SOUTH PARK RD 40219 | KY | 0 | 0 | 0
E365.00-OH Conductors and Devices | 2008-10-01 | Non-unitized | 5800 LISA CT 40 | KY | 0 | 0 | 0
E365.00-OH Conductors and Devices | 2009-11-01 | Non-unitized | 4031 NORBOURNE BLVD 40207 | KY | 0 | 0 | 0 | 0
E365.00-OH Conductors and Devices | 2008-08-31 | Non-unitized | BRITTANNY POINTE | KY | 0 | 0 | 0
E365.00-OH Conductors and Devices | 2008-05-01 | Non-unitized | 1075736 | KY | 0 | 0 | 0
E365.00-OH Conductors and Devices | 2010-04-30 | SWITCHES - CUTOUT | SWITCHES (CUTOUT) (EACH) (07630) | KY | 0 | 0 | 0 | 0
E365.00-OH Conductors and Devices | 2010-04-01 | Non-unitized | 5312 SHEPHERDSVILLE RD 40228 | KY | 0 | 0 | 0 | 0
E365.00-OH Conductors and Devices | 2010-02-01 | Non-unitized | 1014 S 6TH ST 40203 | KY | 0 | 0 | 0 | 0
E365.00-OH Conductors and Devices | 2006-09-30 | CONDUIT | Correct Reserve | KY | 1 | 0 | 0
E365.00-OH Conductors and Devices | 2008-05-01 | Non-unitized | 5009 SADDLERS MILL RD 40010 | KY | 0 | 0 | 0
E365.00-OH Conductors and Devices | 2008-05-01 | Non-unitized | 326 W MAIN ST 40202 | KY | 0 | 0 | 0 | 0
E365.00-OH Conductors and Devices | 2008-05-01 | Non-unitized | Falls at Old Henry 40245 | KY | 0 | 0 | 0 | 0
E365.00-OH Conductors and Devices | 2008-05-01 | Non-unitized | HARRODS GLEN | KY | 0 | 0 | 0 | 0
E365.00-OH Conductors and Devices | 2008-05-01 | Non-unitized | 13605 Rutland Road 40026 | KY | 0 | 0 | 0
E365.00-OH Conductors and Devices | 2008-05-01 | Non-unitized | 1358457 | KY | 0 | 0 | 0
E365.00-OH Conductors and Devices | 2008-05-01 | Non-unitized | 1468497 | KY | 0 | 0 | 0
E365.00-OH Conductors and Devices | 2009-04-01 | Non-unitized | 1239214 | KY | 0 | 0 | 0
E365.00-OH Conductors and Devices | 2009-03-01 | 1/0 CONDUCTOR | 1/0 CONDUCTOR | KY | 837 | 5105.07 | 6.0992 | 0
E365.00-OH Conductors and Devices | 2010-01-01 | Non-unitized | 3007 SPROWL RD 40299 | KY | 0 | 0 | 0
E365.00-OH Conductors and Devices | 2010-04-01 | Non-unitized | 15830 PIERCY MILL RD 40245 | KY | 0 | 0 | 0 | 0
E365.00-OH Conductors and Devices | 2010-04-01 | Non-unitized | APPLE VALLEY - SEC 6 | KY | 0 | 0 | 0 | 0
E365.00-OH Conductors and Devices | 2020-04-30 | ARRESTERS - OVERHEAD | ARRESTERS - OVERHEAD | KY | 0 | 0 | 0 | 0
E365.00-OH Conductors and Devices | 2010-05-01 | Non-unitized | 7001 HAPPY HOLLOW LN 40059 | KY | 0 | 0 | 0 | 0
E365.00-OH Conductors and Devices | 2010-08-01 | Non-unitized | 16316 EASTWOOD CUT OFF ROAD 40245 | KY | 0 | 0 | 0 | 0
E365.00-OH Conductors and Devices | 2010-10-01 | Non-unitized | 4400 PARALEE LN 40272 | KY | 0 | 0 | 0 | 0
E365.00-OH Conductors and Devices | 2010-10-01 | Non-unitized | 4500 WESTPORT RD 40207 | KY | 0 | 0 | 0 | 0
E365.00-OH Conductors and Devices | 2010-11-01 | Non-unitized | 212 PARKRIDGE RD. 40155 | KY | 0 | 0 | 0 | 0
E365.00-OH Conductors and Devices | 2010-11-30 | CONDUCTOR | CONDUCTOR - (MISC) (06426) | KY | 2000 | 1283.46 | 0.64173 | 0
E365.00-OH Conductors and Devices | 2011-07-01 | 4/0 CONDUCTOR | #4/0 CONDUCTOR (00148) | KY | 1168 | 14316.09 | 12.2569 | 0
E365.00-OH Conductors and Devices | 2011-01-31 | ARRESTERS - DISTRIBUTION | DISTRIBUTION ARRESTERS (00504) | KY | 2 | -1.79 | -0.895 | 0
E365.00-OH Conductors and Devices | 2011-02-28 | 4/0 CONDUCTOR | #4/0 CONDUCTOR (00148) | KY | 937 | 19135.06 | 20.4216 | 0
E365.00-OH Conductors and Devices | 2011-04-01 | Non-unitized | 5300 CANE RUN RD 40216 | KY | 0 | 0 | 0 | 0
E365.00-OH Conductors and Devices | 2012-01-01 | Non-unitized | 10801 LOCUST AVE 40299 | KY | 0 | 0 | 0 | 0
E365.00-OH Conductors and Devices | 2011-10-31 | #2 Triplex | #2 CONDUCTOR (00172) | KY | 108 | 2780.04 | 25.7411 | 0
E365.00-OH Conductors and Devices | 2011-12-01 | SWITCHGEAR | SWITCHGEAR (06755) | KY | 0 | 0 | 0 | 0
E365.00-OH Conductors and Devices | 2013-01-31 | Non-unitized | LGE MAJOR STORM 071912 | KY | 0 | 0 | 0 | 0
E365.00-OH Conductors and Devices | 2013-01-31 | 20 M.A.W. MESSENGER WIRE | 20 M.A.W. MESSENGER WIRE (FT) (07804) | KY | 9603 | 22922.64 | 2.387 | 0
E365.00-OH Conductors and Devices | 2012-12-31 | 6A COPPER CONDUCTOR | #6A COPPERWELD COPPER (00192) | KY | 1301 | 6688.77 | 5.1413 | 0
E365.00-OH Conductors and Devices | 2012-12-18 | 4/0 CONDUCTOR | #4/0 CONDUCTOR (00148) | KY | 50 | 7727.5 | 154.55 | 0
E365.00-OH Conductors and Devices | 2012-12-31 | 350 MCM COPPER CONDUCTOR | #350 MCM BARE COPPER (00183) | KY | 587 | 18249.63 | 31.0897 | 0
E365.00-OH Conductors and Devices | 2012-12-31 | Non-unitized | TA-1106 Recloser | KY | 0 | 0 | 0 | 0
E365.00-OH Conductors and Devices | 2013-06-25 | Non-unitized | Ckt BR-1179 | KY | 0 | 0 | 0 | 0
E365.00-OH Conductors and Devices | 2013-10-31 | #2 Triplex | #2 CONDUCTOR (00172) | KY | 1750 | 10510.34 | 6.0059 | 0
E365.00-OH Conductors and Devices | 2013-10-01 | Non-unitized | 4100 SPRINGDALE RD 40241 | KY | 0 | 0 | 0 | 0
E365.00-OH Conductors and Devices | 2014-02-28 | 8 COPPER CONDUCTOR | #8 W.P. COPPER (00138) | KY | 251 | 669.37 | 2.6668 | 0
E365.00-OH Conductors and Devices | 2014-02-28 | 123,270 ACAR WIRE | 123,270 ACAR WIRE (FT) (07686) | KY | 300 | 528.5 | 1.7617 | 0
E365.00-OH Conductors and Devices | 2014-01-01 | Non-unitized | CRCST340-Cust Requested - 003400 | KY | 0 | 0 | 0 | 0
E365.00-OH Conductors and Devices | 2013-12-31 | 1/0 CABLE | 1/0 CABLE | KY | 21598 | 19579.22 | 0.90653 | 0
E365.00-OH Conductors and Devices | 2013-11-30 | SWITCHES - DISCONNECT NEW | SWITCHES - DISCONNECT | KY | 19 | 28786.11 | 1515.0584 | 0
E365.00-OH Conductors and Devices | 2014-08-31 | SWITCHGEAR | SWITCHGEAR (06755) | KY | 1 | 217155.58 | 217155.58 | 0
E365.00-OH Conductors and Devices | 2015-08-01 | Non-unitized | CCAPR340-4180458I01-Taxable-4180458I01-Taxable-2938 PORTLAND AVE 4020811 | KY | 0 | 0 | 0 | 0
E365.00-OH Conductors and Devices | 2015-08-31 | ARRESTERS - OVERHEAD | ARRESTERS - OVERHEAD | KY | 117 | 30266.41 | 258.6873 | 0
E365.00-OH Conductors and Devices | 2014-08-31 | RECLOSER, MISCELLANEOUS | RECLOSER, MISCELLANEOUS (06282) | KY | 2 | 254087.96 | 127043.98 | 0
E365.00-OH Conductors and Devices | 2015-10-31 | #2 Triplex | #2 Triplex | KY | 535 | 2744.35 | 5.1296 | 0
E365.00-OH Conductors and Devices | 2016-11-30 | Non-unitized | DOWNTOWN NETWORK SWITCHES PROJ | KY | 0 | 0 | 0 | 0
E365.00-OH Conductors and Devices | 2017-01-01 | Non-unitized | RELOCATE OH FOR HWY | KY | 0 | 0 | 0 | 0
E365.00-OH Conductors and Devices | 2017-12-31 | Non-unitized | 153483-TA1106 Ckt Hardening 2017 Ckt Hardening | KY | 0 | 0 | 0 | 0
E365.00-OH Conductors and Devices | 2017-12-31 | Non-unitized | 153486-LY1111 CIFI 2017 CIFI | KY | 0 | 0 | 0 | 0
E365.00-OH Conductors and Devices | 2017-12-31 | Non-unitized | 154090-Taxable-Dixie 1224 New Circuit Phase 1 | KY | 0 | 0 | 0 | 0
E365.00-OH Conductors and Devices | 2017-06-30 | #2 Triplex | #2 Triplex | KY | 1839 | 6242.9 | 3.3947 | 0
E365.00-OH Conductors and Devices | 2019-01-01 | Non-unitized | CNBCD340U-NB Comm UG - 003400 | KY | 2 | 0 | 0 | 0
E365.00-OH Conductors and Devices | 2019-06-01 | Non-unitized | 156139-CA1342 CKT HARDENING Revamp existing overhead line and install Lightening arrestors. | KY | 0 | 0 | 0 | 0
E365.00-OH Conductors and Devices | 2018-09-30 | Non-unitized | NONE | KY | 0 | 0 | 0 | 0
E365.00-OH Conductors and Devices | 2019-02-01 | Non-unitized | 156141-ET1171 CKT HARDENING | KY | 0 | 0 | 0 | 0
E365.00-OH Conductors and Devices | 2017-12-31 | 195,700 ACAR WIRE | 195,700 ACAR WIRE (FT) (07711) | KY | 150 | 368.33 | 2.4555 | 0
E365.00-OH Conductors and Devices | 2017-08-31 | INSULATORS - LINE | INSULATORS - LINE | KY | 112 | 21182.98 | 189.1337 | 0
E365.00-OH Conductors and Devices | 2020-02-01 | Non-unitized | CRELD340-Capital Reliability - 003400 | KY | 0 | 0 | 0 | 0
E365.00-OH Conductors and Devices | 2019-12-31 | SWITCHES - DISCONNECT NEW | SWITCHES - DISCONNECT | KY | 51 | 272499.94 | 5343.1361 | 0
E365.00-OH Conductors and Devices | 2020-08-01 | WILDLIFE PROTECTION | WILDLIFE PROTECTION | KY | 4 | 858.68 | 214.67 | 0
E365.00-OH Conductors and Devices | 2020-04-30 | Non-unitized | 156168-PL1272 CIFI 2018 | KY | 0 | 0 | 0 | 0
E365.00-OH Conductors and Devices | 2019-04-30 | GROUND | GROUND (00103) | KY | 5 | 111.17 | 22.234 | 0
E365.00-OH Conductors and Devices | 2021-01-01 | Non-unitized | CRCST340-Cust Requested - 003400 | KY | 0 | 0 | 0 | 0
E365.00-OH Conductors and Devices | 2021-03-01 | #2 Triplex | #2 Triplex | KY | 65776 | 132658.11 | 2.0168 | 0
E365.00-OH Conductors and Devices | 2021-01-01 | #2 Triplex | #2 Triplex | KY | 3802 | 13881.54 | 3.6511 | 0
E365.00-OH Conductors and Devices | 2021-06-01 | 1/0 CABLE | 1/0 CABLE | KY | 6980 | 39609.05 | 5.6746 | 0
E365.00-OH Conductors and Devices | 2022-01-01 | WILDLIFE PROTECTION | WILDLIFE PROTECTION | KY | 23 | 63753.51 | 2771.8917 | 0
E365.00-OH Conductors and Devices | 2023-02-16 | 1/0 CABLE | 1/0 CABLE | KY | 50 | 5185.68 | 103.7136 | 0
E365.00-OH Conductors and Devices | 2023-09-01 | 3/0 CONDUCTOR | #3/0 CONDUCTOR (00176) | KY | 182 | 485.13 | 2.6655 | 0
E365.00-OH Conductors and Devices | 2023-06-30 | INSULATORS - LINE | INSULATORS - LINE | KY | 10 | 3789.44 | 378.944 | 0
E365.00-OH Conductors and Devices | 2023-09-30 | CAPACITORS | CAPACITORS (BANKS) (EACH) (07330) | KY | 2 | 118040.36 | 59020.18 | 0
E365.00-OH Conductors and Devices | 2023-09-30 | 4 COPPER CONDUCTOR | #4 W.P. COPPER (00141) | KY | 478 | 1219.86 | 2.552 | 0
E365.00-OH Conductors and Devices | 1976-01-01 | #12 CABLE | MP1976 Overhead Conductors and Devices | KY | 0 | 0 | 0
E365.00-OH Conductors and Devices | 1996-01-01 | #12 CABLE | MP1996 Overhead Conductors and Devices | KY | 0 | 0 | 0
E365.00-OH Conductors and Devices | 1991-01-01 | TO BE SPREAD OVER ASSETS IN ACCOUNT | MP1991 Overhead Conductors and Devices | KY | 0 | 0 | 0
E365.00-OH Conductors and Devices | 1986-01-01 | FISHER PIERCE CURRENT SENSOR | MP1986 Overhead Conductors and Devices | KY | 25 | 11576.24 | 463.0496
E365.00-OH Conductors and Devices | 1934-01-01 | 2/0 COPPER CONDUCTOR | MP1934 Overhead Conductors and Devices | KY | 0 | 0 | 0 | 0
E365.00-OH Conductors and Devices | 1985-01-01 | #2 Triplex | MP1985 Overhead Conductors and Devices | KY | 13174 | 26306.75 | 1.9969 | 0
E365.00-OH Conductors and Devices | 1935-01-01 | #2 ACSR | MP1935 Overhead Conductors and Devices | KY | 0 | 0 | 0 | 0
E365.00-OH Conductors and Devices | 1981-01-01 | 6 COPPER CONDUCTOR | MP1981 Overhead Conductors and Devices | KY | 2207 | 1695.48 | 0.76823 | 0
E365.00-OH Conductors and Devices | 1942-01-01 | 4/0 CONDUCTOR | MP1942 Overhead Conductors and Devices | KY | 30416 | 8744.59 | 0.2875 | 0
E365.00-OH Conductors and Devices | 2000-01-01 | 6 COPPER CONDUCTOR | MP2000 Overhead Conductors and Devices | KY | 142699 | 281571.44 | 1.9732 | 0
E365.00-OH Conductors and Devices | 1978-01-01 | 392,500 24/13 ACAR WIRE | MP1978 Overhead Conductors and Devices | KY | 28154 | 27569.56 | 0.97924 | 0
E365.00-OH Conductors and Devices | 1953-01-01 | 3/0 CONDUCTOR | MP1953 Overhead Conductors and Devices | KY | 59403 | 15194.49 | 0.25579 | 0
E365.00-OH Conductors and Devices | 2005-01-01 | 3/0 CONDUCTOR | MP2005 Overhead Conductors and Devices | KY | 23655 | 147834.51 | 6.2496 | 0
E365.00-OH Conductors and Devices | 1979-01-01 | 795 MCM ALUMINUM CONDUCTOR | #795 MCM ALL ALUM BARE | KY | 721 | 1657.31 | 2.2986 | 0
E365.00-OH Conductors and Devices | 1935-01-01 | #2 Triplex | #2 TRIPLEX | KY | 120984 | 8985.45 | 0.07427 | 0
E365.00-OH Conductors and Devices | 2007-01-01 | SKY WIRE | MP2007 Overhead Conductors and Devices | KY | 18 | 5099.3 | 283.2944
E365.00-OH Conductors and Devices | 2002-01-01 | 195,700 ACAR WIRE | MP2002 Overhead Conductors and Devices | KY | 51295 | 53996.39 | 1.0527 | 0
E365.00-OH Conductors and Devices | 1971-01-01 | SWITCHES - DISCONNECT NEW | SWITCHES - DISCONNECT | KY | 1 | 99.51 | 99.51
E365.00-OH Conductors and Devices | 1965-01-01 | SWITCHGEAR - 138KV S&C, 5BAY | MP1965 Overhead Conductors and Devices | KY | 1 | 13557.54 | 13557.54
E365.00-OH Conductors and Devices | 2008-05-01 | Non-unitized | NORTON COMMONS SEC B PH 6 | KY | 0 | 0 | 0
E365.00-OH Conductors and Devices | 2008-05-01 | Non-unitized | 227 N HUBBARDS LN 40207 | KY | 0 | 0 | 0 | 0
E365.00-OH Conductors and Devices | 2008-05-01 | Non-unitized | 1806 TUCKER STATION RD 40299 | KY | 0 | 0 | 0
E365.00-OH Conductors and Devices | 2008-05-01 | Non-unitized | 3170 N HIGHWAY 53 40031 | KY | 0 | 0 | 0 | 0
E365.00-OH Conductors and Devices | 2008-05-01 | Non-unitized | 812 S 2ND ST | KY | 0 | 0 | 0
E365.00-OH Conductors and Devices | 2008-05-01 | Non-unitized | BTM391-Beyond the Meter - Org 003910 | KY | 0 | 0 | 0
E365.00-OH Conductors and Devices | 2008-05-01 | Non-unitized | 4701 LEGHORN DR 40218 | KY | 0 | 0 | 0
E365.00-OH Conductors and Devices | 2008-05-01 | Non-unitized | 10572 HWY 44 E LOT? TEMP 40047 | KY | 0 | 0 | 0
E365.00-OH Conductors and Devices | 2008-05-01 | Non-unitized | 713 BRAEVIEW RD 40206 | KY | 0 | 0 | 0 | 0
E365.00-OH Conductors and Devices | 2008-05-01 | Non-unitized | 12001 W HIGHWAY 42 40026 | KY | 0 | 0 | 0
E365.00-OH Conductors and Devices | 2008-05-01 | Non-unitized | 10101 TAYLORSVILLE RD 40299 | KY | 0 | 0 | 0 | 0
E365.00-OH Conductors and Devices | 2008-05-01 | Non-unitized | 7881 NATIONAL TURNPIKE 40214 | KY | 0 | 0 | 0
E365.00-OH Conductors and Devices | 2008-05-01 | Non-unitized | OAKLAND HILLS - SECTION 1A & 1B | KY | 0 | 0 | 0 | 0
E365.00-OH Conductors and Devices | 2008-05-01 | Non-unitized | 127 N WALNUT ST 40165 | KY | 0 | 0 | 0 | 0
E365.00-OH Conductors and Devices | 2008-05-01 | Non-unitized | 809 OLD EKRON RD | KY | 0 | 0 | 0 | 0
E365.00-OH Conductors and Devices | 2008-05-01 | Non-unitized | CHENOWETH PARK PATIO HOMES | KY | 0 | 0 | 0 | 0
E365.00-OH Conductors and Devices | 2008-05-01 | Non-unitized | 3107 7TH STREET RD | KY | 0 | 0 | 0
E365.00-OH Conductors and Devices | 2008-05-01 | Non-unitized | 1336979 | KY | 0 | 0 | 0
E365.00-OH Conductors and Devices | 2008-05-01 | Non-unitized | BULLITT STATION CROSSINGS CONDOS | KY | 0 | 0 | 0 | 0
E365.00-OH Conductors and Devices | 2008-05-01 | Non-unitized | 1364485 | KY | 0 | 0 | 0
E365.00-OH Conductors and Devices | 2008-05-01 | Non-unitized | 10300 WESTPORT RD 40241 | KY | 0 | 0 | 0
E365.00-OH Conductors and Devices | 2005-01-01 | SWITCHES - CUTOUT NEW | MP2005 Overhead Conductors and Devices | KY | 3028 | 710290 | 234.574 | 0
E365.00-OH Conductors and Devices | 2008-10-01 | Non-unitized | 1498714 | KY | 0 | 0 | 0
E365.00-OH Conductors and Devices | 2009-01-01 | Non-unitized | 5503 ROUTT RD 40299 | KY | 0 | 0 | 0 | 0
E365.00-OH Conductors and Devices | 2008-05-01 | Non-unitized | ADAMS BODINE APTS | KY | 0 | 0 | 0
E365.00-OH Conductors and Devices | 2009-05-01 | Non-unitized | 5209 CANE RUN RD 40216 | KY | 0 | 0 | 0 | 0
E365.00-OH Conductors and Devices | 2009-01-01 | Non-unitized | 106 N NORTHWESTERN PKY 40212 | KY | 0 | 0 | 0
E365.00-OH Conductors and Devices | 2009-01-01 | Non-unitized | 3929 OLD BROWNSBORO RD 40207 | KY | 0 | 0 | 0
E365.00-OH Conductors and Devices | 2009-09-01 | RECLOSER, MISCELLANEOUS | RECLOSER, MISCELLANEOUS (06282) | KY | 0 | 0 | 0 | 0
E365.00-OH Conductors and Devices | 2007-12-31 | SWITCHES - CUTOUT | SWITCHES (CUTOUT) (EACH) (07630) | KY | 5 | 225.86 | 45.172 | 0
E365.00-OH Conductors and Devices | 2008-05-01 | Non-unitized | 7483 DIXIE HWY | KY | 0 | 0 | 0 | 0
E365.00-OH Conductors and Devices | 2008-08-31 | 600 MCM CONDUCTOR | 600 MCM (06406) | KY | 100 | 0.01 | 0.0001 | 0
E365.00-OH Conductors and Devices | 2009-01-01 | Non-unitized | 1460128 | KY | 0 | 0 | 0
E365.00-OH Conductors and Devices | 2009-12-14 | 1/0 CABLE | 1/0 CABLE | KY | 862 | 23857.82 | 27.6773 | 0
E365.00-OH Conductors and Devices | 2009-12-17 | 20 M.A.W. MESSENGER WIRE | 20 M.A.W. MESSENGER WIRE (FT) (07804) | KY | 2422 | 67356.46 | 27.8103 | 0
E365.00-OH Conductors and Devices | 2008-05-01 | Non-unitized | 1101 W OAK ST | KY | 0 | 0 | 0
E365.00-OH Conductors and Devices | 2009-10-01 | Non-unitized | Red Oak Drive 40031 | KY | 0 | 0 | 0
E365.00-OH Conductors and Devices | 2009-02-28 | 350 MCM COPPER CONDUCTOR | #350 MCM BARE COPPER (00183) | KY | 53 | 2661.67 | 50.2202 | 0
E365.00-OH Conductors and Devices | 2008-08-31 | SWITCHES - DISCONNECT NEW | SWITCHES - DISCONNECT NEW 07631 | KY | 18 | 5201.76 | 288.9867 | 0
E365.00-OH Conductors and Devices | 2009-10-31 | SWITCHES - CUTOUT NEW | SWITCHES - CUTOUT NEW 07630 | KY | 4 | 2492.06 | 623.015 | 0
E365.00-OH Conductors and Devices | 2009-05-01 | Non-unitized | 1564834 | KY | 0 | 0 | 0
E365.00-OH Conductors and Devices | 2010-01-01 | Non-unitized | 9401 Whipps Mill Road 40242 | KY | 0 | 0 | 0 | 0
E365.00-OH Conductors and Devices | 2010-01-01 | Non-unitized | 1022 CECIL AV 40211 | KY | 0 | 0 | 0 | 0
E365.00-OH Conductors and Devices | 1935-01-01 | 6 COPPER CONDUCTOR | #6 ARE COPPER | KY | 12695 | 465.09 | 0.036636 | 0
E365.00-OH Conductors and Devices | 2008-05-01 | Non-unitized | 700 CENTRAL AV 40209 | KY | 0 | 0 | 0 | 0
E365.00-OH Conductors and Devices | 2008-05-01 | Non-unitized | 11001 PLANTSIDE DR 40299 | KY | 0 | 0 | 0 | 0
E365.00-OH Conductors and Devices | 2008-05-01 | Non-unitized | 1075755 | KY | 0 | 0 | 0 | 0
E365.00-OH Conductors and Devices | 2008-05-01 | Non-unitized | 2349 MILLERS LN 40216 | KY | 0 | 0 | 0 | 0
E365.00-OH Conductors and Devices | 2008-05-01 | Non-unitized | 6411 E MANSLICK RD 40228 | KY | 0 | 0 | 0 | 0
E365.00-OH Conductors and Devices | 2008-05-01 | Non-unitized | WESTPORT ROAD KY-1447 | KY | 0 | 0 | 0 | 0
E365.00-OH Conductors and Devices | 2008-05-01 | Non-unitized | 204 S 8TH ST 40177 | KY | 0 | 0 | 0
E365.00-OH Conductors and Devices | 2008-10-01 | Non-unitized | 1577929 | KY | 0 | 0 | 0
E365.00-OH Conductors and Devices | 2009-01-01 | Non-unitized | 5001 Shelbyville Road 40207 | KY | 0 | 0 | 0
E365.00-OH Conductors and Devices | 2009-05-01 | Non-unitized | 7710 BARDSTOWN RD 40291 | KY | 0 | 0 | 0
E365.00-OH Conductors and Devices | 2009-01-01 | Non-unitized | 1327744 | KY | 0 | 0 | 0
E365.00-OH Conductors and Devices | 2010-01-01 | Non-unitized | 3001 NORTHWESTERN PY 40212 | KY | 0 | 0 | 0
E365.00-OH Conductors and Devices | 2020-04-30 | CONDUCTOR | CONDUCTOR - (MISC) (06426) | KY | 0 | 0 | 0 | 0
E365.00-OH Conductors and Devices | 2010-08-01 | 500 MCM COPPER CONDUCTOR | #500 MCM W.P. COPPER (00155) | KY | 115 | 4881.68 | 42.4494 | 0
E365.00-OH Conductors and Devices | 2010-10-01 | Non-unitized | 927 S 2ND ST 40203 | KY | 0 | 0 | 0 | 0
E365.00-OH Conductors and Devices | 2010-10-01 | Non-unitized | 17101 DRY RIDGE RD 40299 | KY | 0 | 0 | 0 | 0
E365.00-OH Conductors and Devices | 2010-12-31 | ARRESTERS - DISTRIBUTION | DISTRIBUTION ARRESTERS (00504) | KY | 51 | -20.19 | -0.39588 | 0
E365.00-OH Conductors and Devices | 2011-01-01 | #2 Triplex | #2 CONDUCTOR (00172) | KY | 2214 | 54674.46 | 24.6949 | 0
E365.00-OH Conductors and Devices | 2011-01-01 | Non-unitized | STREET LIGHT UNDERGROUND | KY | 0 | 0 | 0 | 0
E365.00-OH Conductors and Devices | 2011-02-01 | Non-unitized | 12102 FAIRMOUNT RD 40291 | KY | 0 | 0 | 0 | 0
E365.00-OH Conductors and Devices | 2011-08-01 | Non-unitized | 7306 HIGHWAY 524 40077 | KY | 0 | 0 | 0 | 0
E365.00-OH Conductors and Devices | 2012-11-01 | 6 COPPER CONDUCTOR | #6 BARE COPPER (00168) | KY | 35437 | 80362.3 | 2.2678 | 0
E365.00-OH Conductors and Devices | 2011-10-01 | #2 ACSR | #1 CONDUCTOR (00173) | KY | 136 | -412.96 | -3.0365 | 0
E365.00-OH Conductors and Devices | 2010-12-31 | Non-unitized | CktSP1116 South Park Sub | KY | 0 | 0 | 0 | 0
E365.00-OH Conductors and Devices | 2012-03-31 | ARRESTERS - OVERHEAD | ARRESTERS - OVERHEAD | KY | 50 | 6242.25 | 124.845 | 0
E365.00-OH Conductors and Devices | 2011-10-01 | 520 MCM CONDUCTOR | 520 MCM (06404) | KY | 30 | 98.28 | 3.276 | 0
E365.00-OH Conductors and Devices | 2012-07-01 | Non-unitized | PBWK330OH-PUB WORKS RELOC OH 330 | KY | 0 | 0 | 0 | 0
E365.00-OH Conductors and Devices | 2011-07-31 | SWITCHES - CUTOUT NEW | SWITCHES - CUTOUT NEW 07630 | KY | 4 | 2865.06 | 716.265 | 0
E365.00-OH Conductors and Devices | 2012-01-31 | 8 COPPER CONDUCTOR | #8 W.P. COPPER (00138) | KY | 3334 | 3058.81 | 0.91746 | 0
E365.00-OH Conductors and Devices | 2012-12-31 | RECLOSER | RECLOSER, 3 PHASE, SINGLE TANK, THREE SINGLE PHASE MODULES w SINGLE ELECTRONIC CONTROL, 800A CONT., 12.5KV MAX | KY | 1 | 15654.58 | 15654.58 | 0
E365.00-OH Conductors and Devices | 2013-06-25 | Non-unitized | SY-1250. This project was to correct some reliability issues on a segment of this circuit. The total project amount was increased due to additional work that was not in scope. replaced additional equipment which was in rear easement. | KY | 0 | 0 | 0 | 0
E365.00-OH Conductors and Devices | 2013-12-30 | SWITCHES - CUTOUT NEW | SWITCHES - CUTOUT NEW 07630 | KY | 3 | 6805.36 | 2268.4533 | 0
E365.00-OH Conductors and Devices | 2013-12-31 | 4/0 CONDUCTOR | #4/0 CONDUCTOR (00148) | KY | 5025 | 130872.47 | 26.0443 | 0
E365.00-OH Conductors and Devices | 2014-01-01 | Non-unitized | CRDD340O-Capital Rep Def OH - 003400 | KY | 0 | 0 | 0 | 0
E365.00-OH Conductors and Devices | 2013-11-30 | 1/0 CABLE | 1/0 CABLE | KY | 500 | 2653.44 | 5.3069 | 0
E365.00-OH Conductors and Devices | 2014-05-01 | Non-unitized | AVOCA RD 40423 | KY | 0 | 0 | 0 | 0
E365.00-OH Conductors and Devices | 2014-07-01 | 20 M.A.W. MESSENGER WIRE | 20 M.A.W. MESSENGER WIRE (FT) (07804) | KY | 9775 | 22585.03 | 2.3105 | 0
E365.00-OH Conductors and Devices | 2014-09-30 | Non-unitized | 34.5KV LGE 2013 | KY | 0 | 0 | 0 | 0
E365.00-OH Conductors and Devices | 2015-01-01 | Non-unitized | CRDD340O-4150778I01-Taxable-4150778I01-Taxable-22100 SHELBYVILLE RD 4022311 | KY | 0 | 0 | 0 | 0
E365.00-OH Conductors and Devices | 2014-07-31 | #2 ACSR | #1 CONDUCTOR (00173) | KY | 60 | 762.13 | 12.7022 | 0
E365.00-OH Conductors and Devices | 2015-06-30 | 795 MCM ALUMINUM CONDUCTOR | #795 MCM ALL ALUM BARE (00122) | KY | 34714 | 341329.29 | 9.8326 | 0
E365.00-OH Conductors and Devices | 2014-03-25 | 1/0 CONDUCTOR | 1/0 CONDUCTOR | KY | 935 | 13500.43 | 14.439 | 0
E365.00-OH Conductors and Devices | 2015-10-31 | 2/0 COPPER CONDUCTOR | #2/0 W.P. COPPER (00146) | KY | 8844 | 37158.31 | 4.2015 | 0
E365.00-OH Conductors and Devices | 2015-10-31 | ARRESTERS - OVERHEAD | ARRESTERS - OVERHEAD | KY | 105 | 10436.02 | 99.3907 | 0
E365.00-OH Conductors and Devices | 2016-03-31 | Non-unitized | FAIRMOUNT (FM) 1256 | KY | 0 | 0 | 0 | 0
E365.00-OH Conductors and Devices | 2015-12-31 | 195,700 ACAR WIRE | 195,700 ACAR WIRE (FT) (07711) | KY | 1310 | 3718.73 | 2.8387 | 0
E365.00-OH Conductors and Devices | 2016-10-31 | 195,700 ACAR WIRE | 195,700 ACAR WIRE (FT) (07711) | KY | 13844 | 50157.87 | 3.6231 | 0
E365.00-OH Conductors and Devices | 2016-07-31 | 8 COPPER CONDUCTOR | #8 W.P. COPPER (00138) | KY | 864 | 2823.98 | 3.2685 | 0
E365.00-OH Conductors and Devices | 2017-10-31 | Non-unitized | 153487-FM1257 CIFI 2017 CIFI | KY | 0 | 0 | 0 | 0
E365.00-OH Conductors and Devices | 2018-02-01 | Non-unitized | CNBRD340O-NB Resid OH - 003400 | KY | 0 | 0 | 0 | 0
E365.00-OH Conductors and Devices | 2017-12-31 | Non-unitized | 153587-Highland Sub Circuit Work | KY | 0 | 0 | 0 | 0
E365.00-OH Conductors and Devices | 2018-07-01 | RECLOSER, MISCELLANEOUS | RECLOSER, MISCELLANEOUS | KY | 4 | 437745.49 | 109436.3725 | 0
E365.00-OH Conductors and Devices | 2015-04-30 | 1/0 CABLE | 1/0 CABLE | KY | 150 | 4515.67 | 30.1045 | 0
E365.00-OH Conductors and Devices | 2018-03-31 | Non-unitized | RIVERPORT #5 WATSON | KY | 0 | 0 | 0 | 0
E365.00-OH Conductors and Devices | 2019-09-30 | Non-unitized | 155431-Convention Center Vault | KY | 2 | 0 | 0 | 0
E365.00-OH Conductors and Devices | 2019-06-30 | Non-unitized | HIGHWAY 22 ( BROWNSB | KY | 0 | 0 | 0 | 0
E365.00-OH Conductors and Devices | 2019-09-30 | Non-unitized | 158962-KY Theatre Vault Top Repl | KY | 0 | 0 | 0 | 0
E365.00-OH Conductors and Devices | 2018-08-01 | Non-unitized | IRON QUARTERS | KY | 0 | 0 | 0 | 0
E365.00-OH Conductors and Devices | 2019-09-30 | Non-unitized | FORT KNOX IRELAND HO | KY | 0 | 0 | 0 | 0
E365.00-OH Conductors and Devices | 2019-02-01 | 1/0 CABLE | 1/0 CABLE | KY | 6441 | 0.01 | 1.5526e-06 | 0
E365.00-OH Conductors and Devices | 2019-09-30 | INSULATORS - LINE | INSULATORS - LINE | KY | 69 | 6133.46 | 88.8907 | 0
E365.00-OH Conductors and Devices | 2017-08-31 | ARRESTERS - OVERHEAD | ARRESTERS - OVERHEAD | KY | 591 | 1672331.83 | 2829.6647 | 0
E365.00-OH Conductors and Devices | 2017-08-31 | 1/0 CABLE | 1/0 CABLE | KY | 5300 | 71426.97 | 13.4768 | 0
E365.00-OH Conductors and Devices | 2020-03-31 | Non-unitized | 151484-DWNTWN NTWK VENT PRTCT REPL19 | KY | 0 | 0 | 0 | 0
E365.00-OH Conductors and Devices | 2019-12-31 | 123,270 ACAR WIRE | 123,270 ACAR WIRE (FT) (07686) | KY | 7949 | 32322.17 | 4.0662 | 0
E365.00-OH Conductors and Devices | 2020-02-29 | SWITCHES - DISCONNECT NEW | SWITCHES - DISCONNECT | KY | 45 | 23715.65 | 527.0144 | 0
E365.00-OH Conductors and Devices | 2020-05-01 | Non-unitized | 5300 BL BILLTOWN 1 | KY | 0 | 0 | 0 | 0
E365.00-OH Conductors and Devices | 2019-04-30 | SWITCHES - CUTOUT NEW | SWITCHES - CUTOUT NEW 07630 | KY | 18 | 2240.84 | 124.4911 | 0
E365.00-OH Conductors and Devices | 2021-01-01 | Non-unitized | ARPOLE340-Taxable-Cap Pole Rep/Repl 00340012 | KY | 0 | 0 | 0 | 0
E365.00-OH Conductors and Devices | 2020-06-30 | 795 MCM ALUMINUM CONDUCTOR | #795 MCM ALL ALUM BARE (00122) | KY | 100 | 3070.63 | 30.7063 | 0
E365.00-OH Conductors and Devices | 2021-01-31 | Non-unitized | 159064-Cambria Hotel Vault | KY | 0 | 0 | 0 | 0
E365.00-OH Conductors and Devices | 2021-04-01 | SWITCHES - CUTOUT NEW | SWITCHES - CUTOUT NEW 07630 | KY | 2767 | 846494.95 | 305.9252 | 0
E365.00-OH Conductors and Devices | 2022-01-01 | Non-unitized | ATPD343-Taxable-Cap Third Party 00343012 Replacement cost of complete units of property due to damage from a third party, typically reimbursed. | KY | 0 | 0 | 0 | 0
E365.00-OH Conductors and Devices | 2021-07-14 | RECLOSER, MISCELLANEOUS | RECLOSER, MISCELLANEOUS | KY | 4 | 134723.32 | 33680.83 | 0
E365.00-OH Conductors and Devices | 2022-02-28 | 6 COPPER CONDUCTOR | #6 BARE COPPER (00168) | KY | 855 | 9927.53 | 11.6111 | 0
E365.00-OH Conductors and Devices | 2021-04-30 | CAPACITORS | CAPACITORS (BANKS) (EACH) (07330) | KY | 1 | 8593.91 | 8593.91 | 0
E365.00-OH Conductors and Devices | 2022-07-25 | Non-unitized | 160492-Del Park 1408 Ckt Hardening | KY | 0 | 0 | 0 | 0
E365.00-OH Conductors and Devices | 2023-10-31 | Non-unitized | 170193-Oxmoor Transmission Underground Replacement - Distribution to spread/transfer overhead electric on 14 transmission structures and 1 Distribution pole. WR#s 7185363 & 7185364 | KY | 0 | 0 | 0 | 0
E365.00-OH Conductors and Devices | 2024-01-11 | Non-unitized | ALM030323-LGE MAJOR STORM CAPITAL 030323 | KY | 0 | 0 | 0 | 0
E365.00-OH Conductors and Devices | 2024-01-31 | 123,270 ACAR WIRE | 123,270 ACAR WIRE (FT) (07686) | KY | 11878 | 119698.64 | 10.0773 | 0
E365.00-OH Conductors and Devices | 2024-12-31 | Non-unitized | 174200-Taxable-EAST KENTUCKY ST-KYTC BRIDGE project. This project is fully reimbursable with KYTC. LG&E is required to relocate existing distriution poles along East Kentucky Street for the KYTC bridge project. 1222 | KY | 9 | 0 | 0 | 0
E365.00-OH Conductors and Devices | 2024-05-31 | 1/0 CABLE | 1/0 CABLE | KY | 2825 | 233957.29 | 82.8167 | 0
E365.00-OH Conductors and Devices | 2025-03-01 | 500 MCM COPPER CONDUCTOR | #500 MCM W.P. COPPER (00155) | KY | 470 | 372716.93 | 793.0147 | 0
E365.00-OH Conductors and Devices | 1982-01-01 | 840,200 24/13 ACAR WIRE | MP1982 Overhead Conductors and Devices | KY | 11268 | 41543.37 | 3.6868 | 0
E365.00-OH Conductors and Devices | 1988-01-01 | #12 CABLE | MP1988 Overhead Conductors and Devices | KY | 0 | 0 | 0
E365.00-OH Conductors and Devices | 1975-01-01 | TO BE SPREAD OVER ASSETS IN ACCOUNT | MP1975 Overhead Conductors and Devices | KY | 0 | 0 | 0
E365.00-OH Conductors and Devices | 1947-01-01 | TO BE SPREAD OVER ASSETS IN ACCOUNT | MP1947 Overhead Conductors and Devices | KY | 0 | 0 | 0
E365.00-OH Conductors and Devices | 1988-01-01 | ARRESTERS - DISTRIBUTION | MP1988 Overhead Conductors and Devices | KY | 3398 | 307160.63 | 90.3945 | 0
E365.00-OH Conductors and Devices | 1989-01-01 | 1/0 CABLE | MP1989 Overhead Conductors and Devices | KY | 264932 | 485457.8 | 1.8324 | 0
E365.00-OH Conductors and Devices | 1982-01-01 | 4/0 CONDUCTOR | MP1982 Overhead Conductors and Devices | KY | 4272 | 10258.5 | 2.4013 | 0
E365.00-OH Conductors and Devices | 1990-01-01 | 4/0 CONDUCTOR | MP1990 Overhead Conductors and Devices | KY | 7598 | 27447.33 | 3.6124 | 0
E365.00-OH Conductors and Devices | 1991-01-01 | SWITCHES - CUTOUT | MP1991 Overhead Conductors and Devices | KY | 0 | 0 | 0
E365.00-OH Conductors and Devices | 1971-01-01 | 4/0 CONDUCTOR | MP1971 Overhead Conductors and Devices | KY | 8292 | 5558.61 | 0.67036 | 0
E365.00-OH Conductors and Devices | 1934-01-01 | 6 COPPER CONDUCTOR | #6 BARE COPPER | KY | 140820 | 5897.92 | 0.041883 | 0
E365.00-OH Conductors and Devices | 1934-01-01 | 1/0 CABLE | MP1934 Overhead Conductors and Devices | KY | 0 | 0 | 0 | 0
E365.00-OH Conductors and Devices | 1987-01-01 | SWITCH - 0-6 AMP LINCOLNTROL | MP1987 Overhead Conductors and Devices | KY | 3 | 1540.84 | 513.6133
E365.00-OH Conductors and Devices | 1969-01-01 | 392,500 24/13 ACAR WIRE | MP1969 Overhead Conductors and Devices | KY | 86286 | 37906.77 | 0.43932 | 0
E365.00-OH Conductors and Devices | 2002-01-01 | INSULATORS - LINE | MP2002 Overhead Conductors and Devices | KY | 0 | 0 | 0 | 0
E365.00-OH Conductors and Devices | 2001-01-01 | 1000 MCM CONDUCTOR | #1000 MCM CONDUCTOR | KY | 14 | 688 | 49.1429 | 0
E365.00-OH Conductors and Devices | 2001-01-01 | SWITCHES - DISCONNECT NEW | MP2001 Overhead Conductors and Devices | KY | 258 | 297290.19 | 1152.2876 | 0
E365.00-OH Conductors and Devices | 1978-01-01 | SWITCH - 0-6 AMP LINCOLNTROL | MP1978 Overhead Conductors and Devices | KY | 9 | 4064.87 | 451.6522
E365.00-OH Conductors and Devices | 1999-01-01 | RECLOSER, MISCELLANEOUS | MP1999 Overhead Conductors and Devices | KY | 7 | 52893.19 | 7556.17 | 0
E365.00-OH Conductors and Devices | 1934-01-01 | 3/0 CONDUCTOR | #3/0 CONDUCTOR | KY | 5377 | 8306.53 | 1.5448 | 0
E365.00-OH Conductors and Devices | 2008-01-01 | 8 COPPER CONDUCTOR | MP2008 Overhead Conductors and Devices | KY | 3001 | 687.53 | 0.2291
E365.00-OH Conductors and Devices | 2008-05-01 | Non-unitized | 5101 BARDSTOWN RD 40291 | KY | 0 | 0 | 0 | 0
E365.00-OH Conductors and Devices | 2008-05-01 | Non-unitized | 4445 CANE RUN RD 40216 | KY | 0 | 0 | 0
E365.00-OH Conductors and Devices | 2008-05-01 | Non-unitized | 1263984 | KY | 0 | 0 | 0
E365.00-OH Conductors and Devices | 2008-05-01 | Non-unitized | SILVER OAKS 5A - 3Ø OVHD TO PUMPS | KY | 0 | 0 | 0 | 0
E365.00-OH Conductors and Devices | 2008-05-01 | Non-unitized | ARBOR CREEK, SEC 2 | KY | 0 | 0 | 0 | 0
E365.00-OH Conductors and Devices | 2008-05-01 | Non-unitized | 1130108 | KY | 0 | 0 | 0 | 0
E365.00-OH Conductors and Devices | 2008-05-01 | Non-unitized | 5003 Terry Road 40258 | KY | 0 | 0 | 0 | 0
E365.00-OH Conductors and Devices | 2008-05-01 | Non-unitized | HWY 524 | KY | 0 | 0 | 0 | 0
E365.00-OH Conductors and Devices | 2008-05-01 | Non-unitized | ASH LAND | KY | 0 | 0 | 0 | 0
E365.00-OH Conductors and Devices | 2008-05-01 | Non-unitized | 1194195 | KY | 0 | 0 | 0 | 0
E365.00-OH Conductors and Devices | 2008-05-01 | Non-unitized | OLD KY HWY #61 40165 | KY | 0 | 0 | 0
E365.00-OH Conductors and Devices | 2008-05-01 | Non-unitized | 4803 OLYMPIA PARK PLZ 40241 | KY | 0 | 0 | 0
E365.00-OH Conductors and Devices | 2008-05-01 | Non-unitized | SYCAMORE RUN-SEC 2 | KY | 0 | 0 | 0
E365.00-OH Conductors and Devices | 2008-05-01 | Non-unitized | 7705 NATIONAL TURNPIKE 40214 | KY | 0 | 0 | 0
E365.00-OH Conductors and Devices | 2008-05-01 | Non-unitized | 4952 E MANSLICK RD | KY | 0 | 0 | 0
E365.00-OH Conductors and Devices | 2008-11-01 | Non-unitized | 1363826 | KY | 0 | 0 | 0 | 0
E365.00-OH Conductors and Devices | 2009-08-01 | Non-unitized | 1423 S JACKSON ST 40208 | KY | 0 | 0 | 0 | 0
E365.00-OH Conductors and Devices | 2009-09-01 | 6A COPPER CONDUCTOR | #6A COPPERWELD COPPER (00192) | KY | 32837 | 264674.95 | 8.0603 | 0
E365.00-OH Conductors and Devices | 2008-08-31 | 500 MCM COPPER CONDUCTOR | #500 MCM W.P. COPPER (00155) | KY | 1157 | 45314.12 | 39.1652 | 0
E365.00-OH Conductors and Devices | 2009-01-01 | Non-unitized | 1225 S 15TH ST. 40210 | KY | 0 | 0 | 0
E365.00-OH Conductors and Devices | 2009-12-19 | 123,270 ACAR WIRE | 123,270 ACAR WIRE (FT) (07686) | KY | 500 | 1517.84 | 3.0357
E365.00-OH Conductors and Devices | 2010-02-01 | RECLOSER, MISCELLANEOUS | RECLOSER, MISCELLANEOUS (06282) | KY | 6 | 18320.21 | 3053.3683
E365.00-OH Conductors and Devices | 2009-12-31 | 6 COPPER CONDUCTOR | #6 BARE COPPER (00168) | KY | 285 | 21206.38 | 74.4084 | 0
E365.00-OH Conductors and Devices | 2010-04-01 | Non-unitized | PRESTON & CHESTNUT ST 40202 | KY | 0 | 0 | 0 | 0
E365.00-OH Conductors and Devices | 1965-01-01 | 2/0 COPPER CONDUCTOR | #270 W.P. COPPER | KY | 10 | 2.42 | 0.242 | 0
E365.00-OH Conductors and Devices | 2008-05-01 | Non-unitized | 5507 THURMAN RD 40299 | KY | 0 | 0 | 0 | 0
E365.00-OH Conductors and Devices | 2008-05-01 | Non-unitized | 2800 FERN VALLEY RD 40219 | KY | 0 | 0 | 0 | 0
E365.00-OH Conductors and Devices | 2008-05-01 | Non-unitized | 1209 S 3RD 40203 | KY | 0 | 0 | 0 | 0
E365.00-OH Conductors and Devices | 2008-05-01 | Non-unitized | 1004 BARDSTOWN RD 40204 | KY | 0 | 0 | 0 | 0
E365.00-OH Conductors and Devices | 2008-05-01 | Non-unitized | ORELL STATION - SEC 1 | KY | 0 | 0 | 0 | 0
E365.00-OH Conductors and Devices | 2008-05-01 | Non-unitized | 10225 BARDSTOWN BLUFF RD 23 LOT 40291 | KY | 0 | 0 | 0 | 0
E365.00-OH Conductors and Devices | 2008-05-01 | Non-unitized | 228 ELLA DR 40165 | KY | 0 | 0 | 0 | 0
E365.00-OH Conductors and Devices | 2008-05-01 | Non-unitized | 6420 GELLHAUS LN 40299 | KY | 0 | 0 | 0
E365.00-OH Conductors and Devices | 2008-05-01 | Non-unitized | FERNDALE GARDENS - CONDOS RELOCATIO 40291 | KY | 0 | 0 | 0 | 0
E365.00-OH Conductors and Devices | 2008-10-01 | Non-unitized | 1547365 | KY | 0 | 0 | 0 | 0
E365.00-OH Conductors and Devices | 2010-01-01 | Non-unitized | 555 W BLUE LICK RD 40165 | KY | 0 | 0 | 0 | 0
E365.00-OH Conductors and Devices | 2010-01-01 | Non-unitized | 825 S 6TH ST. 40203 | KY | 0 | 0 | 0 | 0
E365.00-OH Conductors and Devices | 2010-01-01 | Non-unitized | 6301 BASS RD 40059 | KY | 0 | 0 | 0 | 0
E365.00-OH Conductors and Devices | 2010-04-01 | Non-unitized | 1102 N POPE LICK RD 40299 | KY | 0 | 0 | 0 | 0
E365.00-OH Conductors and Devices | 2010-05-01 | Non-unitized | 2010 TREVILION WY 40205 | KY | 0 | 0 | 0 | 0
E365.00-OH Conductors and Devices | 2010-05-01 | Non-unitized | 9327 LAGRANGE RD 40242 | KY | 0 | 0 | 0 | 0
E365.00-OH Conductors and Devices | 2010-06-30 | 6 COPPER CONDUCTOR | #6 BARE COPPER (00168) | KY | 855 | 3055.76 | 3.574 | 0
E365.00-OH Conductors and Devices | 2010-07-01 | Non-unitized | 9900 BROWNSBORO RD 40241 | KY | 0 | 0 | 0 | 0
E365.00-OH Conductors and Devices | 2010-11-01 | Non-unitized | 219 E ORMSBY AVE 40203 | KY | 0 | 0 | 0 | 0
E365.00-OH Conductors and Devices | 2011-01-01 | 795 MCM ALUMINUM CONDUCTOR | #795 MCM ALL ALUM BARE (00122) | KY | 1270 | -3070.34 | -2.4176 | 0
E365.00-OH Conductors and Devices | 2011-02-01 | Non-unitized | 5001 HURSTBOURNE PY 40291 | KY | 0 | 0 | 0 | 0
E365.00-OH Conductors and Devices | 2011-02-01 | Non-unitized | 149 HIGHWAY 44 E 40165 | KY | 0 | 0 | 0 | 0
E365.00-OH Conductors and Devices | 2011-04-30 | SWITCHES - DISCONNECT NEW | SWITCHES - DISCONNECT NEW 07631 | KY | 9 | 16188.23 | 1798.6922 | 0
E365.00-OH Conductors and Devices | 2011-04-01 | Non-unitized | PRESTON & CHESTNUT ST 40202 | KY | 0 | 0 | 0 | 0
E365.00-OH Conductors and Devices | 2011-04-01 | Non-unitized | 108 MAPLE AVE. 40031 | KY | 0 | 0 | 0 | 0
E365.00-OH Conductors and Devices | 2011-07-01 | Non-unitized | Investment | KY | 0 | 0 | 0 | 0
E365.00-OH Conductors and Devices | 2011-07-01 | Non-unitized | 9803 BLUE LICK RD 40229 | KY | 0 | 0 | 0 | 0
E365.00-OH Conductors and Devices | 2012-05-31 | 123,270 ACAR WIRE | 123,270 ACAR WIRE (FT) (07686) | KY | 59649 | 107855.46 | 1.8082 | 0
E365.00-OH Conductors and Devices | 2012-05-31 | 336,400 19 STR. ALL ALUMINUM | 336,400 19 STR. ALL ALUMINUM (FT) (07712) | KY | 20047 | 111774.96 | 5.5756 | 0
E365.00-OH Conductors and Devices | 2012-01-01 | Non-unitized | 3731 VALLEY CREEK DRIVE 40055 | KY | 0 | 0 | 0 | 0
E365.00-OH Conductors and Devices | 2012-05-01 | 4/0 CONDUCTOR | #4/0 CONDUCTOR (00148) | KY | 14685 | 51767.13 | 3.5252 | 0
E365.00-OH Conductors and Devices | 2012-02-29 | 2/0 COPPER CONDUCTOR | #2/0 W.P. COPPER (00146) | KY | 165 | 1561.44 | 9.4633 | 0
E365.00-OH Conductors and Devices | 2012-07-25 | Non-unitized | DIST-NA-CNRN-CNRNS1 | KY | 0 | 0 | 0 | 0
E365.00-OH Conductors and Devices | 2012-06-30 | Estimated Retirement | URD MV Cable Rejuvenation | KY | 0 | 0 | 0 | 0
E365.00-OH Conductors and Devices | 2013-02-01 | Non-unitized | CRDD340O-Capital Rep Def OH - 003400 | KY | 0 | 0 | 0 | 0
E365.00-OH Conductors and Devices | 2010-07-10 | SWITCHES - CUTOUT NEW | SWTICHES - CUTUOT NEW 07630 | KY | 1 | 800.98 | 800.98 | 0
E365.00-OH Conductors and Devices | 2012-12-31 | CAPACITORS | CAPACITORS (BANKS) (EACH) (07330) | KY | 3 | 37373.98 | 12457.9933 | 0
E365.00-OH Conductors and Devices | 2013-06-01 | 4/0 CONDUCTOR | #4/0 CONDUCTOR (00148) | KY | 6398 | 78729.79 | 12.3054 | 0
E365.00-OH Conductors and Devices | 2012-06-06 | 4 COPPER CONDUCTOR | #4 W.P. COPPER (00141) | KY | 175 | 14616.71 | 83.5241 | 0
E365.00-OH Conductors and Devices | 2013-08-31 | Non-unitized | TIP TOP PHASE 3 | KY | 0 | 0 | 0 | 0
E365.00-OH Conductors and Devices | 2013-10-31 | INSULATORS - LINE | INSULATORS - LINE | KY | 0 | 0 | 0 | 0
E365.00-OH Conductors and Devices | 2013-12-31 | WILDLIFE PROTECTION | WILDLIFE PROTECTION | KY | 15 | 29999.92 | 1999.9947 | 0
E365.00-OH Conductors and Devices | 2014-05-01 | 500 MCM COPPER CONDUCTOR | #500 MCM W.P. COPPER (00155) | KY | 754 | 1277.94 | 1.6949 | 0
E365.00-OH Conductors and Devices | 2015-06-30 | 4 COPPER CONDUCTOR | #4 W.P. COPPER (00141) | KY | 86997 | 423838.68 | 4.8719 | 0
E365.00-OH Conductors and Devices | 2015-01-01 | Non-unitized | CNBCD340O-NB Comm OH - 003400 | KY | 0 | 0 | 0 | 0
E365.00-OH Conductors and Devices | 2015-02-01 | Non-unitized | CNBSV340O-NB Elect Serv OH - 003400 | KY | 0 | 0 | 0 | 0
E365.00-OH Conductors and Devices | 2014-12-19 | Non-unitized | 131701-Lou Upgrades-Midtown 4th Xfrmr | KY | 0 | 0 | 0 | 0
E365.00-OH Conductors and Devices | 2015-12-31 | Non-unitized | LEO PADMOUNT SWITCHGEAR 2015 | KY | 0 | 0 | 0 | 0
E365.00-OH Conductors and Devices | 2015-12-31 | Non-unitized | NA 1266 | KY | 0 | 0 | 0 | 0
E365.00-OH Conductors and Devices | 2014-09-30 | Non-unitized | FOURTH STREET STREETSCAPE | KY | 0 | 0 | 0 | 0
E365.00-OH Conductors and Devices | 2016-05-01 | Non-unitized | HWY #313 BRANDENBURG | KY | 0 | 0 | 0 | 0
E365.00-OH Conductors and Devices | 2016-07-31 | SWITCHES - CUTOUT NEW | SWITCHES - CUTOUT NEW 07630 | KY | 12 | 11381.82 | 948.485 | 0
E365.00-OH Conductors and Devices | 2016-07-31 | RECLOSER, MISCELLANEOUS | RECLOSER, MISCELLANEOUS (06282) | KY | 6 | 333167.88 | 55527.98 | 0
E365.00-OH Conductors and Devices | 2018-10-01 | 123,270 ACAR WIRE | 123,270 ACAR WIRE (FT) (07686) | KY | 14075 | 17526.98 | 1.2453 | 0
E365.00-OH Conductors and Devices | 2015-04-30 | 500 MCM COPPER CONDUCTOR | #500 MCM W.P. COPPER (00155) | KY | 184 | 11489.23 | 62.4415 | 0
E365.00-OH Conductors and Devices | 2019-02-01 | 123,270 ACAR WIRE | 123,270 ACAR WIRE (FT) (07686) | KY | 24493 | 0 | 0 | 0
E365.00-OH Conductors and Devices | 2017-08-31 | SWITCHES - CUTOUT NEW | SWITCHES - CUTOUT NEW 07630 | KY | 1249 | 3008031.05 | 2408.3515 | 0
E365.00-OH Conductors and Devices | 2020-01-01 | Non-unitized | CTPD343-Capital Thrd Party - 003430 | KY | 0 | 0 | 0 | 0
E365.00-OH Conductors and Devices | 2020-06-30 | Non-unitized | 151481-DIST CAPACITORS LGE - 2019 | KY | 0 | 0 | 0 | 0
E365.00-OH Conductors and Devices | 2020-01-01 | 1/0 CABLE | 1/0 CABLE | KY | 7203 | 6992.93 | 0.97084 | 0
E365.00-OH Conductors and Devices | 2014-08-31 | RECLOSER, MISCELLANEOUS | RECLOSER, MISCELLANEOUS | KY | 3 | 3573699.94 | 1191233.3133 | 0
E365.00-OH Conductors and Devices | 2020-01-01 | #2 Triplex | #2 Triplex | KY | 26199 | 15690.4 | 0.59889 | 0
E365.00-OH Conductors and Devices | 2020-08-01 | GROUND | GROUND (00103) | KY | 2 | 20.94 | 10.47 | 0
E365.00-OH Conductors and Devices | 2020-05-01 | 8 COPPER CONDUCTOR | #8 W.P. COPPER (00138) | KY | 0 | 0 | 0 | 0
E365.00-OH Conductors and Devices | 2020-09-01 | 123,270 ACAR WIRE | 123,270 ACAR WIRE (FT) (07686) | KY | 12147 | 25067.5 | 2.0637 | 0
E365.00-OH Conductors and Devices | 2021-06-01 | Non-unitized | 164839-HN1200 CEMI 2021 is one of the circuits that were identified in the CEMI project for 2021. WR#6823833 | KY | 0 | 0 | 0 | 0
E365.00-OH Conductors and Devices | 2021-04-01 | Non-unitized | 161195-TA1105 CIFI- is one of the circuits that were identified in the CIFI project for 2020. The following streets will be worked on: WR#6591475-7100 BROWNSBORO RD WR# 6591467 - 3000 SPRINGCREST DR WR# 6591459 - 7801 BROWNSBORO RD WR# 6591454 - 2301 | KY | 0 | 0 | 0 | 0
E365.00-OH Conductors and Devices | 2021-06-01 | SWITCHES - CUTOUT NEW | SWITCHES - CUTOUT NEW 07630 | KY | 273 | 137683.5 | 504.3352 | 0
E365.00-OH Conductors and Devices | 2022-02-28 | ARRESTERS - OVERHEAD | ARRESTERS - OVERHEAD | KY | 12 | 7062.95 | 588.5792 | 0
E365.00-OH Conductors and Devices | 2022-03-31 | INSULATORS - LINE | INSULATORS - LINE | KY | 89 | 742.11 | 8.3383 | 0
E365.00-OH Conductors and Devices | 2022-01-01 | 4 COPPER CONDUCTOR | #4 W.P. COPPER (00141) | KY | 376880 | 1995374.7 | 5.2945 | 0
E365.00-OH Conductors and Devices | 2022-10-12 | Non-unitized | 162083-2022 LEO DWTN VT STRUCT REP | KY | 0 | 0 | 0 | 0
E365.00-OH Conductors and Devices | 2023-02-01 | SWITCHES - CUTOUT NEW | SWITCHES - CUTOUT NEW 07630 | KY | 2213 | 2082473.23 | 941.0182 | 0
E365.00-OH Conductors and Devices | 2023-04-17 | Non-unitized | 166853 - Grid Optimization LGE | KY | 0 | 0 | 0 | 0
E365.00-OH Conductors and Devices | 2023-02-16 | 4 COPPER CONDUCTOR | #4 W.P. COPPER (00141) | KY | 674 | 12930.2 | 19.1843 | 0
E365.00-OH Conductors and Devices | 2024-01-01 | Non-unitized | ATBRD343U-Taxable-Cap Trouble Orders UG 00343012 | KY | 0 | 0 | 0 | 0
E365.00-OH Conductors and Devices | 2024-02-29 | Non-unitized | LAWSON EASEMENT - 35 | KY | 0 | 0 | 0 | 0
E365.00-OH Conductors and Devices | 2022-04-25 | GROUND | GROUND (00103) | KY | 9 | 1127.96 | 125.3289 | 0
E365.00-OH Conductors and Devices | 2024-01-01 | GROUND | GROUND (00103) | KY | 8 | 3251.83 | 406.4787 | 0
E365.00-OH Conductors and Devices | 2024-12-31 | Non-unitized | 24TPACTR-24TAPCTR-TPPA CHARTER 2024 - Fully reimbursable project | KY | 10 | 175.61 | 17.561 | 0
E365.00-OH Conductors and Devices | 2025-03-01 | #2 Triplex | #2 Triplex | KY | 14000 | 393833.25 | 28.1309 | 0
E365.00-OH Conductors and Devices | 2025-04-01 | INSULATORS - LINE | INSULATORS - LINE | KY | 1255 | 96720.78 | 77.0684 | 0
E365.00-OH Conductors and Devices | 2025-02-01 | Non-unitized | ARPOLE340-Taxable-Cap Pole Rep/Repl 00340012 | KY | 2 | 16254.21 | 8127.105 | 0
E365.00-OH Conductors and Devices | 2023-09-30 | 123,270 ACAR WIRE | 123,270 ACAR WIRE (FT) (07686) | KY | 200 | 2828.63 | 14.1431 | 0
E365.00-OH Conductors and Devices | 1974-01-01 | 8 COPPER CONDUCTOR | MP1974 Overhead Conductors and Devices | KY | 21 | 0 | 0 | 0
E365.00-OH Conductors and Devices | 1993-01-01 | SKY WIRE | MP1993 Overhead Conductors and Devices | KY | 4859 | 16355.17 | 3.366
E365.00-OH Conductors and Devices | 1957-01-01 | TO BE SPREAD OVER ASSETS IN ACCOUNT | MP1957 Overhead Conductors and Devices | KY | 0 | 0 | 0
E365.00-OH Conductors and Devices | 1992-01-01 | 123,270 ACAR WIRE | MP1992 Overhead Conductors and Devices | KY | 173014 | 380294.7 | 2.1981 | 0
E365.00-OH Conductors and Devices | 1947-01-01 | 4 COPPER CONDUCTOR | MP1947 Overhead Conductors and Devices | KY | 1046827 | 111100.44 | 0.10613 | 0
E365.00-OH Conductors and Devices | 1963-01-01 | #2 Triplex | MP1963 Overhead Conductors and Devices | KY | 149602 | 36578.12 | 0.2445 | 0
E365.00-OH Conductors and Devices | 1969-01-01 | 795 MCM ALUMINUM CONDUCTOR | MP1969 Overhead Conductors and Devices | KY | 12531 | 9591.88 | 0.76545 | 0
E365.00-OH Conductors and Devices | 1967-01-01 | 6 COPPER CONDUCTOR | MP1967 Overhead Conductors and Devices | KY | 82180 | 10623.38 | 0.12927 | 0
E365.00-OH Conductors and Devices | 1969-01-01 | #2 Triplex | MP1969 Overhead Conductors and Devices | KY | 60707 | 19469.62 | 0.32071 | 0
E365.00-OH Conductors and Devices | 2000-01-01 | 4 COPPER CONDUCTOR | MP2000 Electric Distribution - Overhead Conduct | KY | 9840 | 77380.88 | 7.8639 | 0
E365.00-OH Conductors and Devices | 2003-01-01 | 4 COPPER CONDUCTOR | MP2003 Overhead Conductors and Devices | KY | 160211 | 452766.3 | 2.8261 | 0
E365.00-OH Conductors and Devices | 2000-01-01 | 1/0 CABLE | MP2000 Overhead Conductors and Devices | KY | 492980 | 2943447.14 | 5.9707 | 0
E365.00-OH Conductors and Devices | 2007-01-01 | 4 COPPER CONDUCTOR | MP2007 Overhead Conductors and Devices | KY | 3551 | 45376.51 | 12.7785
E365.00-OH Conductors and Devices | 1963-01-01 | CAPACITORS | MP1963 Overhead Conductors and Devices | KY | 3 | 1049.32 | 349.7733 | 0
E365.00-OH Conductors and Devices | 2008-01-01 | 3/0 CONDUCTOR | MP2008 Overhead Conductors and Devices | KY | 69113 | 198180.47 | 2.8675 | 0
E365.00-OH Conductors and Devices | 2008-01-01 | 750 MCM COPPER CONDUCTOR | MP2008 Overhead Conductors and Devices | KY | 212 | 4289.6 | 20.234
E365.00-OH Conductors and Devices | 2008-05-01 | Non-unitized | 1228237 | KY | 0 | 0 | 0
E365.00-OH Conductors and Devices | 2008-05-01 | Non-unitized | LOT 1 LEES LN 40108 | KY | 0 | 0 | 0
E365.00-OH Conductors and Devices | 2008-05-01 | Non-unitized | 2702 MAXEY LN 40245 | KY | 0 | 0 | 0 | 0
E365.00-OH Conductors and Devices | 2008-05-01 | Non-unitized | 871365 | KY | 0 | 0 | 0 | 0
E365.00-OH Conductors and Devices | 2008-05-01 | Non-unitized | 1621 ALBANY AVE 40216 | KY | 0 | 0 | 0 | 0
E365.00-OH Conductors and Devices | 2008-05-01 | Non-unitized | 3204 TEN BROECK WAY 40241 | KY | 0 | 0 | 0 | 0
E365.00-OH Conductors and Devices | 2008-05-01 | Non-unitized | 7505 KAVANAUGH ROAD 40014 | KY | 0 | 0 | 0 | 0
E365.00-OH Conductors and Devices | 2008-05-01 | Non-unitized | 13125 EASTPOINT PARK BLVD 40223 | KY | 0 | 0 | 0 | 0
E365.00-OH Conductors and Devices | 2008-05-01 | Non-unitized | 8027 S WATTERSON TRL 40218 | KY | 0 | 0 | 0 | 0
E365.00-OH Conductors and Devices | 2008-05-01 | Non-unitized | 1106134 | KY | 0 | 0 | 0 | 0
E365.00-OH Conductors and Devices | 2008-05-01 | Non-unitized | PARK RIDGE VILLAGE CONDOS | KY | 0 | 0 | 0
E365.00-OH Conductors and Devices | 2008-05-01 | Non-unitized | 11621 ELECTRON DR 40299 | KY | 0 | 0 | 0
E365.00-OH Conductors and Devices | 2008-05-01 | Non-unitized | 2911 S ENGLISH STATION RD 40243 | KY | 0 | 0 | 0
E365.00-OH Conductors and Devices | 1991-01-01 | SWITCHES - CUTOUT NEW | MP1991 Overhead Conductors and Devices | KY | 1181 | 205464.25 | 173.9748 | 0
E365.00-OH Conductors and Devices | 1975-01-01 | SWITCHES - CUTOUT NEW | MP1975 Overhead Conductors and Devices | KY | 0 | 0 | 0 | 0
E365.00-OH Conductors and Devices | 2009-04-01 | Non-unitized | 4915 COLUMBIA AVE 40258 | KY | 0 | 0 | 0
E365.00-OH Conductors and Devices | 2009-01-01 | Non-unitized | 701 WINKLER AV 40208 | KY | 0 | 0 | 0 | 0
E365.00-OH Conductors and Devices | 2008-11-01 | Non-unitized | 1605054 | KY | 0 | 0 | 0
E365.00-OH Conductors and Devices | 2009-08-31 | 123,270 ACAR WIRE | 123,270 ACAR WIRE (FT) (07686) | KY | 292 | 1200.27 | 4.1105 | 0
E365.00-OH Conductors and Devices | 2009-03-31 | 1/0 CONDUCTOR | 1/0 CONDUCTOR | KY | 14 | 153.52 | 10.9657 | 0
E365.00-OH Conductors and Devices | 2010-01-01 | Non-unitized | POI | KY | 0 | 0 | 0 | 0
E365.00-OH Conductors and Devices | 2010-01-01 | Non-unitized | 5098 Fible Lane 40014 | KY | 0 | 0 | 0
E365.00-OH Conductors and Devices | 2010-01-01 | Non-unitized | 3611 Red Oak Drive Lot # 5 40031 | KY | 0 | 0 | 0 | 0
E365.00-OH Conductors and Devices | 2009-12-31 | CONDUCTOR | CONDUCTOR - (MISC) (06426) | KY | 550 | 61442.74 | 111.7141 | 0
E365.00-OH Conductors and Devices | 2009-10-31 | ARRESTERS - OVERHEAD | ARRESTERS - OVERHEAD | KY | 0 | 0 | 0 | 0
E365.00-OH Conductors and Devices | 2010-04-01 | Non-unitized | 4253 WESTPORT RD 40207 | KY | 0 | 0 | 0 | 0
E365.00-OH Conductors and Devices | 2008-05-01 | Non-unitized | 8923 RILEY AVE 40242 | KY | 0 | 0 | 0 | 0
E365.00-OH Conductors and Devices | 2008-05-01 | Non-unitized | 612 SOUTHWESTERN PKY | KY | 0 | 0 | 0 | 0
E365.00-OH Conductors and Devices | 2008-05-01 | Non-unitized | 11405 BLUEGRASS PKWY 40299 | KY | 0 | 0 | 0 | 0
E365.00-OH Conductors and Devices | 2008-05-01 | Non-unitized | 1431 S 4TH ST 40208 | KY | 0 | 0 | 0 | 0
E365.00-OH Conductors and Devices | 2008-05-01 | Non-unitized | WILLIAMSGATE | KY | 0 | 0 | 0 | 0
E365.00-OH Conductors and Devices | 2008-05-01 | Non-unitized | 2000 TYLER LN 40205 | KY | 0 | 0 | 0 | 0
E365.00-OH Conductors and Devices | 2008-05-01 | Non-unitized | 4500 MASON DIXON LN. 40213 | KY | 0 | 0 | 0 | 0
E365.00-OH Conductors and Devices | 2008-05-01 | Non-unitized | 13124 U W HIGHWAY 42 40059 | KY | 0 | 0 | 0 | 0
E365.00-OH Conductors and Devices | 2009-04-01 | Non-unitized | 4730 CHAMBERLAIN LN 40241 | KY | 0 | 0 | 0 | 0
E365.00-OH Conductors and Devices | 2009-01-01 | Non-unitized | 5301 OUTER LOOP 40219 | KY | 0 | 0 | 0
E365.00-OH Conductors and Devices | 2009-03-01 | 336,400 19 STR. ALL ALUMINUM | 336,400 19 STR. ALL ALUMINUM (FT) (07712) | KY | 15108 | 145651.65 | 9.6407 | 0
E365.00-OH Conductors and Devices | 2008-09-30 | 4/0 CONDUCTOR | #4/0 CONDUCTOR (00148) | KY | 50 | 638.66 | 12.7732
E365.00-OH Conductors and Devices | 2010-05-01 | Non-unitized | 7100 GRADE LN 4 | KY | 0 | 0 | 0 | 0
E365.00-OH Conductors and Devices | 2010-08-01 | Non-unitized | 9224 FAIRGROUND RD 40291 | KY | 0 | 0 | 0 | 0
E365.00-OH Conductors and Devices | 2010-08-01 | Non-unitized | R-3609 TRAIL RIDGE ROAD 40241 | KY | 0 | 0 | 0 | 0
E365.00-OH Conductors and Devices | 2010-10-01 | Non-unitized | 1121 ST LOUIS AVE 40210 | KY | 0 | 0 | 0 | 0
E365.00-OH Conductors and Devices | 2010-10-01 | Non-unitized | 617 SUNNYSIDE DR 40206 | KY | 0 | 0 | 0 | 0
E365.00-OH Conductors and Devices | 2011-01-31 | SWITCHES - DISCONNECT NEW | SWITCHES - DISCONNECT NEW 07631 | KY | 24 | -149169.09 | -6215.3787 | 0
E365.00-OH Conductors and Devices | 2010-12-31 | Non-unitized | Network Transformer High Voltage Compartment Retrofit | KY | 0 | 0 | 0 | 0
E365.00-OH Conductors and Devices | 2011-01-01 | Non-unitized | 1036 GOSS AVE 40217 | KY | 0 | 0 | 0 | 0
E365.00-OH Conductors and Devices | 2011-01-01 | Non-unitized | 4401 BARDSTOWN RD 40218 | KY | 0 | 0 | 0 | 0
E365.00-OH Conductors and Devices | 2011-01-01 | Non-unitized | 10513 DIXIE HWY 40272 | KY | 0 | 0 | 0 | 0
E365.00-OH Conductors and Devices | 2011-02-01 | Non-unitized | 1001 BROOKLINE AVE 40215 | KY | 0 | 0 | 0 | 0
E365.00-OH Conductors and Devices | 2011-09-01 | 1/0 CABLE | 1/0 CABLE | KY | 5376 | 36351.53 | 6.7618 | 0
E365.00-OH Conductors and Devices | 2011-04-01 | Non-unitized | 2000 STANLEY GAULT PKWY 40243 | KY | 0 | 0 | 0 | 0
E365.00-OH Conductors and Devices | 2011-07-01 | Non-unitized | 2053 S 4TH ST 40208 | KY | 0 | 0 | 0 | 0
E365.00-OH Conductors and Devices | 2011-10-01 | 1/0 CONDUCTOR | 1/0 CONDUCTOR | KY | 5332 | -47723.45 | -8.9504 | 0
E365.00-OH Conductors and Devices | 2012-01-01 | Non-unitized | 6512 MANSLICK ROAD 40214 | KY | 0 | 0 | 0 | 0
E365.00-OH Conductors and Devices | 2012-04-30 | 195,700 ACAR WIRE | 195,700 ACAR WIRE (FT) (07711) | KY | 1695 | 6097.93 | 3.5976 | 0
E365.00-OH Conductors and Devices | 2012-03-01 | ARRESTERS - NEW | ARRESTERS - NEW (06334) | KY | 41 | 20336.26 | 496.0063 | 0
E365.00-OH Conductors and Devices | 2012-07-01 | REGULATORS | REGULATORS, VOLTAGE, 167 KVA, 7620 VOLT | KY | 0 | 0 | 0 | 0
E365.00-OH Conductors and Devices | 2012-12-31 | Non-unitized | CABLE341-Blanket cable for joint trench | KY | 0 | 0 | 0 | 0
E365.00-OH Conductors and Devices | 2013-05-31 | 1/0 CABLE | 1/0 CABLE | KY | 400 | 7165.6 | 17.914 | 0
E365.00-OH Conductors and Devices | 2013-12-30 | ARRESTERS - OVERHEAD | ARRESTERS - OVERHEAD | KY | 10 | 6997.86 | 699.786 | 0
E365.00-OH Conductors and Devices | 2013-12-31 | 1/0 CONDUCTOR | 1/0 CONDUCTOR | KY | 21475 | 103670.73 | 4.8275 | 0
E365.00-OH Conductors and Devices | 2014-08-31 | Non-unitized | 2006 SOUTH PARK RD 40214 | KY | 0 | 0 | 0 | 0
E365.00-OH Conductors and Devices | 2014-09-30 | SWITCHES - CUTOUT | SWITCHES (CUTOUT) (EACH) (07630) | KY | 104 | 68327.28 | 656.9931 | 0
E365.00-OH Conductors and Devices | 2015-06-30 | 6 COPPER CONDUCTOR | #6 BARE COPPER (00168) | KY | 33466 | 170853.13 | 5.1053 | 0
E365.00-OH Conductors and Devices | 2015-01-01 | Non-unitized | CSYSEN340-Sys Enh - 003400 | KY | 0 | 0 | 0 | 0
E365.00-OH Conductors and Devices | 2015-03-31 | SWITCHES - CUTOUT NEW | SWITCHES - CUTOUT NEW 07630 | KY | 166 | 44785.15 | 269.7901 | 0
E365.00-OH Conductors and Devices | 1947-03-01 | Estimated Retirement | CKT TERRY 1244 (TE1244) | KY | 0 | 0 | 0 | 0
E365.00-OH Conductors and Devices | 1934-03-01 | Estimated Retirement | CKT TERRY 1244 (TE1244) | KY | 0 | 0 | 0 | 0
E365.00-OH Conductors and Devices | 2015-04-30 | SWITCHES - CUTOUT NEW | SWITCHES - CUTOUT NEW 07630 | KY | 517 | 401931.1 | 777.4296 | 0
E365.00-OH Conductors and Devices | 2015-11-30 | SKY WIRE | SKY WIRE (FT) | KY | 1000 | 1405.42 | 1.4054 | 0
E365.00-OH Conductors and Devices | 2015-12-31 | Non-unitized | FREYS HILL CKT 1210 (FH1210) | KY | 0 | 0 | 0 | 0
E365.00-OH Conductors and Devices | 2016-09-30 | 195,700 ACAR WIRE | 195,700 ACAR WIRE (FT) (07711) | KY | 0 | 0 | 0 | 0
E365.00-OH Conductors and Devices | 2015-10-31 | #12 CABLE | #12 CABLE | KY | 979 | 0 | 0 | 0
E365.00-OH Conductors and Devices | 2016-12-15 | 4/0 CONDUCTOR | #4/0 CONDUCTOR (00148) | KY | 3435 | 64175.47 | 18.6828 | 0
E365.00-OH Conductors and Devices | 1963-12-01 | Estimated Retirement | 154092 Distribution Automation LGE this approval is for projects 154092 (direct charge), 154093 (direct charge), 154094 (Servco, 0%), 154095 (LGE, 42%) and 154096 (KU, 58%). | KY | 0 | 0 | 0 | 0
E365.00-OH Conductors and Devices | 2014-08-31 | Non-unitized | CTBRD340U-Taxable-Cap Trouble Orders UG - 00340012 | KY | 0 | 0 | 0 | 0
E365.00-OH Conductors and Devices | 2017-12-31 | CAPACITORS | CAPACITORS (BANKS) (EACH) (07330) | KY | 10 | 106766.41 | 10676.641 | 0
E365.00-OH Conductors and Devices | 2019-11-30 | Non-unitized | WATTERSON TRAIL BICY | KY | 0 | 0 | 0 | 0
E365.00-OH Conductors and Devices | 2017-12-31 | SWITCHGEAR | SWITCHGEAR (06755) | KY | 1 | 10280.91 | 10280.91 | 0
E365.00-OH Conductors and Devices | 2019-12-01 | GROUND | GROUND (00103) | KY | 517 | 10634.57 | 20.5698 | 0
E365.00-OH Conductors and Devices | 2019-02-28 | Non-unitized | 158312-FV1140 Exit Circuit | KY | 0 | 0 | 0 | 0
E365.00-OH Conductors and Devices | 2017-08-31 | 195,700 ACAR WIRE | 195,700 ACAR WIRE (FT) (07711) | KY | 500 | 581.2 | 1.1624 | 0
E365.00-OH Conductors and Devices | 2020-01-01 | Non-unitized | CTBRD340O-Taxable-Cap Trouble Orders OH - 00340012 | KY | 0 | 0 | 0 | 0
E365.00-OH Conductors and Devices | 2014-08-31 | SWITCHES - GROUP OPERATED | SWITCHES - GROUP OPERATED 07632 | KY | 1 | 272743.82 | 272743.82 | 0
E365.00-OH Conductors and Devices | 2019-09-30 | 2/0 COPPER CONDUCTOR | #2/0 W.P. COPPER (00146) | KY | 214 | 2784.4 | 13.0112 | 0
E365.00-OH Conductors and Devices | 2020-06-30 | 4 COPPER CONDUCTOR | #4 W.P. COPPER (00141) | KY | 4588 | 22994.58 | 5.0119 | 0
E365.00-OH Conductors and Devices | 2020-04-30 | WILDLIFE PROTECTION | WILDLIFE PROTECTION | KY | 1 | 1321.06 | 1321.06 | 0
E365.00-OH Conductors and Devices | 2020-10-01 | SWITCHES - DISCONNECT NEW | SWITCHES - DISCONNECT | KY | 21 | 12995.63 | 618.8395 | 0
E365.00-OH Conductors and Devices | 2020-05-01 | SWITCHES - CUTOUT NEW | SWITCHES - CUTOUT NEW 07630 | KY | 31 | 76549.94 | 2469.3529 | 0
E365.00-OH Conductors and Devices | 2021-03-31 | 4 COPPER CONDUCTOR | #4 W.P. COPPER (00141) | KY | 33050 | 38844.75 | 1.1753 | 0
E365.00-OH Conductors and Devices | 2021-12-31 | Non-unitized | CLM071120-LGE Major Storm-Capital-071120 | KY | 0 | 0 | 0 | 0
E365.00-OH Conductors and Devices | 2021-09-13 | Non-unitized | Investment | KY | 0 | 0 | 0 | 0
E365.00-OH Conductors and Devices | 2022-01-01 | Non-unitized | ARELD340-Taxable-Capital Reliability 00340012 | KY | 0 | 0 | 0 | 0
E365.00-OH Conductors and Devices | 2021-06-01 | #2 Triplex | #2 Triplex | KY | 7209 | 40050.6 | 5.5556 | 0
E365.00-OH Conductors and Devices | 2021-06-01 | WILDLIFE PROTECTION | WILDLIFE PROTECTION | KY | 8 | 4505.27 | 563.1588 | 0
E365.00-OH Conductors and Devices | 2021-10-31 | 195,700 ACAR WIRE | 195,700 ACAR WIRE (FT) (07711) | KY | 19624 | 111438.94 | 5.6787 | 0
E365.00-OH Conductors and Devices | 2021-10-31 | 6 COPPER CONDUCTOR | #6 BARE COPPER (00168) | KY | 5085 | 7611.49 | 1.4969 | 0
E365.00-OH Conductors and Devices | 2022-04-25 | Non-unitized | COMMERCE PARKWAY EXT | KY | 0 | 0 | 0 | 0
E365.00-OH Conductors and Devices | 2022-02-01 | SWITCHES - DISCONNECT NEW | SWITCHES - DISCONNECT | KY | 9 | 688.78 | 76.5311 | 0
E365.00-OH Conductors and Devices | 2022-11-30 | Non-unitized | 167793 BR1185 - BRECKENRIDGE SMALL WIRE s one of the circuits that were identified for 2022. WRs# 6295204, 6295205 and 6295206 | KY | 0 | 0 | 0 | 0
E365.00-OH Conductors and Devices | 2023-01-01 | Non-unitized | ATBRD340O-Taxable-Cap Trouble Orders OH 00340012 | KY | 0 | 0 | 0 | 0
E365.00-OH Conductors and Devices | 2023-01-01 | Non-unitized | CNBRD341U-NB Resid UG - 003410 | KY | 0 | 0 | 0 | 0
E365.00-OH Conductors and Devices | 2023-02-01 | SWITCHES - DISCONNECT NEW | SWITCHES - DISCONNECT | KY | 237 | 1683125.05 | 7101.7935 | 0
E365.00-OH Conductors and Devices | 2022-08-18 | 6 COPPER CONDUCTOR | #6 BARE COPPER (00168) | KY | 285 | 676.57 | 2.3739 | 0
E365.00-OH Conductors and Devices | 2023-02-01 | RECLOSER, MISCELLANEOUS | RECLOSER, MISCELLANEOUS | KY | 0 | 0 | 0 | 0
E365.00-OH Conductors and Devices | 2023-02-16 | 8 COPPER CONDUCTOR | #8 W.P. COPPER (00138) | KY | 943 | 11104.66 | 11.7759 | 0
E365.00-OH Conductors and Devices | 2021-12-31 | 195,700 ACAR WIRE | 195,700 ACAR WIRE (FT) (07711) | KY | 23 | 94.71 | 4.1178 | 0
E365.00-OH Conductors and Devices | 2022-07-25 | VACUUM INTERRUPTER SWITCH | VACUUM INTERRUPTER SWITCH | KY | 2 | 56357.12 | 28178.56 | 0
E365.00-OH Conductors and Devices | 2024-01-01 | Non-unitized | ANBSV340O-Taxable-NB Elec Serv OH 00340012 | KY | 0 | 0 | 0 | 0
E365.00-OH Conductors and Devices | 2024-01-01 | Non-unitized | ARDD343U-Taxable-Cap Rep Def UG 00343012: Typically used for planned or scheduled jobs. | KY | 0 | 0 | 0 | 0
E365.00-OH Conductors and Devices | 2024-09-01 | RECLOSER CONTROL | RECLOSER CONTROL | KY | 1 | 119469 | 119469 | 0
E365.00-OH Conductors and Devices | 2024-02-28 | RECLOSER, MISCELLANEOUS | RECLOSER, MISCELLANEOUS | KY | 3 | 621414.49 | 207138.1633 | 0
E365.00-OH Conductors and Devices | 1994-01-01 | #12 CABLE | MP1994 Overhead Conductors and Devices | KY | 0 | 0 | 0
E365.00-OH Conductors and Devices | 1985-01-01 | 336,400 19 STR. ALL ALUMINUM | MP1985 Overhead Conductors and Devices | KY | 54063 | 124375.84 | 2.3006 | 0
E365.00-OH Conductors and Devices | 1987-01-01 | SKY WIRE | MP1987 Overhead Conductors and Devices | KY | 6018 | 10816.11 | 1.7973
E365.00-OH Conductors and Devices | 1978-01-01 | 336,400 19 STR. ALL ALUMINUM | MP1978 Overhead Conductors and Devices | KY | 83332 | 98968.24 | 1.1876 | 0
E365.00-OH Conductors and Devices | 1977-01-01 | TO BE SPREAD OVER ASSETS IN ACCOUNT | MP1977 Overhead Conductors and Devices | KY | 0 | 0 | 0
E365.00-OH Conductors and Devices | 1980-01-01 | TO BE SPREAD OVER ASSETS IN ACCOUNT | MP1980 Overhead Conductors and Devices | KY | 0 | 0 | 0
E365.00-OH Conductors and Devices | 1987-01-01 | TO BE SPREAD OVER ASSETS IN ACCOUNT | MP1987 Overhead Conductors and Devices | KY | 0 | 0 | 0
E365.00-OH Conductors and Devices | 1974-01-01 | 195,700 ACAR WIRE | MP1974 Overhead Conductors and Devices | KY | 19348 | 8609.1 | 0.44496 | 0
E365.00-OH Conductors and Devices | 1978-01-01 | ARRESTERS - DISTRIBUTION | MP1978 Overhead Conductors and Devices | KY | 3695 | 228585.69 | 61.8635 | 0
E365.00-OH Conductors and Devices | 1963-01-01 | 3/0 CONDUCTOR | MP1963 Overhead Conductors and Devices | KY | 18279 | 4410.33 | 0.24128 | 0
E365.00-OH Conductors and Devices | 1966-01-01 | 4 COPPER CONDUCTOR | MP1966 Overhead Conductors and Devices | KY | 79112 | 20633.62 | 0.26082 | 0
E365.00-OH Conductors and Devices | 1989-01-01 | 4/0 CONDUCTOR | MP1989 Overhead Conductors and Devices | KY | 6445 | 21882.66 | 3.3953 | 0
E365.00-OH Conductors and Devices | 1974-01-01 | 6 COPPER CONDUCTOR | MP1974 Overhead Conductors and Devices | KY | 1988 | 972.53 | 0.4892 | 0
E365.00-OH Conductors and Devices | 1966-01-01 | 336,400 19 STR. ALL ALUMINUM | MP1966 Overhead Conductors and Devices | KY | 137734 | 44851.51 | 0.32564 | 0
E365.00-OH Conductors and Devices | 1934-01-01 | 750 MCM COPPER CONDUCTOR | MP1934 Overhead Conductors and Devices | KY | 0 | 0 | 0
E365.00-OH Conductors and Devices | 1992-01-01 | RECLOSER, MISCELLANEOUS | MP1992 Overhead Conductors and Devices | KY | 0 | 0 | 0 | 0
E365.00-OH Conductors and Devices | 1970-01-01 | 4 COPPER CONDUCTOR | #4 W.P. COPPER | KY | 10 | 3.09 | 0.309
E365.00-OH Conductors and Devices | 1999-01-01 | 3/0 CONDUCTOR | MP1999 Overhead Conductors and Devices | KY | 35423 | 155840.84 | 4.3994 | 0
E365.00-OH Conductors and Devices | 1984-01-01 | FISHER PIERCE CURRENT SENSOR | MP1984 Overhead Conductors and Devices | KY | 15 | 3287.22 | 219.148
E365.00-OH Conductors and Devices | 1957-01-01 | ARRESTERS - DISTRIBUTION | MP1957 Overhead Conductors and Devices | KY | 5 | 171.51 | 34.302
E365.00-OH Conductors and Devices | 2002-01-01 | #2 ACSR | MP2002 Overhead Conductors and Devices | KY | 0 | 0 | 0 | 0
E365.00-OH Conductors and Devices | 2008-05-01 | Non-unitized | SIGNATURE POINT-PH 1 40223 | KY | 0 | 0 | 0
E365.00-OH Conductors and Devices | 2008-05-01 | Non-unitized | TERRY RD. 40258 | KY | 0 | 0 | 0
E365.00-OH Conductors and Devices | 2008-05-01 | Non-unitized | 5122 N PRESTON HY 40165 | KY | 0 | 0 | 0
E365.00-OH Conductors and Devices | 2008-05-01 | Non-unitized | 1313795 | KY | 0 | 0 | 0
E365.00-OH Conductors and Devices | 2008-05-01 | Non-unitized | 1346702 | KY | 0 | 0 | 0
E365.00-OH Conductors and Devices | 2008-05-01 | Non-unitized | 1500 OAK ST 40211 | KY | 0 | 0 | 0 | 0
E365.00-OH Conductors and Devices | 2008-05-01 | Non-unitized | LAMBORNE BLVD 40272 | KY | 0 | 0 | 0 | 0
E365.00-OH Conductors and Devices | 2008-05-01 | Non-unitized | 3811 HALE AVE | KY | 0 | 0 | 0
E365.00-OH Conductors and Devices | 2008-05-01 | Non-unitized | 5652 NEW CUT RD 40214 | KY | 0 | 0 | 0 | 0
E365.00-OH Conductors and Devices | 2008-05-01 | Non-unitized | 6800-7373 LEISURE LN 40229 | KY | 0 | 0 | 0
E365.00-OH Conductors and Devices | 2008-05-01 | Non-unitized | KIRSTEN BROOKE ESTATES | KY | 0 | 0 | 0
E365.00-OH Conductors and Devices | 2008-05-01 | Non-unitized | 2000 FLAT ROCK RD 40245 | KY | 0 | 0 | 0 | 0
E365.00-OH Conductors and Devices | 2008-05-01 | Non-unitized | 8301 JOHNSON SCHOOL RD 40291 | KY | 0 | 0 | 0 | 0
E365.00-OH Conductors and Devices | 2008-05-01 | Non-unitized | 1136005 | KY | 0 | 0 | 0 | 0
E365.00-OH Conductors and Devices | 2008-05-01 | Non-unitized | 17000 PERSIMMON WOOD TRAIL LOT 44 40023 | KY | 0 | 0 | 0 | 0
E365.00-OH Conductors and Devices | 2008-05-01 | Non-unitized | 3200 POND STATION RD. 40272 | KY | 0 | 0 | 0
E365.00-OH Conductors and Devices | 2008-05-01 | Non-unitized | 1136795 | KY | 0 | 0 | 0
E365.00-OH Conductors and Devices | 2008-05-01 | Non-unitized | 2900 MAGAZINE ST | KY | 0 | 0 | 0
E365.00-OH Conductors and Devices | 2008-05-01 | Non-unitized | 13102 R OLD HENRY ROAD 40223 | KY | 0 | 0 | 0 | 0
E365.00-OH Conductors and Devices | 2008-05-01 | Non-unitized | 1389114 | KY | 0 | 0 | 0
E365.00-OH Conductors and Devices | 2008-05-01 | Non-unitized | FERNDALE GARDENS CONDOS | KY | 0 | 0 | 0
E365.00-OH Conductors and Devices | 2009-04-01 | Non-unitized | 4800 E INDIAN TL. 40218 | KY | 0 | 0 | 0
E365.00-OH Conductors and Devices | 2009-04-01 | Non-unitized | TAYLORSVILLE RD. @ TUCKER STA. RD. 40299 | KY | 0 | 0 | 0 | 0
E365.00-OH Conductors and Devices | 2009-01-01 | Non-unitized | 7400 TRADE PORT DR 40258 | KY | 0 | 0 | 0
E365.00-OH Conductors and Devices | 2006-11-08 | CAPACITORS | CAPACITORS (BANKS) (EACH) (07330) | KY | 1 | 16861.89 | 16861.89 | 0
E365.00-OH Conductors and Devices | 2009-05-01 | Non-unitized | 1251 S BROOK ST 40203 | KY | 0 | 0 | 0
E365.00-OH Conductors and Devices | 2009-09-01 | SWITCHES - DISCONNECT NEW | SWITCHES - DISCONNECT NEW 07631 | KY | 147 | 530332.74 | 3607.7057 | 0
E365.00-OH Conductors and Devices | 2009-03-01 | SWITCHES - DISCONNECT NEW | SWITCHES - DISCONNECT NEW 07631 | KY | 6 | 70248.13 | 11708.0217 | 0
E365.00-OH Conductors and Devices | 2008-08-31 | 350 MCM COPPER CONDUCTOR | #350 MCM BARE COPPER (00183) | KY | 2367 | 35198.06 | 14.8703 | 0
E365.00-OH Conductors and Devices | 2008-05-01 | Non-unitized | 1309774 | KY | 0 | 0 | 0
E365.00-OH Conductors and Devices | 2009-08-01 | Non-unitized | 17600 Aiken Road 40245 | KY | 0 | 0 | 0 | 0
E365.00-OH Conductors and Devices | 2008-05-01 | Non-unitized | 4841 JENNINGS LN 40218 | KY | 0 | 0 | 0
E365.00-OH Conductors and Devices | 2008-05-01 | Non-unitized | 1192085 | KY | 0 | 0 | 0
E365.00-OH Conductors and Devices | 2008-05-01 | Non-unitized | 105 JOHNSON RD 40245 | KY | 0 | 0 | 0
E365.00-OH Conductors and Devices | 2008-05-01 | Non-unitized | CEDAR CREEK RD 40291 | KY | 0 | 0 | 0
E365.00-OH Conductors and Devices | 2008-05-01 | Non-unitized | 6506 BARDSTOWN RD 40291 | KY | 0 | 0 | 0
E365.00-OH Conductors and Devices | 2010-01-01 | Non-unitized | 3411 CEDAR POINT RD 40031 | KY | 0 | 0 | 0 | 0
E365.00-OH Conductors and Devices | 2008-05-01 | Non-unitized | 2ND & CENTRAL AV 40208 | KY | 0 | 0 | 0
E365.00-OH Conductors and Devices | 2010-04-01 | Non-unitized | 5913 MASON BLVD 40059 | KY | 0 | 0 | 0 | 0
E365.00-OH Conductors and Devices | 2008-05-01 | Non-unitized | 805548 | KY | 0 | 0 | 0 | 0
E365.00-OH Conductors and Devices | 2008-05-01 | Non-unitized | GARDENS OF MONTICELLO | KY | 0 | 0 | 0
E365.00-OH Conductors and Devices | 2008-05-01 | Non-unitized | Falls at Old Henry | KY | 0 | 0 | 0 | 0
E365.00-OH Conductors and Devices | 2008-05-01 | Non-unitized | 989314 | KY | 0 | 0 | 0
E365.00-OH Conductors and Devices | 2008-05-01 | Non-unitized | 1093107 | KY | 0 | 0 | 0 | 0
E365.00-OH Conductors and Devices | 2008-05-01 | Non-unitized | 6100 HITT LN 40241 | KY | 0 | 0 | 0 | 0
E365.00-OH Conductors and Devices | 2008-05-01 | Non-unitized | 387 MOCKINGBIRD VALLEY RD 40207 | KY | 0 | 0 | 0 | 0
E365.00-OH Conductors and Devices | 2008-05-01 | Non-unitized | 1095856 | KY | 0 | 0 | 0 | 0
E365.00-OH Conductors and Devices | 2008-05-01 | Non-unitized | 13415 US HIGHWAY 42 40059 | KY | 0 | 0 | 0 | 0
E365.00-OH Conductors and Devices | 2008-05-01 | Non-unitized | 9607 BROWNSBORO RD 40241 | KY | 0 | 0 | 0
E365.00-OH Conductors and Devices | 2008-05-01 | Non-unitized | 1162698 | KY | 0 | 0 | 0 | 0
E365.00-OH Conductors and Devices | 2008-05-01 | Non-unitized | 123 ALLEN CT | KY | 0 | 0 | 0 | 0
E365.00-OH Conductors and Devices | 2009-03-01 | SWITCHES - CUTOUT | SWITCHES (CUTOUT) (EACH) (07630) | KY | 5 | 1981.04 | 396.208 | 0
E365.00-OH Conductors and Devices | 2010-02-01 | Non-unitized | 8620 PRESTON HIWY 40219 | KY | 0 | 0 | 0 | 0
E365.00-OH Conductors and Devices | 2010-08-01 | RECLOSER, MISCELLANEOUS | RECLOSER, MISCELLANEOUS (06282) | KY | 8 | 134449.51 | 16806.1888 | 0
E365.00-OH Conductors and Devices | 2010-08-31 | 1/0 CABLE | 1/0 CABLE | KY | 2701 | 17209.33 | 6.3715 | 0
E365.00-OH Conductors and Devices | 2010-07-01 | Non-unitized | 4342 TAYLORSVILLE ROAD 40220 | KY | 0 | 0 | 0 | 0
E365.00-OH Conductors and Devices | 2010-07-01 | Non-unitized | OAK POINTE SUBV | KY | 0 | 0 | 0 | 0
E365.00-OH Conductors and Devices | 2010-11-30 | 195,700 ACAR WIRE | 195,700 ACAR WIRE (FT) (07711) | KY | 19333 | 23.12 | 0.0011959 | 0
E365.00-OH Conductors and Devices | 2011-01-01 | ARRESTERS - OVERHEAD | ARRESTERS - OVERHEAD | KY | 12 | 8040.38 | 670.0317 | 0
E365.00-OH Conductors and Devices | 2011-06-30 | 6A COPPER CONDUCTOR | #6A COPPERWELD COPPER (00192) | KY | 840 | 11728.39 | 13.9624 | 0
E365.00-OH Conductors and Devices | 2011-01-01 | Non-unitized | POI | KY | 0 | 0 | 0 | 0
E365.00-OH Conductors and Devices | 2011-01-01 | Non-unitized | 2301 BRADLEY AV 40217 | KY | 0 | 0 | 0 | 0
E365.00-OH Conductors and Devices | 2011-03-31 | 795 MCM ALUMINUM CONDUCTOR | #795 MCM ALL ALUM BARE (00122) | KY | 34926 | 274434.79 | 7.8576 | 0
E365.00-OH Conductors and Devices | 2011-02-01 | Non-unitized | 419 OREAD RD 40207 | KY | 0 | 0 | 0 | 0
E365.00-OH Conductors and Devices | 2011-04-01 | Non-unitized | 1300 SOUTHWESTERN PARKWAY | KY | 0 | 0 | 0 | 0
E365.00-OH Conductors and Devices | 2011-05-01 | Non-unitized | 8951 W HIGHWAY 42 40026 | KY | 0 | 0 | 0 | 0
E365.00-OH Conductors and Devices | 2012-10-31 | 6 COPPER CONDUCTOR | #6 BARE COPPER (00168) | KY | 0 | 0 | 0 | 0
E365.00-OH Conductors and Devices | 2011-12-31 | 20 M.A.W. MESSENGER WIRE | 20 M.A.W. MESSENGER WIRE (FT) (07804) | KY | 919 | 2327.56 | 2.5327 | 0
E365.00-OH Conductors and Devices | 2011-12-01 | 300 MCM COPPER CONDUCTOR | #300 MCM W.P. COPPER (00151) | KY | 260 | 3564.6 | 13.71 | 0
E365.00-OH Conductors and Devices | 2012-05-31 | Non-unitized | LGE MAJOR STORM 042011 | KY | 1 | 0 | 0 | 0
E365.00-OH Conductors and Devices | 2012-09-01 | 4 COPPER CONDUCTOR | #4 W.P. COPPER (00141) | KY | 1925 | 48063.59 | 24.9681 | 0
E365.00-OH Conductors and Devices | 2012-12-31 | 1/0 CABLE | 1/0 CABLE | KY | 87238 | 447961.51 | 5.1349 | 0
E365.00-OH Conductors and Devices | 2012-06-11 | SWITCHES - CUTOUT NEW | SWITCHES - CUTOUT NEW 07630 | KY | 189 | 73642.45 | 389.6426 | 0
E365.00-OH Conductors and Devices | 2013-06-26 | SWITCHES - CUTOUT | SWITCHES (CUTOUT) (EACH) (07630) | KY | 64 | 5825.07 | 91.0167 | 0
E365.00-OH Conductors and Devices | 2013-07-31 | 1/0 CONDUCTOR | 1/0 CONDUCTOR | KY | 3718 | 20876.37 | 5.6149 | 0
E365.00-OH Conductors and Devices | 2013-07-01 | Non-unitized | CRELD340-Capital Reliability - 003400 | KY | 0 | 0 | 0 | 0
E365.00-OH Conductors and Devices | 2012-12-31 | Non-unitized | OLD HENRY CROSSING L 11 40245 | KY | 0 | 0 | 0 | 0
E365.00-OH Conductors and Devices | 2013-12-31 | Non-unitized | LGE Pole Inspection 2013 | KY | 0 | 0 | 0 | 0
E365.00-OH Conductors and Devices | 2013-11-30 | SWITCHES - GROUP OPERATED | SWITCHES - MISC. NEW 07632 | KY | 1 | 34662.61 | 34662.61 | 0
E365.00-OH Conductors and Devices | 2014-03-31 | Non-unitized | Ckt PV1251 | KY | 0 | 0 | 0 | 0
E365.00-OH Conductors and Devices | 2014-10-31 | #2 Triplex | #2 CONDUCTOR (00172) | KY | 26354 | 299796.57 | 11.3758 | 0
E365.00-OH Conductors and Devices | 2014-12-31 | 4 COPPER CONDUCTOR | #4 W.P. COPPER (00141) | KY | 320958 | 915613.96 | 2.8528 | 0
E365.00-OH Conductors and Devices | 2013-12-31 | 4A COPPER CONDUCTOR | #4A COPPERWELD COPPER (00195) | KY | 188 | -218.3 | -1.1612 | 0
E365.00-OH Conductors and Devices | 2015-08-31 | 4/0 CONDUCTOR | #4/0 CONDUCTOR (00148) | KY | 4876 | 34835.66 | 7.1443 | 0
E365.00-OH Conductors and Devices | 1934-03-01 | Estimated Retirement | CW 1224 | KY | 0 | 0 | 0 | 0
E365.00-OH Conductors and Devices | 2015-06-30 | SWITCHES - CUTOUT | SWITCHES (CUTOUT) (EACH) (07630) | KY | 18 | 7783.87 | 432.4372 | 0
E365.00-OH Conductors and Devices | 2016-07-31 | INSULATORS - LINE | INSULATORS - LINE | KY | 4 | 189.66 | 47.415 | 0
E365.00-OH Conductors and Devices | 2014-10-31 | #4 Aluminum Poly | #4 Aluminum Poly | KY | 5375 | 8460.71 | 1.5741 | 0
E365.00-OH Conductors and Devices | 2017-01-01 | Non-unitized | CRDD340U-Taxable-Capital Rep Def UG - 00340012 | KY | 0 | 0 | 0 | 0
E365.00-OH Conductors and Devices | 2017-04-01 | Non-unitized | CNBRD341U-NB Resid UG - 003410 | KY | 0 | 0 | 0 | 0
E365.00-OH Conductors and Devices | 2017-07-31 | Non-unitized | 154061-EXIT CIRCUITS AL1444 | KY | 0 | 0 | 0 | 0
E365.00-OH Conductors and Devices | 2018-07-01 | WILDLIFE PROTECTION | WILDLIFE PROTECTION | KY | 42 | 469380.87 | 11175.735 | 0
E365.00-OH Conductors and Devices | 2019-01-01 | Non-unitized | CRPOLE340-Taxable-Pole Repair/Replace - 00340012 | KY | 1 | 0 | 0 | 0
E365.00-OH Conductors and Devices | 2019-01-01 | Non-unitized | CVLT343-Capital Network Vaults - 003430 | KY | 0 | 0 | 0 | 0
E365.00-OH Conductors and Devices | 2019-09-30 | Non-unitized | 157755-OX1279 CEMI | KY | 0 | 0 | 0 | 0
E365.00-OH Conductors and Devices | 2019-12-01 | RECLOSER, MISCELLANEOUS | RECLOSER, MISCELLANEOUS | KY | 5 | 446871.57 | 89374.314 | 0
E365.00-OH Conductors and Devices | 2020-01-01 | SWITCHES - CUTOUT NEW | SWITCHES - CUTOUT NEW 07630 | KY | 567 | 36036 | 63.5556 | 0
E365.00-OH Conductors and Devices | 2020-02-29 | 4 COPPER CONDUCTOR | #4 W.P. COPPER (00141) | KY | 15271 | 39020.28 | 2.5552 | 0
E365.00-OH Conductors and Devices | 2020-10-01 | Non-unitized | 155870-BR1351 Ckt Hardening | KY | 0 | 0 | 0 | 0
E365.00-OH Conductors and Devices | 2021-01-01 | Non-unitized | ARDCBL340-Taxable-Repl Defective Cable 00340012 | KY | 0 | 0 | 0 | 0
E365.00-OH Conductors and Devices | 2021-01-01 | Non-unitized | AVLT343-Cap Network Vaults | KY | 0 | 0 | 0 | 0
E365.00-OH Conductors and Devices | 2020-10-01 | 1/0 CABLE | 1/0 CABLE | KY | 477 | 2950.82 | 6.1862 | 0
E365.00-OH Conductors and Devices | 2020-05-01 | 2/0 COPPER CONDUCTOR | #2/0 W.P. COPPER (00146) | KY | 214 | 2360.23 | 11.0291 | 0
E365.00-OH Conductors and Devices | 2021-07-14 | Non-unitized | 164114-2021 SIO Fuse Savings LGE - LY1111 is one of the circuits that were identified in the SIO Fuse Saving project for 2021. | KY | 0 | 0 | 0 | 0
E365.00-OH Conductors and Devices | 2022-04-01 | SWITCHES - DISCONNECT NEW | SWITCHES - DISCONNECT | KY | 81 | 91421.85 | 1128.6648 | 0
E365.00-OH Conductors and Devices | 2022-01-01 | 195,700 ACAR WIRE | 195,700 ACAR WIRE (FT) (07711) | KY | 82329 | 321358.7 | 3.9033 | 0
E365.00-OH Conductors and Devices | 2024-08-08 | Non-unitized | ALM062523-LGE MAJOR STORM CAPITAL 062523 | KY | 0 | 0 | 0 | 0
E365.00-OH Conductors and Devices | 2024-08-08 | Non-unitized | ALM082523-LGE MAJOR STORM CAPITAL 082523 | KY | 0 | 0 | 0 | 0
E365.00-OH Conductors and Devices | 2025-02-01 | 1/0 CONDUCTOR | 1/0 CONDUCTOR | KY | 2240 | 28647.22 | 12.7889 | 0
E365.00-OH Conductors and Devices | 2023-09-30 | #2 Triplex | #2 Triplex | KY | 32192 | 130609.48 | 4.0572 | 0
[5 empty] | 103386154 | 503204653.9