## Petition Table 4
238
Table XX
East Kentucky Power Cooperative
Summary of Cost of Service Study
For the 12 Months Ended December 31, 2023
|  |  |  | Increase to Equal ROR |  |  |  |  | Sales to
Current |  | Ordered | Prop % | As | Rate G | Transmission | % Incr to Eq. ROR |  | Members
Model |  | Increases | Incr | Filed | NCP | 12CP | w/All Adjustments
53107667.0654 | Schedule E | 34989502 | 4.362% | 46553009.987 | 46035679.1463 | 53107667.0654 | 6.62% | G | 802186833.2958
6041052.7333 | Schedule B | 5673790 | 7.402% | 7111451.664 | 6560797.2537 | 6041052.7333 | 7.881% | H | 76651718.2705
1708661.1607 | Schedule C | 2243948 | 7.415% | 2553204.4403 | 2546898.7733 | 1708661.1607 | 5.646% | I | 30261663.5016
5869140.6864 | Schedule G | 5114290 | 11.19% | 6448564.0084 | 7587489.5211 | 5869140.6864 | 12.84% | J | 45700645.7575
16760936.5495 | Large SC | 15314761 | 18.59% | 20265015.0851 | 20200380.4905 | 16760936.5495 | 20.34% | K | 82398978.3657
83487458.1953 | Subtotal | 63336291 | 6.106% | 82931245.1848 | 82931245.1848 | 83487458.1953 | 8.049% |  | 1037199839.191
367373.415 | SC - TGP | 0 | 0% | 923586.4254 | 923586.4254 | 367373.415 | 2.79% | L | 13169153.2183
-4122956.2429 | Steam Service | 348497 | 2.499% | -4122956.2429 | -4122956.2429 | -4122956.2429 | -29.56% | M | 13946504.5907
79731875.3673 | Total | 63684788 | 5.984% | 79731875.3673 | 79731875.3673 | 79731875.3673 | 7.491% |  | 1064315497
63670273
-348497.25
| Table 4 | [7 empty] | 63321775.75
| Corrected Cost of Service Study | [7 empty] | 82931245.1848
76.35%
Sales to
|  | Ordered | % | As | Error 1 Correction | Error 2 Correction | Corrected |  | Members
|  | Increase | Increase | Filed | Rate G NCP | 12CP | Increase
| Schedule E | 34989502 | 4.362% | 35545339.4232 | 35150333.8085 | 40279963.6882 | 5.021% | G | 802186833.2958
| Schedule B | 5673790 | 7.402% | 5429916.6318 | 5009466.9568 | 4581888.0433 | 5.978% | H | 76651718.2705
| Schedule C | 2243948 | 7.415% | 1949487.6587 | 1944672.9953 | 1295948.6513 | 4.282% | I | 30261663.5016
| Schedule G | 5114290 | 11.19% | 4923771.7719 | 5793393.1763 | 4451499.883 | 9.741% | J | 45700645.7575
| Large SC | 15314761 | 18.59% | 15473260.2643 | 15423908.8131 | 12712475.4842 | 15.43% | K | 82398978.3657
| Subtotal | 63336291 |  | 63321775.75 | 63321775.75 | 63321775.75 | 6.105% |  | 1037199839.191
| SC - TGP | 0 | 0% | 0 | 0 | 0 | 0% | L | 13169153.2183
| Steam Service | 348497 | 2.499% | 348497.25 | 348497.25 | 348497.25 | 2.499% | M | 13946504.5907
| Total | 63684788 | 5.984% | 63670273 | 63670273 | 63670273 | 5.982% |  | 1064315497

## Petition Table 5
Table 5
Full Cost of Service Increases Net Of Interruptible Credit Increase
| Full | Increase Net of | Net %
| Cost of Service | Int. Credit Incr. | Increase
Schedule E | 40279963.6882 | 40262615.6882 | 5.019% | -17348 | 802186833.2958
Schedule B | 4581888.0433 | 3873384.0433 | 5.053% | -708504 | 76651718.2705
Schedule C | 1295948.6513 | 782157.6513 | 2.585% | -513791 | 30261663.5016
Schedule G | 4451499.883 | 3683907.883 | 8.061% | -767592 | 45700645.7575
Large SC | 12712475.4842 | 6625729.4842 | 8.041% | -6086746 | 82398978.3657
Subtotal | 63321775.75 | 55227794.75 | 5.325% | -8093981 | 1037199839.191
SC - TGP | 0 | 0 | 0% |  | 13169153.2183
Steam Service | 348497.25 | 348497.25 | 2.499% |  | 13946504.5907
Total | 63670273 | 55576292 | 5.222% |  | 1064315497

## Petition Table 6
238
[7 empty] | 63670273 | Authorized Increase
[7 empty] | -34989502 | E
[7 empty] | -5114290 | G
Table 6 | [6 empty] | -12712475.4842 | LSC
East Kentucky Power Cooperative | [6 empty] | -348497 | Steam
Schedules E&G and Steam Service at Ordered Increase; Large SC at Cost of Service | [6 empty] | 10505508.5158 | Residual
For the 12 Months Ended December 31, 2023 | [6 empty] | 9.826% | % to B&C
Recommended
|  | Commission | Prop % | Increases after | % |  | Sales to
|  | Increases | Incr | Corrections | Incr |  | Members
| Schedule E | 34989502 | 4.362% | 34989502 | 4.362% | G | 802186833.2958
| Schedule B | 5673790 | 7.402% | 7531940.9572 | 9.826% | H | 76651718.2705
| Schedule C | 2243948 | 7.415% | 2973567.5586 | 9.826% | I | 30261663.5016
| Schedule G | 5114290 | 11.19% | 5114290 | 11.19% | J | 45700645.7575
| Large SC | 15314761 | 18.59% | 12712475.4842 | 15.43% | K | 82398978.3657
| Subtotal | 63336291 | 6.106% | 63321776 | 6.105% |  | 1037199839.191
| SC - TGP | 0 | 0% | 0 | 0% | L | 13169153.2183
| Steam Service | 348497 | 2.499% | 348497 | 2.499% | M | 13946504.5907
| Total | 63684788 | 5.984% | 63670273 | 5.982% |  | 1064315497

## Functional Assignment
|  |  | Functional | Total |  | Production Demand |  | Production Energy |  | Steam | Transmission |  | Distribution | Distribution
Description |  | Name | Vector | System |  | Excess Demand | Average Demand | On Peak | Off Peak | Direct | Demand |  | Substations | Meters | Not Used |  | Not Used | Not Used | Not Used | Not Used | Not Used | Not Used | Not Used | Not Used | Not Used | Not Used | Not Used | Not Used |  | Not Used |  | Not Used |  | Not Used | Total Check | Status
Plant in Service
| Intangible Plant | INTPLT | PT&D | 17104344 |  | 5838107.7615 | 7202668.5089 | 0 | 0 | 83245.1627 | 2770494.1128 |  | 1193845.6221 | 15982.832 | 0 |  | 0 | 0 | 0 | 0 | 0 | 0 | 0 | 0 | 0 | 0 | 0 | 0 |  | 0 |  | 0 |  | 0 | 17104344 | ok
| Production Plant | PPROD | F001 | 3501081434 |  | 1558215468.6926 | 1922422460.3074 | 0 | 0 | 20443505 | 0 |  | 0 | 0 | 0 |  | 0 | 0 | 0 | 0 | 0 | 0 | 0 | 0 | 0 | 0 | 0 | 0 |  | 0 |  | 0 |  | 0 | 3501081434 | ok
| Transmission Plant | PTRAN | F002 | 741231487 |  | 0 | 0 | 0 | 0 | 1774978.3579 | 739456508.6421 |  | 0 | 0 | 0 |  | 0 | 0 | 0 | 0 | 0 | 0 | 0 | 0 | 0 | 0 | 0 | 0 |  | 0 |  | 0 |  | 0 | 741231487 | ok
| Distribution Plant | PDIST | F003 | 322908293 |  | 0 | 0 | 0 | 0 | 0 | 0 |  | 318642408.04 | 4265884.96 | 0 |  | 0 | 0 | 0 | 0 | 0 | 0 | 0 | 0 | 0 | 0 | 0 | 0 |  | 0 |  | 0 |  | 0 | 322908293 | ok
Total Production, Transmission, & Distribution Plant |  | PT&D |  | 4565221214 |  | 1558215468.6926 | 1922422460.3074 | 0 | 0 | 22218483.3579 | 739456508.6421 |  | 318642408.04 | 4265884.96 | 0 |  | 0 | 0 | 0 | 0 | 0 | 0 | 0 | 0 | 0 | 0 | 0 | 0 |  | 0 |  | 0 |  | 0 | 4565221214 | ok
| General Plant | PGP | PT&D | 128492428 |  | 43857434.182 | 54108381.1687 | 0 | 0 | 625360.0295 | 20812696.1963 |  | 8968489.0947 | 120067.3287 | 0 |  | 0 | 0 | 0 | 0 | 0 | 0 | 0 | 0 | 0 | 0 | 0 | 0 |  | 0 |  | 0 |  | 0 | 128492428 | ok
105 | ELEC. PLANT HELD FOR FUTURE USE | P105 | PPROD | 27461.55 |  | 12222.227 | 15078.9696 | 0 | 0 | 160.3534 | 0 |  | 0 | 0 | 0 |  | 0 | 0 | 0 | 0 | 0 | 0 | 0 | 0 | 0 | 0 | 0 | 0 |  | 0 |  | 0 |  | 0 | 27461.55 | ok
106 | COMPLETED CONSTR. NOT CLASSIFIED | P106 | PT&D | 0 |  | 0 | 0 | 0 | 0 | 0 | 0 |  | 0 | 0 | 0 |  | 0 | 0 | 0 | 0 | 0 | 0 | 0 | 0 | 0 | 0 | 0 | 0 |  | 0 |  | 0 |  | 0 | 0 | ok
106.1 | EQUIPMENT PURCHASES | P1061 | PT&D | 0 |  | 0 | 0 | 0 | 0 | 0 | 0 |  | 0 | 0 | 0 |  | 0 | 0 | 0 | 0 | 0 | 0 | 0 | 0 | 0 | 0 | 0 | 0 |  | 0 |  | 0 |  | 0 | 0 | ok
114 | ELEC. PLANT ACQUISITION ADJUSTMENT | P114 | PT&D | 4019664.03 |  | 1372004.198 | 1692687.3972 | 0 | 0 | 19563.3101 | 651089.3099 |  | 280563.7155 | 3756.0993 | 0 |  | 0 | 0 | 0 | 0 | 0 | 0 | 0 | 0 | 0 | 0 | 0 | 0 |  | 0 |  | 0 |  | 0 | 4019664.03 | ok
Total Plant in Service |  | TPIS |  | 4714865111.58 |  | 1609295237.0613 | 1985441276.3518 | 0 | 0 | 22946812.2136 | 763690788.261 | 0 | 329085306.4723 | 4405691.22 | 0 | 0 | 0 | 0 | 0 | 0 | 0 | 0 | 0 | 0 | 0 | 0 | 0 | 0 | 0 | 0 | 0 | 0 | 0 | 0 | 4714865111.58 | ok
Construction Work in Progress (CWIP)
| CWIP Production | CWIP1 | PPROD | 26669397 |  | 11869665.9102 | 14644003.2208 | 0 | 0 | 155727.869 | 0 |  | 0 | 0 | 0 |  | 0 | 0 | 0 | 0 | 0 | 0 | 0 | 0 | 0 | 0 | 0 | 0 |  | 0 |  | 0 |  | 0 | 26669397 | ok
| CWIP Transmission | CWIP2 | PTRAN | 49588027 |  | 0 | 0 | 0 | 0 | 118745.1913 | 49469281.8087 |  | 0 | 0 | 0 |  | 0 | 0 | 0 | 0 | 0 | 0 | 0 | 0 | 0 | 0 | 0 | 0 |  | 0 |  | 0 |  | 0 | 49588027 | ok
| CWIP Distribution Plant | CWIP3 | PDIST | 15612409 |  | 0 | 0 | 0 | 0 | 0 | 0 |  | 15406156.1964 | 206252.8036 | 0 |  | 0 | 0 | 0 | 0 | 0 | 0 | 0 | 0 | 0 | 0 | 0 | 0 |  | 0 |  | 0 |  | 0 | 15612409 | ok
| CWIP General & Intangible Plant | CWIP4 | PT&D | 1264056 |  | 431451.5157 | 532296.1433 | 0 | 0 | 6152.0364 | 204746.8004 |  | 88228.3309 | 1181.1733 | 0 |  | 0 | 0 | 0 | 0 | 0 | 0 | 0 | 0 | 0 | 0 | 0 | 0 |  | 0 |  | 0 |  | 0 | 1264056 | ok
Total Construction Work in Progress |  | TCWIP |  | 93133889 |  | 12301117.426 | 15176299.3641 | 0 | 0 | 280625.0967 | 49674028.609 |  | 15494384.5272 | 207433.9769 | 0 |  | 0 | 0 | 0 | 0 | 0 | 0 | 0 | 0 | 0 | 0 | 0 | 0 |  | 0 |  | 0 |  | 0 | 93133889 | ok
Total Utility Plant |  |  |  | 4807999000.58 |  | 1621596354.4872 | 2000617575.7158 | 0 | 0 | 23227437.3103 | 813364816.87 |  | 344579690.9996 | 4613125.197 | 0 |  | 0 | 0 | 0 | 0 | 0 | 0 | 0 | 0 | 0 | 0 | 0 | 0 |  | 0 |  | 0 |  | 0 | 4807999000.58 | ok
Rate Base
Total Utility Plant |  | TUP |  | 4807999000.58 |  | 1621596354.4872 | 2000617575.7158 | 0 | 0 | 23227437.3103 | 813364816.87 |  | 344579690.9996 | 4613125.197 | 0 |  | 0 | 0 | 0 | 0 | 0 | 0 | 0 | 0 | 0 | 0 | 0 | 0 |  | 0 |  | 0 |  | 0 | 4807999000.58 | ok
Less: Acummulated Provision for Depreciation
Production |  | ADEPREPA | PPROD | 1438540313 |  | 640246681.0072 | 789893711.3865 | 0 | 0 | 8399920.6062 | 0 |  | 0 | 0 | 0 |  | 0 | 0 | 0 | 0 | 0 | 0 | 0 | 0 | 0 | 0 | 0 | 0 |  | 0 |  | 0 |  | 0 | 1438540313 | ok
Transmission |  | ADEPRTP | PTRAN | 198159927 |  | 0 | 0 | 0 | 0 | 474520.5621 | 197685406.4379 |  | 0 | 0 | 0 |  | 0 | 0 | 0 | 0 | 0 | 0 | 0 | 0 | 0 | 0 | 0 | 0 |  | 0 |  | 0 |  | 0 | 198159927 | ok
Distribution |  | ADEPRD11 | PDIST | 96873676 |  | 0 | 0 | 0 | 0 | 0 | 0 |  | 95593894.8162 | 1279781.1838 | 0 |  | 0 | 0 | 0 | 0 | 0 | 0 | 0 | 0 | 0 | 0 | 0 | 0 |  | 0 |  | 0 |  | 0 | 96873676 | ok
General & Common Plant |  | ADEPRD12 | PT&D | 73451590 |  | 25070724.5877 | 30930590.1603 | 0 | 0 | 357481.6758 | 11897398.5596 |  | 5126759.5621 | 68635.4545 | 0 |  | 0 | 0 | 0 | 0 | 0 | 0 | 0 | 0 | 0 | 0 | 0 | 0 |  | 0 |  | 0 |  | 0 | 73451590 | ok
Intangible, Misc, and Other Plant |  | ADEPRGP | PT&D | 4795162 |  | 1636699.5712 | 2019250.9185 | 0 | 0 | 23337.5826 | 776701.4093 |  | 334691.7696 | 4480.7488 | 0 |  | 0 | 0 | 0 | 0 | 0 | 0 | 0 | 0 | 0 | 0 | 0 | 0 |  | 0 |  | 0 |  | 0 | 4795162 | ok
Retirement Work In Progress |  | ADEPRRT | PT&D | 0 |  | 0 | 0 | 0 | 0 | 0 | 0 |  | 0 | 0 | 0 |  | 0 | 0 | 0 | 0 | 0 | 0 | 0 | 0 | 0 | 0 | 0 | 0 |  | 0 |  | 0 |  | 0 | 0 | ok
Total Accumulated Depreciation |  | TADEPR |  | 1811820668 |  | 666954105.1661 | 822843552.4653 | 0 | 0 | 9255260.4267 | 210359506.4069 |  | 101055346.1479 | 1352897.3871 | 0 |  | 0 | 0 | 0 | 0 | 0 | 0 | 0 | 0 | 0 | 0 | 0 | 0 |  | 0 |  | 0 |  | 0 | 1811820668 | ok
Net Utility Plant |  | NTPLANT |  | 2996178332.58 |  | 954642249.3211 | 1177774023.2505 | 0 | 0 | 13972176.8837 | 603005310.4632 |  | 243524344.8517 | 3260227.8099 | 0 |  | 0 | 0 | 0 | 0 | 0 | 0 | 0 | 0 | 0 | 0 | 0 | 0 |  | 0 |  | 0 |  | 0 | 2996178332.58 | ok
Working Capital
Cash Working Capital - Operation and Maintenance Expenses |  | CWC | OMLPP | 43381701.3291 |  | 8602507.234 | 10613200.4551 | 5831103.3287 | 6365366.2909 | 320579.4024 | 10802462.3016 |  | 818557.3797 | 27924.9367 | 0 |  | 0 | 0 | 0 | 0 | 0 | 0 | 0 | 0 | 0 | 0 | 0 | 0 |  | 0 |  | 0 |  | 0 | 43381701.3291 | ok
Materials and Supplies |  | M&S | TPIS | 122957867.8462 |  | 41968435.2365 | 51777860.0865 | 0 | 0 | 598424.565 | 19916113.9918 |  | 8582138.9723 | 114894.994 | 0 |  | 0 | 0 | 0 | 0 | 0 | 0 | 0 | 0 | 0 | 0 | 0 | 0 |  | 0 |  | 0 |  | 0 | 122957867.8462 | ok
Prepayments |  | PREPAY | TPIS | 22374925.3077 |  | 7637092.4459 | 9422135.9911 | 0 | 0 | 108896.691 | 3624180.9556 |  | 1561711.5183 | 20907.7057 | 0 |  | 0 | 0 | 0 | 0 | 0 | 0 | 0 | 0 | 0 | 0 | 0 | 0 |  | 0 |  | 0 |  | 0 | 22374925.3077 | ok
Fuel Stock |  |  | FUEL | 133729827 |  | 0 | 0 | 62990468.3892 | 68770126.5278 | 1969232.083 | 0 |  | 0 | 0 | 0 |  | 0 | 0 | 0 | 0 | 0 | 0 | 0 | 0 | 0 | 0 | 0 | 0 |  | 0 |  | 0 |  | 0 | 133729827 | ok
Total Working Capital |  | TWC |  | 322444321.483 |  | 58208034.9164 | 71813196.5328 | 68821571.7179 | 75135492.8187 | 2997132.7415 | 34342757.249 |  | 10962407.8704 | 163727.6364 | 0 |  | 0 | 0 | 0 | 0 | 0 | 0 | 0 | 0 | 0 | 0 | 0 | 0 |  | 0 |  | 0 |  | 0 | 322444321.483 | ok
Deferred Debits
Service Pension Cost |  | PENSCOST | TLB | 0 |  | 0 | 0 | 0 | 0 | 0 | 0 |  | 0 | 0 | 0 |  | 0 | 0 | 0 | 0 | 0 | 0 | 0 | 0 | 0 | 0 | 0 | 0 |  | 0 |  | 0 |  | 0 | 0 | ok
Other Deferred Debits |  | DDEBPP | OMSUB2 | 0 |  | 0 | 0 | 0 | 0 | 0 | 0 |  | 0 | 0 | 0 |  | 0 | 0 | 0 | 0 | 0 | 0 | 0 | 0 | 0 | 0 | 0 | 0 |  | 0 |  | 0 |  | 0 | 0 | ok
Total Deferred Debits |  |  |  | 0 |  | 0 | 0 | 0 | 0 | 0 | 0 | 0 | 0 | 0 | 0 | 0 | 0 | 0 | 0 | 0 | 0 | 0 | 0 | 0 | 0 | 0 | 0 | 0 | 0 | 0 | 0 | 0 | 0 | 0 | 0 | ok
Less: Customer Advances |  | CSTDEP | TLB | 20234818.51 |  | 4844518.3849 | 5976844.114 | 2058848.6482 | 2247757.2506 | 138777.5138 | 4521694.7759 |  | 430362.5345 | 16015.2881 | 0 |  | 0 | 0 | 0 | 0 | 0 | 0 | 0 | 0 | 0 | 0 | 0 | 0 |  | 0 |  | 0 |  | 0 | 20234818.51 | ok
Less: Accumulated Deferred Income Taxes
Accumulated Deferred Income Taxes |  | DIT | TPIS | 0 |  | 0 | 0 | 0 | 0 | 0 | 0 |  | 0 | 0 | 0 |  | 0 | 0 | 0 | 0 | 0 | 0 | 0 | 0 | 0 | 0 | 0 | 0 |  | 0 |  | 0 |  | 0 | 0 | ok
FAS 109 Deferred Income Taxes |  | DIT | TPIS | 0 |  | 0 | 0 | 0 | 0 | 0 | 0 |  | 0 | 0 | 0 |  | 0 | 0 | 0 | 0 | 0 | 0 | 0 | 0 | 0 | 0 | 0 | 0 |  | 0 |  | 0 |  | 0 | 0 | ok
Asset Retirement Obligation-Net Assets |  | DIT | PPROD | 32415280.43 |  | 14426968.4497 | 17799032.7647 | 0 | 0 | 189279.2156 | 0 |  | 0 | 0 | 0 |  | 0 | 0 | 0 | 0 | 0 | 0 | 0 | 0 | 0 | 0 | 0 | 0 |  | 0 |  | 0 |  | 0 | 32415280.43 | ok
Asset Retirement Obligation-Regulatory Liabilities |  | DIT | TPIS | 0 |  | 0 | 0 | 0 | 0 | 0 | 0 |  | 0 | 0 | 0 |  | 0 | 0 | 0 | 0 | 0 | 0 | 0 | 0 | 0 | 0 | 0 | 0 |  | 0 |  | 0 |  | 0 | 0 | ok
Total Accumulated Deferred Income Tax |  |  |  | 32415280.43 |  | 14426968.4497 | 17799032.7647 | 0 | 0 | 189279.2156 | 0 |  | 0 | 0 | 0 |  | 0 | 0 | 0 | 0 | 0 | 0 | 0 | 0 | 0 | 0 | 0 | 0 |  | 0 |  | 0 |  | 0 | 32415280.43 | ok
Less: Investment Tax Credits
Total Production Plant |  | DIT | PPROD | 0 |  | 0 | 0 | 0 | 0 | 0 | 0 |  | 0 | 0 | 0 |  | 0 | 0 | 0 | 0 | 0 | 0 | 0 | 0 | 0 | 0 | 0 | 0 |  | 0 |  | 0 |  | 0 | 0 | ok
Total Transmission Plant |  | DIT | PTRAN | 0 |  | 0 | 0 | 0 | 0 | 0 | 0 |  | 0 | 0 | 0 |  | 0 | 0 | 0 | 0 | 0 | 0 | 0 | 0 | 0 | 0 | 0 | 0 |  | 0 |  | 0 |  | 0 | 0 | ok
Total Distribution Plant |  | DIT | PDIST | 0 |  | 0 | 0 | 0 | 0 | 0 | 0 |  | 0 | 0 | 0 |  | 0 | 0 | 0 | 0 | 0 | 0 | 0 | 0 | 0 | 0 | 0 | 0 |  | 0 |  | 0 |  | 0 | 0 | ok
Total General Plant |  | DIT | PT&D | 0 |  | 0 | 0 | 0 | 0 | 0 | 0 |  | 0 | 0 | 0 |  | 0 | 0 | 0 | 0 | 0 | 0 | 0 | 0 | 0 | 0 | 0 | 0 |  | 0 |  | 0 |  | 0 | 0 | ok
Total Investment Tax Credit |  |  |  | 0 |  | 0 | 0 | 0 | 0 | 0 | 0 |  | 0 | 0 | 0 |  | 0 | 0 | 0 | 0 | 0 | 0 | 0 | 0 | 0 | 0 | 0 | 0 |  | 0 |  | 0 |  | 0 | 0 | ok
Net Rate Base |  | RB |  | 3265972555.123 |  | 993578797.403 | 1225811342.9045 | 66762723.0697 | 72887735.5681 | 16641252.8957 | 632826372.9363 | 0 | 254056390.1875 | 3407940.1581 | 0 | 0 | 0 | 0 | 0 | 0 | 0 | 0 | 0 | 0 | 0 | 0 | 0 | 0 | 0 | 0 | 0 | 0 | 0 | 0 | 3265972555.123 | ok
Operation and Maintenance Expenses
Steam Power Generation Operation Expenses
500 | OPERATION SUPERVISION & ENGINEERING | OM500 | F001 | 8383871 |  | 3731383.4956 | 4603532.4281 | 0 | 0 | 48955.0763 | 0 |  | 0 | 0 | 0 |  | 0 | 0 | 0 | 0 | 0 | 0 | 0 | 0 | 0 | 0 | 0 | 0 |  | 0 |  | 0 |  | 0 | 8383871 | ok
501 | FUEL | OM501 | Energy | 327216537.81 |  | 0 | 0 | 154128091.2699 | 168270035.2792 | 4818411.2609 | 0 |  | 0 | 0 | 0 |  | 0 | 0 | 0 | 0 | 0 | 0 | 0 | 0 | 0 | 0 | 0 | 0 |  | 0 |  | 0 |  | 0 | 327216537.81 | ok
502 | STEAM EXPENSES | OM502 | F001 | 12831272.63 |  | 5710774.7626 | 7045573.5358 | 0 | 0 | 74924.3316 | 0 |  | 0 | 0 | 0 |  | 0 | 0 | 0 | 0 | 0 | 0 | 0 | 0 | 0 | 0 | 0 | 0 |  | 0 |  | 0 |  | 0 | 12831272.63 | ok
505 | ELECTRIC EXPENSES | OM505 | F001 | 6187613.47 |  | 2753901.96 | 3397580.8146 | 0 | 0 | 36130.6954 | 0 |  | 0 | 0 | 0 |  | 0 | 0 | 0 | 0 | 0 | 0 | 0 | 0 | 0 | 0 | 0 | 0 |  | 0 |  | 0 |  | 0 | 6187613.47 | ok
506 | MISC. STEAM POWER EXPENSES | OM506 | F001 | 45083016.45 |  | 20064958.4798 | 24754809.3455 | 0 | 0 | 263248.6246 | 0 |  | 0 | 0 | 0 |  | 0 | 0 | 0 | 0 | 0 | 0 | 0 | 0 | 0 | 0 | 0 | 0 |  | 0 |  | 0 |  | 0 | 45083016.45 | ok
507 | RENTS | OM507 | F001 | 0 |  | 0 | 0 | 0 | 0 | 0 | 0 |  | 0 | 0 | 0 |  | 0 | 0 | 0 | 0 | 0 | 0 | 0 | 0 | 0 | 0 | 0 | 0 |  | 0 |  | 0 |  | 0 | 0 | ok
509 | ALLOWANCES | OM509 | Energy | 16711.64 |  | 0 | 0 | 7871.6473 | 8593.9063 | 246.0864 | 0 |  | 0 | 0 | 0 |  | 0 | 0 | 0 | 0 | 0 | 0 | 0 | 0 | 0 | 0 | 0 | 0 |  | 0 |  | 0 |  | 0 | 16711.64 | ok
| Total Steam Power Operation Expenses |  |  | 399719023 |  | 32261018.6981 | 39801496.124 | 154135962.9171 | 168278629.1855 | 5241916.0752 | 0 |  | 0 | 0 | 0 |  | 0 | 0 | 0 | 0 | 0 | 0 | 0 | 0 | 0 | 0 | 0 | 0 |  | 0 |  | 0 |  | 0 | 399719023 | ok
Steam Power Generation Maintenance Expenses
510 | MAINTENANCE SUPERVISION & ENGINEERING | OM510 | Energy | 3775553.74 |  | 0 | 0 | 1778390.8336 | 1941566.1729 | 55596.7335 | 0 |  | 0 | 0 | 0 |  | 0 | 0 | 0 | 0 | 0 | 0 | 0 | 0 | 0 | 0 | 0 | 0 |  | 0 |  | 0 |  | 0 | 3775553.74 | ok
511 | MAINTENANCE OF STRUCTURES | OM511 | F001 | 7381253.27 |  | 3285151.5283 | 4053001.1481 | 0 | 0 | 43100.5936 | 0 |  | 0 | 0 | 0 |  | 0 | 0 | 0 | 0 | 0 | 0 | 0 | 0 | 0 | 0 | 0 | 0 |  | 0 |  | 0 |  | 0 | 7381253.27 | ok
512 | MAINTENANCE OF BOILER PLANT | OM512 | Energy | 61760195.67 |  | 0 | 0 | 29090770.1022 | 31759978.8012 | 909446.7666 | 0 |  | 0 | 0 | 0 |  | 0 | 0 | 0 | 0 | 0 | 0 | 0 | 0 | 0 | 0 | 0 | 0 |  | 0 |  | 0 |  | 0 | 61760195.67 | ok
513 | MAINTENANCE OF ELECTRIC PLANT | OM513 | Energy | 23685335.55 |  | 0 | 0 | 11156451.883 | 12180106.4068 | 348777.2601 | 0 |  | 0 | 0 | 0 |  | 0 | 0 | 0 | 0 | 0 | 0 | 0 | 0 | 0 | 0 | 0 | 0 |  | 0 |  | 0 |  | 0 | 23685335.55 | ok
514 | MAINTENANCE OF MISC STEAM PLANT | OM514 | F001 | 0 |  | 0 | 0 | 0 | 0 | 0 | 0 |  | 0 | 0 | 0 |  | 0 | 0 | 0 | 0 | 0 | 0 | 0 | 0 | 0 | 0 | 0 | 0 |  | 0 |  | 0 |  | 0 | 0 | ok
| Total Steam Power Generation Maintenance Expense |  |  | 96602338.23 |  | 3285151.5283 | 4053001.1481 | 42025612.8188 | 45881651.3809 | 1356921.3539 | 0 |  | 0 | 0 | 0 |  | 0 | 0 | 0 | 0 | 0 | 0 | 0 | 0 | 0 | 0 | 0 | 0 |  | 0 |  | 0 |  | 0 | 96602338.23 | ok
| Total Steam Power Generation Expense |  |  | 496321361.23 |  | 35546170.2264 | 43854497.2721 | 196161575.7359 | 214160280.5664 | 6598837.4291 | 0 |  | 0 | 0 | 0 |  | 0 | 0 | 0 | 0 | 0 | 0 | 0 | 0 | 0 | 0 | 0 | 0 |  | 0 |  | 0 |  | 0 | 496321361.23 | ok
Operation and Maintenance Expenses (Continued)
Other Power Generation Operation Expense
546 | OPERATION SUPERVISION & ENGINEERING | OM546 | F001 | 3493837.17 |  | 1554991.2866 | 1918444.6791 | 0 | 0 | 20401.2043 | 0 |  | 0 | 0 | 0 |  | 0 | 0 | 0 | 0 | 0 | 0 | 0 | 0 | 0 | 0 | 0 | 0 |  | 0 |  | 0 |  | 0 | 3493837.17 | ok
547 | FUEL | OM547 | TOUEnergy | 17144591.21 |  | 0 | 0 | 8385419.5608 | 8759171.6492 | 0 | 0 |  | 0 | 0 | 0 |  | 0 | 0 | 0 | 0 | 0 | 0 | 0 | 0 | 0 | 0 | 0 | 0 |  | 0 |  | 0 |  | 0 | 17144591.21 | ok
548 | GENERATION EXPENSE | OM548 | F001 | 7697851.37 |  | 3426058.864 | 4226843.2337 | 0 | 0 | 44949.2724 | 0 |  | 0 | 0 | 0 |  | 0 | 0 | 0 | 0 | 0 | 0 | 0 | 0 | 0 | 0 | 0 | 0 |  | 0 |  | 0 |  | 0 | 7697851.37 | ok
549 | MISC OTHER POWER GENERATION | OM549 | F001 | 5220053.44 |  | 2323273.0146 | 2866299.5038 | 0 | 0 | 30480.9216 | 0 |  | 0 | 0 | 0 |  | 0 | 0 | 0 | 0 | 0 | 0 | 0 | 0 | 0 | 0 | 0 | 0 |  | 0 |  | 0 |  | 0 | 5220053.44 | ok
550 | RENTS | OM550 | F001 | 0 |  | 0 | 0 | 0 | 0 | 0 | 0 |  | 0 | 0 | 0 |  | 0 | 0 | 0 | 0 | 0 | 0 | 0 | 0 | 0 | 0 | 0 | 0 |  | 0 |  | 0 |  | 0 | 0 | ok
| Total Other Power Generation Expenses |  |  | 33556333.19 |  | 7304323.1651 | 9011587.4166 | 8385419.5608 | 8759171.6492 | 95831.3983 | 0 |  | 0 | 0 | 0 |  | 0 | 0 | 0 | 0 | 0 | 0 | 0 | 0 | 0 | 0 | 0 | 0 |  | 0 |  | 0 |  | 0 | 33556333.19 | ok
Other Power Generation Maintenance Expense
551 | MAINTENANCE SUPERVISION & ENGINEERING | OM551 | F001 | 620018.83 |  | 275949.8601 | 340448.5577 | 0 | 0 | 3620.4122 | 0 |  | 0 | 0 | 0 |  | 0 | 0 | 0 | 0 | 0 | 0 | 0 | 0 | 0 | 0 | 0 | 0 |  | 0 |  | 0 |  | 0 | 620018.83 | ok
552 | MAINTENANCE OF STRUCTURES | OM552 | F001 | 1650832.7 |  | 734730.9961 | 906462.1662 | 0 | 0 | 9639.5377 | 0 |  | 0 | 0 | 0 |  | 0 | 0 | 0 | 0 | 0 | 0 | 0 | 0 | 0 | 0 | 0 | 0 |  | 0 |  | 0 |  | 0 | 1650832.7 | ok
553 | MAINTENANCE OF GENERATING & ELEC PLANT | OM553 | F001 | 12453758.13 |  | 5542755.5535 | 6838282.6266 | 0 | 0 | 72719.9499 | 0 |  | 0 | 0 | 0 |  | 0 | 0 | 0 | 0 | 0 | 0 | 0 | 0 | 0 | 0 | 0 | 0 |  | 0 |  | 0 |  | 0 | 12453758.13 | ok
554 | MAINTENANCE OF MISC OTHER POWER GEN PLT | OM554 | F001 | 0 |  | 0 | 0 | 0 | 0 | 0 | 0 |  | 0 | 0 | 0 |  | 0 | 0 | 0 | 0 | 0 | 0 | 0 | 0 | 0 | 0 | 0 | 0 |  | 0 |  | 0 |  | 0 | 0 | ok
| Total Other Power Generation Maintenance Expense |  |  | 14724609.66 |  | 6553436.4096 | 8085193.3505 | 0 | 0 | 85979.8999 | 0 |  | 0 | 0 | 0 |  | 0 | 0 | 0 | 0 | 0 | 0 | 0 | 0 | 0 | 0 | 0 | 0 |  | 0 |  | 0 |  | 0 | 14724609.66 | ok
| Total Other Power Generation Expense |  |  | 48280942.85 |  | 13857759.5748 | 17096780.7671 | 8385419.5608 | 8759171.6492 | 181811.2981 | 0 |  | 0 | 0 | 0 |  | 0 | 0 | 0 | 0 | 0 | 0 | 0 | 0 | 0 | 0 | 0 | 0 |  | 0 |  | 0 |  | 0 | 48280942.85 | ok
| Total Station Expense |  |  | 544602304.08 |  | 49403929.8012 | 60951278.0392 | 204546995.2968 | 222919452.2156 | 6780648.7273 | 0 |  | 0 | 0 | 0 |  | 0 | 0 | 0 | 0 | 0 | 0 | 0 | 0 | 0 | 0 | 0 | 0 |  | 0 |  | 0 |  | 0 | 544602304.08 | ok
Operation and Maintenance Expenses (Continued)
Other Power Supply Expenses
555 | PURCHASED POWER | OM555 | OMPP | 164814451.21 |  | 0 | 0 | 80610748.0868 | 84203703.1232 | 0 | 0 |  | 0 | 0 | 0 |  | 0 | 0 | 0 | 0 | 0 | 0 | 0 | 0 | 0 | 0 | 0 | 0 |  | 0 |  | 0 |  | 0 | 164814451.21 | ok
555 | PURCHASED POWER OPTIONS | OMO555 | OMPP | 0 |  | 0 | 0 | 0 | 0 | 0 | 0 |  | 0 | 0 | 0 |  | 0 | 0 | 0 | 0 | 0 | 0 | 0 | 0 | 0 | 0 | 0 | 0 |  | 0 |  | 0 |  | 0 | 0 | ok
555 | BROKERAGE FEES | OMB555 | OMPP | 0 |  | 0 | 0 | 0 | 0 | 0 | 0 |  | 0 | 0 | 0 |  | 0 | 0 | 0 | 0 | 0 | 0 | 0 | 0 | 0 | 0 | 0 | 0 |  | 0 |  | 0 |  | 0 | 0 | ok
555 | MISO TRANSMISSION EXPENSES | OMM555 | OMPP | 0 |  | 0 | 0 | 0 | 0 | 0 | 0 |  | 0 | 0 | 0 |  | 0 | 0 | 0 | 0 | 0 | 0 | 0 | 0 | 0 | 0 | 0 | 0 |  | 0 |  | 0 |  | 0 | 0 | ok
556 | SYSTEM CONTROL AND LOAD DISPATCH | OM556 | F001 | 5820509.87 |  | 2590516.2979 | 3196006.467 | 0 | 0 | 33987.1051 | 0 |  | 0 | 0 | 0 |  | 0 | 0 | 0 | 0 | 0 | 0 | 0 | 0 | 0 | 0 | 0 | 0 |  | 0 |  | 0 |  | 0 | 5820509.87 | ok
557 | OTHER EXPENSES | OM557 | F001 | 5846225.06 |  | 2601961.2779 | 3210126.521 | 0 | 0 | 34137.2612 | 0 |  | 0 | 0 | 0 |  | 0 | 0 | 0 | 0 | 0 | 0 | 0 | 0 | 0 | 0 | 0 | 0 |  | 0 |  | 0 |  | 0 | 5846225.06 | ok
559 | RENEWABLE ENERGY CREDIT EXPENSES | OM559 | TOUEnergy | 265868.44 |  | 0 | 0 | 130036.254 | 135832.186 | 0 | 0 |  | 0 | 0 | 0 |  | 0 | 0 | 0 | 0 | 0 | 0 | 0 | 0 | 0 | 0 | 0 | 0 |  | 0 |  | 0 |  | 0 | 265868.44 | ok
| Total Other Power Supply Expenses | TPP |  | 176747054.58 |  | 5192477.5758 | 6406132.988 | 80740784.3408 | 84339535.3092 | 68124.3662 | 0 |  | 0 | 0 | 0 |  | 0 | 0 | 0 | 0 | 0 | 0 | 0 | 0 | 0 | 0 | 0 | 0 |  | 0 |  | 0 |  | 0 | 176747054.58 | ok
| Total Electric Power Generation Expenses |  |  | 721349358.66 |  | 54596407.377 | 67357411.0271 | 285287779.6376 | 307258987.5248 | 6848773.0935 | 0 |  | 0 | 0 | 0 |  | 0 | 0 | 0 | 0 | 0 | 0 | 0 | 0 | 0 | 0 | 0 | 0 |  | 0 |  | 0 |  | 0 | 721349358.66 | ok
Transmission Expenses
560 | OPERATION SUPERVISION AND ENG | OM560 | LBTRAN | 16090432.54 |  | 0 | 0 | 0 | 0 | 38530.702 | 16051901.838 |  | 0 | 0 | 0 |  | 0 | 0 | 0 | 0 | 0 | 0 | 0 | 0 | 0 | 0 | 0 | 0 |  | 0 |  | 0 |  | 0 | 16090432.54 | ok
561 | LOAD DISPATCHING | OM561 | LBTRAN | 4214028.19 |  | 0 | 0 | 0 | 0 | 10091.0565 | 4203937.1335 |  | 0 | 0 | 0 |  | 0 | 0 | 0 | 0 | 0 | 0 | 0 | 0 | 0 | 0 | 0 | 0 |  | 0 |  | 0 |  | 0 | 4214028.19 | ok
562 | STATION EXPENSES | OM562 | PTRAN | 3036030.87 |  | 0 | 0 | 0 | 0 | 7270.1837 | 3028760.6863 |  | 0 | 0 | 0 |  | 0 | 0 | 0 | 0 | 0 | 0 | 0 | 0 | 0 | 0 | 0 | 0 |  | 0 |  | 0 |  | 0 | 3036030.87 | ok
563 | OVERHEAD LINE EXPENSES | OM563 | PTRAN | 9308655.21 |  | 0 | 0 | 0 | 0 | 22290.8252 | 9286364.3848 |  | 0 | 0 | 0 |  | 0 | 0 | 0 | 0 | 0 | 0 | 0 | 0 | 0 | 0 | 0 | 0 |  | 0 |  | 0 |  | 0 | 9308655.21 | ok
565 | TRANSMISSION OF ELECTRICITY BY OTHERS | OM565 | PTRAN | 22893970.63 |  | 0 | 0 | 0 | 0 | 54822.6878 | 22839147.9422 |  | 0 | 0 | 0 |  | 0 | 0 | 0 | 0 | 0 | 0 | 0 | 0 | 0 | 0 | 0 | 0 |  | 0 |  | 0 |  | 0 | 22893970.63 | ok
566 | MISC. TRANSMISSION EXPENSES | OM566 | PTRAN | 476071.98 |  | 0 | 0 | 0 | 0 | 1140.0183 | 474931.9617 |  | 0 | 0 | 0 |  | 0 | 0 | 0 | 0 | 0 | 0 | 0 | 0 | 0 | 0 | 0 | 0 |  | 0 |  | 0 |  | 0 | 476071.98 | ok
567 | RENTS | OM567 | PTRAN | 0 |  | 0 | 0 | 0 | 0 | 0 | 0 |  | 0 | 0 | 0 |  | 0 | 0 | 0 | 0 | 0 | 0 | 0 | 0 | 0 | 0 | 0 | 0 |  | 0 |  | 0 |  | 0 | 0 | ok
568 | MAINTENACE SUPERVISION AND ENG | OM568 | LBTRAN | 235142.62 |  | 0 | 0 | 0 | 0 | 563.0806 | 234579.5394 |  | 0 | 0 | 0 |  | 0 | 0 | 0 | 0 | 0 | 0 | 0 | 0 | 0 | 0 | 0 | 0 |  | 0 |  | 0 |  | 0 | 235142.62 | ok
569 | STRUCTURES | OM569 | PTRAN | 0 |  | 0 | 0 | 0 | 0 | 0 | 0 |  | 0 | 0 | 0 |  | 0 | 0 | 0 | 0 | 0 | 0 | 0 | 0 | 0 | 0 | 0 | 0 |  | 0 |  | 0 |  | 0 | 0 | ok
570 | MAINT OF STATION EQUIPMENT | OM570 | PTRAN | 2540484.18 |  | 0 | 0 | 0 | 0 | 6083.5306 | 2534400.6494 |  | 0 | 0 | 0 |  | 0 | 0 | 0 | 0 | 0 | 0 | 0 | 0 | 0 | 0 | 0 | 0 |  | 0 |  | 0 |  | 0 | 2540484.18 | ok
571 | MAINT OF OVERHEAD LINES | OM571 | PTRAN | 9642556.87 |  | 0 | 0 | 0 | 0 | 23090.3976 | 9619466.4724 |  | 0 | 0 | 0 |  | 0 | 0 | 0 | 0 | 0 | 0 | 0 | 0 | 0 | 0 | 0 | 0 |  | 0 |  | 0 |  | 0 | 9642556.87 | ok
572 | UNDERGROUND LINES | OM572 | PTRAN | 0 |  | 0 | 0 | 0 | 0 | 0 | 0 |  | 0 | 0 | 0 |  | 0 | 0 | 0 | 0 | 0 | 0 | 0 | 0 | 0 | 0 | 0 | 0 |  | 0 |  | 0 |  | 0 | 0 | ok
573 | MISC PLANT | OM573 | PTRAN | 430433.93 |  | 0 | 0 | 0 | 0 | 1030.7319 | 429403.1981 |  | 0 | 0 | 0 |  | 0 | 0 | 0 | 0 | 0 | 0 | 0 | 0 | 0 | 0 | 0 | 0 |  | 0 |  | 0 |  | 0 | 430433.93 | ok
575 | MARKET ADMIN MONITOR/COMPLIANCE | OM575 | LBTRAN | 6057711.49 |  | 0 | 0 | 0 | 0 | 14506.0038 | 6043205.4862 |  | 0 | 0 | 0 |  | 0 | 0 | 0 | 0 | 0 | 0 | 0 | 0 | 0 | 0 | 0 | 0 |  | 0 |  | 0 |  | 0 | 6057711.49 | ok
Total Transmission Expenses |  |  |  | 74925518.51 | 0 | 0 | 0 | 0 | 0 | 179419.2181 | 74746099.2919 |  | 0 | 0 | 0 |  | 0 | 0 | 0 | 0 | 0 | 0 | 0 | 0 | 0 | 0 | 0 | 0 |  | 0 |  | 0 |  | 0 | 74925518.51 | ok
Distribution Operation Expense
580 | OPERATION SUPERVISION AND ENGI | OM580 | LBDO | 0 |  | 0 | 0 | 0 | 0 | 0 | 0 |  | 0 | 0 | 0 |  | 0 | 0 | 0 | 0 | 0 | 0 | 0 | 0 | 0 | 0 | 0 | 0 |  | 0 |  | 0 |  | 0 | 0 | ok
581 | LOAD DISPATCHING | OM581 | F027 | 113353.3 |  | 0 | 0 | 0 | 0 | 0 | 0 |  | 0 | 113353.3 | 0 |  | 0 | 0 | 0 | 0 | 0 | 0 | 0 | 0 | 0 | 0 | 0 | 0 |  | 0 |  | 0 |  | 0 | 113353.3 | ok
582 | STATION EXPENSES | OM582 | PDIST | 2185464.54 |  | 0 | 0 | 0 | 0 | 0 | 0 |  | 2156592.7503 | 28871.7897 | 0 |  | 0 | 0 | 0 | 0 | 0 | 0 | 0 | 0 | 0 | 0 | 0 | 0 |  | 0 |  | 0 |  | 0 | 2185464.54 | ok
583 | OVERHEAD LINE EXPENSES | OM583 | PDIST | 0 |  | 0 | 0 | 0 | 0 | 0 | 0 |  | 0 | 0 | 0 |  | 0 | 0 | 0 | 0 | 0 | 0 | 0 | 0 | 0 | 0 | 0 | 0 |  | 0 |  | 0 |  | 0 | 0 | ok
584 | UNDERGROUND LINE EXPENSES | OM584 | PDIST | 0 |  | 0 | 0 | 0 | 0 | 0 | 0 |  | 0 | 0 | 0 |  | 0 | 0 | 0 | 0 | 0 | 0 | 0 | 0 | 0 | 0 | 0 | 0 |  | 0 |  | 0 |  | 0 | 0 | ok
585 | STREET LIGHTING EXPENSE | OM585 | PDIST | 0 |  | 0 | 0 | 0 | 0 | 0 | 0 |  | 0 | 0 | 0 |  | 0 | 0 | 0 | 0 | 0 | 0 | 0 | 0 | 0 | 0 | 0 | 0 |  | 0 |  | 0 |  | 0 | 0 | ok
586 | METER EXPENSES | OM586 | PDIST | 0 |  | 0 | 0 | 0 | 0 | 0 | 0 |  | 0 | 0 | 0 |  | 0 | 0 | 0 | 0 | 0 | 0 | 0 | 0 | 0 | 0 | 0 | 0 |  | 0 |  | 0 |  | 0 | 0 | ok
586 | METER EXPENSES - LOAD MANAGEMENT | OM586x | PDIST | 0 |  | 0 | 0 | 0 | 0 | 0 | 0 |  | 0 | 0 | 0 |  | 0 | 0 | 0 | 0 | 0 | 0 | 0 | 0 | 0 | 0 | 0 | 0 |  | 0 |  | 0 |  | 0 | 0 | ok
587 | CUSTOMER INSTALLATIONS EXPENSE | OM587 | PDIST | 0 |  | 0 | 0 | 0 | 0 | 0 | 0 |  | 0 | 0 | 0 |  | 0 | 0 | 0 | 0 | 0 | 0 | 0 | 0 | 0 | 0 | 0 | 0 |  | 0 |  | 0 |  | 0 | 0 | ok
588 | MISCELLANEOUS DISTRIBUTION EXP | OM588 | PDIST | 0 |  | 0 | 0 | 0 | 0 | 0 | 0 |  | 0 | 0 | 0 |  | 0 | 0 | 0 | 0 | 0 | 0 | 0 | 0 | 0 | 0 | 0 | 0 |  | 0 |  | 0 |  | 0 | 0 | ok
588 | MISC DISTR EXP -- MAPPIN | OM588x | PDIST | 0 |  | 0 | 0 | 0 | 0 | 0 | 0 |  | 0 | 0 | 0 |  | 0 | 0 | 0 | 0 | 0 | 0 | 0 | 0 | 0 | 0 | 0 | 0 |  | 0 |  | 0 |  | 0 | 0 | ok
589 | RENTS | OM589 | PDIST | 0 |  | 0 | 0 | 0 | 0 | 0 | 0 |  | 0 | 0 | 0 |  | 0 | 0 | 0 | 0 | 0 | 0 | 0 | 0 | 0 | 0 | 0 | 0 |  | 0 |  | 0 |  | 0 | 0 | ok
Total Distribution Operation Expense |  | OMDO |  | 2298817.84 | 0 | 0 | 0 | 0 | 0 | 0 | 0 |  | 2156592.7503 | 142225.0897 | 0 |  | 0 | 0 | 0 | 0 | 0 | 0 | 0 | 0 | 0 | 0 | 0 | 0 |  | 0 |  | 0 |  | 0 | 2298817.84 | ok
Operation and Maintenance Expenses (Continued)
Distribution Maintenance Expense
590 | MAINTENANCE SUPERVISION AND EN | OM590 | LBDM | 0 |  | 0 | 0 | 0 | 0 | 0 | 0 |  | 0 | 0 | 0 |  | 0 | 0 | 0 | 0 | 0 | 0 | 0 | 0 | 0 | 0 | 0 | 0 |  | 0 |  | 0 |  | 0 | 0 | ok
591 | STRUCTURES | OM591 | PDIST | 0 |  | 0 | 0 | 0 | 0 | 0 | 0 |  | 0 | 0 | 0 |  | 0 | 0 | 0 | 0 | 0 | 0 | 0 | 0 | 0 | 0 | 0 | 0 |  | 0 |  | 0 |  | 0
592 | MAINTENANCE OF STATION EQUIPME | OM592 | PDIST | 2720381.51 |  | 0 | 0 | 0 | 0 | 0 | 0 |  | 2684443.0259 | 35938.4841 | 0 |  | 0 | 0 | 0 | 0 | 0 | 0 | 0 | 0 | 0 | 0 | 0 | 0 |  | 0 |  | 0 |  | 0 | 2720381.51 | ok
593 | MAINTENANCE OF OVERHEAD LINES | OM593 | PDIST | 0 |  | 0 | 0 | 0 | 0 | 0 | 0 |  | 0 | 0 | 0 |  | 0 | 0 | 0 | 0 | 0 | 0 | 0 | 0 | 0 | 0 | 0 | 0 |  | 0 |  | 0 |  | 0 | 0 | ok
594 | MAINTENANCE OF UNDERGROUND LIN | OM594 | PDIST | 0 |  | 0 | 0 | 0 | 0 | 0 | 0 |  | 0 | 0 | 0 |  | 0 | 0 | 0 | 0 | 0 | 0 | 0 | 0 | 0 | 0 | 0 | 0 |  | 0 |  | 0 |  | 0 | 0 | ok
595 | MAINTENANCE OF LINE TRANSFORME | OM595 | PDIST | 0 |  | 0 | 0 | 0 | 0 | 0 | 0 |  | 0 | 0 | 0 |  | 0 | 0 | 0 | 0 | 0 | 0 | 0 | 0 | 0 | 0 | 0 | 0 |  | 0 |  | 0 |  | 0 | 0 | ok
596 | MAINTENANCE OF ST LIGHTS & SIG SYSTEMS | OM596 | PDIST | 0 |  | 0 | 0 | 0 | 0 | 0 | 0 |  | 0 | 0 | 0 |  | 0 | 0 | 0 | 0 | 0 | 0 | 0 | 0 | 0 | 0 | 0 | 0 |  | 0 |  | 0 |  | 0 | 0 | ok
597 | MAINTENANCE OF METERS | OM597 | PDIST | 0 |  | 0 | 0 | 0 | 0 | 0 | 0 |  | 0 | 0 | 0 |  | 0 | 0 | 0 | 0 | 0 | 0 | 0 | 0 | 0 | 0 | 0 | 0 |  | 0 |  | 0 |  | 0 | 0 | ok
598 | MISCELLANEOUS DISTRIBUTION EXPENSES | OM598 | PDIST | 0 |  | 0 | 0 | 0 | 0 | 0 | 0 |  | 0 | 0 | 0 |  | 0 | 0 | 0 | 0 | 0 | 0 | 0 | 0 | 0 | 0 | 0 | 0 |  | 0 |  | 0 |  | 0 | 0 | ok
Total Distribution Maintenance Expense |  | OMDM |  | 2720381.51 | 0 | 0 | 0 | 0 | 0 | 0 | 0 |  | 2684443.0259 | 35938.4841 | 0 |  | 0 | 0 | 0 | 0 | 0 | 0 | 0 | 0 | 0 | 0 | 0 | 0 |  | 0 |  | 0 |  | 0 | 2720381.51 | ok
Total Distribution Operation and Maintenance Expenses |  |  |  | 5019199.35 | 0 | 0 | 0 | 0 | 0 | 0 | 0 |  | 4841035.7762 | 178163.5738 | 0 |  | 0 | 0 | 0 | 0 | 0 | 0 | 0 | 0 | 0 | 0 | 0 | 0 |  | 0 |  | 0 |  | 0 | 5019199.35 | ok
Transmission and Distribution Expenses |  |  |  | 79944717.86 | 0 | 0 | 0 | 0 | 0 | 179419.2181 | 74746099.2919 |  | 4841035.7762 | 178163.5738 | 0 |  | 0 | 0 | 0 | 0 | 0 | 0 | 0 | 0 | 0 | 0 | 0 | 0 |  | 0 |  | 0 |  | 0 | 79944717.86 | ok
Production, Transmission and Distribution Expenses |  | OMSUB |  | 801294076.52 | 0 | 54596407.377 | 67357411.0271 | 285287779.6376 | 307258987.5248 | 7028192.3116 | 74746099.2919 |  | 4841035.7762 | 178163.5738 | 0 |  | 0 | 0 | 0 | 0 | 0 | 0 | 0 | 0 | 0 | 0 | 0 | 0 |  | 0 |  | 0 |  | 0 | 801294076.52 | ok
Customer Accounts Expense
901 | SUPERVISION/CUSTOMER ACCTS | OM901 | F025 | 0 |  | 0 | 0 | 0 | 0 | 0 | 0 |  | 0 | 0 | 0 |  | 0 | 0 | 0 | 0 | 0 | 0 | 0 | 0 | 0 | 0 | 0 | 0 |  | 0 |  | 0 |  | 0 | 0 | ok
902 | METER READING EXPENSES | OM902 | F025 | 0 |  | 0 | 0 | 0 | 0 | 0 | 0 |  | 0 | 0 | 0 |  | 0 | 0 | 0 | 0 | 0 | 0 | 0 | 0 | 0 | 0 | 0 | 0 |  | 0 |  | 0 |  | 0 | 0 | ok
903 | RECORDS AND COLLECTION | OM903 | F025 | 0 |  | 0 | 0 | 0 | 0 | 0 | 0 |  | 0 | 0 | 0 |  | 0 | 0 | 0 | 0 | 0 | 0 | 0 | 0 | 0 | 0 | 0 | 0 |  | 0 |  | 0 |  | 0 | 0 | ok
904 | UNCOLLECTIBLE ACCOUNTS | OM904 | F025 | 0 |  | 0 | 0 | 0 | 0 | 0 | 0 |  | 0 | 0 | 0 |  | 0 | 0 | 0 | 0 | 0 | 0 | 0 | 0 | 0 | 0 | 0 | 0 |  | 0 |  | 0 |  | 0 | 0 | ok
905 | MISC CUST ACCOUNTS | OM903 | F025 | 0 |  | 0 | 0 | 0 | 0 | 0 | 0 |  | 0 | 0 | 0 |  | 0 | 0 | 0 | 0 | 0 | 0 | 0 | 0 | 0 | 0 | 0 | 0 |  | 0 |  | 0 |  | 0 | 0 | ok
Total Customer Accounts Expense |  | OMCA |  | 0 | 0 | 0 | 0 | 0 | 0 | 0 | 0 |  | 0 | 0 | 0 |  | 0 | 0 | 0 | 0 | 0 | 0 | 0 | 0 | 0 | 0 | 0 | 0 |  | 0 |  | 0 |  | 0 | 0 | ok
Customer Service Expense
907 | SUPERVISION | OM907 | TUP | 0 |  | 0 | 0 | 0 | 0 | 0 | 0 |  | 0 | 0 | 0 |  | 0 | 0 | 0 | 0 | 0 | 0 | 0 | 0 | 0 | 0 | 0 | 0 |  | 0 |  | 0 |  | 0 | 0 | ok
908 | CUSTOMER ASSISTANCE EXPENSES | OM908 | TUP | 6139491.14 |  | 2070669.4094 | 2554654.0004 | 0 | 0 | 29659.8742 | 1038612.1308 |  | 440005.0748 | 5890.6504 | 0 |  | 0 | 0 | 0 | 0 | 0 | 0 | 0 | 0 | 0 | 0 | 0 | 0 |  | 0 |  | 0 |  | 0 | 6139491.14 | ok
908 | CUSTOMER ASSISTANCE EXP-INCENTIVES | OM908x | TUP | 0 |  | 0 | 0 | 0 | 0 | 0 | 0 |  | 0 | 0 | 0 |  | 0 | 0 | 0 | 0 | 0 | 0 | 0 | 0 | 0 | 0 | 0 | 0 |  | 0 |  | 0 |  | 0 | 0 | ok
909 | INFORMATIONAL AND INSTRUCTIONA | OM909 | TUP | 41576.91 |  | 14022.6663 | 17300.2317 | 0 | 0 | 200.858 | 7033.528 |  | 2979.7341 | 39.8917 | 0 |  | 0 | 0 | 0 | 0 | 0 | 0 | 0 | 0 | 0 | 0 | 0 | 0 |  | 0 |  | 0 |  | 0 | 41576.91 | ok
909 | INFORM AND INSTRUC -LOAD MGMT | OM909x | TUP | 0 |  | 0 | 0 | 0 | 0 | 0 | 0 |  | 0 | 0 | 0 |  | 0 | 0 | 0 | 0 | 0 | 0 | 0 | 0 | 0 | 0 | 0 | 0 |  | 0 |  | 0 |  | 0 | 0 | ok
910 | MISCELLANEOUS CUSTOMER SERVICE | OM910 | TUP | 0 |  | 0 | 0 | 0 | 0 | 0 | 0 |  | 0 | 0 | 0 |  | 0 | 0 | 0 | 0 | 0 | 0 | 0 | 0 | 0 | 0 | 0 | 0 |  | 0 |  | 0 |  | 0 | 0 | ok
911 | DEMONSTRATION AND SELLING EXP | OM911 | TUP | 0 |  | 0 | 0 | 0 | 0 | 0 | 0 |  | 0 | 0 | 0 |  | 0 | 0 | 0 | 0 | 0 | 0 | 0 | 0 | 0 | 0 | 0 | 0 |  | 0 |  | 0 |  | 0 | 0 | ok
912 | DEMONSTRATION AND SELLING EXP | OM912 | TUP | 0 |  | 0 | 0 | 0 | 0 | 0 | 0 |  | 0 | 0 | 0 |  | 0 | 0 | 0 | 0 | 0 | 0 | 0 | 0 | 0 | 0 | 0 | 0 |  | 0 |  | 0 |  | 0 | 0 | ok
913 | ADVERTISING EXPENSES | OM913 | TUP | 54386.27 |  | 18342.8859 | 22630.2309 | 0 | 0 | 262.74 | 9200.4758 |  | 3897.7554 | 52.1819 | 0 |  | 0 | 0 | 0 | 0 | 0 | 0 | 0 | 0 | 0 | 0 | 0 | 0 |  | 0 |  | 0 |  | 0 | 54386.27 | ok
915 | MDSE-JOBBING-CONTRACT | OM915 | TUP | 0 |  | 0 | 0 | 0 | 0 | 0 | 0 |  | 0 | 0 | 0 |  | 0 | 0 | 0 | 0 | 0 | 0 | 0 | 0 | 0 | 0 | 0 | 0 |  | 0 |  | 0 |  | 0 | 0 | ok
916 | MISC SALES EXPENSE | OM916 | TUP | 0 |  | 0 | 0 | 0 | 0 | 0 | 0 |  | 0 | 0 | 0 |  | 0 | 0 | 0 | 0 | 0 | 0 | 0 | 0 | 0 | 0 | 0 | 0 |  | 0 |  | 0 |  | 0 | 0 | ok
Total Customer Service Expense |  | OMCS |  | 6235454.32 | 0 | 2103034.9617 | 2594584.463 | 0 | 0 | 30123.4722 | 1054846.1346 |  | 446882.5644 | 5982.7241 | 0 |  | 0 | 0 | 0 | 0 | 0 | 0 | 0 | 0 | 0 | 0 | 0 | 0 |  | 0 |  | 0 |  | 0 | 6235454.32 | ok
Sub-Total Prod, Trans, Dist, Cust Acct and Cust Service |  | OMSUB2 |  | 807529530.84 | 0 | 56699442.3386 | 69951995.4902 | 285287779.6376 | 307258987.5248 | 7058315.7838 | 75800945.4266 |  | 5287918.3406 | 184146.2979 | 0 |  | 0 | 0 | 0 | 0 | 0 | 0 | 0 | 0 | 0 | 0 | 0 | 0 |  | 0 |  | 0 |  | 0 | 807529530.84 | ok
Operation and Maintenance Expenses (Continued)
Administrative and General Expense
920 | ADMIN. & GEN. SALARIES- | OM920 | LBSUB9 | 19939026.01 |  | 4758509.2064 | 5870731.7182 | 2043920.5342 | 2231459.4151 | 137045.7416 | 4464762.5854 |  | 416836.9442 | 15759.8649 | 0 |  | 0 | 0 | 0 | 0 | 0 | 0 | 0 | 0 | 0 | 0 | 0 | 0 |  | 0 |  | 0 |  | 0 | 19939026.01 | ok
921 | OFFICE SUPPLIES AND EXPENSES | OM921 | LBSUB9 | 8813219.373 |  | 2103301.6108 | 2594913.4369 | 903430.2899 | 986324.0731 | 60575.3854 | 1973463.1017 |  | 184245.4807 | 6965.9946 | 0 |  | 0 | 0 | 0 | 0 | 0 | 0 | 0 | 0 | 0 | 0 | 0 | 0 |  | 0 |  | 0 |  | 0 | 8813219.373 | ok
922 | ADMINISTRATIVE EXPENSES TRANSFERRED | OM922 | LBSUB9 | 0 |  | 0 | 0 | 0 | 0 | 0 | 0 |  | 0 | 0 | 0 |  | 0 | 0 | 0 | 0 | 0 | 0 | 0 | 0 | 0 | 0 | 0 | 0 |  | 0 |  | 0 |  | 0 | 0 | ok
923 | OUTSIDE SERVICES EMPLOYED | OM923 | LBSUB9 | 5363914.22 |  | 1280114.4442 | 1579319.9392 | 549847.0393 | 600297.9725 | 36867.478 | 1201091.9445 |  | 112135.7488 | 4239.6536 | 0 |  | 0 | 0 | 0 | 0 | 0 | 0 | 0 | 0 | 0 | 0 | 0 | 0 |  | 0 |  | 0 |  | 0 | 5363914.22 | ok
924 | PROPERTY INSURANCE | OM924 | TUP | 0 |  | 0 | 0 | 0 | 0 | 0 | 0 |  | 0 | 0 | 0 |  | 0 | 0 | 0 | 0 | 0 | 0 | 0 | 0 | 0 | 0 | 0 | 0 |  | 0 |  | 0 |  | 0 | 0 | ok
925 | INJURIES AND DAMAGES - INSURAN | OM925 | LBSUB9 | 1986805.53 |  | 474157.1831 | 584983.5512 | 203664.543 | 222351.6787 | 13655.7943 | 444887.0768 |  | 41535.326 | 1570.3769 | 0 |  | 0 | 0 | 0 | 0 | 0 | 0 | 0 | 0 | 0 | 0 | 0 | 0 |  | 0 |  | 0 |  | 0 | 1986805.53 | ok
926 | EMPLOYEE BENEFITS | OM926 | LBSUB9 | 2459669.92 |  | 587007.7081 | 724211.0125 | 252137.1833 | 275271.9014 | 16905.9054 | 550771.2476 |  | 51420.8313 | 1944.1304 | 0 |  | 0 | 0 | 0 | 0 | 0 | 0 | 0 | 0 | 0 | 0 | 0 | 0 |  | 0 |  | 0 |  | 0 | 2459669.92 | ok
927 | FRANCHISE REQUIREMENTS | OM927 | TUP | 0 |  | 0 | 0 | 0 | 0 | 0 | 0 |  | 0 | 0 | 0 |  | 0 | 0 | 0 | 0 | 0 | 0 | 0 | 0 | 0 | 0 | 0 | 0 |  | 0 |  | 0 |  | 0 | 0 | ok
928 | REGULATORY COMMISSION FEES | OM928 | TUP | 1764410.97 |  | 595083.8169 | 734174.7777 | 0 | 0 | 8523.8672 | 298483.7986 |  | 126451.8122 | 1692.8973 | 0 |  | 0 | 0 | 0 | 0 | 0 | 0 | 0 | 0 | 0 | 0 | 0 | 0 |  | 0 |  | 0 |  | 0 | 1764410.97 | ok
929 | DUPLICATE CHARGES-CR | OM929 | LBSUB9 | -557551 |  | -133061.2421 | -164162.0979 | -57153.7415 | -62397.8537 | -3832.1827 | -124847.264 |  | -11655.9282 | -440.69 | 0 |  | 0 | 0 | 0 | 0 | 0 | 0 | 0 | 0 | 0 | 0 | 0 | 0 |  | 0 |  | 0 |  | 0 | -557551 | ok
930 | MISCELLANEOUS GENERAL EXPENSES | OM930 | LBSUB9 | 5827140.67 |  | 1390664.8455 | 1715709.6611 | 597331.7084 | 652139.5731 | 40051.3452 | 1304817.9801 |  | 121819.7674 | 4605.7892 | 0 |  | 0 | 0 | 0 | 0 | 0 | 0 | 0 | 0 | 0 | 0 | 0 | 0 |  | 0 |  | 0 |  | 0 | 5827140.67 | ok
931 | RENTS AND LEASES | OM931 | PGP | 0 |  | 0 | 0 | 0 | 0 | 0 | 0 |  | 0 | 0 | 0 |  | 0 | 0 | 0 | 0 | 0 | 0 | 0 | 0 | 0 | 0 | 0 | 0 |  | 0 |  | 0 |  | 0 | 0 | ok
935 | MAINTENANCE OF GENERAL PLANT | OM935 | PGP | 3119735.97 |  | 1064837.9605 | 1313726.1521 | 0 | 0 | 15183.4486 | 505322.5156 |  | 217750.7147 | 2915.1785 | 0 |  | 0 | 0 | 0 | 0 | 0 | 0 | 0 | 0 | 0 | 0 | 0 | 0 |  | 0 |  | 0 |  | 0
Total Administrative and General Expense |  | OMAG |  | 48716371.663 | 0 | 12120615.5332 | 14953608.151 | 4493177.5567 | 4905446.7602 | 324976.783 | 10618752.9862 |  | 1260540.6972 | 39253.1955 | 0 |  | 0 | 0 | 0 | 0 | 0 | 0 | 0 | 0 | 0 | 0 | 0 | 0 |  | 0 |  | 0 |  | 0 | 48716371.663 | ok
Total Operation and Maintenance Expenses |  | TOM |  | 856245902.503 |  | 68820057.8718 | 84905603.6412 | 289780957.1943 | 312164434.285 | 7383292.5668 | 86419698.4128 |  | 6548459.0377 | 223399.4934 | 0 |  | 0 | 0 | 0 | 0 | 0 | 0 | 0 | 0 | 0 | 0 | 0 | 0 |  | 0 |  | 0 |  | 0 | 856245902.503 | ok
Operation and Maintenance Expenses Less Purchase Power & Fuel |  | OMLPP |  | 347053610.633 |  | 68820057.8718 | 84905603.6412 | 46648826.6295 | 50922930.3271 | 2564635.2195 | 86419698.4128 |  | 6548459.0377 | 223399.4934 | 0 |  | 0 | 0 | 0 | 0 | 0 | 0 | 0 | 0 | 0 | 0 | 0 | 0 |  | 0 |  | 0 |  | 0 | 347053610.633 | ok
Labor Expenses
Steam Power Generation Operation Expenses
500 | OPERATION SUPERVISION & ENGINEERING | LB500 | F001 | 5229146.92 |  | 2327320.2216 | 2871292.6782 | 0 | 0 | 30534.0202 | 0 |  | 0 | 0 | 0 |  | 0 | 0 | 0 | 0 | 0 | 0 | 0 | 0 | 0 | 0 | 0 | 0 |  | 0 |  | 0 |  | 0 | 5229146.92 | ok
501 | FUEL | LB501 | Energy | 2439636.36 |  | 0 | 0 | 1149136.5873 | 1254575.0258 | 35924.7469 | 0 |  | 0 | 0 | 0 |  | 0 | 0 | 0 | 0 | 0 | 0 | 0 | 0 | 0 | 0 | 0 | 0 |  | 0 |  | 0 |  | 0 | 2439636.36 | ok
502 | STEAM EXPENSES | LB502 | F001 | 5111285.01 |  | 2274863.7864 | 2806575.4223 | 0 | 0 | 29845.8013 | 0 |  | 0 | 0 | 0 |  | 0 | 0 | 0 | 0 | 0 | 0 | 0 | 0 | 0 | 0 | 0 | 0 |  | 0 |  | 0 |  | 0 | 5111285.01 | ok
505 | ELECTRIC EXPENSES | LB505 | F001 | 4067706.79 |  | 1810401.6607 | 2233552.9871 | 0 | 0 | 23752.1422 | 0 |  | 0 | 0 | 0 |  | 0 | 0 | 0 | 0 | 0 | 0 | 0 | 0 | 0 | 0 | 0 | 0 |  | 0 |  | 0 |  | 0 | 4067706.79 | ok
506 | MISC. STEAM POWER EXPENSES | LB506 | F001 | 6039731.1 |  | 2688084.4117 | 3316379.5072 | 0 | 0 | 35267.1811 | 0 |  | 0 | 0 | 0 |  | 0 | 0 | 0 | 0 | 0 | 0 | 0 | 0 | 0 | 0 | 0 | 0 |  | 0 |  | 0 |  | 0 | 6039731.1 | ok
507 | RENTS | LB507 | F001 | 0 |  | 0 | 0 | 0 | 0 | 0 | 0 |  | 0 | 0 | 0 |  | 0 | 0 | 0 | 0 | 0 | 0 | 0 | 0 | 0 | 0 | 0 | 0 |  | 0 |  | 0 |  | 0 | 0 | ok
509 | ALLOWANCES | LB509 | Energy | 0 |  | 0 | 0 | 0 | 0 | 0 | 0 |  | 0 | 0 | 0 |  | 0 | 0 | 0 | 0 | 0 | 0 | 0 | 0 | 0 | 0 | 0 | 0 |  | 0 |  | 0 |  | 0 | 0 | ok
| Total Steam Power Operation Expenses | LBSUB1 |  | 22887506.18 |  | 9100670.0804 | 11227800.5949 | 1149136.5873 | 1254575.0258 | 155323.8917 | 0 |  | 0 | 0 | 0 |  | 0 | 0 | 0 | 0 | 0 | 0 | 0 | 0 | 0 | 0 | 0 | 0 |  | 0 |  | 0 |  | 0 | 22887506.18 | ok
Steam Power Generation Maintenance Expenses
510 | MAINTENANCE SUPERVISION & ENGINEERING | LB510 | Energy | 2804857.87 |  | 0 | 0 | 1321166.0776 | 1442388.9938 | 41302.7986 | 0 |  | 0 | 0 | 0 |  | 0 | 0 | 0 | 0 | 0 | 0 | 0 | 0 | 0 | 0 | 0 | 0 |  | 0 |  | 0 |  | 0 | 2804857.87 | ok
511 | MAINTENANCE OF STRUCTURES | LB511 | F001 | 1112043.12 |  | 494933.5867 | 610616.0942 | 0 | 0 | 6493.4391 | 0 |  | 0 | 0 | 0 |  | 0 | 0 | 0 | 0 | 0 | 0 | 0 | 0 | 0 | 0 | 0 | 0 |  | 0 |  | 0 |  | 0 | 1112043.12 | ok
512 | MAINTENANCE OF BOILER PLANT | LB512 | Energy | 6742144.4 |  | 0 | 0 | 3175737.5541 | 3467125.7255 | 99281.1204 | 0 |  | 0 | 0 | 0 |  | 0 | 0 | 0 | 0 | 0 | 0 | 0 | 0 | 0 | 0 | 0 | 0 |  | 0 |  | 0 |  | 0 | 6742144.4 | ok
513 | MAINTENANCE OF ELECTRIC PLANT | LB513 | Energy | 1662593.1 |  | 0 | 0 | 783127.5973 | 854983.0686 | 24482.4341 | 0 |  | 0 | 0 | 0 |  | 0 | 0 | 0 | 0 | 0 | 0 | 0 | 0 | 0 | 0 | 0 | 0 |  | 0 |  | 0 |  | 0 | 1662593.1 | ok
514 | MAINTENANCE OF MISC STEAM PLANT | LB514 | F001 | 0 |  | 0 | 0 | 0 | 0 | 0 | 0 |  | 0 | 0 | 0 |  | 0 | 0 | 0 | 0 | 0 | 0 | 0 | 0 | 0 | 0 | 0 | 0 |  | 0 |  | 0 |  | 0 | 0 | ok
| Total Steam Power Generation Maintenance Expense | LBSUB2 |  | 12321638.49 |  | 494933.5867 | 610616.0942 | 5280031.229 | 5764497.7879 | 171559.7922 | 0 |  | 0 | 0 | 0 |  | 0 | 0 | 0 | 0 | 0 | 0 | 0 | 0 | 0 | 0 | 0 | 0 |  | 0 |  | 0 |  | 0 | 12321638.49 | ok
| Total Steam Power Generation Expense |  |  | 35209144.67 |  | 9595603.6671 | 11838416.6891 | 6429167.8163 | 7019072.8137 | 326883.6838 | 0 |  | 0 | 0 | 0 |  | 0 | 0 | 0 | 0 | 0 | 0 | 0 | 0 | 0 | 0 | 0 | 0 |  | 0 |  | 0 |  | 0 | 35209144.67 | ok
Labor Expenses (Continued)
Other Power Generation Operation Expense
546 | OPERATION SUPERVISION & ENGINEERING | LB546 | F001 | 2193764.01 |  | 976371.7524 | 1204582.4369 | 0 | 0 | 12809.8207 | 0 |  | 0 | 0 | 0 |  | 0 | 0 | 0 | 0 | 0 | 0 | 0 | 0 | 0 | 0 | 0 | 0 |  | 0 |  | 0 |  | 0 | 2193764.01 | ok
547 | FUEL | LB547 | Energy | 93447.05 |  | 0 | 0 | 44016.1599 | 48054.8401 | 1376.05 | 0 |  | 0 | 0 | 0 |  | 0 | 0 | 0 | 0 | 0 | 0 | 0 | 0 | 0 | 0 | 0 | 0 |  | 0 |  | 0 |  | 0 | 93447.05 | ok
548 | GENERATION EXPENSE | LB548 | F001 | 2088959 |  | 929726.5113 | 1147034.6451 | 0 | 0 | 12197.8436 | 0 |  | 0 | 0 | 0 |  | 0 | 0 | 0 | 0 | 0 | 0 | 0 | 0 | 0 | 0 | 0 | 0 |  | 0 |  | 0 |  | 0 | 2088959 | ok
549 | MISC OTHER POWER GENERATION | LB549 | F001 | 985445.44 |  | 438589.1494 | 541102.0803 | 0 | 0 | 5754.2103 | 0 |  | 0 | 0 | 0 |  | 0 | 0 | 0 | 0 | 0 | 0 | 0 | 0 | 0 | 0 | 0 | 0 |  | 0 |  | 0 |  | 0 | 985445.44 | ok
550 | RENTS | LB550 | F001 | 0 |  | 0 | 0 | 0 | 0 | 0 | 0 |  | 0 | 0 | 0 |  | 0 | 0 | 0 | 0 | 0 | 0 | 0 | 0 | 0 | 0 | 0 | 0 |  | 0 |  | 0 |  | 0 | 0 | ok
| Total Other Power Generation Expenses | LBSUB7 |  | 5361615.5 |  | 2344687.4131 | 2892719.1623 | 44016.1599 | 48054.8401 | 32137.9246 | 0 |  | 0 | 0 | 0 |  | 0 | 0 | 0 | 0 | 0 | 0 | 0 | 0 | 0 | 0 | 0 | 0 |  | 0 |  | 0 |  | 0 | 5361615.5 | ok
Other Power Generation Maintenance Expense
551 | MAINTENANCE SUPERVISION & ENGINEERING | LB551 | F001 | 471511.35 |  | 209854.096 | 258904.0063 | 0 | 0 | 2753.2478 | 0 |  | 0 | 0 | 0 |  | 0 | 0 | 0 | 0 | 0 | 0 | 0 | 0 | 0 | 0 | 0 | 0 |  | 0 |  | 0 |  | 0 | 471511.35 | ok
552 | MAINTENANCE OF STRUCTURES | LB552 | F001 | 255122.54 |  | 113546.5986 | 140086.2306 | 0 | 0 | 1489.7108 | 0 |  | 0 | 0 | 0 |  | 0 | 0 | 0 | 0 | 0 | 0 | 0 | 0 | 0 | 0 | 0 | 0 |  | 0 |  | 0 |  | 0 | 255122.54 | ok
553 | MAINTENANCE OF GENERATING & ELEC PLANT | LB553 | F001 | 962554.8 |  | 428401.2832 | 528532.9695 | 0 | 0 | 5620.5473 | 0 |  | 0 | 0 | 0 |  | 0 | 0 | 0 | 0 | 0 | 0 | 0 | 0 | 0 | 0 | 0 | 0 |  | 0 |  | 0 |  | 0 | 962554.8 | ok
554 | MAINTENANCE OF MISC OTHER POWER GEN PLT | LB554 | F001 | 0 |  | 0 | 0 | 0 | 0 | 0 | 0 |  | 0 | 0 | 0 |  | 0 | 0 | 0 | 0 | 0 | 0 | 0 | 0 | 0 | 0 | 0 | 0 |  | 0 |  | 0 |  | 0 | 0 | ok
| Total Other Power Generation Maintenance Expense | LBSUB8 |  | 1689188.69 |  | 751801.9777 | 927523.2063 | 0 | 0 | 9863.5059 | 0 |  | 0 | 0 | 0 |  | 0 | 0 | 0 | 0 | 0 | 0 | 0 | 0 | 0 | 0 | 0 | 0 |  | 0 |  | 0 |  | 0 | 1689188.69 | ok
| Total Other Power Generation Expense |  |  | 7050804.19 |  | 3096489.3908 | 3820242.3687 | 44016.1599 | 48054.8401 | 42001.4305 | 0 |  | 0 | 0 | 0 |  | 0 | 0 | 0 | 0 | 0 | 0 | 0 | 0 | 0 | 0 | 0 | 0 |  | 0 |  | 0 |  | 0 | 7050804.19 | ok
| Total Production Expense | LPREX |  | 42259948.86 |  | 12692093.0579 | 15658659.0578 | 6473183.9762 | 7067127.6538 | 368885.1144 | 0 |  | 0 | 0 | 0 |  | 0 | 0 | 0 | 0 | 0 | 0 | 0 | 0 | 0 | 0 | 0 | 0 |  | 0 |  | 0 |  | 0 | 42259948.86 | ok
Labor Expenses (Continued)
Purchased Power
555 | PURCHASED POWER | LB555 | OMPP | 0 |  | 0 | 0 | 0 | 0 | 0 | 0 |  | 0 | 0 | 0 |  | 0 | 0 | 0 | 0 | 0 | 0 | 0 | 0 | 0 | 0 | 0 | 0 |  | 0 |  | 0 |  | 0 | 0 | ok
555 | PURCHASED POWER OPTIONS | LBO555 | OMPP | 0 |  | 0 | 0 | 0 | 0 | 0 | 0 |  | 0 | 0 | 0 |  | 0 | 0 | 0 | 0 | 0 | 0 | 0 | 0 | 0 | 0 | 0 | 0 |  | 0 |  | 0 |  | 0 | 0 | ok
555 | BROKERAGE FEES | LBB555 | OMPP | 0 |  | 0 | 0 | 0 | 0 | 0 | 0 |  | 0 | 0 | 0 |  | 0 | 0 | 0 | 0 | 0 | 0 | 0 | 0 | 0 | 0 | 0 | 0 |  | 0 |  | 0 |  | 0 | 0 | ok
555 | MISO TRANSMISSION EXPENSES | LBM555 | OMPP | 0 |  | 0 | 0 | 0 | 0 | 0 | 0 |  | 0 | 0 | 0 |  | 0 | 0 | 0 | 0 | 0 | 0 | 0 | 0 | 0 | 0 | 0 | 0 |  | 0 |  | 0 |  | 0 | 0 | ok
556 | SYSTEM CONTROL AND LOAD DISPATCH | LB556 | F001 | 3265907.62 |  | 1453547.3878 | 1793289.9535 | 0 | 0 | 19070.2787 | 0 |  | 0 | 0 | 0 |  | 0 | 0 | 0 | 0 | 0 | 0 | 0 | 0 | 0 | 0 | 0 | 0 |  | 0 |  | 0 |  | 0 | 3265907.62 | ok
557 | OTHER EXPENSES | LB557 | F001 | 625871.8 |  | 278554.8233 | 343662.3878 | 0 | 0 | 3654.5889 | 0 |  | 0 | 0 | 0 |  | 0 | 0 | 0 | 0 | 0 | 0 | 0 | 0 | 0 | 0 | 0 | 0 |  | 0 |  | 0 |  | 0 | 625871.8 | ok
558 | DUPLICATE CHARGES | LB558 | Energy | 0 |  | 0 | 0 | 0 | 0 | 0 | 0 |  | 0 | 0 | 0 |  | 0 | 0 | 0 | 0 | 0 | 0 | 0 | 0 | 0 | 0 | 0 | 0 |  | 0 |  | 0 |  | 0 | 0 | ok
| Total Purchased Power Labor | LBPP |  | 3891779.42 |  | 1732102.2111 | 2136952.3413 | 0 | 0 | 22724.8676 | 0 |  | 0 | 0 | 0 |  | 0 | 0 | 0 | 0 | 0 | 0 | 0 | 0 | 0 | 0 | 0 | 0 |  | 0 |  | 0 |  | 0 | 3891779.42 | ok
Transmission Labor Expenses
560 | OPERATION SUPERVISION AND ENG | LB560 | PTRAN | 6850117.43 |  | 0 | 0 | 0 | 0 | 16403.5263 | 6833713.9037 |  | 0 | 0 | 0 |  | 0 | 0 | 0 | 0 | 0 | 0 | 0 | 0 | 0 | 0 | 0 | 0 |  | 0 |  | 0 |  | 0 | 6850117.43 | ok
561 | LOAD DISPATCHING | LB561 | PTRAN | 2800582.66 |  | 0 | 0 | 0 | 0 | 6706.3714 | 2793876.2886 |  | 0 | 0 | 0 |  | 0 | 0 | 0 | 0 | 0 | 0 | 0 | 0 | 0 | 0 | 0 | 0 |  | 0 |  | 0 |  | 0 | 2800582.66 | ok
562 | STATION EXPENSES | LB562 | PTRAN | 1179373.37 |  | 0 | 0 | 0 | 0 | 2824.1679 | 1176549.2021 |  | 0 | 0 | 0 |  | 0 | 0 | 0 | 0 | 0 | 0 | 0 | 0 | 0 | 0 | 0 | 0 |  | 0 |  | 0 |  | 0 | 1179373.37 | ok
563 | OVERHEAD LINE EXPENSES | LB563 | PTRAN | 764466.09 |  | 0 | 0 | 0 | 0 | 1830.6167 | 762635.4733 |  | 0 | 0 | 0 |  | 0 | 0 | 0 | 0 | 0 | 0 | 0 | 0 | 0 | 0 | 0 | 0 |  | 0 |  | 0 |  | 0 | 764466.09 | ok
565 | TRANSMISSION OF ELECTRICITY BY OTHERS | LB565 | PTRAN | 0 |  | 0 | 0 | 0 | 0 | 0 | 0 |  | 0 | 0 | 0 |  | 0 | 0 | 0 | 0 | 0 | 0 | 0 | 0 | 0 | 0 | 0 | 0 |  | 0 |  | 0 |  | 0 | 0 | ok
566 | MISC. TRANSMISSION EXPENSES | LB566 | PTRAN | 216933.12 |  | 0 | 0 | 0 | 0 | 519.4755 | 216413.6445 |  | 0 | 0 | 0 |  | 0 | 0 | 0 | 0 | 0 | 0 | 0 | 0 | 0 | 0 | 0 | 0 |  | 0 |  | 0 |  | 0 | 216933.12 | ok
567 | RENTS | LB567 | PTRAN | 0 |  | 0 | 0 | 0 | 0 | 0 | 0 |  | 0 | 0 | 0 |  | 0 | 0 | 0 | 0 | 0 | 0 | 0 | 0 | 0 | 0 | 0 | 0 |  | 0 |  | 0 |  | 0 | 0 | ok
568 | MAINTENACE SUPERVISION AND ENG | LB568 | PTRAN | 179296.01 |  | 0 | 0 | 0 | 0 | 429.3484 | 178866.6616 |  | 0 | 0 | 0 |  | 0 | 0 | 0 | 0 | 0 | 0 | 0 | 0 | 0 | 0 | 0 | 0 |  | 0 |  | 0 |  | 0 | 179296.01 | ok
569 | MAINTENACE OF STRUCTURES | LB569 | PTRAN | 0 |  | 0 | 0 | 0 | 0 | 0 | 0 |  | 0 | 0 | 0 |  | 0 | 0 | 0 | 0 | 0 | 0 | 0 | 0 | 0 | 0 | 0 | 0 |  | 0 |  | 0 |  | 0 | 0 | ok
570 | MAINT OF STATION EQUIPMENT | LB570 | PTRAN | 621165.18 |  | 0 | 0 | 0 | 0 | 1487.4635 | 619677.7165 |  | 0 | 0 | 0 |  | 0 | 0 | 0 | 0 | 0 | 0 | 0 | 0 | 0 | 0 | 0 | 0 |  | 0 |  | 0 |  | 0 | 621165.18 | ok
571 | MAINT OF OVERHEAD LINES | LB571 | PTRAN | 1237197.78 |  | 0 | 0 | 0 | 0 | 2962.6363 | 1234235.1437 |  | 0 | 0 | 0 |  | 0 | 0 | 0 | 0 | 0 | 0 | 0 | 0 | 0 | 0 | 0 | 0 |  | 0 |  | 0 |  | 0 | 1237197.78 | ok
573 | MAINT OF MISC. TRANSMISSION PLANT | LB573 | PTRAN | 0 |  | 0 | 0 | 0 | 0 | 0 | 0 |  | 0 | 0 | 0 |  | 0 | 0 | 0 | 0 | 0 | 0 | 0 | 0 | 0 | 0 | 0 | 0 |  | 0 |  | 0 |  | 0 | 0 | ok
Total Transmission Labor Expenses |  | LBTRAN |  | 13849131.64 | 0 | 0 | 0 | 0 | 0 | 33163.6059 | 13815968.0341 |  | 0 | 0 | 0 |  | 0 | 0 | 0 | 0 | 0 | 0 | 0 | 0 | 0 | 0 | 0 | 0 |  | 0 |  | 0 |  | 0 | 13849131.64 | ok
Distribution Operation Labor Expense
580 | OPERATION SUPERVISION AND ENGI | LB580 | F023 | 0 |  | 0 | 0 | 0 | 0 | 0 | 0 |  | 0 | 0 | 0 |  | 0 | 0 | 0 | 0 | 0 | 0 | 0 | 0 | 0 | 0 | 0 | 0 |  | 0 |  | 0 |  | 0 | 0 | ok
581 | LOAD DISPATCHING | LB581 | F027 | 32238.54 |  | 0 | 0 | 0 | 0 | 0 | 0 |  | 0 | 32238.54 | 0 |  | 0 | 0 | 0 | 0 | 0 | 0 | 0 | 0 | 0 | 0 | 0 | 0 |  | 0 |  | 0 |  | 0 | 32238.54 | ok
582 | STATION EXPENSES | LB582 | PDIST | 701884.99 |  | 0 | 0 | 0 | 0 | 0 | 0 |  | 692612.5102 | 9272.4798 | 0 |  | 0 | 0 | 0 | 0 | 0 | 0 | 0 | 0 | 0 | 0 | 0 | 0 |  | 0 |  | 0 |  | 0 | 701884.99 | ok
583 | OVERHEAD LINE EXPENSES | LB583 | PDIST | 0 |  | 0 | 0 | 0 | 0 | 0 | 0 |  | 0 | 0 | 0 |  | 0 | 0 | 0 | 0 | 0 | 0 | 0 | 0 | 0 | 0 | 0 | 0 |  | 0 |  | 0 |  | 0 | 0 | ok
584 | UNDERGROUND LINE EXPENSES | LB584 | PDIST | 0 |  | 0 | 0 | 0 | 0 | 0 | 0 |  | 0 | 0 | 0 |  | 0 | 0 | 0 | 0 | 0 | 0 | 0 | 0 | 0 | 0 | 0 | 0 |  | 0 |  | 0 |  | 0 | 0 | ok
585 | STREET LIGHTING EXPENSE | LB585 | PDIST | 0 |  | 0 | 0 | 0 | 0 | 0 | 0 |  | 0 | 0 | 0 |  | 0 | 0 | 0 | 0 | 0 | 0 | 0 | 0 | 0 | 0 | 0 | 0 |  | 0 |  | 0 |  | 0 | 0 | ok
586 | METER EXPENSES | LB586 | PDIST | 0 |  | 0 | 0 | 0 | 0 | 0 | 0 |  | 0 | 0 | 0 |  | 0 | 0 | 0 | 0 | 0 | 0 | 0 | 0 | 0 | 0 | 0 | 0 |  | 0 |  | 0 |  | 0 | 0 | ok
586 | METER EXPENSES - LOAD MANAGEMENT | LB586x | PDIST | 0 |  | 0 | 0 | 0 | 0 | 0 | 0 |  | 0 | 0 | 0 |  | 0 | 0 | 0 | 0 | 0 | 0 | 0 | 0 | 0 | 0 | 0 | 0 |  | 0 |  | 0 |  | 0 | 0 | ok
587 | CUSTOMER INSTALLATIONS EXPENSE | LB587 | PDIST | 0 |  | 0 | 0 | 0 | 0 | 0 | 0 |  | 0 | 0 | 0 |  | 0 | 0 | 0 | 0 | 0 | 0 | 0 | 0 | 0 | 0 | 0 | 0 |  | 0 |  | 0 |  | 0 | 0 | ok
588 | MISCELLANEOUS DISTRIBUTION EXP | LB588 | PDIST | 0 |  | 0 | 0 | 0 | 0 | 0 | 0 |  | 0 | 0 | 0 |  | 0 | 0 | 0 | 0 | 0 | 0 | 0 | 0 | 0 | 0 | 0 | 0 |  | 0 |  | 0 |  | 0 | 0 | ok
589 | RENTS | LB589 | PDIST | 0 |  | 0 | 0 | 0 | 0 | 0 | 0 |  | 0 | 0 | 0 |  | 0 | 0 | 0 | 0 | 0 | 0 | 0 | 0 | 0 | 0 | 0 | 0 |  | 0 |  | 0 |  | 0 | 0 | ok
Total Distribution Operation Labor Expense |  | LBDO |  | 734123.53 | 0 | 0 | 0 | 0 | 0 | 0 | 0 |  | 692612.5102 | 41511.0198 | 0 |  | 0 | 0 | 0 | 0 | 0 | 0 | 0 | 0 | 0 | 0 | 0 | 0 |  | 0 |  | 0 |  | 0 | 734123.53 | ok
Labor Expenses (Continued)
Distribution Maintenance Labor Expense
590 | MAINTENANCE SUPERVISION AND EN | LB590 | F024 | 0 |  | 0 | 0 | 0 | 0 | 0 | 0 |  | 0 | 0 | 0 |  | 0 | 0 | 0 | 0 | 0 | 0 | 0 | 0 | 0 | 0 | 0 | 0 |  | 0 |  | 0 |  | 0 | 0 | ok
591 | MAINTENANCE OF STRUCTURES | LB591 | PDIST | 0 |  | 0 | 0 | 0 | 0 | 0 | 0 |  | 0 | 0 | 0 |  | 0 | 0 | 0 | 0 | 0 | 0 | 0 | 0 | 0 | 0 | 0 | 0 |  | 0 |  | 0 |  | 0 | 0 | ok
592 | MAINTENANCE OF STATION EQUIPME | LB592 | PDIST | 496775.5 |  | 0 | 0 | 0 | 0 | 0 | 0 |  | 490212.6858 | 6562.8142 | 0 |  | 0 | 0 | 0 | 0 | 0 | 0 | 0 | 0 | 0 | 0 | 0 | 0 |  | 0 |  | 0 |  | 0 | 496775.5 | ok
593 | MAINTENANCE OF OVERHEAD LINES | LB593 | PDIST | 0 |  | 0 | 0 | 0 | 0 | 0 | 0 |  | 0 | 0 | 0 |  | 0 | 0 | 0 | 0 | 0 | 0 | 0 | 0 | 0 | 0 | 0 | 0 |  | 0 |  | 0 |  | 0 | 0 | ok
594 | MAINTENANCE OF UNDERGROUND LIN | LB594 | PDIST | 0 |  | 0 | 0 | 0 | 0 | 0 | 0 |  | 0 | 0 | 0 |  | 0 | 0 | 0 | 0 | 0 | 0 | 0 | 0 | 0 | 0 | 0 | 0 |  | 0 |  | 0 |  | 0 | 0 | ok
595 | MAINTENANCE OF LINE TRANSFORME | LB595 | PDIST | 0 |  | 0 | 0 | 0 | 0 | 0 | 0 |  | 0 | 0 | 0 |  | 0 | 0 | 0 | 0 | 0 | 0 | 0 | 0 | 0 | 0 | 0 | 0 |  | 0 |  | 0 |  | 0 | 0 | ok
596 | MAINTENANCE OF ST LIGHTS & SIG SYSTEMS | LB596 | PDIST | 0 |  | 0 | 0 | 0 | 0 | 0 | 0 |  | 0 | 0 | 0 |  | 0 | 0 | 0 | 0 | 0 | 0 | 0 | 0 | 0 | 0 | 0 | 0 |  | 0 |  | 0 |  | 0 | 0 | ok
597 | MAINTENANCE OF METERS | LB597 | PDIST | 0 |  | 0 | 0 | 0 | 0 | 0 | 0 |  | 0 | 0 | 0 |  | 0 | 0 | 0 | 0 | 0 | 0 | 0 | 0 | 0 | 0 | 0 | 0 |  | 0 |  | 0 |  | 0 | 0 | ok
598 | MAINTENANCE OF MISC DISTR PLANT | LB598 | PDIST | 0 |  | 0 | 0 | 0 | 0 | 0 | 0 |  | 0 | 0 | 0 |  | 0 | 0 | 0 | 0 | 0 | 0 | 0 | 0 | 0 | 0 | 0 | 0 |  | 0 |  | 0 |  | 0 | 0 | ok
Total Distribution Maintenance Labor Expense |  | LBDM |  | 496775.5 | 0 | 0 | 0 | 0 | 0 | 0 | 0 |  | 490212.6858 | 6562.8142 | 0 |  | 0 | 0 | 0 | 0 | 0 | 0 | 0 | 0 | 0 | 0 | 0 | 0 |  | 0 |  | 0 |  | 0 | 496775.5 | ok
Total Distribution Operation and Maintenance Labor Expenses |  |  |  | 1230899.03 | 0 | 0 | 0 | 0 | 0 | 0 | 0 |  | 1182825.196 | 48073.834 | 0 |  | 0 | 0 | 0 | 0 | 0 | 0 | 0 | 0 | 0 | 0 | 0 | 0 |  | 0 |  | 0 |  | 0 | 1230899.03 | ok
Transmission and Distribution Labor Expenses |  |  |  | 15080030.67 | 0 | 0 | 0 | 0 | 0 | 33163.6059 | 13815968.0341 |  | 1182825.196 | 48073.834 | 0 |  | 0 | 0 | 0 | 0 | 0 | 0 | 0 | 0 | 0 | 0 | 0 | 0 |  | 0 |  | 0 |  | 0 | 15080030.67 | ok
Production, Transmission and Distribution Labor Expenses |  | LBSUB |  | 61231758.95 | 0 | 14424195.269 | 17795611.3991 | 6473183.9762 | 7067127.6538 | 424773.5879 | 13815968.0341 |  | 1182825.196 | 48073.834 | 0 |  | 0 | 0 | 0 | 0 | 0 | 0 | 0 | 0 | 0 | 0 | 0 | 0 |  | 0 |  | 0 |  | 0 | 61231758.95 | ok
Customer Accounts Expense
901 | SUPERVISION/CUSTOMER ACCTS | LB901 | F025 | 0 |  | 0 | 0 | 0 | 0 | 0 | 0 |  | 0 | 0 | 0 |  | 0 | 0 | 0 | 0 | 0 | 0 | 0 | 0 | 0 | 0 | 0 | 0 |  | 0 |  | 0 |  | 0 | 0 | ok
902 | METER READING EXPENSES | LB902 | F025 | 0 |  | 0 | 0 | 0 | 0 | 0 | 0 |  | 0 | 0 | 0 |  | 0 | 0 | 0 | 0 | 0 | 0 | 0 | 0 | 0 | 0 | 0 | 0 |  | 0 |  | 0 |  | 0 | 0 | ok
903 | RECORDS AND COLLECTION | LB903 | F025 | 0 |  | 0 | 0 | 0 | 0 | 0 | 0 |  | 0 | 0 | 0 |  | 0 | 0 | 0 | 0 | 0 | 0 | 0 | 0 | 0 | 0 | 0 | 0 |  | 0 |  | 0 |  | 0 | 0 | ok
904 | UNCOLLECTIBLE ACCOUNTS | LB904 | F025 | 0 |  | 0 | 0 | 0 | 0 | 0 | 0 |  | 0 | 0 | 0 |  | 0 | 0 | 0 | 0 | 0 | 0 | 0 | 0 | 0 | 0 | 0 | 0 |  | 0 |  | 0 |  | 0 | 0 | ok
905 | MISC CUST ACCOUNTS | LB903 | F025 | 0 |  | 0 | 0 | 0 | 0 | 0 | 0 |  | 0 | 0 | 0 |  | 0 | 0 | 0 | 0 | 0 | 0 | 0 | 0 | 0 | 0 | 0 | 0 |  | 0 |  | 0 |  | 0 | 0 | ok
Total Customer Accounts Labor Expense |  | LBCA |  | 0 | 0 | 0 | 0 | 0 | 0 | 0 | 0 |  | 0 | 0 | 0 |  | 0 | 0 | 0 | 0 | 0 | 0 | 0 | 0 | 0 | 0 | 0 | 0 |  | 0 |  | 0 |  | 0 | 0 | ok
Customer Service Expense
907 | SUPERVISION | LB907 | TUP | 0 |  | 0 | 0 | 0 | 0 | 0 | 0 |  | 0 | 0 | 0 |  | 0 | 0 | 0 | 0 | 0 | 0 | 0 | 0 | 0 | 0 | 0 | 0 |  | 0 |  | 0 |  | 0 | 0 | ok
908 | CUSTOMER ASSISTANCE EXPENSES | LB908 | TUP | 1861077.53 |  | 627686.5985 | 774397.9181 | 0 | 0 | 8990.8633 | 314836.7926 |  | 133379.7116 | 1785.6459 | 0 |  | 0 | 0 | 0 | 0 | 0 | 0 | 0 | 0 | 0 | 0 | 0 | 0 |  | 0 |  | 0 |  | 0 | 1861077.53 | ok
908 | CUSTOMER ASSISTANCE EXP-LOAD MGMT | LB908x | TUP | 0 |  | 0 | 0 | 0 | 0 | 0 | 0 |  | 0 | 0 | 0 |  | 0 | 0 | 0 | 0 | 0 | 0 | 0 | 0 | 0 | 0 | 0 | 0 |  | 0 |  | 0 |  | 0 | 0 | ok
909 | INFORMATIONAL AND INSTRUCTIONA | LB909 | TUP | 31302.97 |  | 10557.5692 | 13025.2257 | 0 | 0 | 151.2246 | 5295.495 |  | 2243.4214 | 30.0342 | 0 |  | 0 | 0 | 0 | 0 | 0 | 0 | 0 | 0 | 0 | 0 | 0 | 0 |  | 0 |  | 0 |  | 0 | 31302.97 | ok
909 | INFORM AND INSTRUC -LOAD MGMT | LB909x | TUP | 0 |  | 0 | 0 | 0 | 0 | 0 | 0 |  | 0 | 0 | 0 |  | 0 | 0 | 0 | 0 | 0 | 0 | 0 | 0 | 0 | 0 | 0 | 0 |  | 0 |  | 0 |  | 0 | 0 | ok
910 | MISCELLANEOUS CUSTOMER SERVICE | LB910 | TUP | 0 |  | 0 | 0 | 0 | 0 | 0 | 0 |  | 0 | 0 | 0 |  | 0 | 0 | 0 | 0 | 0 | 0 | 0 | 0 | 0 | 0 | 0 | 0 |  | 0 |  | 0 |  | 0 | 0 | ok
911 | DEMONSTRATION AND SELLING EXP | LB911 | TUP | 0 |  | 0 | 0 | 0 | 0 | 0 | 0 |  | 0 | 0 | 0 |  | 0 | 0 | 0 | 0 | 0 | 0 | 0 | 0 | 0 | 0 | 0 | 0 |  | 0 |  | 0 |  | 0 | 0 | ok
912 | DEMONSTRATION AND SELLING EXP | LB912 | TUP | 0 |  | 0 | 0 | 0 | 0 | 0 | 0 |  | 0 | 0 | 0 |  | 0 | 0 | 0 | 0 | 0 | 0 | 0 | 0 | 0 | 0 | 0 | 0 |  | 0 |  | 0 |  | 0 | 0 | ok
913 | WATER HEATER - HEAT PUMP PROGRAM | LB913 | TUP | 23610.92 |  | 7963.2674 | 9824.5489 | 0 | 0 | 114.0643 | 3994.2379 |  | 1692.1475 | 22.6539 | 0 |  | 0 | 0 | 0 | 0 | 0 | 0 | 0 | 0 | 0 | 0 | 0 | 0 |  | 0 |  | 0 |  | 0 | 23610.92 | ok
915 | MDSE-JOBBING-CONTRACT | LB915 | TUP | 0 |  | 0 | 0 | 0 | 0 | 0 | 0 |  | 0 | 0 | 0 |  | 0 | 0 | 0 | 0 | 0 | 0 | 0 | 0 | 0 | 0 | 0 | 0 |  | 0 |  | 0 |  | 0 | 0 | ok
916 | MISC SALES EXPENSE | LB916 | TUP | 0 |  | 0 | 0 | 0 | 0 | 0 | 0 |  | 0 | 0 | 0 |  | 0 | 0 | 0 | 0 | 0 | 0 | 0 | 0 | 0 | 0 | 0 | 0 |  | 0 |  | 0 |  | 0 | 0 | ok
Total Customer Service Labor Expense |  | LBCS |  | 1915991.42 | 0 | 646207.4351 | 797247.6927 | 0 | 0 | 9256.1522 | 324126.5255 |  | 137315.2805 | 1838.3341 | 0 |  | 0 | 0 | 0 | 0 | 0 | 0 | 0 | 0 | 0 | 0 | 0 | 0 |  | 0 |  | 0 |  | 0 | 1915991.42 | ok
Sub-Total Labor Exp |  | LBSUB9 |  | 63147750.37 |  | 15070402.704 | 18592859.0918 | 6473183.9762 | 7067127.6538 | 434029.7401 | 14140094.5595 |  | 1320140.4765 | 49912.1681 | 0 |  | 0 | 0 | 0 | 0 | 0 | 0 | 0 | 0 | 0 | 0 | 0 | 0 |  | 0 |  | 0 |  | 0 | 63147750.37 | ok
Labor Expenses (Continued)
Administrative and General Expense
920 | ADMIN. & GEN. SALARIES- | LB920 | LBSUB9 | 14226871.14 |  | 3395286.0718 | 4188877.8123 | 1458375.8527 | 1592188.3816 | 97784.7215 | 3185692.3173 |  | 297421.0219 | 11244.9609 | 0 |  | 0 | 0 | 0 | 0 | 0 | 0 | 0 | 0 | 0 | 0 | 0 | 0 |  | 0 |  | 0 |  | 0 | 14226871.14 | ok
921 | OFFICE SUPPLIES AND EXPENSES | LB921 | LBSUB9 | 0 |  | 0 | 0 | 0 | 0 | 0 | 0 |  | 0 | 0 | 0 |  | 0 | 0 | 0 | 0 | 0 | 0 | 0 | 0 | 0 | 0 | 0 | 0 |  | 0 |  | 0 |  | 0 | 0 | ok
922 | ADMIN. EXPENSES TRANSFERRED - CREDIT | LB922 | LBSUB9 | 0 |  | 0 | 0 | 0 | 0 | 0 | 0 |  | 0 | 0 | 0 |  | 0 | 0 | 0 | 0 | 0 | 0 | 0 | 0 | 0 | 0 | 0 | 0 |  | 0 |  | 0 |  | 0 | 0 | ok
923 | OUTSIDE SERVICES EMPLOYED | LB923 | LBSUB9 | 0 |  | 0 | 0 | 0 | 0 | 0 | 0 |  | 0 | 0 | 0 |  | 0 | 0 | 0 | 0 | 0 | 0 | 0 | 0 | 0 | 0 | 0 | 0 |  | 0 |  | 0 |  | 0 | 0 | ok
924 | PROPERTY INSURANCE | LB924 | TUP | 0 |  | 0 | 0 | 0 | 0 | 0 | 0 |  | 0 | 0 | 0 |  | 0 | 0 | 0 | 0 | 0 | 0 | 0 | 0 | 0 | 0 | 0 | 0 |  | 0 |  | 0 |  | 0 | 0 | ok
925 | INJURIES AND DAMAGES - INSURAN | LB925 | LBSUB9 | 0 |  | 0 | 0 | 0 | 0 | 0 | 0 |  | 0 | 0 | 0 |  | 0 | 0 | 0 | 0 | 0 | 0 | 0 | 0 | 0 | 0 | 0 | 0 |  | 0 |  | 0 |  | 0 | 0 | ok
926 | EMPLOYEE BENEFITS | LB926 | LBSUB9 | 0 |  | 0 | 0 | 0 | 0 | 0 | 0 |  | 0 | 0 | 0 |  | 0 | 0 | 0 | 0 | 0 | 0 | 0 | 0 | 0 | 0 | 0 | 0 |  | 0 |  | 0 |  | 0 | 0 | ok
928 | REGULATORY COMMISSION FEES | LB928 | TUP | 0 |  | 0 | 0 | 0 | 0 | 0 | 0 |  | 0 | 0 | 0 |  | 0 | 0 | 0 | 0 | 0 | 0 | 0 | 0 | 0 | 0 | 0 | 0 |  | 0 |  | 0 |  | 0 | 0 | ok
929 | DUPLICATE CHARGES-CR | LB929 | LBSUB9 | 0 |  | 0 | 0 | 0 | 0 | 0 | 0 |  | 0 | 0 | 0 |  | 0 | 0 | 0 | 0 | 0 | 0 | 0 | 0 | 0 | 0 | 0 | 0 |  | 0 |  | 0 |  | 0 | 0 | ok
930 | MISCELLANEOUS GENERAL EXPENSES | LB930 | LBSUB9 | 669147.93 |  | 159694.1889 | 197020.0538 | 68593.3803 | 74887.1308 | 4599.2153 | 149836.1375 |  | 13988.927 | 528.8965 | 0 |  | 0 | 0 | 0 | 0 | 0 | 0 | 0 | 0 | 0 | 0 | 0 | 0 |  | 0 |  | 0 |  | 0 | 669147.93 | ok
931 | RENTS AND LEASES | LB931 | PGP | 0 |  | 0 | 0 | 0 | 0 | 0 | 0 |  | 0 | 0 | 0 |  | 0 | 0 | 0 | 0 | 0 | 0 | 0 | 0 | 0 | 0 | 0 | 0 |  | 0 |  | 0 |  | 0 | 0 | ok
935 | MAINTENANCE OF GENERAL PLANT | LB935 | PGP | 583500.41 |  | 199162.1703 | 245713.0205 | 0 | 0 | 2839.8392 | 94513.0927 |  | 40727.0463 | 545.241 | 0 |  | 0 | 0 | 0 | 0 | 0 | 0 | 0 | 0 | 0 | 0 | 0 | 0 |  | 0 |  | 0 |  | 0 | 583500.41 | ok
Total Administrative and General Expense |  | LBAG |  | 15479519.48 | 0 | 3754142.431 | 4631610.8866 | 1526969.2331 | 1667075.5123 | 105223.776 | 3430041.5475 |  | 352136.9952 | 12319.0984 | 0 |  | 0 | 0 | 0 | 0 | 0 | 0 | 0 | 0 | 0 | 0 | 0 | 0 |  | 0 |  | 0 |  | 0 | 15479519.48 | ok
Total Operation and Maintenance Expenses |  | TLB |  | 78627269.85 |  | 18824545.135 | 23224469.9784 | 8000153.2093 | 8734203.1662 | 539253.5161 | 17570136.107 |  | 1672277.4717 | 62231.2664 | 0 |  | 0 | 0 | 0 | 0 | 0 | 0 | 0 | 0 | 0 | 0 | 0 | 0 |  | 0 |  | 0 |  | 0 | 78627269.85 | ok
Operation and Maintenance Expenses Less Purchase Power |  | LBLPP |  | 78627269.85 | 0 | 18824545.135 | 23224469.9784 | 8000153.2093 | 8734203.1662 | 539253.5161 | 17570136.107 |  | 1672277.4717 | 62231.2664 | 0 |  | 0 | 0 | 0 | 0 | 0 | 0 | 0 | 0 | 0 | 0 | 0 | 0 |  | 0 |  | 0 |  | 0 | 78627269.85 | ok
Other Expenses
Depreciation Expenses
Production - Steam |  | DEPRDP2 | PPROD | 96379569.43 |  | 42895356.4157 | 52921433.6998 | 0 | 0 | 562779.3145 | 0 |  | 0 | 0 | 0 |  | 0 | 0 | 0 | 0 | 0 | 0 | 0 | 0 | 0 | 0 | 0 | 0 |  | 0 |  | 0 |  | 0 | 96379569.43 | ok
Production - Other |  | DEPRDP3 | PPROD | 18976673.02 |  | 8445889.0779 | 10419975.4057 | 0 | 0 | 110808.5365 | 0 |  | 0 | 0 | 0 |  | 0 | 0 | 0 | 0 | 0 | 0 | 0 | 0 | 0 | 0 | 0 | 0 |  | 0 |  | 0 |  | 0 | 18976673.02 | ok
Transmission |  | DEPRDP4 | PTRAN | 18286325.33 |  | 0 | 0 | 0 | 0 | 43789.0622 | 18242536.2678 |  | 0 | 0 | 0 |  | 0 | 0 | 0 | 0 | 0 | 0 | 0 | 0 | 0 | 0 | 0 | 0 |  | 0 |  | 0 |  | 0 | 18286325.33 | ok
Distribution |  | DEPRDP5 | PDIST | 7898650.13 |  | 0 | 0 | 0 | 0 | 0 | 0 |  | 7794302.4451 | 104347.6849 | 0 |  | 0 | 0 | 0 | 0 | 0 | 0 | 0 | 0 | 0 | 0 | 0 | 0 |  | 0 |  | 0 |  | 0 | 7898650.13 | ok
General & Common Plant |  | DEPRDP6 | PGP | 530317.12 |  | 181009.4847 | 223317.4461 | 0 | 0 | 2581.0013 | 85898.6734 |  | 37014.9695 | 495.5448 | 0 |  | 0 | 0 | 0 | 0 | 0 | 0 | 0 | 0 | 0 | 0 | 0 | 0 |  | 0 |  | 0 |  | 0 | 530317.12 | ok
Regulatory Credits - Gen Maintenance |  | DEPRDP7 | PPROD | -18264608.89 |  | -8128972.9012 | -10028985.3352 | 0 | 0 | -106650.6536 | 0 |  | 0 | 0 | 0 |  | 0 | 0 | 0 | 0 | 0 | 0 | 0 | 0 | 0 | 0 | 0 | 0 |  | 0 |  | 0 |  | 0 | -18264608.89 | ok
Asset Retirement Obligations |  | DEPRDP8 | PPROD | 6433291.92 |  | 2863245.3067 | 3532481.3529 | 0 | 0 | 37565.2603 | 0 |  | 0 | 0 | 0 |  | 0 | 0 | 0 | 0 | 0 | 0 | 0 | 0 | 0 | 0 | 0 | 0 |  | 0 |  | 0 |  | 0 | 6433291.92 | ok
Other Plant |  | DEPROTH | TPIS | 11926834.86 |  | 4070911.4851 | 5022419.4472 | 0 | 0 | 58046.8016 | 1931850.3711 |  | 832462.0137 | 11144.7412 | 0 |  | 0 | 0 | 0 | 0 | 0 | 0 | 0 | 0 | 0 | 0 | 0 | 0 |  | 0 |  | 0 |  | 0 | 11926834.86 | ok
Total Depreciation Expense |  | TDEPR |  | 142167052.92 |  | 50327438.8689 | 62090642.0165 | 0 | 0 | 708919.323 | 20260285.3123 |  | 8663779.4284 | 115987.9709 | 0 |  | 0 | 0 | 0 | 0 | 0 | 0 | 0 | 0 | 0 | 0 | 0 | 0 |  | 0 |  | 0 |  | 0 | 142167052.92 | ok
Accretion Expense
| Production | ACRTNP | F004 | 1576871 |  | 1576871 | 0 | 0 | 0 | 0 | 0 |  | 0 | 0 | 0 |  | 0 | 0 | 0 | 0 | 0 | 0 | 0 | 0 | 0 | 0 | 0 | 0 |  | 0 |  | 0 |  | 0 | 1576871 | ok
| Transmission | ACRTNT | PTRAN | 0 |  | 0 | 0 | 0 | 0 | 0 | 0 |  | 0 | 0 | 0 |  | 0 | 0 | 0 | 0 | 0 | 0 | 0 | 0 | 0 | 0 | 0 | 0 |  | 0 |  | 0 |  | 0 | 0 | ok
| Distribution | ACRTND | PDIST | 0 |  | 0 | 0 | 0 | 0 | 0 | 0 |  | 0 | 0 | 0 |  | 0 | 0 | 0 | 0 | 0 | 0 | 0 | 0 | 0 | 0 | 0 | 0 |  | 0 |  | 0 |  | 0 | 0 | ok
Total Accretion Expense |  | TACRTN |  | 1576871 |  | 1576871 | 0 | 0 | 0 | 0 | 0 |  | 0 | 0 | 0 |  | 0 | 0 | 0 | 0 | 0 | 0 | 0 | 0 | 0 | 0 | 0 | 0 |  | 0 |  | 0 |  | 0 | 1576871 | ok
Other Taxes |  | PTAX | TUP | 248465.79 |  | 83800.1878 | 103387.0902 | 0 | 0 | 1200.3379 | 42032.7317 |  | 17807.0472 | 238.3952 | 0 |  | 0 | 0 | 0 | 0 | 0 | 0 | 0 | 0 | 0 | 0 | 0 | 0 |  | 0 |  | 0 |  | 0 | 248465.79 | ok
Asset Retirement Obligations |  | OTAX | TUP | 0 | 600157 | 0 | 0 | 0 | 0 | 0 | 0 |  | 0 | 0 | 0 |  | 0 | 0 | 0 | 0 | 0 | 0 | 0 | 0 | 0 | 0 | 0 | 0 |  | 0 |  | 0 |  | 0 | 0 | ok
Other Expenses |  | OT | TUP | 0 | 600157 | 0 | 0 | 0 | 0 | 0 | 0 |  | 0 | 0 | 0 |  | 0 | 0 | 0 | 0 | 0 | 0 | 0 | 0 | 0 | 0 | 0 | 0 |  | 0 |  | 0 |  | 0 | 0 | ok
Interest |  | INTLTD | TUP | 107360754 |  | 36209618.0304 | 44673014.9837 | 0 | 0 | 518659.6717 | 18162121.0832 |  | 7694330.9336 | 103009.2975 | 0 |  | 0 | 0 | 0 | 0 | 0 | 0 | 0 | 0 | 0 | 0 | 0 | 0 |  | 0 |  | 0 |  | 0 | 107360754 | ok
Other Deductions |  | DEDUCT | TUP | 1195294.26 |  | 403137.5244 | 497364.2267 | 0 | 0 | 5774.4651 | 202206.8425 |  | 85664.3537 | 1146.8476 | 0 |  | 0 | 0 | 0 | 0 | 0 | 0 | 0 | 0 | 0 | 0 | 0 | 0 |  | 0 |  | 0 |  | 0 | 1195294.26 | ok
Total Other Expenses |  | TOE |  | 252548437.97 |  | 88600865.6115 | 107364408.3171 | 0 | 0 | 1234553.7977 | 38666645.9697 |  | 16461581.7628 | 220382.5112 | 0 |  | 0 | 0 | 0 | 0 | 0 | 0 | 0 | 0 | 0 | 0 | 0 | 0 |  | 0 |  | 0 |  | 0 | 252548437.97 | ok
Total Cost of Service (O&M + Other Expenses) |  |  |  | 1108794340.473 | 0 | 157420923.4833 | 192270011.9583 | 289780957.1943 | 312164434.285 | 8617846.3645 | 125086344.3825 |  | 23010040.8006 | 443782.0046 | 0 |  | 0 | 0 | 0 | 0 | 0 | 0 | 0 | 0 | 0 | 0 | 0 | 0 | 0 | 0 | 0 | 0 | 0 | 0 | 1108794340.473 | ok
Functional Vectors
[6 empty] | 0.44768 | 0.55232
Production Plant |  | F001 |  | 3501081434 |  | 1558215468.6926 | 1922422460.3074 | 0 | 0 | 20443505 | 0 |  | 0 | 0 | 0 |  | 0 | 0 | 0 | 0 | 0 | 0 | 0 | 0 | 0 | 0 | 0 | 0 |  | 0 |  | 0 |  | 0 | 3501081434 | ok
Transmission Plant |  | F002 |  | 741231487 |  | 0 | 0 | 0 | 0 | 1774978.3579 | 739456508.6421 |  | 0 | 0 | 0 |  | 0 | 0 | 0 | 0 | 0 | 0 | 0 | 0 | 0 | 0 | 0 | 0 |  | 0 |  | 0 |  | 0 | 741231487 | ok
Distribution Plant |  | F003 |  | 322908293 |  | 0 | 0 | 0 | 0 | 0 | 0 |  | 318642408.04 | 4265884.96 | 0 |  | 0 | 0 | 0 | 0 | 0 | 0 | 0 | 0 | 0 | 0 | 0 | 0 |  | 0 |  | 0 |  | 0 | 322908293 | ok
Production Plant |  | F004 |  | 1 |  | 1 | 0 | 0 | 0 | 0 | 0 |  | 0 | 0 | 0 |  | 0 | 0 | 0 | 0 | 0 | 0 | 0 | 0 | 0 | 0 | 0 | 0 |  | 0 |  | 0 |  | 0 | 1 | ok
On/Off Peak Energy |  | TOUEnergy |  | 1 |  | 0 | 0 | 0.4891 | 0.5109 | 0 | 0 |  | 0 | 0 | 0 |  | 0 | 0 | 0 | 0 | 0 | 0 | 0 | 0 | 0 | 0 | 0 | 0 |  | 0 |  | 0 |  | 0 | 1 | ok
Energy plus Steam |  | FUEL |  | 13292869958 |  | 0 | 0 | 6261311509 | 6835814937 | 195743512 | 0 |  | 0 | 0 | 0 |  | 0 | 0 | 0 | 0 | 0 | 0 | 0 | 0 | 0 | 0 | 0 | 0 |  | 0 |  | 0 |  | 0 | 13292869958 | ok
PROFIX |  | PROFIX |  | 1 |  | 1 | 0 | 0 | 0 | 0 | 0 |  | 0 | 0 | 0 |  | 0 | 0 | 0 | 0 | 0 | 0 | 0 | 0 | 0 | 0 | 0 | 0 |  | 0 |  | 0 |  | 0 | 1 | ok
Distribution Operation Labor |  | F023 |  | 734123.53 |  | 0 | 0 | 0 | 0 | 0 | 0 | 0 | 692612.5102 | 41511.0198 | 0 | 0 | 0 | 0 | 0 | 0 | 0 | 0 | 0 | 0 | 0 | 0 | 0 | 0 | 0 | 0 | 0 | 0 | 0 | 0 | 734123.53 | ok
Distribution Maintenance Labor |  | F024 |  | 496775.5 |  | 0 | 0 | 0 | 0 | 0 | 0 | 0 | 490212.6858 | 6562.8142 | 0 | 0 | 0 | 0 | 0 | 0 | 0 | 0 | 0 | 0 | 0 | 0 | 0 | 0 | 0 | 0 | 0 | 0 | 0 | 0 | 496775.5 | ok
Customer Accounts Expense |  | F025 |  | 1 |  | 0 | 0 | 0 | 0 | 0 | 0 |  | 0 | 1 | 0 |  | 0 | 0 | 0 | 0 | 0 | 0 | 0 | 0 | 0 | 0 | 0 | 0 |  | 0 |  | 0 |  | 0 | 1 | ok
Customer Service Expense |  | F026 |  | 1 |  | 0 | 0 | 0 | 0 | 0 | 0 |  | 0 | 1 | 0 |  | 0 | 0 | 0 | 0 | 0 | 0 | 0 | 0 | 0 | 0 | 0 | 0 |  | 0 |  | 0 |  | 0 | 1 | ok
Metering Expense |  | F027 |  | 1 |  | 0 | 0 | 0 | 0 | 0 | 0 |  | 0 | 1 | 0 |  | 0 | 0 | 0 | 0 | 0 | 0 | 0 | 0 | 0 | 0 | 0 | 0 |  | 0 |  | 0 |  | 0 | 1 | ok
Purchased Power Expenses |  | OMPP |  | 1 |  | 0 | 0 | 0.4891 | 0.5109 | 0 | 0 |  | 0 | 0 | 0 |  | 0 | 0 | 0 | 0 | 0 | 0 | 0 | 0 | 0 | 0 | 0 | 0 |  | 0 |  | 0 |  | 0 | 1 | ok
Production Energy |  | Energy |  | 1 |  | 0 | 0 | 0.47103 | 0.51425 | 0.014725 | 0% |  | 0 | 0 | 0 |  | 0 | 0 | 0 | 0 | 0 | 0 | 0 | 0 | 0 | 0 | 0 | 0 |  | 0 |  | 0 |  | 0 | 1 | ok
Internally Generated Functional Vectors
Total Prod, Trans, and Dist Plant |  |  | PT&D | 1 |  | 0.34132 | 0.4211 | 0 | 0 | 0.0048669 | 0.16198 |  | 0.069798 | 0.00093443 | 0 |  | 0 | 0 | 0 | 0 | 0 | 0 | 0 | 0 | 0 | 0 | 0 | 0 |  | 0 |  | 0 |  | 0 | 1 | ok
Total Transmission Plant |  |  | PTRAN | 1 |  | 0 | 0 | 0 | 0 | 0.0023946 | 0.99761 |  | 0 | 0 | 0 |  | 0 | 0 | 0 | 0 | 0 | 0 | 0 | 0 | 0 | 0 | 0 | 0 |  | 0 |  | 0 |  | 0 | 1 | ok
Operation and Maintenance Expenses Less Purchase Power |  |  | OMLPP | 1 |  | 0.1983 | 0.24465 | 0.13441 | 0.14673 | 0.0073897 | 0.24901 |  | 0.018869 | 0.0006437 | 0 |  | 0 | 0 | 0 | 0 | 0 | 0 | 0 | 0 | 0 | 0 | 0 | 0 |  | 0 |  | 0 |  | 0 | 1 | ok
Total Plant in Service |  |  | TPIS | 1 |  | 0.34132 | 0.4211 | 0 | 0 | 0.0048669 | 0.16198 |  | 0.069797 | 0.00093443 | 0 |  | 0 | 0 | 0 | 0 | 0 | 0 | 0 | 0 | 0 | 0 | 0 | 0 |  | 0 |  | 0 |  | 0 | 1 | ok
Total Operation and Maintenance Expenses (Labor) |  |  | TLB | 1 |  | 0.23941 | 0.29537 | 0.10175 | 0.11108 | 0.0068584 | 0.22346 |  | 0.021268 | 0.00079147 | 0 |  | 0 | 0 | 0 | 0 | 0 | 0 | 0 | 0 | 0 | 0 | 0 | 0 |  | 0 |  | 0 |  | 0 | 1 | ok
Sub-Total Prod, Trans, Dist, Cust Acct and Cust Service |  |  | OMSUB2 | 1 |  | 0.070213 | 0.086625 | 0.35328 | 0.38049 | 0.0087406 | 0.093868 |  | 0.0065483 | 0.00022804 | 0 |  | 0 | 0 | 0 | 0 | 0 | 0 | 0 | 0 | 0 | 0 | 0 | 0 |  | 0 |  | 0 |  | 0 | 1 | ok
Total Steam Power Operation Expenses (Labor) |  |  | LBSUB1 | 1 |  | 0.39763 | 0.49056 | 0.050208 | 0.054815 | 0.0067864 | 0 |  | 0 | 0 | 0 |  | 0 | 0 | 0 | 0 | 0 | 0 | 0 | 0 | 0 | 0 | 0 | 0 |  | 0 |  | 0 |  | 0 | 1 | ok
Total Steam Power Generation Maintenance Expense (Labor) |  |  | LBSUB2 | 1 |  | 0.040168 | 0.049556 | 0.42852 | 0.46784 | 0.013923 | 0 |  | 0 | 0 | 0 |  | 0 | 0 | 0 | 0 | 0 | 0 | 0 | 0 | 0 | 0 | 0 | 0 |  | 0 |  | 0 |  | 0 | 1 | ok
Total Other Power Generation Expenses (Labor) |  |  | LBSUB5 | 1 |  | 0.43731 | 0.53952 | 0.0082095 | 0.0089628 | 0.0059941 | 0 | 0 | 0 | 0 | 0 | 0 | 0 | 0 | 0 | 0 | 0 | 0 | 0 | 0 | 0 | 0 | 0 | 0 | 0 | 0 | 0 | 0 | 0 | 0 | 1 | ok
Total Transmission Labor Expenses |  |  | LBTRAN | 1 |  | 0 | 0 | 0 | 0 | 0.0023946 | 0.99761 |  | 0 | 0 | 0 |  | 0 | 0 | 0 | 0 | 0 | 0 | 0 | 0 | 0 | 0 | 0 | 0 |  | 0 |  | 0 |  | 0 | 1 | ok
Sub-Total Labor Exp |  |  | LBSUB7 | 1 |  | 0.23865 | 0.29443 | 0.10251 | 0.11191 | 0.0068732 | 0.22392 |  | 0.020906 | 0.0007904 | 0 |  | 0 | 0 | 0 | 0 | 0 | 0 | 0 | 0 | 0 | 0 | 0 | 0 |  | 0 |  | 0 |  | 0 | 1 | ok
Total General Plant |  |  | PGP | 1 |  | 0.34132 | 0.4211 | 0 | 0 | 0.0048669 | 0.16198 |  | 0.069798 | 0.00093443 | 0 |  | 0 | 0 | 0 | 0 | 0 | 0 | 0 | 0 | 0 | 0 | 0 | 0 |  | 0 |  | 0 |  | 0 | 1 | ok
Total Production Plant |  |  | PPROD | 1 |  | 0.44507 | 0.54909 | 0 | 0 | 0.0058392 | 0 |  | 0 | 0 | 0 |  | 0 | 0 | 0 | 0 | 0 | 0 | 0 | 0 | 0 | 0 | 0 | 0 |  | 0 |  | 0 |  | 0 | 1 | ok
Total Intangible Plant |  |  | INTPLT | 1 |  | 0.34132 | 0.4211 | 0 | 0 | 0.0048669 | 0.16198 |  | 0.069798 | 0.00093443 | 0 |  | 0 | 0 | 0 | 0 | 0 | 0 | 0 | 0 | 0 | 0 | 0 | 0 |  | 0 |  | 0 |  | 0 | 1 | ok

## Allocation by Rate
CORRECTED AND REVISED CLASS COST OF SERVICE STUDY
12 MONTHS ENEDING DECEMBER 2023
Description |  | Ref | Name | Vector | System | Rate E | Rate B | Rate C | Rate G | Special Contract | Pumping Stations | Steam Service | [20 empty] | Total Check | Status
Plant in Service
Power Production Plant
Production Excess Demand |  | TPIS | PLPDMD | EXCDMD | 1609295237.0613 | 1326343474.904 | 66123626.5708 | 16166599.0628 | 34950030.3655 | 165711506.1582 | 0 | 0 | 0 | 0 | 0 | 0 | 0 | 0 | 0 | 0 | 0 | 0 | 0 | 0 | 0 | 0 | 0 | 0 | 0 | 0 | 0 | 0 | 1609295237.0613 | ok
Production - Average Demand |  | TPIS | PLPAVGD | AVGDMD | 1985441276.3518 | 1436937995.4189 | 165805175.9298 | 67385084.5675 | 100019900.5908 | 215293119.8448 | 0 | 0 | 0 | 0 | 0 | 0 | 0 | 0 | 0 | 0 | 0 | 0 | 0 | 0 | 0 | 0 | 0 | 0 | 0 | 0 | 0 | 0 | 1985441276.3518 | ok
Production - On-Peak Energy |  | TPIS | PLPOFFENG | ONENG | 0 | 0 | 0 | 0 | 0 | 0 | 0 | 0 | 0 | 0 | 0 | 0 | 0 | 0 | 0 | 0 | 0 | 0 | 0 | 0 | 0 | 0 | 0 | 0 | 0 | 0 | 0 | 0 | 0 | ok
Production - Off-Peak Energy |  | TPIS | PLPONENG | OFFENG | 0 | 0 | 0 | 0 | 0 | 0 | 0 | 0 | 0 | 0 | 0 | 0 | 0 | 0 | 0 | 0 | 0 | 0 | 0 | 0 | 0 | 0 | 0 | 0 | 0 | 0 | 0 | 0 | 0 | ok
Production - Steam Direct |  | TPIS | PLPSTM | STMD | 22946812.2136 | 0 | 0 | 0 | 0 | 0 | 0 | 22946812.2136 | 0 | 0 | 0 | 0 | 0 | 0 | 0 | 0 | 0 | 0 | 0 | 0 | 0 | 0 | 0 | 0 | 0 | 0 | 0 | 0 | 22946812.2136 | ok
Total Power Production Plant |  |  | PLPT |  | 3617683325.6266 | 2763281470.3229 | 231928802.5005 | 83551683.6303 | 134969930.9563 | 381004626.003 | 0 | 22946812.2136 | 0 | 0 | 0 | 0 | 0 | 0 | 0 | 0 | 0 | 0 | 0 | 0 | 0 | 0 | 0 | 0 | 0 | 0 | 0 | 0 | 3617683325.6266 | ok
Transmission Plant |  | TPIS | PLTRN | 12CP | 763690788.261 | 602675921.0828 | 45113590.2511 | 15296472.2061 | 24640480.2578 | 66230378.1583 | 9733946.3049 | 0 | 0 | 0 | 0 | 0 | 0 | 0 | 0 | 0 | 0 | 0 | 0 | 0 | 0 | 0 | 0 | 0 | 0 | 0 | 0 | 0 | 763690788.261 | ok
Distribution Substation |  | TPIS | PLDST | SUBA | 329085306.4723 | 327730131.6824 | 0 | 0 | 1355174.7899 | 0 | 0 | 0 | 0 | 0 | 0 | 0 | 0 | 0 | 0 | 0 | 0 | 0 | 0 | 0 | 0 | 0 | 0 | 0 | 0 | 0 | 0 | 0 | 329085306.4723 | ok
Distribution Meters |  | TPIS | PLDMC | Cust05 | 4405691.22 | 4393626.3422 | 0 | 0 | 12064.8778 | 0 | 0 | 0 | 0 | 0 | 0 | 0 | 0 | 0 | 0 | 0 | 0 | 0 | 0 | 0 | 0 | 0 | 0 | 0 | 0 | 0 | 0 | 0 | 4405691.22 | ok
Total |  |  | PLT |  | 4714865111.58 | 3698081149.4304 | 277042392.7516 | 98848155.8364 | 160977650.8819 | 447235004.1612 | 9733946.3049 | 22946812.2136 | 0 | 0 | 0 | 0 | 0 | 0 | 0 | 0 | 0 | 0 | 0 | 0 | 0 | 0 | 0 | 0 | 0 | 0 | 0 | 0 | 4714865111.58 | ok
Net Utility Plant
Power Production Plant
Production Excess Demand |  | NTPLANT | NTDMD | EXCDMD | 954642249.3211 | 786793802.0913 | 39224876.9207 | 9590110.0915 | 20732538.5881 | 98300921.6296 | 0 | 0 | 0 | 0 | 0 | 0 | 0 | 0 | 0 | 0 | 0 | 0 | 0 | 0 | 0 | 0 | 0 | 0 | 0 | 0 | 0 | 0 | 954642249.3211 | ok
Production - Average Demand |  | NTPLANT | NTAVGD | AVGDMD | 1177774023.2505 | 852399043.066 | 98356487.0221 | 39973180.3219 | 59332321.8002 | 127712991.0403 | 0 | 0 | 0 | 0 | 0 | 0 | 0 | 0 | 0 | 0 | 0 | 0 | 0 | 0 | 0 | 0 | 0 | 0 | 0 | 0 | 0 | 0 | 1177774023.2505 | ok
Production - On-Peak Energy |  | NTPLANT | NTOFFENG | ONENG | 0 | 0 | 0 | 0 | 0 | 0 | 0 | 0 | 0 | 0 | 0 | 0 | 0 | 0 | 0 | 0 | 0 | 0 | 0 | 0 | 0 | 0 | 0 | 0 | 0 | 0 | 0 | 0 | 0 | ok
Production - Off-Peak Energy |  | NTPLANT | NTONENG | OFFENG | 0 | 0 | 0 | 0 | 0 | 0 | 0 | 0 | 0 | 0 | 0 | 0 | 0 | 0 | 0 | 0 | 0 | 0 | 0 | 0 | 0 | 0 | 0 | 0 | 0 | 0 | 0 | 0 | 0 | ok
Production - Steam Direct |  | NTPLANT | NTSTM | STMD | 13972176.8837 | 0 | 0 | 0 | 0 | 0 | 0 | 13972176.8837 | 0 | 0 | 0 | 0 | 0 | 0 | 0 | 0 | 0 | 0 | 0 | 0 | 0 | 0 | 0 | 0 | 0 | 0 | 0 | 0 | 13972176.8837 | ok
Total Power Production Plant |  |  | NTPT |  | 2146388449.4553 | 1639192845.1573 | 137581363.9427 | 49563290.4134 | 80064860.3883 | 226013912.6699 | 0 | 13972176.8837 | 0 | 0 | 0 | 0 | 0 | 0 | 0 | 0 | 0 | 0 | 0 | 0 | 0 | 0 | 0 | 0 | 0 | 0 | 0 | 0 | 2146388449.4553 | ok
Transmission Plant |  | NTPLANT | NTTRN | 12CP | 603005310.4632 | 475869012.0235 | 35621399.2805 | 12077995.5885 | 19455963.9532 | 52295078.5283 | 7685861.0891 | 0 | 0 | 0 | 0 | 0 | 0 | 0 | 0 | 0 | 0 | 0 | 0 | 0 | 0 | 0 | 0 | 0 | 0 | 0 | 0 | 0 | 603005310.4632 | ok
Distribution Substation |  | NTPLANT | NTDST | SUBA | 243524344.8517 | 242521510.4912 | 0 | 0 | 1002834.3605 | 0 | 0 | 0 | 0 | 0 | 0 | 0 | 0 | 0 | 0 | 0 | 0 | 0 | 0 | 0 | 0 | 0 | 0 | 0 | 0 | 0 | 0 | 0 | 243524344.8517 | ok
Distribution Meters |  | NTPLANT | NTDMC | Cust05 | 3260227.8099 | 3251299.7556 | 0 | 0 | 8928.0542 | 0 | 0 | 0 | 0 | 0 | 0 | 0 | 0 | 0 | 0 | 0 | 0 | 0 | 0 | 0 | 0 | 0 | 0 | 0 | 0 | 0 | 0 | 0 | 3260227.8099 | ok
Total |  |  | NTPLT |  | 2996178332.58 | 2360834667.4275 | 173202763.2232 | 61641286.002 | 100532586.7563 | 278308991.1982 | 7685861.0891 | 13972176.8837 | 0 | 0 | 0 | 0 | 0 | 0 | 0 | 0 | 0 | 0 | 0 | 0 | 0 | 0 | 0 | 0 | 0 | 0 | 0 | 0 | 2996178332.58 | ok
Net Cost Rate Base
Power Production Plant
Production Excess Demand |  | RB | RBPDMD | EXCDMD | 993578797.403 | 818884393.8574 | 40824723.6772 | 9981257.438 | 21578146.9677 | 102310275.4627 | 0 | 0 | 0 | 0 | 0 | 0 | 0 | 0 | 0 | 0 | 0 | 0 | 0 | 0 | 0 | 0 | 0 | 0 | 0 | 0 | 0 | 0 | 993578797.403 | ok
Production - Average Demand |  | RB | RBPAVGD | AVGDMD | 1225811342.9045 | 887165445.1908 | 102368107.1749 | 41603547.7802 | 61752281.5309 | 132921961.2276 | 0 | 0 | 0 | 0 | 0 | 0 | 0 | 0 | 0 | 0 | 0 | 0 | 0 | 0 | 0 | 0 | 0 | 0 | 0 | 0 | 0 | 0 | 1225811342.9045 | ok
Production - On-Peak Energy |  | RB | RBPONENG | ONENG | 66762723.0697 | 50499092.4058 | 5073265.6927 | 2084394.3653 | 3086820.6461 | 4518622.8472 | 1500527.1127 | 0 | 0 | 0 | 0 | 0 | 0 | 0 | 0 | 0 | 0 | 0 | 0 | 0 | 0 | 0 | 0 | 0 | 0 | 0 | 0 | 0 | 66762723.0697 | ok
Production - Off-Peak Energy |  | RB | RBPOFFENG | OFFENG | 72887735.5681 | 48686597.1069 | 6379408.7242 | 2569866.0312 | 3821586.6956 | 10373888.1961 | 1056388.8142 | 0 | 0 | 0 | 0 | 0 | 0 | 0 | 0 | 0 | 0 | 0 | 0 | 0 | 0 | 0 | 0 | 0 | 0 | 0 | 0 | 0 | 72887735.5681 | ok
Production - Steam Direct |  | RB | RBPSTM | STMD | 16641252.8957 | 0 | 0 | 0 | 0 | 0 | 0 | 16641252.8957 | 0 | 0 | 0 | 0 | 0 | 0 | 0 | 0 | 0 | 0 | 0 | 0 | 0 | 0 | 0 | 0 | 0 | 0 | 0 | 0 | 16641252.8957 | ok
Total Power Production Plant |  |  | RBPT |  | 2375681851.841 | 1805235528.5609 | 154645505.269 | 56239065.6147 | 90238835.8402 | 250124747.7336 | 2556915.9269 | 16641252.8957 | 0 | 0 | 0 | 0 | 0 | 0 | 0 | 0 | 0 | 0 | 0 | 0 | 0 | 0 | 0 | 0 | 0 | 0 | 0 | 0 | 2375681851.841 | ok
Transmission Plant |  | RB | RBTRN | 12CP | 632826372.9363 | 499402668.0135 | 37383022.1964 | 12675301.5405 | 20418140.4158 | 54881282.6243 | 8065958.1459 | 0 | 0 | 0 | 0 | 0 | 0 | 0 | 0 | 0 | 0 | 0 | 0 | 0 | 0 | 0 | 0 | 0 | 0 | 0 | 0 | 0 | 632826372.9363 | ok
Distribution Substation |  | RB | RBDST | SUBA | 254056390.1875 | 253010184.8164 | 0 | 0 | 1046205.3712 | 0 | 0 | 0 | 0 | 0 | 0 | 0 | 0 | 0 | 0 | 0 | 0 | 0 | 0 | 0 | 0 | 0 | 0 | 0 | 0 | 0 | 0 | 0 | 254056390.1875 | ok
Distribution Meters |  | RB | RBDMC | Cust05 | 3407940.1581 | 3398607.5972 | 0 | 0 | 9332.5609 | 0 | 0 | 0 | 0 | 0 | 0 | 0 | 0 | 0 | 0 | 0 | 0 | 0 | 0 | 0 | 0 | 0 | 0 | 0 | 0 | 0 | 0 | 0 | 3407940.1581 | ok
Total |  |  | RBPLT |  | 3265972555.123 | 2561046988.9879 | 192028527.4654 | 68914367.1552 | 111712514.1881 | 305006030.3579 | 10622874.0728 | 16641252.8957 | 0 | 0 | 0 | 0 | 0 | 0 | 0 | 0 | 0 | 0 | 0 | 0 | 0 | 0 | 0 | 0 | 0 | 0 | 0 | 0 | 3265972555.123 | ok
Operation and Maintenance Expenses
Power Production Plant
Production Excess Demand |  | TOM | OMPDMD | EXCDMD | 68820057.8718 | 56719881.2242 | 2827717.191 | 691350.013 | 1494606.4942 | 7086502.9494 | 0 | 0 | 0 | 0 | 0 | 0 | 0 | 0 | 0 | 0 | 0 | 0 | 0 | 0 | 0 | 0 | 0 | 0 | 0 | 0 | 0 | 0 | 68820057.8718 | ok
Production - Average Demand |  | TOM | OMAVGD | AVGDMD | 84905603.6412 | 61449356.0445 | 7090508.6526 | 2881662.3034 | 4277260.7465 | 9206815.8942 | 0 | 0 | 0 | 0 | 0 | 0 | 0 | 0 | 0 | 0 | 0 | 0 | 0 | 0 | 0 | 0 | 0 | 0 | 0 | 0 | 0 | 0 | 84905603.6412 | ok
Production - On-Peak Energy |  | TOM | OMONENG | ONENG | 289780957.1943 | 219189311.9685 | 22020308.9529 | 9047231.2477 | 13398222.8461 | 19612903.6332 | 6512978.5459 | 0 | 0 | 0 | 0 | 0 | 0 | 0 | 0 | 0 | 0 | 0 | 0 | 0 | 0 | 0 | 0 | 0 | 0 | 0 | 0 | 0 | 289780957.1943 | ok
Production - Off-Peak Energy |  | TOM | OMOFFENG | OFFENG | 312164434.285 | 208515519.4446 | 27321805.2385 | 11006251.8689 | 16367135.5625 | 44429407.977 | 4524314.1935 | 0 | 0 | 0 | 0 | 0 | 0 | 0 | 0 | 0 | 0 | 0 | 0 | 0 | 0 | 0 | 0 | 0 | 0 | 0 | 0 | 0 | 312164434.285 | ok
Production - Steam Direct |  | TOM | OMSTM | STMD | 7383292.5668 | 0 | 0 | 0 | 0 | 0 | 0 | 7383292.5668 | 0 | 0 | 0 | 0 | 0 | 0 | 0 | 0 | 0 | 0 | 0 | 0 | 0 | 0 | 0 | 0 | 0 | 0 | 0 | 0 | 7383292.5668 | ok
Total Power Production Plant |  |  | OMPT |  | 763054345.5591 | 545874068.6818 | 59260340.035 | 23626495.433 | 35537225.6493 | 80335630.4538 | 11037292.7394 | 7383292.5668 | 0 | 0 | 0 | 0 | 0 | 0 | 0 | 0 | 0 | 0 | 0 | 0 | 0 | 0 | 0 | 0 | 0 | 0 | 0 | 0 | 763054345.5591 | ok
Transmission Plant |  | TOM | OMTRN | 12CP | 86419698.4128 | 68199161.4161 | 5105080.3856 | 1730957.7844 | 2788331.2269 | 7494668.5153 | 1101499.0844 | 0 | 0 | 0 | 0 | 0 | 0 | 0 | 0 | 0 | 0 | 0 | 0 | 0 | 0 | 0 | 0 | 0 | 0 | 0 | 0 | 0 | 86419698.4128 | ok
Distribution Substation |  | TOM | OMDST | SUBA | 6548459.0377 | 6521492.4536 | 0 | 0 | 26966.5841 | 0 | 0 | 0 | 0 | 0 | 0 | 0 | 0 | 0 | 0 | 0 | 0 | 0 | 0 | 0 | 0 | 0 | 0 | 0 | 0 | 0 | 0 | 0 | 6548459.0377 | ok
Distribution Meters |  | TOM | OMDMC | Cust05 | 223399.4934 | 222787.7193 | 0 | 0 | 611.7741 | 0 | 0 | 0 | 0 | 0 | 0 | 0 | 0 | 0 | 0 | 0 | 0 | 0 | 0 | 0 | 0 | 0 | 0 | 0 | 0 | 0 | 0 | 0 | 223399.4934 | ok
Total |  |  | OMPLT |  | 856245902.503 | 620817510.2709 | 64365420.4206 | 25357453.2174 | 38353135.2344 | 87830298.9691 | 12138791.8238 | 7383292.5668 | 0 | 0 | 0 | 0 | 0 | 0 | 0 | 0 | 0 | 0 | 0 | 0 | 0 | 0 | 0 | 0 | 0 | 0 | 0 | 0 | 856245902.503 | ok
Labor Expenses
Power Production Plant
Production Excess Demand |  | TLB | LBPDMD | EXCDMD | 18824545.135 | 15514749.5828 | 773473.4834 | 189106.925 | 408823.9429 | 1938391.2008 | 0 | 0 | 0 | 0 | 0 | 0 | 0 | 0 | 0 | 0 | 0 | 0 | 0 | 0 | 0 | 0 | 0 | 0 | 0 | 0 | 0 | 0 | 18824545.135 | ok
Production - Average Demand |  | TLB | LBAVGD | AVGDMD | 23224469.9784 | 16808416.211 | 1939486.8922 | 788229.2426 | 1169971.2332 | 2518366.3994 | 0 | 0 | 0 | 0 | 0 | 0 | 0 | 0 | 0 | 0 | 0 | 0 | 0 | 0 | 0 | 0 | 0 | 0 | 0 | 0 | 0 | 0 | 23224469.9784 | ok
Production - On-Peak Energy |  | TLB | LBONENG | ONENG | 8000153.2093 | 6051288.168 | 607927.6121 | 249772.2307 | 369892.6132 | 541464.9584 | 179807.6268 | 0 | 0 | 0 | 0 | 0 | 0 | 0 | 0 | 0 | 0 | 0 | 0 | 0 | 0 | 0 | 0 | 0 | 0 | 0 | 0 | 0 | 8000153.2093 | ok
Production - Off-Peak Energy |  | TLB | LBOFFENG | OFFENG | 8734203.1662 | 5834158.8922 | 764450.3076 | 307949.3669 | 457944.1844 | 1243112.3895 | 126588.0255 | 0 | 0 | 0 | 0 | 0 | 0 | 0 | 0 | 0 | 0 | 0 | 0 | 0 | 0 | 0 | 0 | 0 | 0 | 0 | 0 | 0 | 8734203.1662 | ok
Production - Steam Direct |  | TLB | LBSTM | STMD | 539253.5161 | 0 | 0 | 0 | 0 | 0 | 0 | 539253.5161 | 0 | 0 | 0 | 0 | 0 | 0 | 0 | 0 | 0 | 0 | 0 | 0 | 0 | 0 | 0 | 0 | 0 | 0 | 0 | 0 | 539253.5161 | ok
Total Power Production Plant |  |  | LBPT |  | 59322625.0049 | 44208612.8541 | 4085338.2953 | 1535057.7653 | 2406631.9736 | 6241334.9482 | 306395.6523 | 539253.5161 | 0 | 0 | 0 | 0 | 0 | 0 | 0 | 0 | 0 | 0 | 0 | 0 | 0 | 0 | 0 | 0 | 0 | 0 | 0 | 0 | 59322625.0049 | ok
Transmission Plant |  | TLB | LBTRN | 12CP | 17570136.107 | 13865687.6901 | 1037922.5901 | 351923.976 | 566900.3719 | 1523753.8236 | 223947.6553 | 0 | 0 | 0 | 0 | 0 | 0 | 0 | 0 | 0 | 0 | 0 | 0 | 0 | 0 | 0 | 0 | 0 | 0 | 0 | 0 | 0 | 17570136.107 | ok
Distribution Substation |  | TLB | LBDST | SUBA | 1672277.4717 | 1665391.0254 | 0 | 0 | 6886.4462 | 0 | 0 | 0 | 0 | 0 | 0 | 0 | 0 | 0 | 0 | 0 | 0 | 0 | 0 | 0 | 0 | 0 | 0 | 0 | 0 | 0 | 0 | 0 | 1672277.4717 | ok
Distribution Meters |  | TLB | LBDMC | Cust05 | 62231.2664 | 62060.8476 | 0 | 0 | 170.4188 | 0 | 0 | 0 | 0 | 0 | 0 | 0 | 0 | 0 | 0 | 0 | 0 | 0 | 0 | 0 | 0 | 0 | 0 | 0 | 0 | 0 | 0 | 0 | 62231.2664 | ok
Total |  |  | LBPLT |  | 78627269.85 | 59801752.4172 | 5123260.8854 | 1886981.7413 | 2980589.2105 | 7765088.7718 | 530343.3076 | 539253.5161 | 0 | 0 | 0 | 0 | 0 | 0 | 0 | 0 | 0 | 0 | 0 | 0 | 0 | 0 | 0 | 0 | 0 | 0 | 0 | 0 | 78627269.85 | ok
Depreciation Expenses
Power Production Plant
Production Excess Demand |  | TDEPR | DPPDMD | EXCDMD | 50327438.8689 | 41478697.3919 | 2067882.075 | 505577.5394 | 1092991.1903 | 5182290.6723 | 0 | 0 | 0 | 0 | 0 | 0 | 0 | 0 | 0 | 0 | 0 | 0 | 0 | 0 | 0 | 0 | 0 | 0 | 0 | 0 | 0 | 0 | 50327438.8689 | ok
Production - Average Demand |  | TDEPR | DPPAVGD | AVGDMD | 62090642.0165 | 44937316.3217 | 5185220.0041 | 2107331.6108 | 3127919.1765 | 6732854.9034 | 0 | 0 | 0 | 0 | 0 | 0 | 0 | 0 | 0 | 0 | 0 | 0 | 0 | 0 | 0 | 0 | 0 | 0 | 0 | 0 | 0 | 0 | 62090642.0165 | ok
Production - On-Peak Energy |  | TDEPR | DPPONENG | ONENG | 0 | 0 | 0 | 0 | 0 | 0 | 0 | 0 | 0 | 0 | 0 | 0 | 0 | 0 | 0 | 0 | 0 | 0 | 0 | 0 | 0 | 0 | 0 | 0 | 0 | 0 | 0 | 0 | 0 | ok
Production - Off-Peak Energy |  | TDEPR | DPPOFFENG | OFFENG | 0 | 0 | 0 | 0 | 0 | 0 | 0 | 0 | 0 | 0 | 0 | 0 | 0 | 0 | 0 | 0 | 0 | 0 | 0 | 0 | 0 | 0 | 0 | 0 | 0 | 0 | 0 | 0 | 0 | ok
Production - Steam Direct |  | TDEPR | DPPSTM | STMD | 708919.323 | 0 | 0 | 0 | 0 | 0 | 0 | 708919.323 | 0 | 0 | 0 | 0 | 0 | 0 | 0 | 0 | 0 | 0 | 0 | 0 | 0 | 0 | 0 | 0 | 0 | 0 | 0 | 0 | 708919.323 | ok
Total Power Production Plant |  |  | DPPT |  | 113127000.2084 | 86416013.7136 | 7253102.0791 | 2612909.1502 | 4220910.3668 | 11915145.5757 | 0 | 708919.323 | 0 | 0 | 0 | 0 | 0 | 0 | 0 | 0 | 0 | 0 | 0 | 0 | 0 | 0 | 0 | 0 | 0 | 0 | 0 | 0 | 113127000.2084 | ok
Transmission Plant |  | TDEPR | DPTRN | 12CP | 20260285.3123 | 15988651.8205 | 1196838.0711 | 405806.7688 | 653698.0253 | 1757054.5284 | 258236.0981 | 0 | 0 | 0 | 0 | 0 | 0 | 0 | 0 | 0 | 0 | 0 | 0 | 0 | 0 | 0 | 0 | 0 | 0 | 0 | 0 | 0 | 20260285.3123 | ok
Distribution Substation |  | TDEPR | DPDST | SUBA | 8663779.4284 | 8628101.9453 | 0 | 0 | 35677.4831 | 0 | 0 | 0 | 0 | 0 | 0 | 0 | 0 | 0 | 0 | 0 | 0 | 0 | 0 | 0 | 0 | 0 | 0 | 0 | 0 | 0 | 0 | 0 | 8663779.4284 | ok
Distribution Meters |  | TDEPR | DPDMC | Cust05 | 115987.9709 | 115670.3407 | 0 | 0 | 317.6302 | 0 | 0 | 0 | 0 | 0 | 0 | 0 | 0 | 0 | 0 | 0 | 0 | 0 | 0 | 0 | 0 | 0 | 0 | 0 | 0 | 0 | 0 | 0 | 115987.9709 | ok
Total |  |  | DPPLT |  | 142167052.92 | 111148437.82 | 8449940.1502 | 3018715.919 | 4910603.5055 | 13672200.1042 | 258236.0981 | 708919.323 | 0 | 0 | 0 | 0 | 0 | 0 | 0 | 0 | 0 | 0 | 0 | 0 | 0 | 0 | 0 | 0 | 0 | 0 | 0 | 0 | 142167052.92 | ok
Accretion Expenses
Power Production Plant
Production Excess Demand |  | TACRTN | AEPDMD | EXCDMD | 1576871 | 1299620.1775 | 64791.3613 | 15840.8729 | 34245.8538 | 162372.7346 | 0 | 0 | 0 | 0 | 0 | 0 | 0 | 0 | 0 | 0 | 0 | 0 | 0 | 0 | 0 | 0 | 0 | 0 | 0 | 0 | 0 | 0 | 1576871 | ok
Production - Average Demand |  | TACRTN | AEPAVGD | AVGDMD | 0 | 0 | 0 | 0 | 0 | 0 | 0 | 0 | 0 | 0 | 0 | 0 | 0 | 0 | 0 | 0 | 0 | 0 | 0 | 0 | 0 | 0 | 0 | 0 | 0 | 0 | 0 | 0 | 0 | ok
Production - On-Peak Energy |  | TACRTN | AEPONENG | ONENG | 0 | 0 | 0 | 0 | 0 | 0 | 0 | 0 | 0 | 0 | 0 | 0 | 0 | 0 | 0 | 0 | 0 | 0 | 0 | 0 | 0 | 0 | 0 | 0 | 0 | 0 | 0 | 0 | 0 | ok
Production - Off-Peak Energy |  | TACRTN | AEPOFFENG | OFFENG | 0 | 0 | 0 | 0 | 0 | 0 | 0 | 0 | 0 | 0 | 0 | 0 | 0 | 0 | 0 | 0 | 0 | 0 | 0 | 0 | 0 | 0 | 0 | 0 | 0 | 0 | 0 | 0 | 0 | ok
Production - Steam Direct |  | TACRTN | AEPSTM | STMD | 0 | 0 | 0 | 0 | 0 | 0 | 0 | 0 | 0 | 0 | 0 | 0 | 0 | 0 | 0 | 0 | 0 | 0 | 0 | 0 | 0 | 0 | 0 | 0 | 0 | 0 | 0 | 0 | 0 | ok
Total Power Production Plant |  |  | AEPT |  | 1576871 | 1299620.1775 | 64791.3613 | 15840.8729 | 34245.8538 | 162372.7346 | 0 | 0 | 0 | 0 | 0 | 0 | 0 | 0 | 0 | 0 | 0 | 0 | 0 | 0 | 0 | 0 | 0 | 0 | 0 | 0 | 0 | 0 | 1576871 | ok
Transmission Plant |  | TACRTN | AETRN | 12CP | 0 | 0 | 0 | 0 | 0 | 0 | 0 | 0 | 0 | 0 | 0 | 0 | 0 | 0 | 0 | 0 | 0 | 0 | 0 | 0 | 0 | 0 | 0 | 0 | 0 | 0 | 0 | 0 | 0 | ok
Distribution Substation |  | TACRTN | AEDST | SUBA | 0 | 0 | 0 | 0 | 0 | 0 | 0 | 0 | 0 | 0 | 0 | 0 | 0 | 0 | 0 | 0 | 0 | 0 | 0 | 0 | 0 | 0 | 0 | 0 | 0 | 0 | 0 | 0 | 0 | ok
Distribution Meters |  | TACRTN | AEDMC | Cust05 | 0 | 0 | 0 | 0 | 0 | 0 | 0 | 0 | 0 | 0 | 0 | 0 | 0 | 0 | 0 | 0 | 0 | 0 | 0 | 0 | 0 | 0 | 0 | 0 | 0 | 0 | 0 | 0 | 0 | ok
Total |  |  | AEPLT |  | 1576871 | 1299620.1775 | 64791.3613 | 15840.8729 | 34245.8538 | 162372.7346 | 0 | 0 | 0 | 0 | 0 | 0 | 0 | 0 | 0 | 0 | 0 | 0 | 0 | 0 | 0 | 0 | 0 | 0 | 0 | 0 | 0 | 0 | 1576871 | ok
Property and Other Taxes
Power Production Plant
Production Excess Demand |  | PTAX | PRPDMD | EXCDMD | 83800.1878 | 69066.1538 | 3443.2292 | 841.8369 | 1819.939 | 8629.029 | 0 | 0 | 0 | 0 | 0 | 0 | 0 | 0 | 0 | 0 | 0 | 0 | 0 | 0 | 0 | 0 | 0 | 0 | 0 | 0 | 0 | 0 | 83800.1878 | ok
Production - Average Demand |  | PTAX | PRPAVGD | AVGDMD | 103387.0902 | 74825.098 | 8633.9067 | 3508.9166 | 5208.2963 | 11210.8726 | 0 | 0 | 0 | 0 | 0 | 0 | 0 | 0 | 0 | 0 | 0 | 0 | 0 | 0 | 0 | 0 | 0 | 0 | 0 | 0 | 0 | 0 | 103387.0902 | ok
Production - On-Peak Energy |  | PTAX | PRPONENG | ONENG | 0 | 0 | 0 | 0 | 0 | 0 | 0 | 0 | 0 | 0 | 0 | 0 | 0 | 0 | 0 | 0 | 0 | 0 | 0 | 0 | 0 | 0 | 0 | 0 | 0 | 0 | 0 | 0 | 0 | ok
Production - Off-Peak Energy |  | PTAX | PRPOFFENG | OFFENG | 0 | 0 | 0 | 0 | 0 | 0 | 0 | 0 | 0 | 0 | 0 | 0 | 0 | 0 | 0 | 0 | 0 | 0 | 0 | 0 | 0 | 0 | 0 | 0 | 0 | 0 | 0 | 0 | 0 | ok
Production - Steam Direct |  | PTAX | PRPSTM | STMD | 1200.3379 | 0 | 0 | 0 | 0 | 0 | 0 | 1200.3379 | 0 | 0 | 0 | 0 | 0 | 0 | 0 | 0 | 0 | 0 | 0 | 0 | 0 | 0 | 0 | 0 | 0 | 0 | 0 | 0 | 1200.3379 | ok
Total Power Production Plant |  |  | PRPT |  | 188387.616 | 143891.2518 | 12077.1359 | 4350.7534 | 7028.2353 | 19839.9016 | 0 | 1200.3379 | 0 | 0 | 0 | 0 | 0 | 0 | 0 | 0 | 0 | 0 | 0 | 0 | 0 | 0 | 0 | 0 | 0 | 0 | 0 | 0 | 188387.616 | ok
Transmission Plant |  | PTAX | PRTRN | 12CP | 42032.7317 | 33170.644 | 2483.0042 | 841.9016 | 1356.1859 | 3645.2498 | 535.7461 | 0 | 0 | 0 | 0 | 0 | 0 | 0 | 0 | 0 | 0 | 0 | 0 | 0 | 0 | 0 | 0 | 0 | 0 | 0 | 0 | 0 | 42032.7317 | ok
Distribution Substation |  | PTAX | PRDST | SUBA | 17807.0472 | 17733.7177 | 0 | 0 | 73.3295 | 0 | 0 | 0 | 0 | 0 | 0 | 0 | 0 | 0 | 0 | 0 | 0 | 0 | 0 | 0 | 0 | 0 | 0 | 0 | 0 | 0 | 0 | 0 | 17807.0472 | ok
Distribution Meters |  | PTAX | PRDMC | Cust05 | 238.3952 | 237.7423 | 0 | 0 | 0.65284 | 0 | 0 | 0 | 0 | 0 | 0 | 0 | 0 | 0 | 0 | 0 | 0 | 0 | 0 | 0 | 0 | 0 | 0 | 0 | 0 | 0 | 0 | 0 | 238.3952 | ok
Total |  |  | PRPLT |  | 248465.79 | 195033.3559 | 14560.1401 | 5192.6551 | 8458.4035 | 23485.1515 | 535.7461 | 1200.3379 | 0 | 0 | 0 | 0 | 0 | 0 | 0 | 0 | 0 | 0 | 0 | 0 | 0 | 0 | 0 | 0 | 0 | 0 | 0 | 0 | 248465.79 | ok
Other Deductions
Power Production Plant
Production Excess Demand |  | DEDUCT | ODPDMD | EXCDMD | 403137.5244 | 332256.5137 | 16564.341 | 4049.8242 | 8755.1795 | 41511.666 | 0 | 0 | 0 | 0 | 0 | 0 | 0 | 0 | 0 | 0 | 0 | 0 | 0 | 0 | 0 | 0 | 0 | 0 | 0 | 0 | 0 | 0 | 403137.5244 | ok
Production - Average Demand |  | DEDUCT | ODPAVGD | AVGDMD | 497364.2267 | 359961.0643 | 41535.1308 | 16880.3434 | 25055.5487 | 53932.1396 | 0 | 0 | 0 | 0 | 0 | 0 | 0 | 0 | 0 | 0 | 0 | 0 | 0 | 0 | 0 | 0 | 0 | 0 | 0 | 0 | 0 | 0 | 497364.2267 | ok
Production - On-Peak Energy |  | DEDUCT | ODPONENG | ONENG | 0 | 0 | 0 | 0 | 0 | 0 | 0 | 0 | 0 | 0 | 0 | 0 | 0 | 0 | 0 | 0 | 0 | 0 | 0 | 0 | 0 | 0 | 0 | 0 | 0 | 0 | 0 | 0 | 0 | ok
Production - Off-Peak Energy |  | DEDUCT | ODPOFFENG | OFFENG | 0 | 0 | 0 | 0 | 0 | 0 | 0 | 0 | 0 | 0 | 0 | 0 | 0 | 0 | 0 | 0 | 0 | 0 | 0 | 0 | 0 | 0 | 0 | 0 | 0 | 0 | 0 | 0 | 0 | ok
Production - Steam Direct |  | DEDUCT | ODPSTM | STMD | 5774.4651 | 0 | 0 | 0 | 0 | 0 | 0 | 5774.4651 | 0 | 0 | 0 | 0 | 0 | 0 | 0 | 0 | 0 | 0 | 0 | 0 | 0 | 0 | 0 | 0 | 0 | 0 | 0 | 0 | 5774.4651 | ok
Total Power Production Plant |  |  | ODPT |  | 906276.2162 | 692217.578 | 58099.4718 | 20930.1675 | 33810.7282 | 95443.8056 | 0 | 5774.4651 | 0 | 0 | 0 | 0 | 0 | 0 | 0 | 0 | 0 | 0 | 0 | 0 | 0 | 0 | 0 | 0 | 0 | 0 | 0 | 0 | 906276.2162 | ok
Transmission Plant |  | DEDUCT | ODTRN | 12CP | 202206.8425 | 159574.0016 | 11944.9871 | 4050.1357 | 6524.203 | 17536.2016 | 2577.3135 | 0 | 0 | 0 | 0 | 0 | 0 | 0 | 0 | 0 | 0 | 0 | 0 | 0 | 0 | 0 | 0 | 0 | 0 | 0 | 0 | 0 | 202206.8425 | ok
Distribution Substation |  | DEDUCT | ODDST | SUBA | 85664.3537 | 85311.5875 | 0 | 0 | 352.7662 | 0 | 0 | 0 | 0 | 0 | 0 | 0 | 0 | 0 | 0 | 0 | 0 | 0 | 0 | 0 | 0 | 0 | 0 | 0 | 0 | 0 | 0 | 0 | 85664.3537 | ok
Distribution Meters |  | DEDUCT | ODDMC | Cust05 | 1146.8476 | 1143.707 | 0 | 0 | 3.1406 | 0 | 0 | 0 | 0 | 0 | 0 | 0 | 0 | 0 | 0 | 0 | 0 | 0 | 0 | 0 | 0 | 0 | 0 | 0 | 0 | 0 | 0 | 0 | 1146.8476 | ok
Total |  |  | ODPLT |  | 1195294.26 | 938246.874 | 70044.459 | 24980.3032 | 40690.838 | 112980.0072 | 2577.3135 | 5774.4651 | 0 | 0 | 0 | 0 | 0 | 0 | 0 | 0 | 0 | 0 | 0 | 0 | 0 | 0 | 0 | 0 | 0 | 0 | 0 | 0 | 1195294.26 | ok
Interest Expenses
Power Production Plant
Production Excess Demand |  | INTLTD | INPDMD | EXCDMD | 36209618.0304 | 29843119.8312 | 1487801.123 | 363753.2526 | 786386.0034 | 3728557.8202 | 0 | 0 | 0 | 0 | 0 | 0 | 0 | 0 | 0 | 0 | 0 | 0 | 0 | 0 | 0 | 0 | 0 | 0 | 0 | 0 | 0 | 0 | 36209618.0304 | ok
Production - Average Demand |  | INTLTD | INPAVGD | AVGDMD | 44673014.9837 | 32331529.1994 | 3730665.4178 | 1516184.3004 | 2250477.2974 | 4844158.7688 | 0 | 0 | 0 | 0 | 0 | 0 | 0 | 0 | 0 | 0 | 0 | 0 | 0 | 0 | 0 | 0 | 0 | 0 | 0 | 0 | 0 | 0 | 44673014.9837 | ok
Production - On-Peak Energy |  | INTLTD | INPONENG | ONENG | 0 | 0 | 0 | 0 | 0 | 0 | 0 | 0 | 0 | 0 | 0 | 0 | 0 | 0 | 0 | 0 | 0 | 0 | 0 | 0 | 0 | 0 | 0 | 0 | 0 | 0 | 0 | 0 | 0 | ok
Production - Off-Peak Energy |  | INTLTD | INPOFFENG | OFFENG | 0 | 0 | 0 | 0 | 0 | 0 | 0 | 0 | 0 | 0 | 0 | 0 | 0 | 0 | 0 | 0 | 0 | 0 | 0 | 0 | 0 | 0 | 0 | 0 | 0 | 0 | 0 | 0 | 0 | ok
Production - Steam Direct |  | INTLTD | INPSTM | STMD | 518659.6717 | 0 | 0 | 0 | 0 | 0 | 0 | 518659.6717 | 0 | 0 | 0 | 0 | 0 | 0 | 0 | 0 | 0 | 0 | 0 | 0 | 0 | 0 | 0 | 0 | 0 | 0 | 0 | 0 | 518659.6717 | ok
Total Power Production Plant |  |  | INPT |  | 81401292.6858 | 62174649.0305 | 5218466.5407 | 1879937.553 | 3036863.3008 | 8572716.589 | 0 | 518659.6717 | 0 | 0 | 0 | 0 | 0 | 0 | 0 | 0 | 0 | 0 | 0 | 0 | 0 | 0 | 0 | 0 | 0 | 0 | 0 | 0 | 81401292.6858 | ok
Transmission Plant |  | INTLTD | INTRN | 12CP | 18162121.0832 | 14332859.8706 | 1072892.984 | 363781.2379 | 586000.7648 | 1575093.1738 | 231493.0521 | 0 | 0 | 0 | 0 | 0 | 0 | 0 | 0 | 0 | 0 | 0 | 0 | 0 | 0 | 0 | 0 | 0 | 0 | 0 | 0 | 0 | 18162121.0832 | ok
Distribution Substation |  | INTLTD | INDST | SUBA | 7694330.9336 | 7662645.6438 | 0 | 0 | 31685.2898 | 0 | 0 | 0 | 0 | 0 | 0 | 0 | 0 | 0 | 0 | 0 | 0 | 0 | 0 | 0 | 0 | 0 | 0 | 0 | 0 | 0 | 0 | 0 | 7694330.9336 | ok
Distribution Meters |  | INTLTD | INDMC | Cust05 | 103009.2975 | 102727.2091 | 0 | 0 | 282.0884 | 0 | 0 | 0 | 0 | 0 | 0 | 0 | 0 | 0 | 0 | 0 | 0 | 0 | 0 | 0 | 0 | 0 | 0 | 0 | 0 | 0 | 0 | 0 | 103009.2975 | ok
Total |  |  | INPLT |  | 107360754 | 84272881.754 | 6291359.5247 | 2243718.791 | 3654831.4438 | 10147809.7628 | 231493.0521 | 518659.6717 | 0 | 0 | 0 | 0 | 0 | 0 | 0 | 0 | 0 | 0 | 0 | 0 | 0 | 0 | 0 | 0 | 0 | 0 | 0 | 0 | 107360754 | ok
Cost of Service Summary -- Unadjusted
Operating Revenues
Sales to Members |  |  | REVUC | R01 | 1064315497 | 802186833.2958 | 76651718.2705 | 30261663.5016 | 45700645.7575 | 82398978.3657 | 13169153.2183 | 13946504.5907 | 0 | 0 | 0 | 0 | 0 | 0 | 0 | 0 | 0 | 0 | 0 | 0 | 0 | 0 | 0 | 0 | 0 | 0 | 0 | 0 | 1064315497 | ok
Sales for Resale |  |  |  | Energy | 45436 | 31713.1958 | 3659.3173 | 1487.1876 | 2207.4374 | 4751.5153 | 948.281 | 669.0656 | 0 | 0 | 0 | 0 | 0 | 0 | 0 | 0 | 0 | 0 | 0 | 0 | 0 | 0 | 0 | 0 | 0 | 0 | 0 | 0 | 45436 | ok
FAC Over/Under Recovery (Non-Steam) |  |  |  | FACAS | -15706696 | -11983190.8803 | -1209864.3225 | -465886.7443 | -492471.4848 | -1555282.568 | 0 | 0 | 0 | 0 | 0 | 0 | 0 | 0 | 0 | 0 | 0 | 0 | 0 | 0 | 0 | 0 | 0 | 0 | 0 | 0 | 0 | 0 | -15706696 | ok
FAC Over/Under Recovery (Steam) |  |  |  |  | -182800 | [6 empty] | -182800 | [20 empty] | -182800 | ok
ES Over/Under Recovery (Non-Steam) |  |  |  | ESAS | 4467824 | 3418263.0416 | 327913.8739 | 132991.692 | 196582.9033 | 353195.5752 | 38876.914 | 0 | 0 | 0 | 0 | 0 | 0 | 0 | 0 | 0 | 0 | 0 | 0 | 0 | 0 | 0 | 0 | 0 | 0 | 0 | 0 | 0 | 4467824 | ok
ES Over/Under Recovery (Steam) |  |  |  |  | 89646 | [6 empty] | 89646 | [20 empty] | 89646 | ok
Off System Sales Revenue |  |  |  | Energy | 49049722.36 | 34235483.9976 | 3950358.6552 | 1605470.098 | 2383004.4978 | 5129423.9436 | 1023701.8595 | 722279.3082 | 0 | 0 | 0 | 0 | 0 | 0 | 0 | 0 | 0 | 0 | 0 | 0 | 0 | 0 | 0 | 0 | 0 | 0 | 0 | 0 | 49049722.36 | ok
Wheeling Revenue |  |  | LSDPR | RBTRN | 4429667.92 | 3495726.5883 | 261674.2621 | 88724.7735 | 142923.2179 | 384158.8585 | 56460.2197 | 0 | 0 | 0 | 0 | 0 | 0 | 0 | 0 | 0 | 0 | 0 | 0 | 0 | 0 | 0 | 0 | 0 | 0 | 0 | 0 | 0 | 4429667.92 | ok
Other Operating Revenue |  |  | OTHREV | RBPLT | 4572854.43 | 3585852.2604 | 268868.9166 | 96490.5136 | 156414.3779 | 427054.4696 | 14873.6268 | 23300.2653 | 0 | 0 | 0 | 0 | 0 | 0 | 0 | 0 | 0 | 0 | 0 | 0 | 0 | 0 | 0 | 0 | 0 | 0 | 0 | 0 | 4572854.43 | ok
Rate E Generation Credit |  |  |  |  | -486854 | -486854 | [26 empty] | -486854 | ok
DLC Credit given to Members |  |  |  |  | -582113 | -582113 | [26 empty] | -582113 | ok
Total Operating Revenues |  |  | TOR |  | 1110012184.71 | 833901714.4991 | 80254328.973 | 31720941.022 | 48089306.7069 | 87142280.1599 | 14304014.1192 | 14599599.2298 | 0 | 0 | 0 | 0 | 0 | 0 | 0 | 0 | 0 | 0 | 0 | 0 | 0 | 0 | 0 | 0 | 0 | 0 | 0 | 0 | 1110012184.71 | ok
Operating Expenses
Operation and Maintenance Expenses |  |  |  |  | 856245902.503 | 620817510.2709 | 64365420.4206 | 25357453.2174 | 38353135.2344 | 87830298.9691 | 12138791.8238 | 7383292.5668 | 0 | 0 | 0 | 0 | 0 | 0 | 0 | 0 | 0 | 0 | 0 | 0 | 0 | 0 | 0 | 0 | 0 | 0 | 0 | 0 | 856245902.503 | ok
Depreciation and Amortization Expenses |  |  |  |  | 142167052.92 | 111148437.82 | 8449940.1502 | 3018715.919 | 4910603.5055 | 13672200.1042 | 258236.0981 | 708919.323 | 0 | 0 | 0 | 0 | 0 | 0 | 0 | 0 | 0 | 0 | 0 | 0 | 0 | 0 | 0 | 0 | 0 | 0 | 0 | 0 | 142167052.92 | ok
Accretion Expenses |  |  |  |  | 1576871 | 1299620.1775 | 64791.3613 | 15840.8729 | 34245.8538 | 162372.7346 | 0 | 0 | 0 | 0 | 0 | 0 | 0 | 0 | 0 | 0 | 0 | 0 | 0 | 0 | 0 | 0 | 0 | 0 | 0 | 0 | 0 | 0 | 1576871 | ok
Property and Other Taxes |  |  |  |  | 248465.79 | 195033.3559 | 14560.1401 | 5192.6551 | 8458.4035 | 23485.1515 | 535.7461 | 1200.3379 | 0 | 0 | 0 | 0 | 0 | 0 | 0 | 0 | 0 | 0 | 0 | 0 | 0 | 0 | 0 | 0 | 0 | 0 | 0 | 0 | 248465.79 | ok
Other Deductions |  |  |  |  | 1195294.26 | 938246.874 | 70044.459 | 24980.3032 | 40690.838 | 112980.0072 | 2577.3135 | 5774.4651 | [20 empty] | 1195294.26 | ok
Total Operating Expenses |  |  | TOE |  | 1001433586.473 | 734398848.4983 | 72964756.5311 | 28422182.9676 | 43347133.8352 | 101801336.9665 | 12400140.9815 | 8099186.6928 | 0 | 0 | 0 | 0 | 0 | 0 | 0 | 0 | 0 | 0 | 0 | 0 | 0 | 0 | 0 | 0 | 0 | 0 | 0 | 0 | 1001433586.473 | ok
Utility Operating Margin |  |  |  |  | 108578598.237 | 99502866.0008 | 7289572.4419 | 3298758.0544 | 4742172.8717 | -14659056.8066 | 1903873.1378 | 6500412.537 | 0 | 0 | 0 | 0 | 0 | 0 | 0 | 0 | 0 | 0 | 0 | 0 | 0 | 0 | 0 | 0 | 0 | 0 | 0 | 0 | 108578598.237 | ok
Non-Operating Items
Interest Income |  |  |  | RBPLT | 9034623 | 7084595.3664 | 531206.3471 | 190637.0357 | 309029.0665 | 843734.7377 | 29385.9366 | 46034.51 | 0 | 0 | 0 | 0 | 0 | 0 | 0 | 0 | 0 | 0 | 0 | 0 | 0 | 0 | 0 | 0 | 0 | 0 | 0 | 0 | 9034623 | ok
Other Non-Operating Income |  |  |  | RBPLT | 6509157 | 5104224.4398 | 382717.1884 | 137347.8888 | 222645.5616 | 607883.9011 | 21171.6277 | 33166.3925 | 0 | 0 | 0 | 0 | 0 | 0 | 0 | 0 | 0 | 0 | 0 | 0 | 0 | 0 | 0 | 0 | 0 | 0 | 0 | 0 | 6509157 | ok
Other Credits |  |  |  | RBPLT | 912500 | 715546.5449 | 53652.022 | 19254.4055 | 31212.041 | 85217.4959 | 2967.9896 | 4649.5012 | 0 | 0 | 0 | 0 | 0 | 0 | 0 | 0 | 0 | 0 | 0 | 0 | 0 | 0 | 0 | 0 | 0 | 0 | 0 | 0 | 912500 | ok
Interest on Long Term Debt |  |  |  |  | -107360754 | -84272881.754 | -6291359.5247 | -2243718.791 | -3654831.4438 | -10147809.7628 | -231493.0521 | -518659.6717 | 0 | 0 | 0 | 0 | 0 | 0 | 0 | 0 | 0 | 0 | 0 | 0 | 0 | 0 | 0 | 0 | 0 | 0 | 0 | 0 | -107360754 | ok
Other Interest Expense |  |  |  | RBPLT | 0 | 0 | 0 | 0 | 0 | 0 | 0 | 0 | 0 | 0 | 0 | 0 | 0 | 0 | 0 | 0 | 0 | 0 | 0 | 0 | 0 | 0 | 0 | 0 | 0 | 0 | 0 | 0 | 0 | ok
Total Non-Operating Items |  |  |  |  | -90904474 | -71368515.4029 | -5323783.9672 | -1896479.4609 | -3091944.7747 | -8610973.6282 | -177967.4981 | -434809.268 | [20 empty] | -90904474 | ok
Net Utility Operating Margin |  |  | TOM |  | 17674124.237 | 28134350.598 | 1965788.4747 | 1402278.5935 | 1650228.0971 | -23270030.4348 | 1725905.6396 | 6065603.269 | 0 | 0 | 0 | 0 | 0 | 0 | 0 | 0 | 0 | 0 | 0 | 0 | 0 | 0 | 0 | 0 | 0 | 0 | 0 | 0 | 17674124.237 | ok
Net Cost Rate Base |  |  |  |  | 3265972555.123 | 2561046988.9879 | 192028527.4654 | 68914367.1552 | 111712514.1881 | 305006030.3579 | 10622874.0728 | 16641252.8957 | 0 | 0 | 0 | 0 | 0 | 0 | 0 | 0 | 0 | 0 | 0 | 0 | 0 | 0 | 0 | 0 | 0 | 0 | 0 | 0 | 3265972555.123 | ok
Return on Rate Base -- Utility Operating Margin Divided by Rate Base |  |  |  |  | 3.325% | 3.885% | 3.796% | 4.787% | 4.245% | -4.806% | 17.92% | 39.06% | #REF! | #REF! | #REF! | #REF! | #REF! | #REF! | #REF! | #REF! | #REF! | #REF! | #REF! | #REF! | #REF! | #REF! | #REF! | #REF! | #REF! | #REF! | #REF! | #REF!
Cost of Service Summary -- Pro-Forma
Operating Revenues
Total Operating Revenue |  |  |  |  | 1110012184.71 | 833901714.4991 | 80254328.973 | 31720941.022 | 48089306.7069 | 87142280.1599 | 14304014.1192 | 14599599.2298 | 0 | 0 | 0 | 0 | 0 | 0 | 0 | 0 | 0 | 0 | 0 | 0 | 0 | 0 | 0 | 0 | 0 | 0 | 0 | 0 | 1110012184.71 | ok
Pro-Forma Adjustments:
| To Remove Base Fuel Revenue |  |  | BSFL | 341554580 | 243478144.4731 | 28094417.9276 | 11417886.7898 | 16947606.5661 | 36479771.2252 | 0 | 5136753.0182 | 0 | 0 | 0 | 0 | 0 | 0 | 0 | 0 | 0 | 0 | 0 | 0 | 0 | 0 | 0 | 0 | 0 | 0 | 0 | 0 | 341554580 | ok
| To Remove FAC Revenue |  |  | FACA | 117760035 | 88531604.8227 | 8938456.473 | 3441963.126 | 3638370.7242 | 11490400.4345 | 0 | 1719239.4196 | 0 | 0 | 0 | 0 | 0 | 0 | 0 | 0 | 0 | 0 | 0 | 0 | 0 | 0 | 0 | 0 | 0 | 0 | 0 | 0 | 117760035 | ok
| To Remove Environmental Surcharge Revenue |  |  | ES | 149126006 | 112597893.6384 | 10801512.6526 | 4380758.3596 | 6475458.6081 | 11634294.1794 | 1280609.0635 | 1955479.4984 | 0 | 0 | 0 | 0 | 0 | 0 | 0 | 0 | 0 | 0 | 0 | 0 | 0 | 0 | 0 | 0 | 0 | 0 | 0 | 0 | 149126006 | ok
| To Adjust Off-System Sales Environmental Sur. Rev. |  |  | RBPT | 657368 | 499521.4608 | 42791.507 | 15561.7479 | 24969.7252 | 69211.2898 | 707.5168 | 4604.7526 | 0 | 0 | 0 | 0 | 0 | 0 | 0 | 0 | 0 | 0 | 0 | 0 | 0 | 0 | 0 | 0 | 0 | 0 | 0 | 0 | 657368 | ok
| To Remove Winter Storm Elliot Capacity Payments |  |  | Energy | 24279543 | 16946516.0219 | 1955421.9315 | 794705.4215 | 1179583.8465 | 2539057.5769 | 506730.9685 | 357527.2331 | 0 | 0 | 0 | 0 | 0 | 0 | 0 | 0 | 0 | 0 | 0 | 0 | 0 | 0 | 0 | 0 | 0 | 0 | 0 | 0 | 24279543 | ok
| To Adjust Sales to Members for Weather Normalization |  |  |  | 0 | 0 | 0 | 0 | 0 | [23 empty] | 0 | ok
Total Pro-Forma Operating Revenue |  |  |  |  | 476634652.71 | 371848034.0823 | 30421728.4814 | 11670065.5772 | 19823317.2367 | 24929545.4541 | 12515966.5704 | 5425995.3079 | 0 | 0 | 0 | 0 | 0 | 0 | 0 | 0 | 0 | 0 | 0 | 0 | 0 | 0 | 0 | 0 | 0 | 0 | 0 | 0 | 476634652.71 | ok
Cost of Service Summary -- Pro-Forma
Operating Expenses
Operation and Maintenance Expenses |  |  |  |  | 856245902.503 | 620817510.2709 | 64365420.4206 | 25357453.2174 | 38353135.2344 | 87830298.9691 | 12138791.8238 | 7383292.5668 | 0 | 0 | 0 | 0 | 0 | 0 | 0 | 0 | 0 | 0 | 0 | 0 | 0 | 0 | 0 | 0 | 0 | 0 | 0 | 0 | 856245902.503 | ok
Depreciation and Amortization Expenses |  |  |  |  | 142167052.92 | 111148437.82 | 8449940.1502 | 3018715.919 | 4910603.5055 | 13672200.1042 | 258236.0981 | 708919.323 | 0 | 0 | 0 | 0 | 0 | 0 | 0 | 0 | 0 | 0 | 0 | 0 | 0 | 0 | 0 | 0 | 0 | 0 | 0 | 0 | 142167052.92 | ok
Accretion Expenses |  |  |  |  | 1576871 | 1299620.1775 | 64791.3613 | 15840.8729 | 34245.8538 | 162372.7346 | 0 | 0 | [20 empty] | 1576871 | ok
Property and Other Taxes |  |  |  |  | 248465.79 | 195033.3559 | 14560.1401 | 5192.6551 | 8458.4035 | 23485.1515 | 535.7461 | 1200.3379 | 0 | 0 | 0 | 0 | 0 | 0 | 0 | 0 | 0 | 0 | 0 | 0 | 0 | 0 | 0 | 0 | 0 | 0 | 0 | 0 | 248465.79 | ok
Other Deductions |  |  |  |  | 1195294.26 | 938246.874 | 70044.459 | 24980.3032 | 40690.838 | 112980.0072 | 2577.3135 | 5774.4651 | [20 empty] | 1195294.26 | ok
Adjustments to Operating Expenses:
| To Remove Fuel Expense Recoverable Through FAC |  |  | FACA | -327966613 | -246564214.9067 | -24893974.3851 | -9586010.98 | -10133014.3394 | -32001244.8409 | 0 | -4788153.5479 | 0 | 0 | 0 | 0 | 0 | 0 | 0 | 0 | 0 | 0 | 0 | 0 | 0 | 0 | 0 | 0 | 0 | 0 | 0 | 0 | -327966613 | ok
| To Remove Purchased Power Expense Recoverable Through FAC |  |  | FACEX | -131357321 | -94949975.0043 | -10590865.1964 | -4249701.646 | -5887291.0609 | -13718773.6496 | 0 | -1960714.4428 | 0 | 0 | 0 | 0 | 0 | 0 | 0 | 0 | 0 | 0 | 0 | 0 | 0 | 0 | 0 | 0 | 0 | 0 | 0 | 0 | -131357321 | ok
| To Remove O&M Expenses Recoverable Through Env. Surcharge |  |  | A&E Steam | -56225551 | -42899036.4471 | -3600618.4164 | -1297112.4222 | -2095363.8091 | -5914971.5702 | 0 | -418448.335 | 0 | 0 | 0 | 0 | 0 | 0 | 0 | 0 | 0 | 0 | 0 | 0 | 0 | 0 | 0 | 0 | 0 | 0 | 0 | 0 | -56225551 | ok
| To Remove Emissions Allowance Expense Recoverable Through ESR |  |  | Energy | -21828 | -15235.4001 | -1757.98 | -714.4628 | -1060.4794 | -2282.685 | -455.5656 | -321.4272 | 0 | 0 | 0 | 0 | 0 | 0 | 0 | 0 | 0 | 0 | 0 | 0 | 0 | 0 | 0 | 0 | 0 | 0 | 0 | 0 | -21828 | ok
| To Remove Property Tax & Insurance Recoverable Through ESR |  |  | A&E Steam | -3350437 | -2556320.328 | -214558.0604 | -77293.9238 | -124861.1051 | -352468.5708 | 0 | -24935.0119 | 0 | 0 | 0 | 0 | 0 | 0 | 0 | 0 | 0 | 0 | 0 | 0 | 0 | 0 | 0 | 0 | 0 | 0 | 0 | 0 | -3350437 | ok
| To Remove Depreciation Expense Recoverable Through ESR |  |  | A&E Steam | -53993832 | -41196276.8829 | -3457701.7461 | -1245627.1031 | -2012194.0911 | -5680193.0006 | 0 | -401839.1763 | 0 | 0 | 0 | 0 | 0 | 0 | 0 | 0 | 0 | 0 | 0 | 0 | 0 | 0 | 0 | 0 | 0 | 0 | 0 | 0 | -53993832 | ok
| To Remove Accretion Expense Recoverable Through ESR |  |  | A&E Steam | -1449731 | -1106117.4484 | -92839.0748 | -33445.0095 | -54027.285 | -152512.8255 | 0 | -10789.3567 | 0 | 0 | 0 | 0 | 0 | 0 | 0 | 0 | 0 | 0 | 0 | 0 | 0 | 0 | 0 | 0 | 0 | 0 | 0 | 0 | -1449731 | ok
| To Remove Employee Benefits Expense |  |  | LBPLT | -826139 | -628338.7435 | -53830.2504 | -19826.5718 | -31317.1371 | -81588.0125 | -5572.3325 | -5665.9523 | 0 | 0 | 0 | 0 | 0 | 0 | 0 | 0 | 0 | 0 | 0 | 0 | 0 | 0 | 0 | 0 | 0 | 0 | 0 | 0 | -826139 | ok
| To Remove Misc Employee Benefits Expense |  |  | LBPLT | -427310 | -325000.3068 | -27843.0195 | -10255.0447 | -16198.395 | -42200.3726 | -2882.2188 | -2930.6425 | 0 | 0 | 0 | 0 | 0 | 0 | 0 | 0 | 0 | 0 | 0 | 0 | 0 | 0 | 0 | 0 | 0 | 0 | 0 | 0 | -427310 | ok
| To Remove Promotional Advertising Expense |  |  | LBPLT | -174119 | -132430.1524 | -11345.3903 | -4178.6949 | -6600.4735 | -17195.6815 | -1174.4379 | -1194.1694 | 0 | 0 | 0 | 0 | 0 | 0 | 0 | 0 | 0 | 0 | 0 | 0 | 0 | 0 | 0 | 0 | 0 | 0 | 0 | 0 | -174119 | ok
| To Remove Certain Director's Expenses |  |  | LBPLT | -98967 | -75271.5952 | -6448.5739 | -2375.1164 | -3751.6243 | -9773.8042 | -667.5354 | -678.7506 | 0 | 0 | 0 | 0 | 0 | 0 | 0 | 0 | 0 | 0 | 0 | 0 | 0 | 0 | 0 | 0 | 0 | 0 | 0 | 0 | -98967 | ok
| To Remove Donations |  |  | LBPLT | -138430 | -105286.0744 | -9019.9368 | -3322.1919 | -5247.581 | -13671.0996 | -933.7145 | -949.4017 | 0 | 0 | 0 | 0 | 0 | 0 | 0 | 0 | 0 | 0 | 0 | 0 | 0 | 0 | 0 | 0 | 0 | 0 | 0 | 0 | -138430 | ok
| To Remove Lobbying Expenses |  |  | LBPLT | -302719 | -230239.7975 | -19724.8158 | -7264.976 | -11475.4205 | -29895.9879 | -2041.8488 | -2076.1535 | 0 | 0 | 0 | 0 | 0 | 0 | 0 | 0 | 0 | 0 | 0 | 0 | 0 | 0 | 0 | 0 | 0 | 0 | 0 | 0 | -302719 | ok
| To Remove Touchstone Energy Dues |  |  | LBPLT | -443873 | -337597.6719 | -28922.2452 | -10652.5414 | -16826.2624 | -43836.1049 | -2993.9368 | -3044.2374 | 0 | 0 | 0 | 0 | 0 | 0 | 0 | 0 | 0 | 0 | 0 | 0 | 0 | 0 | 0 | 0 | 0 | 0 | 0 | 0 | -443873 | ok
| To Remove Other Misc. Expenses |  |  | LBPLT | -1059398 | -805749.1635 | -69029.1339 | -25424.572 | -40159.4797 | -104624.2548 | -7145.6715 | -7265.7247 | 0 | 0 | 0 | 0 | 0 | 0 | 0 | 0 | 0 | 0 | 0 | 0 | 0 | 0 | 0 | 0 | 0 | 0 | 0 | 0 | -1059398 | ok
| To Normalize Depreciation Expenses |  |  | DPPLT | 8309434 | 6496446.1828 | 493885.3169 | 176439.0566 | 287016.822 | 799117.9536 | 15093.4817 | 41435.1863 | 0 | 0 | 0 | 0 | 0 | 0 | 0 | 0 | 0 | 0 | 0 | 0 | 0 | 0 | 0 | 0 | 0 | 0 | 0 | 0 | 8309434 | ok
| To Normalize RTEP Expenses |  |  | RBTRN | -737023 | -581630.71 | -43538.2411 | -14762.3253 | -23780.0442 | -63917.6389 | -9394.0406 | 0 | 0 | 0 | 0 | 0 | 0 | 0 | 0 | 0 | 0 | 0 | 0 | 0 | 0 | 0 | 0 | 0 | 0 | 0 | 0 | 0 | -737023 | ok
| To Normalize Rate Case Expenses |  |  | RBPLT | 320000 | 250931.3911 | 18814.9557 | 6752.2299 | 10945.5924 | 29884.4917 | 1040.8292 | 1630.51 | 0 | 0 | 0 | 0 | 0 | 0 | 0 | 0 | 0 | 0 | 0 | 0 | 0 | 0 | 0 | 0 | 0 | 0 | 0 | 0 | 320000 | ok
| To Remove Forced Outage Costs |  |  | A&E NonSteam | -632124 | -485915.0398 | -40784.0079 | -14692.3215 | -23734.0713 | -66998.5595 | 0 | 0 | 0 | 0 | 0 | 0 | 0 | 0 | 0 | 0 | 0 | 0 | 0 | 0 | 0 | 0 | 0 | 0 | 0 | 0 | 0 | 0 | -632124 | ok
| To Normalize Business Insurance Costs |  |  | LBPLT | 1060469 | 806563.7368 | 69098.919 | 25450.275 | 40200.079 | 104730.0248 | 7152.8954 | 7273.07 | 0 | 0 | 0 | 0 | 0 | 0 | 0 | 0 | 0 | 0 | 0 | 0 | 0 | 0 | 0 | 0 | 0 | 0 | 0 | 0 | 1060469 | ok
| To Remove Excess Generation Maintenance Expense |  |  | A&E NonSteam | -6088203 | -4680014.3695 | -392804.7649 | -141506.7861 | -228590.9789 | -645286.1005 | 0 | 0 | 0 | 0 | 0 | 0 | 0 | 0 | 0 | 0 | 0 | 0 | 0 | 0 | 0 | 0 | 0 | 0 | 0 | 0 | 0 | 0 | -6088203 | ok
| To Amortize Generator Maintenance Tracker Balance |  |  | A&E NonSteam | 9166083 | 7045987.1578 | 591386.5024 | 213045.2855 | 344154.7343 | 971509.3199 | 0 | 0 | 0 | 0 | 0 | 0 | 0 | 0 | 0 | 0 | 0 | 0 | 0 | 0 | 0 | 0 | 0 | 0 | 0 | 0 | 0 | 0 | 9166083 | ok
| To Adjust Gen Maint Exp for Excess Threshold Change |  |  | A&E NonSteam | 3290936 | 2529749.3808 | 212327.8974 | 76490.514 | 123563.2718 | 348804.9361 | 0 | 0 | 0 | 0 | 0 | 0 | 0 | 0 | 0 | 0 | 0 | 0 | 0 | 0 | 0 | 0 | 0 | 0 | 0 | 0 | 0 | 0 | 3290936 | ok
| To Normalize Wages/Salaries Expense |  |  | LBPLT | 1538092 | 1169830.7363 | 100220.2747 | 36912.7852 | 58305.7307 | 151899.2195 | 10374.477 | 10548.7768 | 0 | 0 | 0 | 0 | 0 | 0 | 0 | 0 | 0 | 0 | 0 | 0 | 0 | 0 | 0 | 0 | 0 | 0 | 0 | 0 | 1538092 | ok
| To Normalize Payroll Tax Expense |  |  | LBPLT | 95329 | 72504.6319 | 6211.5261 | 2287.8078 | 3613.7156 | 9414.5218 | 642.997 | 653.7999 | 0 | 0 | 0 | 0 | 0 | 0 | 0 | 0 | 0 | 0 | 0 | 0 | 0 | 0 | 0 | 0 | 0 | 0 | 0 | 0 | 95329 | ok
| To Normalize Medical Insurance Expense |  |  | LBPLT | 178773 | 135969.8576 | 11648.6395 | 4290.3866 | 6776.8966 | 17655.3023 | 1205.8293 | 1226.0882 | 0 | 0 | 0 | 0 | 0 | 0 | 0 | 0 | 0 | 0 | 0 | 0 | 0 | 0 | 0 | 0 | 0 | 0 | 0 | 0 | 178773 | ok
` | To Normalize PSC Assessment |  |  | RBPLT | 132899 | 104214.1592 | 7814.0275 | 2804.2644 | 4545.8072 | 12411.3096 | 432.2661 | 677.1661 | 0 | 0 | 0 | 0 | 0 | 0 | 0 | 0 | 0 | 0 | 0 | 0 | 0 | 0 | 0 | 0 | 0 | 0 | 0 | 0 | 132899 | ok
| To reflect System EDR Credits |  |  |  | 0 | 0 | 0 | 0 | 0 | 0 | 0 | 0 | [20 empty] | 0 | ok
| Reallocation of EDR Credits |  |  | A&E NonSteam | 0 | 0 | 0 | 0 | 0 | 0 | 0 | 0 | 0 | 0 | 0 | 0 | 0 | 0 | 0 | 0 | 0 | 0 | 0 | 0 | 0 | 0 | 0 | 0 | 0 | 0 | 0 | 0 | 0 | ok
| To Reflect Avoided Costs of Interruptible Service |  |  |  | -21903519.96 | -48574.4 | -1983808.96 | -1438612 | -2149257.6 | -16283267 | 0 | 0 | [20 empty] | -21903519.96 | ok
| Reallocation of Avoided Cost Savings |  |  | EXCDMD | 21903519.96 | 18052368.5818 | 899984.1304 | 220037.5774 | 475691.8868 | 2255437.7837 | 0 | 0 | 0 | 0 | 0 | 0 | 0 | 0 | 0 | 0 | 0 | 0 | 0 | 0 | 0 | 0 | 0 | 0 | 0 | 0 | 0 | 0 | 21903519.96 | ok
Total Expense Adjustments |  |  |  |  | -561201603 | -401058658.6261 | -43128022.0094 | -17418268.5071 | -21509936.7017 | -70523836.8965 | 2681.4733 | -7565561.7326 | 0 | 0 | 0 | 0 | 0 | 0 | 0 | 0 | 0 | 0 | 0 | 0 | 0 | 0 | 0 | 0 | 0 | 0 | 0 | 0 | -561201603 | ok
Total Operating Expenses |  |  | TOE |  | 440231983.473 | 333340189.8722 | 29836734.5218 | 11003914.4605 | 21837197.1335 | 31277500.07 | 12402822.4548 | 533624.9603 | 0 | 0 | 0 | 0 | 0 | 0 | 0 | 0 | 0 | 0 | 0 | 0 | 0 | 0 | 0 | 0 | 0 | 0 | 0 | 0 | 440231983.473 | ok
Utility Operating Margins -- Pro-Forma |  |  |  |  | 36402669.237 | 38507844.2101 | 584993.9596 | 666151.1167 | -2013879.8967 | -6347954.6159 | 113144.1157 | 4892370.3476 | 0 | 0 | 0 | 0 | 0 | 0 | 0 | 0 | 0 | 0 | 0 | 0 | 0 | 0 | 0 | 0 | 0 | 0 | 0 | 0 | 36402669.237 | ok
Non-Operating Items
Sum of Non-Operating Items |  |  |  |  | -90904474 | -71368515.4029 | -5323783.9672 | -1896479.4609 | -3091944.7747 | -8610973.6282 | -177967.4981 | -434809.268 | 0 | 0 | 0 | 0 | 0 | 0 | 0 | 0 | 0 | 0 | 0 | 0 | 0 | 0 | 0 | 0 | 0 | 0 | 0 | 0 | -90904474 | ok
| Adjustment To Remove Interest Exp. Recoverable Through ESR |  |  | A&E Steam | 20196960 | 15409900.0855 | 1293389.6571 | 465939.9017 | 752682.3354 | 2124735.8555 | 0 | 150312.1647 | 0 | 0 | 0 | 0 | 0 | 0 | 0 | 0 | 0 | 0 | 0 | 0 | 0 | 0 | 0 | 0 | 0 | 0 | 0 | 0 | 20196960 | ok
| Adjustment To Normalize Interest Expense |  |  | RBPLT | -171226 | -134268.6824 | -10067.53 | -3612.9916 | -5856.7813 | -15990.6312 | -556.9282 | -872.4553 | 0 | 0 | 0 | 0 | 0 | 0 | 0 | 0 | 0 | 0 | 0 | 0 | 0 | 0 | 0 | 0 | 0 | 0 | 0 | 0 | -171226 | ok
| Adjustment To Normalize Interest Income |  |  | RBPLT | 2864733 | 2246410.7399 | 168436.9511 | 60447.9243 | 97988.1247 | 267534.6549 | 9317.8058 | 14596.7994 | 0 | 0 | 0 | 0 | 0 | 0 | 0 | 0 | 0 | 0 | 0 | 0 | 0 | 0 | 0 | 0 | 0 | 0 | 0 | 0 | 2864733 | ok
| Adjustment To Remove Outage Insurance Payments |  |  | RBPLT | -4691458 | -3678856.5066 | -275842.4194 | -98993.1341 | -160471.2102 | -438130.7427 | -15259.3957 | -23904.5913 | 0 | 0 | 0 | 0 | 0 | 0 | 0 | 0 | 0 | 0 | 0 | 0 | 0 | 0 | 0 | 0 | 0 | 0 | 0 | 0 | -4691458 | ok
Total Non-Operating Items |  |  |  |  | -72705465 | -57525329.7665 | -4147867.3083 | -1472697.7606 | -2407602.3061 | -6672824.4917 | -184466.0163 | -294677.3505 | 0 | 0 | 0 | 0 | 0 | 0 | 0 | 0 | 0 | 0 | 0 | 0 | 0 | 0 | 0 | 0 | 0 | 0 | 0 | 0 | -72705465 | ok
Net Utility Operating Margin |  |  |  |  | -36302795.763 | -19017485.5564 | -3562873.3487 | -806546.6439 | -4421482.2028 | -13020779.1077 | -71321.9006 | 4597692.9971 | 0 | 0 | 0 | 0 | 0 | 0 | 0 | 0 | 0 | 0 | 0 | 0 | 0 | 0 | 0 | 0 | 0 | 0 | 0 | 0 | -36302795.763 | ok
Net Cost Rate Base |  |  |  |  | 3265972555.123 | 2561046988.9879 | 192028527.4654 | 68914367.1552 | 111712514.1881 | 305006030.3579 | 10622874.0728 | 16641252.8957 | 0 | 0 | 0 | 0 | 0 | 0 | 0 | 0 | 0 | 0 | 0 | 0 | 0 | 0 | 0 | 0 | 0 | 0 | 0 | 0 | 3265972555.123 | ok
| Remove Environmental Surcharge - Production |  |  | A&E NonSteam | -743208927 | -571306255.3805 | -47951096.2218 | -17274244.4149 | -27904926.3246 | -78772404.6581 | 0 | 0 | 0 | 0 | 0 | 0 | 0 | 0 | 0 | 0 | 0 | 0 | 0 | 0 | 0 | 0 | 0 | 0 | 0 | 0 | 0 | 0 | -743208927 | ok
| Remove Environmental Surcharge - Transmission |  |  | RBTRN | -13542203.69 | -10686995.5849 | -799980.0937 | -271245.8308 | -436939.1484 | -1174435.1055 | -172607.9267 | 0 | 0 | 0 | 0 | 0 | 0 | 0 | 0 | 0 | 0 | 0 | 0 | 0 | 0 | 0 | 0 | 0 | 0 | 0 | 0 | 0 | -13542203.69 | ok
| Remove Environmental Surcharge - CWC |  |  | OMPLT | -6550957.25 | -4749744.154 | -492446.2895 | -194004.5395 | -293431.7684 | -671971.1383 | -92871.3423 | -56488.018 | 0 | 0 | 0 | 0 | 0 | 0 | 0 | 0 | 0 | 0 | 0 | 0 | 0 | 0 | 0 | 0 | 0 | 0 | 0 | 0 | -6550957.25 | ok
Net Cost Rate Base -- Excluding Environmental |  |  |  |  | 2502670467.183 | 1974303993.8685 | 142785004.8604 | 51174872.3699 | 83077216.9467 | 224387219.456 | 10357394.8038 | 16584764.8777 | 0 | 0 | 0 | 0 | 0 | 0 | 0 | 0 | 0 | 0 | 0 | 0 | 0 | 0 | 0 | 0 | 0 | 0 | 0 | 0 | 2502670467.183 | ok
Return on Rate Base -- Utility Operating Margin Divided by Rate Base |  |  |  |  | 1.455% | 1.95% | 0.4097% | 1.302% | -2.424% | -2.829% | 1.092% | 29.5% | #REF! | #REF! | #REF! | #REF! | #REF! | #REF! | #REF! | #REF! | #REF! | #REF! | #REF! | #REF! | #REF! | #REF! | #REF! | #REF! | #REF! | #REF! | #REF! | #REF!
0
Increase/Decrease to Achieve Total System RoR at 4.64% (Equalized Rates of Return) |  |  |  |  | 79608164.28 | 53010657.7053 | 6033778.9251 | 1706050.7679 | 5864909.1515 | 16749383.2902 | 366971.0333 | -4123586.5934 | [20 empty] | 79608164.28 | ok
[5 empty] | 7.48% | 6.608% | 7.872% | 5.638% | 12.83% | 20.33% | 2.787% | -29.57%
Allocated Increase Calculation |  |  |  |  | 79757474 | 55695648.3722 | 6898654.6443 | 2723549.7151 | 5027071.0333 | 9063887.6202 | 0 | 348662.6148 | [20 empty] | 79757474
[5 empty] | 79731915.28 | 6.943% | 9% | 9% | 11% | 11% | 0% | 2.5%
Cost of Service Summary -- Pro-Forma (Proposed Increase)
Operating Revenues
Total Operating Revenue |  |  |  |  | 476634652.71 | 371848034.0823 | 30421728.4814 | 11670065.5772 | 19823317.2367 | 24929545.4541 | 12515966.5704 | 5425995.3079 | 0 | 0 | 0 | 0 | 0 | 0 | 0 | 0 | 0 | 0 | 0 | 0 | 0 | 0 | 0 | 0 | 0 | 0 | 0 | 0 | 476634652.71 | ok
Pro-Forma Adjustments:
To Reflect Proposed Increase |  |  |  |  | 79731915.28 | 55671585.39 | 6898139.76 | 2723401.56 | 5027006.87 | 9063284.45 | 0 | 348497.25 | 0 | 0 | 0 | 0 | 0 | 0 | 0 | 0 | 0 | 0 | 0 | 0 | 0 | 0 | 0 | 0 | 0 | 0 | 0 | 0 | 79731915.28 | ok
Total Pro-Forma Operating Revenue |  |  |  |  | 556366567.99 | 427519619.4723 | 37319868.2414 | 14393467.1372 | 24850324.1067 | 33992829.9041 | 12515966.5704 | 5774492.5579 | 0 | 0 | 0 | 0 | 0 | 0 | 0 | 0 | 0 | 0 | 0 | 0 | 0 | 0 | 0 | 0 | 0 | 0 | 0 | 0 | 556366567.99 | ok
Operating Expenses
Total Operating Expenses |  |  |  |  | 440231983.473 | 333340189.8722 | 29836734.5218 | 11003914.4605 | 21837197.1335 | 31277500.07 | 12402822.4548 | 533624.9603 | 0 | 0 | 0 | 0 | 0 | 0 | 0 | 0 | 0 | 0 | 0 | 0 | 0 | 0 | 0 | 0 | 0 | 0 | 0 | 0 | 440231983.47 | ok
Additional PSC Assessment on Increase |  |  |  | RBPLT | 123751 | 97040.6581 | 7276.1549 | 2611.235 | 4232.9 | 11556.9867 | 402.5114 | 630.5539 | 0 | 0 | 0 | 0 | 0 | 0 | 0 | 0 | 0 | 0 | 0 | 0 | 0 | 0 | 0 | 0 | 0 | 0 | 0 | 0 | 123751 | ok
Utility Operating Margins -- Pro-Formed for Increase |  |  |  |  | 116010833.517 | 94082388.9421 | 7475857.5647 | 3386941.4417 | 3008894.0732 | 2703772.8474 | 112741.6042 | 5240237.0437 | 0 | 0 | 0 | 0 | 0 | 0 | 0 | 0 | 0 | 0 | 0 | 0 | 0 | 0 | 0 | 0 | 0 | 0 | 0 | 0 | 116010833.52 | ok
Net Cost Rate Base |  |  |  |  | 2502670467.183 | 1974303993.8685 | 142785004.8604 | 51174872.3699 | 83077216.9467 | 224387219.456 | 10357394.8038 | 16584764.8777 | 0 | 0 | 0 | 0 | 0 | 0 | 0 | 0 | 0 | 0 | 0 | 0 | 0 | 0 | 0 | 0 | 0 | 0 | 0 | 0 | 2502670467.18 | ok
Rate of Return |  |  |  |  | 4.635% | 4.765% | 5.236% | 6.618% | 3.622% | 1.205% | 1.089% | 31.6% | #DIV/0! | #DIV/0! | #DIV/0! | #DIV/0! | #DIV/0! | #DIV/0! | #DIV/0! | #DIV/0! | #DIV/0! | #DIV/0! | #DIV/0! | #DIV/0! | #DIV/0! | #DIV/0! | #DIV/0! | #DIV/0! | #DIV/0! | #DIV/0! | #DIV/0! | #DIV/0!
Allocation Factors
Energy Allocation Factors
Energy Usage by Class |  |  | E01 | Energy | 1 | 0.69798 | 0.080538 | 0.032731 | 0.048583 | 0.10458 | 0.020871 | 0.014725 | 0 | 0 | 0 | 0 | 0 | 0 | 0 | 0 | 0 | 0 | 0 | 0 | 0 | 0 | 0 | 0 | 0 | 0 | 0 | 0 | 1 | ok
Customer Allocation Factors
[22 empty] | 0 | 0 | 0 | 0 | 0 | 0 | 0 | 0 | 0 | 0 | 0
Rev |  |  | R01 |  | 1064315479.3595 | 802186820 | 76651717 | 30261663 | 45700645 | 82398977 | 13169153 | 13946504.3595 | 0 | 0 | 0 | 0 | 0 | 0 | 0 | 0 | 0 | 0 | 0 | 0 | 0 | 0 | 0 | 0 | 0 | 0 | 0 | 0 | 1064315479.3595 | ok
On-Peak Energy |  |  | ONPEAK |  | 6261311509 | 4747846336 | 476980571 | 195971525 | 290218089 | 424833911 | 125461077 | [21 empty] | 6261311509 | ok
Off-Peak Energy |  |  | OFFPEAK |  | 6835814937 | 4530245666 | 593598453 | 239123807 | 355595330 | 965281306 | 151970375 | [21 empty] | 6835814937 | ok
Energy |  |  | Energy |  | 13292869958 | 9278092002 | 1070579024 | 435095332 | 645813419 | 1390115217 | 277431452 | 195743512 | 0 | 0 | 0 | 0 | 0 | 0 | 0 | 0 | 0 | 0 | 0 | 0 | 0 | 0 | 0 | 0 | 0 | 0 | 0 | 0 | 13292869958 | ok
FAC Revenue Allocator |  |  | FACA |  | 142026658.3559 | 106775172 | 10780390 | 4151243 | 4388124 | 13858209 | 0 | 2073520.3559 | [20 empty] | 142026658.3559 | ok
FAC Revenue Allocator without Steam |  |  | FACAS |  | 139953138 | 106775172 | 10780390 | 4151243 | 4388124 | 13858209 | 0 | 0 | [20 empty] | 139953138 | ok
Base Fuel Revenue Allocator |  |  | BSFL |  | 13015438506 | 9278092002 | 1070579024 | 435095332 | 645813419 | 1390115217 | 0 | 195743512 | 0 | 0 | 0 | 0 | 0 | 0 | 0 | 0 | 0 | 0 | 0 | 0 | 0 | 0 | 0 | 0 | 0 | 0 | 0 | 0 | 13015438506 | ok
Fuel Expense Applicable to FAC Allocator |  |  | FACEX |  | 459314615 | 332009749.2958 | 37032874.4006 | 14859849.9158 | 20585977.2903 | 47970171.6596 | 0 | 6855992.4378 | 0 | 0 | 0 | 0 | 0 | 0 | 0 | 0 | 0 | 0 | 0 | 0 | 0 | 0 | 0 | 0 | 0 | 0 | 0 | 0 | 459314615 | ok
ES Revenues |  |  | ES |  | 143939485.7604 | 108681801 | 10425842 | 4228398 | 6250245.7292 | 11229659.8447 | 1236070.1866 | 1887469 | [20 empty] | 143939485.7604 | ok
ES Revenues without Steam |  |  | ESAS |  | 142052016.7604 | 108681801 | 10425842 | 4228398 | 6250245.7292 | 11229659.8447 | 1236070.1866 | 0 | [20 empty] | 142052016.7604 | ok
[12 empty] | 0 | 0 | 0 | 0 | 0 | 0 | 0 | 0 | 0 | 0 | 0 | 0 | 0 | 0 | 0 | 0 | 0 | 0 | 0 | 0 | 0
Customer Allocators | [21 empty] | 0 | 0 | 0 | 0 | 0 | 0 | 0 | 0 | 0 | 0 | 0
Customers (Metering Points) |  |  | Cust05 |  | 4382 | 4370 | 0 | 0 | 12 | 0 | 0 | 0 | 0 | 0 | 0 | 0 | 0 | 0 | 0 | 0 | 0 | 0 | 0 | 0 | 0 | 0 | 0 | 0 | 0 | 0 | 0 | 0 | 4382 | ok
|  | 2852233.8218 | [10 empty] | 0 | 0 | 0 | 0 | 0 | 0 | 0 | 0 | 0 | 0 | 0 | 0 | 0 | 0
Demand Allocators |  | 235439.4345 | [10 empty] | 0 | 0 | 0 | 0 | 0 | 0 | 0 | 0 | 0 | 0 | 0 | 0 | 0 | 0
Steam - Direct Assignment |  | 76315.9331 | STMD |  | 1 | 0 | 0 | 0 | 0 | 0 | 0 | 1 | 0 | 0 | 0 | 0 | 0 | 0 | 0 | 0 | 0 | 0 | 0 | 0 | 0 | 0 | 0 | 0 | 0 | 0 | 0 | 0 | 1 | ok
Substation Allocator |  | 125613.4416 | SUBA |  | 293001771.06 | 291795188.4331 | 0 | 0 | 1206582.6269 | 0 | 0 | 0 | 0 | 0 | 0 | 0 | 0 | 0 | 0 | 0 | 0 | 0 | 0 | 0 | 0 | 0 | 0 | 0 | 0 | 0 | 0 | 0 | 293001771.06 | ok
297566.6484
NCP Max Class Demand |  | 3587169.2793 |  |  | 2812139.5646 | 2170713.25 | 177628.5274 | 63217.1787 | 103013.6085 | 297567 | 0 | [21 empty] | 2812139.5646 | ok | 10.58%
Average Demand |  |  | AVGDMD |  | 1463435.5016 | 1059142.9226 | 122212.2174 | 49668.4169 | 73722.993 | 158688.9517 | 0 | [21 empty] | 1463435.5016 | ok | 10.84%
Production Excess Demand Allocator |  |  | EXCDMD |  | 1348704.063 | 1111570.3274 | 55416.31 | 13548.7618 | 29290.6155 | 138878.0483 | 0 | 0 | 0 | 0 | 0 | 0 | 0 | 0 | 0 | 0 | 0 | 0 | 0 | 0 | 0 | 0 | 0 | [5 empty] | 1348704.063 | ok | 10.3%
Transmission 12 CP Demands |  |  | 12CP |  | 27577095.4331 | 21762801.9696 | 1629064.8032 | 552360.0393 | 889774.8749 | 2391598.1273 | 351495.6188 | 0 | 0 | 0 | 0 | 0 | 0 | 0 | 0 | 0 | 0 | 0 | 0 | 0 | 0 | 0 | [6 empty] | 27577095.4331 | ok
Transmission 12 CP Demands (Original from JWW-2) |  |  |  |  | 30108312 | 22131348 | 1898312 | 796143 | 1367257 | 3403373 | 511879 | 0
Production Energy Allocation |  |  |  |  | 0
Production Energy Residual Allocator |  |  | PENGA |  | 13015438506 | 9278092002 | 1070579024 | 435095332 | 645813419 | 1390115217 | 0 | 195743512 | 0 | 0 | 0 | 0 | 0 | 0 | 0 | 0 | 0 | 0 | 0 | 0 | 0 | 0 | 0 | 0 | 0 | 0 | 0 | 0 | 13015438506 | ok
Production Energy Costs |  |  |  |  | 84905603.6412 | [27 empty] | 84905603.6412 | ok
Member Specific Assignment |  |  |  |  | 11037292.7394 | 0 | 0 | 0 | 0 | 0 | 11037292.7394 | 0 | 0 | 0 | 0 | 0 | 0 | 0 | [6 empty] | 0 |  |  | 0 | 0 |  |  |  | 11037292.7394 | ok
Production Energy Residual |  |  |  | PENGA | 73868310.9018 | 52657233.5049 | 6076004.5966 | 2469356.4678 | 3665273.8513 | 7889512.3657 | 0 | 1110930.1154 | 0 | 0 | 0 | 0 | 0 | 0 | 0 | 0 | 0 | 0 | 0 | 0 | 0 | 0 | 0 | 0 | 0 | 0 | 0 | 0 | 73868310.9018 | ok
Production Energy Total |  |  | PENGT |  | 84905603.6412 | 52657233.5049 | 6076004.5966 | 2469356.4678 | 3665273.8513 | 7889512.3657 | 11037292.7394 | 1110930.1154 | 0 | 0 | 0 | 0 | 0 | 0 | 0 | 0 | 0 | 0 | 0 | 0 | 0 | 0 | 0 | 0 | 0 | 0 | 0 | 0 | 84905603.6412 | ok
Production Energy Total Allocator |  |  | PENG | PENGT | 1 | 0.62019 | 0.071562 | 0.029084 | 0.043169 | 0.092921 | 0.12999 | 0.013084 | 0 | 0 | 0 | 0 | 0 | 0 | 0 | 0 | 0 | 0 | 0 | 0 | 0 | 0 | 0 | 0 | 0 | 0 | 0 | 0 | 1 | ok
FAC Expense Residual Allocator |  |  | FACALL |  | 459314615 | 332009749.2958 | 37032874.4006 | 14859849.9158 | 20585977.2903 | 47970171.6596 | 0 | 6855992.4378 | 0 | 0 | 0 | 0 | 0 | 0 | 0 | 0 | 0 | 0 | 0 | 0 | 0 | 0 | 0 | 0 | 0 | 0 | 0 | 0 | 459314615 | ok
FAC Expense Cost |  |  |  |  | -327966613 | [27 empty] | -327966613 | ok
Member Specific Assignment |  |  |  |  | 0 | 0 | 0 | 0 | 0 | 0 | 0 | 0 |  | 0 | 0 | 0 | 0 | 0 | [6 empty] | 0 |  |  | 0 | 0 |  |  |  | 0 | ok
FAC Expense Residual |  |  |  | FACALL | -327966613 | -237066510.4125 | -26442760.5615 | -10610449.7602 | -14699103.8968 | -34252371.2733 | 0 | -4895417.0957 | 0 | 0 | 0 | 0 | 0 | 0 | 0 | 0 | 0 | 0 | 0 | 0 | 0 | 0 | 0 | 0 | 0 | 0 | 0 | 0 | -327966613 | ok
FAC Expense Total |  |  | FACT |  | -327966613 | -237066510.4125 | -26442760.5615 | -10610449.7602 | -14699103.8968 | -34252371.2733 | 0 | -4895417.0957 | 0 | 0 | 0 | 0 | 0 | 0 | 0 | 0 | 0 | 0 | 0 | 0 | 0 | 0 | 0 | 0 | 0 | 0 | 0 | 0 | -327966613 | ok
FAC Expense Allocator |  |  | FACAL | FACT | 1 | 0.72284 | 0.080626 | 0.032352 | 0.044819 | 0.10444 | 0 | 0.014927 | 0 | 0 | 0 | 0 | 0 | 0 | 0 | 0 | 0 | 0 | 0 | 0 | 0 | 0 | 0 | 0 | 0 | 0 | 0 | 0 | 1 | ok
Production On-Energy Residual Allocator |  |  | ONPENGY |  | 6135850432 | 4747846336 | 476980571 | 195971525 | 290218089 | 424833911 | 0 | 0 | 0 | 0 | 0 | 0 | 0 | 0 | 0 | 0 | 0 | 0 | 0 | 0 | 0 | 0 | 0 | 0 | 0 | 0 | 0 | 0 | 6135850432 | ok
Production On-Energy Costs |  |  |  |  | 289780957.1943 | [27 empty] | 289780957.1943 | ok
Member Specific Assignment |  |  |  |  | 6512978.5459 | 0 | 0 | 0 | 0 | 0 | 6512978.5459 | 0 | 0 | 0 | 0 | 0 | 0 | 0 | [6 empty] | 0 |  |  | 0 | 0 |  |  |  | 6512978.5459 | ok
Production On-Energy Residual |  |  |  | ONPENGY | 283267978.6484 | 219189311.9685 | 22020308.9529 | 9047231.2477 | 13398222.8461 | 19612903.6332 | 0 | 0 | 0 | 0 | 0 | 0 | 0 | 0 | 0 | 0 | 0 | 0 | 0 | 0 | 0 | 0 | 0 | 0 | 0 | 0 | 0 | 0 | 283267978.6484 | ok
Production On-Energy Total |  |  | ONENGT |  | 289780957.1943 | 219189311.9685 | 22020308.9529 | 9047231.2477 | 13398222.8461 | 19612903.6332 | 6512978.5459 | 0 | 0 | 0 | 0 | 0 | 0 | 0 | 0 | 0 | 0 | 0 | 0 | 0 | 0 | 0 | 0 | 0 | 0 | 0 | 0 | 0 | 289780957.1943 | ok
Production On-Energy Total Allocator |  |  | ONENG | ONENGT | 1 | 0.7564 | 0.075989 | 0.031221 | 0.046236 | 0.067682 | 0.022476 | 0 | 0 | 0 | 0 | 0 | 0 | 0 | 0 | 0 | 0 | 0 | 0 | 0 | 0 | 0 | 0 | 0 | 0 | 0 | 0 | 0 | 1 | ok
Production Off-Energy Residual Allocator |  |  | OFFPENGY |  | 6683844562 | 4530245666 | 593598453 | 239123807 | 355595330 | 965281306 | 0 | 0 | 0 | 0 | 0 | 0 | 0 | 0 | 0 | 0 | 0 | 0 | 0 | 0 | 0 | 0 | 0 | 0 | 0 | 0 | 0 | 0 | 6683844562 | ok
Production Off-Energy Costs |  |  |  |  | 312164434.285 | [27 empty] | 312164434.285 | ok
Member Specific Assignment |  |  |  |  | 4524314.1935 | 0 | 0 | 0 | 0 | 0 | 4524314.1935 | 0 | 0 | 0 | 0 | 0 | 0 | 0 | [6 empty] | 0 |  |  | 0 | 0 |  |  |  | 4524314.1935 | ok
Production Off-Energy Residual |  |  |  | OFFPENGY | 307640120.0915 | 208515519.4446 | 27321805.2385 | 11006251.8689 | 16367135.5625 | 44429407.977 | 0 | 0 | 0 | 0 | 0 | 0 | 0 | 0 | 0 | 0 | 0 | 0 | 0 | 0 | 0 | 0 | 0 | 0 | 0 | 0 | 0 | 0 | 307640120.0915 | ok
Production Off-Energy Total |  |  | OFFENGT |  | 312164434.285 | 208515519.4446 | 27321805.2385 | 11006251.8689 | 16367135.5625 | 44429407.977 | 4524314.1935 | 0 | 0 | 0 | 0 | 0 | 0 | 0 | 0 | 0 | 0 | 0 | 0 | 0 | 0 | 0 | 0 | 0 | 0 | 0 | 0 | 0 | 312164434.285 | ok
Production Off-Energy Total Allocator |  |  | OFFENG | OFFENGT | 1 | 0.66797 | 0.087524 | 0.035258 | 0.052431 | 0.14233 | 0.014493 | 0 | 0 | 0 | 0 | 0 | 0 | 0 | 0 | 0 | 0 | 0 | 0 | 0 | 0 | 0 | 0 | 0 | 0 | 0 | 0 | 0 | 1 | ok
Total Average & Excess Production Demand Allocator (w/out Steam) |  |  | A&E NonSteam |  | 2219390140.3074 | 1706049839.0482 | 143192830.8521 | 51584805.2182 | 83330428.4986 | 235232236.6903 | 0 | 0 | [20 empty] | 2219390140.3074 | ok
Total Average & Excess Production Demand Allocator (w/ Steam) |  |  | A&E Steam |  | 2236031393.2032 | 1706049839.0482 | 143192830.8521 | 51584805.2182 | 83330428.4986 | 235232236.6903 | 0 | 16641252.8957 | [20 empty] | 2236031393.2032 | ok
Operating Expenses
Production - Excess Demand |  |  |  |  | 121211305.4529 | 99899521.4611 | 4980398.1975 | 1217660.0862 | 2632418.6567 | 12481307.0513 | 0 | 0 | 0 | 0 | 0 | 0 | 0 | 0 | 0 | 0 | 0 | 0 | 0 | 0 | 0 | 0 | 0 | 0 | 0 | 0 | 0 | 0 | 121211305.4529 | ok
Production - Average Demand |  |  |  |  | 147596996.9746 | 106821458.5285 | 12325897.6942 | 5009383.1742 | 7435443.768 | 16004813.8098 | 0 | 0 | 0 | 0 | 0 | 0 | 0 | 0 | 0 | 0 | 0 | 0 | 0 | 0 | 0 | 0 | 0 | 0 | 0 | 0 | 0 | 0 | 147596996.9746 | ok
Production - On-Peak Energy |  |  |  |  | 289780957.1943 | 219189311.9685 | 22020308.9529 | 9047231.2477 | 13398222.8461 | 19612903.6332 | 6512978.5459 | 0 | 0 | 0 | 0 | 0 | 0 | 0 | 0 | 0 | 0 | 0 | 0 | 0 | 0 | 0 | 0 | 0 | 0 | 0 | 0 | 0 | 289780957.1943 | ok
Production - Off-Peak Energy |  |  |  |  | 312164434.285 | 208515519.4446 | 27321805.2385 | 11006251.8689 | 16367135.5625 | 44429407.977 | 4524314.1935 | 0 | 0 | 0 | 0 | 0 | 0 | 0 | 0 | 0 | 0 | 0 | 0 | 0 | 0 | 0 | 0 | 0 | 0 | 0 | 0 | 0 | 312164434.285 | ok
Production - Steam Direct |  |  |  |  | 8099186.6928 | 0 | 0 | 0 | 0 | 0 | 0 | 8099186.6928 | 0 | 0 | 0 | 0 | 0 | 0 | 0 | 0 | 0 | 0 | 0 | 0 | 0 | 0 | 0 | 0 | 0 | 0 | 0 | 0 | 8099186.6928 | ok
Transmission Demand |  |  |  |  | 106924223.2993 | 84380557.8822 | 6316346.4481 | 2141656.5906 | 3449909.6412 | 9272904.4952 | 1362848.2421 | 0 | 0 | 0 | 0 | 0 | 0 | 0 | 0 | 0 | 0 | 0 | 0 | 0 | 0 | 0 | 0 | 0 | 0 | 0 | 0 | 0 | 106924223.2993 | ok
Distribution Substation |  |  |  |  | 15315709.867 | 15252639.7041 | 0 | 0 | 63070.1629 | 0 | 0 | 0 | 0 | 0 | 0 | 0 | 0 | 0 | 0 | 0 | 0 | 0 | 0 | 0 | 0 | 0 | 0 | 0 | 0 | 0 | 0 | 0 | 15315709.867 | ok
Distribution Meters |  |  |  |  | 340772.7071 | 339839.5093 | 0 | 0 | 933.1977 | 0 | 0 | 0 | 0 | 0 | 0 | 0 | 0 | 0 | 0 | 0 | 0 | 0 | 0 | 0 | 0 | 0 | 0 | 0 | 0 | 0 | 0 | 0 | 340772.7071 | ok
Total |  |  |  |  | 1001433586.473 | 734398848.4983 | 72964756.5311 | 28422182.9676 | 43347133.8352 | 101801336.9665 | 12400140.9815 | 8099186.6928 | 0 | 0 | 0 | 0 | 0 | 0 | 0 | 0 | 0 | 0 | 0 | 0 | 0 | 0 | 0 | 0 | 0 | 0 | 0 | 0 | 1001433586.473 | ok
Rate Base
Production - Excess Demand |  |  |  |  | 657925542.6621 | 542246835.9976 | 27033214.2248 | 6609364.2835 | 14288563.8165 | 67747564.3398 | 0 | 0 | 0 | 0 | 0 | 0 | 0 | 0 | 0 | 0 | 0 | 0 | 0 | 0 | 0 | 0 | 0 | 0 | 0 | 0 | 0 | 0 | 657925542.6621 | ok
Production - Average Demand |  |  |  |  | 811704713.3954 | 587461013.1414 | 67785859.1994 | 27548934.0367 | 40890972.556 | 88017934.4618 | 0 | 0 | 0 | 0 | 0 | 0 | 0 | 0 | 0 | 0 | 0 | 0 | 0 | 0 | 0 | 0 | 0 | 0 | 0 | 0 | 0 | 0 | 811704713.3954 | ok
Production - On-Peak Energy |  |  |  |  | 66762723.0697 | 50499092.4058 | 5073265.6927 | 2084394.3653 | 3086820.6461 | 4518622.8472 | 1500527.1127 | 0 | 0 | 0 | 0 | 0 | 0 | 0 | 0 | 0 | 0 | 0 | 0 | 0 | 0 | 0 | 0 | 0 | 0 | 0 | 0 | 0 | 66762723.0697 | ok
Production - Off-Peak Energy |  |  |  |  | 72887735.5681 | 48686597.1069 | 6379408.7242 | 2569866.0312 | 3821586.6956 | 10373888.1961 | 1056388.8142 | 0 | 0 | 0 | 0 | 0 | 0 | 0 | 0 | 0 | 0 | 0 | 0 | 0 | 0 | 0 | 0 | 0 | 0 | 0 | 0 | 0 | 72887735.5681 | ok
Production - Steam Direct |  |  |  |  | 16641252.8957 | 0 | 0 | 0 | 0 | 0 | 0 | 16641252.8957 | 0 | 0 | 0 | 0 | 0 | 0 | 0 | 0 | 0 | 0 | 0 | 0 | 0 | 0 | 0 | 0 | 0 | 0 | 0 | 0 | 16641252.8957 | ok
Transmission Demand |  |  |  |  | 619284169.2463 | 488715672.4286 | 36583042.1027 | 12404055.7097 | 19981201.2674 | 53706847.5188 | 7893350.2192 | 0 | 0 | 0 | 0 | 0 | 0 | 0 | 0 | 0 | 0 | 0 | 0 | 0 | 0 | 0 | 0 | 0 | 0 | 0 | 0 | 0 | 619284169.2463 | ok
Distribution Substation |  |  |  |  | 254056390.1875 | 253010184.8164 | 0 | 0 | 1046205.3712 | 0 | 0 | 0 | 0 | 0 | 0 | 0 | 0 | 0 | 0 | 0 | 0 | 0 | 0 | 0 | 0 | 0 | 0 | 0 | 0 | 0 | 0 | 0 | 254056390.1875 | ok
Distribution Meters |  |  |  |  | 3407940.1581 | 3398607.5972 | 0 | 0 | 9332.5609 | 0 | 0 | 0 | 0 | 0 | 0 | 0 | 0 | 0 | 0 | 0 | 0 | 0 | 0 | 0 | 0 | 0 | 0 | 0 | 0 | 0 | 0 | 0 | 3407940.1581 | ok
Total |  |  |  |  | 2502670467.183 | 1974018003.4939 | 142854789.9438 | 51216614.4263 | 83124682.9136 | 224364857.3636 | 10450266.1461 | 16641252.8957 | 0 | 0 | 0 | 0 | 0 | 0 | 0 | 0 | 0 | 0 | 0 | 0 | 0 | 0 | 0 | 0 | 0 | 0 | 0 | 0 | 2502670467.183 | ok
Production Demand
Production Demand (Per Kwh or Kw) | [5 empty] | 9.4988 | 10.6235 | 11.2735 | 11.3151 | 11.9109 | 0 | 0
Production Demand Margin (Per Kwh or Kw) | [5 empty] | 3.2233 | 0.83675 | 0.42133 | 0.75762 | 1.7419 | 0 | 0
| Total Production Excess Demand (Per Kwh or Kw) |  |  |  |  | 12.7221 | 11.4602 | 11.6949 | 12.0727 | 13.6528 | 0 | 0
Production Energy On Peak
Production Energy - On Peak (Per Kwh or Kw) | [5 empty] | 0.046166 | 0.046166 | 0.046166 | 0.046166 | 0.046166 | 0.051912 | 0
Production Energy - On Peak Margin (Per Kwh or Kw) | [5 empty] | 0 | 0 | 0 | 0 | 0 | 0 | 0
| Total Production On Peak Energy (Per Kwh or Kw) |  |  |  |  | 0.046166 | 0.046166 | 0.046166 | 0.046166 | 0.046166 | 0.051912 | 0
Production Energy Off Peak
Production Energy - Off Peak (Per Kwh or Kw) | [5 empty] | 0.046027 | 0.046027 | 0.046027 | 0.046027 | 0.046027 | 0.029771 | 0
Production Energy - Off-Peak Margin (Per Kwh or Kw) | [5 empty] | 0 | 0 | 0 | 0 | 0 | 0 | 0
| Total Production Off Peak Energy (Per Kwh or Kw) |  |  |  |  | 0.046027 | 0.046027 | 0.046027 | 0.046027 | 0.046027 | 0.029771 | 0
Transmission Demand
Transmission Demand | [5 empty] | 3.8773 | 3.8773 | 3.8773 | 3.8773 | 3.8773 | 3.8773 | 0
Tranmission Margin | [5 empty] | 0.98789 | 0.98789 | 0.98789 | 0.98789 | 0.98789 | 0.98789 | 0
| Total Transmission Demand (Per kWh or kW) |  |  |  |  | 4.8652 | 4.8652 | 4.8652 | 4.8652 | 4.8652 | 4.8652 | 0
Distribution Substation
Distribution Substation (Per Metering Point) | [5 empty] | 3490.3066 | 0 | 0 | 5255.8469 | 0 | 0 | 0
Distribution Substation Margin (Per Metering Point) | [5 empty] | 2630.1987 | 0 | 0 | 3960.6612 | 0 | 0 | 0
| Total Distribution Substation (Per Metering Point) |  |  |  |  | 6120.5053 | 0 | 0 | 9216.5081 | 0 | 0 | 0
Distribution Meters
Distribution Meters (Per Metering Point) | [5 empty] | 77.7665 | 0 | 0 | 77.7665 | 0 | 0 | 0
Distribution Meters Margin (Per Metering Point) | [5 empty] | 35.2611 | 0 | 0 | 35.2611 | 0 | 0 | 0
| Total Distribution Meters (Per Metering Point) |  |  |  |  | 113.0275 | 0 | 0 | 113.0275 | 0 | 0 | 0

## Summary + Revenue Spread
|  | 238 | 293 | 341 |  | 359 |  |  |  | 72
|  | 291 | 377 | [6 empty] | 422
East Kentucky Power Cooperative
Summary of Cost of Service Study
For the 12 Months Ended December 31, 2023
|  |  | Pro Forma | Pro Forma | Pro Forma
|  | Sales to | Operating | Operating | Operating | Net Cost | Rate of | ROR
| Rate Schedule | Members | Revenue | Expenses | Margins | Rate Base | Return | Index | Subsidy
G | Schedule E | 802186833.2958 | 371848034.0823 | 333340189.8722 | 38507844.2101 | 1974303993.8685 | 1.95% | 1.3409 | 9790545.5467
H | Schedule B | 76651718.2705 | 30421728.4814 | 29836734.5218 | 584993.9596 | 142785004.8604 | 0.4097% | 0.28167 | -1491889.6621
I | Schedule C | 30261663.5016 | 11670065.5772 | 11003914.4605 | 666151.1167 | 51174872.3699 | 1.302% | 0.89492 | -78214.5425
J | Schedule G | 45700645.7575 | 19823317.2367 | 21837197.1335 | -2013879.8967 | 83077216.9467 | -2.424% | -1.6666 | -3222282.0772
K | Large Special Contract | 82398978.3657 | 24929545.4541 | 31277500.07 | -6347954.6159 | 224387219.456 | -2.829% | -1.9449 | -9611785.7267
| Subtotal | 1037199839.191 | 458692690.8317 | 427295536.0579 | 31397154.7738 | 2475728307.5015 | 1.268%
L | Special Contract - Pumping Stations | 13169153.2183 | 12515966.5704 | 12402822.4548 | 113144.1157 | 10357394.8038 | 1.092% | 0.75102 | -37509.6848
M | Steam Service | 13946504.5907 | 5425995.3079 | 533624.9603 | 4892370.3476 | 16584764.8777 | 29.5% | 20.2806 | 4651136.1467
| Total | 1064315497 | 476634652.71 | 440231983.473 | 36402669.237 | 2502670467.183 | 1.455% | 1 | 0
[11 empty] | 79608164.28 |  | 4.635%
|  | 4.635% | 4.475% |  | 11% |  |  |  |  | RBPLT | 0.001554 |  | 4.635%
|  |  | Equal ROR | [6 empty] | Net Rate Base | Additional |  | 4.635%
|  |  | Adj for | [6 empty] | Plant incl | PSC |  | 0%
| Rate Schedule | Equal ROR Increase* | EKPC Pumping/Steam Increases | Adjusted Equal ROR % Increase | Eliminate Reductions Plus Cap 1.5x | Allocate Adjustments | Proposed Increase | Percent Increase |  | Environmental | Assessment
G | Schedule E | 53107667.0654 | 49835633.4918 | 6.212% | 0 | 6903715.4302 | 56739348.922 | 7.073% |  | 2561046988.9879 | 97009.3601 |  | 53010657.7053
H | Schedule B | 6041052.7333 | 5804155.8026 | 7.572% | 0 | 327981.659 | 6132137.4616 | 8% |  | 192028527.4654 | 7273.8082 |  | 6033778.9251
I | Schedule C | 1708661.1607 | 1623752.6723 | 5.366% | 0 | 797180.4079 | 2420933.0801 | 8% |  | 68914367.1552 | 2610.3928 |  | 1706050.7679
J | Schedule G | 5869140.6864 | 5731306.537 | 12.54% | -704235.5037 | 0 | 5027071.0333 | 11% |  | 111712514.1881 | 4231.5348 |  | 5864909.1515
K | Large Special Contract | 16760936.5495 | 16388529.6136 | 19.89% | -7324641.9934 | 0 | 9063887.6202 | 11% |  | 305006030.3579 | 11553.2593 |  | 16749383.2902
| Subtotal | 83487458.1953 | 79383378.1173 | 7.654% | -8028877.4971 | 8028877.4971 | 79383378.1173 | 7.654% |  | 3238708428.1545
L | Special Contract - Pumping Stations | 367373.415 | 0 | 0% |  |  | 0 | 0% |  | 10622874.0728 | 402.3816 |  | 366971.0333
M | Steam Service | -4122956.2429 | 348497.25 | 2.499% |  |  | 348497.25 | 2.499% |  | 16641252.8957 | 630.3505 |  | -4123586.5934
| Total | 79731875.3673 | 79731875.3673 | 7.491% |  |  | 79731875.3673 | 7.491% |  | 3265972555.123 | 123711.0873 |  | 79608164.28
| *Includes PSC Assessment allocation. | [9 empty] | EKPC assessment is |  | 123751
[5 empty] | Adjusted | Adjusted |  |  |  |  | Difference of | 39.9127
|  | Equal ROR | Proposed | Proposed | Operating | Rate of | ROR | Rate | Subsidy
| Rate Schedule | Increase | Increase | % Increase | Margins | Return | Index | Subsidy | Change
G | Schedule E | 53107667.0654 | 56739348.922 | 7.073% | 95150183.772 | 4.819% | 1.0397 | 3631681.8566 | -62.91%
H | Schedule B | 6041052.7333 | 6132137.4616 | 8% | 6709857.6131 | 4.699% | 1.0138 | 91084.7284 | -106.1%
I | Schedule C | 1708661.1607 | 2420933.0801 | 8% | 3084473.804 | 6.027% | 1.3003 | 712271.9194 | -1011%
J | Schedule G | 5869140.6864 | 5027071.0333 | 11% | 3008959.6018 | 3.622% | 0.78134 | -842069.653 | -73.87%
K | Large Special Contract | 16760936.5495 | 9063887.6202 | 11% | 2704379.745 | 1.205% | 0.26 | -7697048.9292 | -19.92%
| Subtotal | 83487458.1953 | 79383378.1173 |  | 110657854.5359
L | Special Contract - Pumping Stations | 367373.415 | 0 | 0% | 112741.734 | 1.089% | 0.23482 | -367373.415 | 879.4%
M | Steam Service | -4122956.2429 | 348497.25 | 2.499% | 5240237.2471 | 31.6% | 6.8163 | 4471453.4929 | -3.863%
| Total | 79731875.3673 | 79731875.3673 | 7.491% | 116010833.517 | 4.635% | 1 | 0
Note on F25: Brian Barber: From cell F388, tab 'Allocation by Rate' from Company's model.
Note on I25: Brian Barber: Calculated on overall system % increase. Rounded consistent with EKPC filing.
Note on Q25: Brian Barber: Company filing Exhibit 16 Schedule 1.30
Note on F28: Brian Barber: Includes allocation of incremental PSC assessment

## Control + Change Log
0
1
Active
(1=Yes, 0=No)
1 |  | Company correction to Rate B Interruptible Load
'Allocation by Rate' cell H336 (was H333) - Correct interruptible load to 354,251.6 (response to Nucor 1-111 with typo correction)
'Allocation by Rate' cell F336 (was F333) - Change formula to just be the sum of the rate class interruptible credits (columns G:M)
0 | 1 | LSC Interruptible Credit
'Allocation by Rate' cell K336 (was K333) - Change pricing of 10 Min Interruptible from $5.60 to (7.15 - 0.93)
0 | 2 | Add EDR Adjustment
Allocation by Rate' add 2 rows at 334:335 (before original row 333) to credit EDR back to rate schedules
then allocate to all rates using allocator "A&E nonsteam"
0 | 3 | Leave FAC In
Allocation by Rate' rows 286:287 - Multiply Totals in Column F by 0 to leave FAC revenue in
Allocation by Rate' rows 307:308 - Multiply Totals in Column F by 0 to leave FAC expense in
Allocation by Rate' row 408 - Multiply Total in Column F by 0 (otherwise get divide by 0 errors)
1 | 4 | Rate G NCP
Calculations using Company approach are on 'Weather Normalization' tab
If W/N is not active then it reverts to Company value
Switch for choosing value is on 'A&E Adjustments' tab cell J14
1 | 5 | Transmission 12CP
Allocation by Rate' row 424 - replace values with contributions to 12CP
Company values from JWW-2 are in row 425
0 | 6 | Weather Normalization
See comments on tabs 'Weather Normalization' and 'A&E Adjustments'

## A&E Adjustments
[5 empty] | 69.8% | 8.054% | 3.273% | 4.858% | 10.46%
|  |  |  | Total |  |  |  |  | Large | Special Contract
Description |  |  |  | System | Rate E | Rate B | Rate C | Rate G | Special Contract | Pumping Stations | Steam Service
Energy | As Filed |  |  | 13292869958 | 9278092002 | 1070579024 | 435095332 | 645813419 | 1390115217 | 277431452 | 195743512 | 0
| Adjustments |  |  | 0 | 0 | 0 | 0 | 0
Energy | Adjusted |  |  | 13292869958 | 9278092002 | 1070579024 | 435095332 | 645813419 | 1390115217 | 277431452 | 195743512 | 0
NCP Max Class Demand | As Filed |  |  | 2799963.5109 | 2170713.25 | 177628.5274 | 63217.1787 | 90837.5548 | 297567 |  |  | 0
NCP Class Load Factor | As Filed |  |  | 54.2% | 48.79% | 68.8% | 78.57% | 81.16% | 53.33%
NCP Max Class Demand | Adjusted |  |  | 2812139.5646 | 2170713.25 | 177628.5274 | 63217.1787 | 103013.6085 | 297567
NCP Class Load Factor | Adjusted |  |  | 53.96% | 48.79% | 68.8% | 78.57% | 71.57% | 53.33%
NCP Max Class Demand | Adjusted | To 'Allocation by Rate' Row 420 |  | 2812139.5646 | 2170713.25 | 177628.5274 | 63217.1787 | 103013.6085 | 297567 |  |  | 0
Average Demand | Adjusted | To 'Allocation by Rate' Row 421 |  | 1463435.5016 | 1059142.9226 | 122212.2174 | 49668.4169 | 73722.993 | 158688.9517 |  |  | 0
System Load Factor
|  |  |  | As Filed | Adjustment | Adjusted
|  |  | Max. CP | 2707000 | 0 | 2707000
|  |  | kWh | 13097325794 | 0 | 13097325794
|  |  | Load Factor | 55.23% |  | 55.23%
|  |  | Avg Dem |  | 72.37% | 8.351% | 3.394% | 5.038% | 10.84%
|  |  | Excess Dem |  | 82.42% | 4.109% | 1.005% | 2.172% | 10.3%

## T-8,9 Weather Normalization
East Kentucky Power Cooperative
Case No. 2025-00208
Weather Normalization Analysis
I. | Energy Normalization - from 2025 IRP Table 3-7
Weather
|  | Recorded | Normalized | Adjustment
| EKPC | 13465331.261 | 14221993.3 | 0 |  | 0%
II. | Monthly CP Demand Normalization
|  |  | Weather | Monthly CP |  | Revised Feb 2023 WN Peak - Per Response to AG/Nucor 2-14
|  | Actual (1) | Normalized (2) | Adjustment
| Jan | 2546 | 3433 | 0 |  | (1) From IRP workpapers, matches 2023 Form 12 Section D and Annual Report to KPSC
| Feb | 2561.807 | 3250.303 | 0 |  | (2) Response to AG-NUCOR Request 77
| Mar | 2706.891 | 2970 | 0
| Apr | 1961.855 | 2347 | 0
| May | 2017.311 | 2050 | 0
| Jun | 2093.533 | 2319 | 0
| Jul | 2497.174 | 2636 | 0
| Aug | 2498.42 | 2414 | 0
| Sep | 2281.06 | 2288 | 0
| Oct | 2023.985 | 1938 | 0
| Nov | 2668.54 | 2629 | 0
| Dec | 2677.445 | 3186 | 0
| Max | 2707 | 3433 | 0
| Total |  | 31460.303 | 0
| Sys LF | 56.78% | 47.29%
|  |  |  | Adj. to E/B/C/G Billing Demand - Sum of CP Adj |  | (2)
Difference between actual 2023 Mar peak and WN Jan peak
III. | Rate Schedules - Adjustment to NCP and Billing Demand
Assumption - 100% of adjustment applies to Schedule E
|  | RATE CLASS CONTRIBUTION TO MONTHLY CP (AG-Nucor 1-82a) | [7 empty] | SHARE OF CONTR. TO MONTHLY CP
|  | Rate E | Rate B | Rate C | Rate G | LSC | Pumping | Total |  | Rate E | Rate B | Rate C | Rate G
| Jan | 1967.2471 | 143.3835 | 51.3693 | 76.0023 | 185.595 | 18.7172 | 2442.3144 |  | 87.9% | 6.407% | 2.295% | 3.396%
| Feb | 2137.2094 | 124.1839 | 28.0364 | 75.4476 | 112.88 | 5.4705 | 2483.2278 |  | 90.37% | 5.251% | 1.186% | 3.19%
| Mar | 2170.7132 | 141.7755 | 51.741 | 64.578 | 160.1435 | 19.0818 | 2608.033 |  | 89.37% | 5.837% | 2.13% | 2.659%
| Apr | 1346.94 | 122.7297 | 53.8669 | 78.7455 | 253.7427 | 32.5623 | 1888.5871 |  | 84.06% | 7.66% | 3.362% | 4.915%
| May | 1467.5441 | 134.1633 | 52.0581 | 52.4336 | 232.1847 | 26.4241 | 1964.808 |  | 86.01% | 7.863% | 3.051% | 3.073%
| Jun | 1525.9378 | 127.8979 | 48.4924 | 55.4664 | 236.4036 | 34.5168 | 2028.7149 |  | 86.81% | 7.276% | 2.759% | 3.155%
| Jul | 1916.387 | 136.3631 | 32.23 | 73.8172 | 217.4054 | 41.2781 | 2417.4808 |  | 88.77% | 6.317% | 1.493% | 3.419%
| Aug | 1910.6143 | 136.9464 | 34.4373 | 73.9163 | 238.0695 | 23.9918 | 2417.9755 |  | 88.62% | 6.352% | 1.597% | 3.429%
| Sep | 1783.9128 | 101.1862 | 32.1792 | 72.0502 | 206.1648 | 27.3623 | 2222.8553 |  | 89.67% | 5.086% | 1.618% | 3.622%
| Oct | 1398.0081 | 144.6065 | 54.2881 | 83.9185 | 216.1396 | 41.6158 | 1938.5765 |  | 83.17% | 8.603% | 3.23% | 4.993%
| Nov | 2110.8469 | 168.7779 | 55.8719 | 97.6071 | 86.8048 | 39.3996 | 2559.3082 |  | 86.76% | 6.937% | 2.296% | 4.012%
| Dec | 2027.4414 | 147.0508 | 57.7896 | 85.7922 | 246.0646 | 41.0755 | 2605.214 |  | 87.46% | 6.344% | 2.493% | 3.701%
| Total | 21762.802 | 1629.0648 | 552.36 | 889.7749 | 2391.5981 | 351.4956 | 27577.0954
RATE CLASS SHARE OF CP WEATHER ADJUSTMENT
|  | Rate E | Rate B | Rate C | Rate G |  |  | Total
| Jan | 0 | 0 | 0 | 0 |  |  | 0 |  |  | Note: Rate E billing kW is based on system CP less CP demands for all other rate classes include Special Contract.
| Feb | 0 | 0 | 0 | 0 |  |  | 0
| Mar | 0 | 0 | 0 | 0 |  |  | 0
| Apr | 0 | 0 | 0 | 0 |  |  | 0
| May | 0 | 0 | 0 | 0 |  |  | 0
| Jun | 0 | 0 | 0 | 0 |  |  | 0
| Jul | 0 | 0 | 0 | 0 |  |  | 0
| Aug | 0 | 0 | 0 | 0 |  |  | 0
| Sep | 0 | 0 | 0 | 0 |  |  | 0
| Oct | 0 | 0 | 0 | 0 |  |  | 0
| Nov | 0 | 0 | 0 | 0 |  |  | 0
| Dec | 0 | 0 | 0 | 0 |  |  | 0
| Total Adj | 0 | 0 | 0 | 0 |  |  | 0
| Adj Total | 21762.802 | 1629.0648 | 552.36 | 889.7749 | 2391.5981 | 351.4956 | 27577.0954 | 0
|  | RATE CLASS NON-COINCIDENT PEAKS (1) |  |  |  |  | RATIO - NCP TO CONTRIBUTION TO CP | [5 empty] | LSC +
|  | Rate E | Rate B | Rate C | Rate G | Rate G(2) | Rate E | Rate B | Rate C | Rate G | Rate G(2) |  | Rate G | LSC
| Jan | 1971.1587 | 168.6124 | 54.6544 | 81.3256 | 79.4675 | 1.002 | 1.176 | 1.064 | 1.07 | 1.0456 |  | 338.3377 | 258.8702
| Feb | 2137.2094 | 167.3291 | 55.0503 | 83.0453 | 77.9203 | 1 | 1.3474 | 1.9635 | 1.1007 | 1.0328 |  | 347.6038 | 269.6835
| Mar | 2170.7132 | 164.1565 | 55.9486 | 80.6545 | 64.3439 | 1 | 1.1579 | 1.0813 | 1.2489 | 0.99637 |  | 330.5907 | 266.2469
| Apr | 1432.6531 | 136.9534 | 57.2608 | 82.2318 | 78.184 | 1.0636 | 1.1159 | 1.063 | 1.0443 | 0.99287 |  | 345.8351 | 267.6511
| May | 1486.5158 | 138.7073 | 59.654 | 80.9348 | 67.7346 | 1.0129 | 1.0339 | 1.1459 | 1.5436 | 1.2918 |  | 352.1813 | 284.4467
| Jun | 1580.6387 | 137.8809 | 57.2021 | 68.3962 | 66.2341 | 1.0358 | 1.0781 | 1.1796 | 1.2331 | 1.1941 |  | 331.2213 | 264.9872
| Jul | 1940.7432 | 144.7905 | 56.4389 | 88.5168 | 81.5927 | 1.0127 | 1.0618 | 1.7511 | 1.1991 | 1.1053 |  | 368.7219 | 287.1292
| Aug | 1957.2179 | 141.3113 | 61.7545 | 90.6628 | 71.5671 | 1.0244 | 1.0319 | 1.7932 | 1.2266 | 0.96822 |  | 352.7485 | 281.1813
| Sep | 1811.2859 | 145.442 | 62.759 | 101.9318 | 91.7697 | 1.0153 | 1.4374 | 1.9503 | 1.4147 | 1.2737 |  | 340.2393 | 248.4696
| Oct | 1457.616 | 177.6285 | 63.2172 | 101.7275 | 95.3335 | 1.0426 | 1.2284 | 1.1645 | 1.2122 | 1.136 |  | 366.6579 | 271.3244
| Nov | 2123.3474 | 175.8338 | 59.1494 | 100.4196 | 90.8379 | 1.0059 | 1.0418 | 1.0587 | 1.0288 | 0.93065 |  | 388.4046 | 297.5666
| Dec | 2027.4414 | 175.1756 | 60.4292 | 103.0136 | 95.943 | 1 | 1.1913 | 1.0457 | 1.2007 | 1.1183 |  | 364.139 | 268.196
| Max | 2170.7132 | 177.6285 | 63.2172 | 103.0136 | 90.8379
November - Month of combined Rate G+LSC NCP
|  | ADJUSTED NON-COINCIDENT PEAKS | [10 empty] | LSC +
|  | Rate E | Rate B | Rate C | Rate G | Rate G(2) | Share of CP Adjustment times NCP/CP ratio added to Actual Rate Class NCP | [5 empty] | Rate G | LSC
| Jan | 1971.1587 | 168.6124 | 54.6544 | 81.3256 | 79.4675 | [6 empty] | 338.3377 | 258.8702 | Table 9
| Feb | 2137.2094 | 167.3291 | 55.0503 | 83.0453 | 77.9203 | [6 empty] | 347.6038 | 269.6835 | Weather Normalized Adjusted NCP Demands
| Mar | 2170.7132 | 164.1565 | 55.9486 | 80.6545 | 64.3439 | [6 empty] | 330.5907 | 266.2469
| Apr | 1432.6531 | 136.9534 | 57.2608 | 82.2318 | 78.184 | [6 empty] | 345.8351 | 267.6511 | Rate | NCP Demand | WN NCP
| May | 1486.5158 | 138.7073 | 59.654 | 80.9348 | 67.7346 | [6 empty] | 352.1813 | 284.4467 |  | As-Filed* | Demand
| Jun | 1580.6387 | 137.8809 | 57.2021 | 68.3962 | 66.2341 | [6 empty] | 331.2213 | 264.9872
| Jul | 1940.7432 | 144.7905 | 56.4389 | 88.5168 | 81.5927 | [6 empty] | 368.7219 | 287.1292 | E | 2170713.25 | 2137209.375 | 2170.7132 | 2137.2094
| Aug | 1957.2179 | 141.3113 | 61.7545 | 90.6628 | 71.5671 | [6 empty] | 352.7485 | 281.1813 | B | 177628.5274 | 168612.3516 | 177.6285 | 168.6124
| Sep | 1811.2859 | 145.442 | 62.759 | 101.9318 | 91.7697 | [6 empty] | 340.2393 | 248.4696 | C | 63217.1787 | 54654.4336 | 63.2172 | 54.6544
| Oct | 1457.616 | 177.6285 | 63.2172 | 101.7275 | 95.3335 | [6 empty] | 366.6579 | 271.3244 | G | 103013.6085 | 103013.6085 | 103.0136 | 103.0136
| Nov | 2123.3474 | 175.8338 | 59.1494 | 100.4196 | 90.8379 | [6 empty] | 388.4046 | 297.5666 | LG Sp Contract | 297566.6484 | 297566.6484 | 297.5666 | 297.5666
| Dec | 2027.4414 | 175.1756 | 60.4292 | 103.0136 | 95.943 | [6 empty] | 364.139 | 268.196
| Max | 2170.7132 | 177.6285 | 63.2172 | 103.0136 | 90.8379 | To 'A&E Adjustments' Row 14 | [5 empty] | 388.4046 |  | * Rate G adjusted for error.
| % Chg | 0% | 0% | 0% | 0% | 0%
2812139.213
| -1 | From Response to AG-NUCOR Request 82a | [13 empty] | 2812127.0373
| -2 | Rate G Calculated coincident with LSC (as filed by Company)
IV. | Rate Schedule - Revenue Weather Normalization
|  | TEST YEAR BILLING DATA (3) | [5 empty] | 0.03749
|  | Billing Demand | Demand Revenue | Average Rate | Billing Energy | Energy Revenue | Average Rate | Average Rate less FAC (4)
| Rate E | 22130348 | 148987003 | 6.7322 | 9283544065 | 536826418.1275 | 0.057826 | 0.020336
| Rate B | 1898312 | 14560194.04 | 7.6701 | 1078053184 | 55125171.5107 | 0.051134 | 0.013644
| Rate C | 796143 | 5963111.07 | 7.49 | 439070610 | 22451436.5717 | 0.051134 | 0.013644
| Rate G | 1367257 | 9980976.1 | 7.3 | 730102181 | 35796909.9344 | 0.04903 | 0.01154
DEMAND SPREAD BASED ON MONTHLY CP ADJUSTMENTS
|  | Share of CP Demand Adj | Average Rate | Demand Revenue | Share of Energy Adj | Average Rate less FAC | Energy Revenue | Total Revenue
| Rate E | 0 | 6.7322 | 0 | 0 | 0.020336 | 0 | 0
| Rate B | 0 | 7.6701 | 0 | 0 | 0.013644 | 0 | 0
| Rate C | 0 | 7.49 | 0 | 0 | 0.013644 | 0 | 0 |  | To 'Allocation by Rate' Row 291
| Rate G | 0 | 7.3 | 0 | 0 | 0.01154 | 0 | 0
|  | 0 |  | 0 | 0 |  | 0 | 0
To 'A&E Adjustments' Row 8
| -3 | EKPC Filing, Exhibit 17 Attachment JWW-4
-4
Table 8
Weather Normalization of Test Year Revenues
|  |  |  | Share of CP Demand Adj | Average Rate | Demand Revenue | Share of Energy Adj | Average Rate less FAC | Energy Revenue | Total Revenue
|  |  | Rate E | 0 | 6.7322 | 0 | 0 | 0.020336 | 0 | 0
|  |  | Rate B | 0 | 7.6701 | 0 | 0 | 0.013644 | 0 | 0
|  |  | Rate C | 0 | 7.49 | 0 | 0 | 0.013644 | 0 | 0
|  |  | Rate G | 0 | 7.3 | 0 | 0 | 0.01154 | 0 | 0
|  |  |  | 0 |  | 0 | 0 |  | 0 | 0

## T-7
Table 7
Weather Normalized 2023 System Peaks (per Response to AG/Nucor 2-14
| Actual 2023 Peak | Weather Normalized 2023 Peak | Difference
Jan | 2546 | 3433 | 0
Feb | 2561.807 | 3250.303 | 0
Mar | 2706.891 | 2970 | 0
Apr | 1961.855 | 2347 | 0
May | 2017.311 | 2050 | 0
Jun | 2093.533 | 2319 | 0
Jul | 2497.174 | 2636 | 0
Aug | 2498.42 | 2414 | 0
Sep | 2281.06 | 2288 | 0
Oct | 2023.985 | 1938 | 0
Nov | 2668.54 | 2629 | 0
Dec | 2677.445 | 3186 | 0
Max | 2707 | 3433 | 0

## AG-Nucor 2-14 WN Peaks
Date | Customer Assumption | Min Normal | Max Normal | System Peak | Special Contract | Conforming Peak | Min | Max | Modeled Normal | Modeled Actual | Weather Adjustment | Weekend Adjustment | Adjusted Peak | Adjusted Peak with Special Contract
2023-01-24 | 549942 | -2 | 21 | 2546 | 193 | 2353 | 27 | 48 | 3073.799 | 1936.187 | 886.77 | 0 | 3239.77 | 3432.77
2023-02-04 | 549942 | 4 | 24 | 2561.807 | 120 | 2441.807 | 17 | 51 | 2737.344 | 2151.643 | 585.701 | 102.795 | 3130.303 | 3250.303
2023-03-20 | 549942 | 16 | 35 | 2706.891 | 167 | 2539.891 | 21 | 51 | 2244.78 | 1981.627 | 263.153 | 0 | 2803.044 | 2970.044
2023-04-25 | 549942 | 27 | 47 | 1961.855 | 261 | 1700.855 | 37 | 66 | 1795.773 | 1410.811 | 384.962 | 0 | 2085.817 | 2346.817
2023-05-31 | 549942 | 65 | 88 | 2017.311 | 240 | 1777.311 | 66 | 87 | 2077.2 | 2044.675 | 32.525 | 0 | 1809.836 | 2049.836
2023-06-30 | 549942 | 70 | 93 | 2093.533 | 244 | 1849.533 | 69 | 85 | 1636.494 | 1411.124 | 225.37 | 0 | 2074.903 | 2318.903
2023-07-27 | 549942 | 71 | 97 | 2497.174 | 225 | 2272.174 | 78 | 92 | 2310.568 | 2171.318 | 139.25 | 0 | 2411.424 | 2636.424
2023-08-25 | 549942 | 70 | 95 | 2498.42 | 246 | 2252.42 | 71 | 98 | 1957.945 | 2042.186 | -84.241 | 0 | 2168.179 | 2414.179
2023-09-04 | 549942 | 68 | 92 | 2281.06 | 214 | 2067.06 | 65 | 93 | 1625.044 | 1617.892 | 7.152 | 0 | 2074.212 | 2288.212
2023-10-31 | 549942 | 30 | 57 | 2023.985 | 221 | 1802.985 | 31 | 49 | 1389.283 | 1475.122 | -85.839 | 0 | 1717.146 | 1938.146
2023-11-29 | 549942 | 20 | 39 | 2668.54 | 87 | 2581.54 | 16 | 51 | 2092.837 | 2132.353 | -39.516 | 0 | 2542.024 | 2629.024
2023-12-19 | 549942 | 7 | 27 | 2677.445 | 245 | 2432.445 | 22 | 37 | 2626.323 | 2117.818 | 508.505 | 0 | 2940.95 | 3185.95
31460.608

## FAC
|  | 286 | 287 |  | 307 | 308
| Allocator: | BSFL | FACA |  | FACA | FACEX
|  | To Remove Base Fuel Revenue | To Remove FAC Revenue | Total FAC Revenue Removal | To Remove Fuel Expense Recoverable Through FAC | To Remove Purchased Power Expense Recoverable Through FAC | Total FAC Expense Removal | Net FAC Removal Impact
1 | Total System | 341554580 | 117760035 | 459314615 | -327966613 | -131357321 | -459323934 | -9319
2 | Rate E | 243478144.4731 | 88531604.8227 | 332009749.2958 | -246564214.9067 | -94949975.0043 | -341514189.911 | -9504440.6152
3 | Rate B | 28094417.9276 | 8938456.473 | 37032874.4006 | -24893974.3851 | -10590865.1964 | -35484839.5815 | 1548034.8191
4 | Rate C | 11417886.7898 | 3441963.126 | 14859849.9158 | -9586010.98 | -4249701.646 | -13835712.626 | 1024137.2898
5 | Rate G | 16947606.5661 | 3638370.7242 | 20585977.2903 | -10133014.3394 | -5887291.0609 | -16020305.4003 | 4565671.89
6 | Large Special Contract | 36479771.2252 | 11490400.4345 | 47970171.6596 | -32001244.8409 | -13718773.6496 | -45720018.4904 | 2250153.1692
7 | Special Contract Pumping Stations | 0 | 0 | 0 | 0 | 0 | 0 | 0
8 | Steam Service | 5136753.0182 | 1719239.4196 | 6855992.4378 | -4788153.5479 | -1960714.4428 | -6748867.9907 | 107124.4471
|  | 0 | 0 | 0 | 0 | 0 | 0 | -1.1176e-08

## ROR Summary
East Kentucky Power Cooperative
Summary of Cost of Service Study
For the 12 Months Ended December 31, 2023
| Interest and | Net Cost
Rate Schedule | Interest Coverage | Rate Base | Rate of Return
Unadjusted Results
Schedule E | 99502866.0008 | 2561046988.9879 | 3.885%
Schedule B | 7289572.4419 | 192028527.4654 | 3.796%
Schedule C | 3298758.0544 | 68914367.1552 | 4.787%
Schedule G | 4742172.8717 | 111712514.1881 | 4.245%
Large Special Contract | -14659056.8066 | 305006030.3579 | -4.806%
Special Contract - Pumping Stations | 1903873.1378 | 10622874.0728 | 17.92%
Steam Service | 6500412.537 | 16641252.8957 | 39.06%
Total | 108578598.237 | 3265972555.123 | 3.325%
East Kentucky Power Cooperative
Summary of Cost of Service Study
For the 12 Months Ended December 31, 2023
Proforma Results
Schedule E | 38507844.2101 | 1974303993.8685 | 1.95%
Schedule B | 584993.9596 | 142785004.8604 | 0.4097%
Schedule C | 666151.1167 | 51174872.3699 | 1.302%
Schedule G | -2013879.8967 | 83077216.9467 | -2.424%
Large Special Contract | -6347954.6159 | 224387219.456 | -2.829%
Special Contract - Pumping Stations | 113144.1157 | 10357394.8038 | 1.092%
Steam Service | 4892370.3476 | 16584764.8777 | 29.5%
Total | 36402669.237 | 2502670467.183 | 1.455%
East Kentucky Power Cooperative
Summary of Cost of Service Study
For the 12 Months Ended December 31, 2023
Proforma Results with Increase
Schedule E | 94082388.9421 | 1974303993.8685 | 4.765%
Schedule B | 7475857.5647 | 142785004.8604 | 5.236%
Schedule C | 3386941.4417 | 51174872.3699 | 6.618%
Schedule G | 3008894.0732 | 83077216.9467 | 3.622%
Large Special Contract | 2703772.8474 | 224387219.456 | 1.205%
Special Contract - Pumping Stations | 112741.6042 | 10357394.8038 | 1.089%
Steam Service | 5240237.0437 | 16584764.8777 | 31.6%
Total | 116010833.517 | 2502670467.183 | 4.635%
East Kentucky Power Cooperative
Revenue Required to Equalize RoR (4.64%) | Increase/Decrease $ | Increase/Decrease % | Proposed Increase %
Schedule E | 53010657.7053 | 6.608% | 6.943%
Schedule B | 6033778.9251 | 7.872% | 9%
Schedule C | 1706050.7679 | 5.638% | 9%
Schedule G | 5864909.1515 | 12.83% | 11%
Large Special Contract | 16749383.2902 | 20.33% | 11%
Special Contract - Pumping Stations | 366971.0333 | 2.787% | 0%
Steam Service | -4123586.5934 | -29.57% | 2.5%
Total | 79608164.28 | 7.48% | 7.494%

## Substation Allocation (hidden)
Substation Types | Rate Code | Charge per Station | Quantity | Gross Plant | Accumulated Depreciation | Net Plant Investment | Average Gross Plant Per Station | Average Net Plant Per Station
1 - 2.999 MVA | A | 1142 | 4 | 1440218 | 793724 | 646494 | 360054.5 | 161623.5
3 - 7.499 MVA | B | 2874 | 41 | 35511386 | 11579420 | 23931966 | 866131.3659 | 583706.4878
7.5 - 14.999 MVA | C | 3457 | 262 | 231499504 | 82138245 | 149361259 | 883585.8931 | 570081.1412
>15 MVA | D | 5576 | 67 | 80841036 | 28310868 | 52530168 | 1206582.6269 | 784032.3582
Total |  |  | 374 | 349292144 | 122822257 | 226469887 | 933936.2139 | 605534.4572