## Revenue Requirement TABLE
East Kentucky Power Cooperative, Inc.
Case Number 2025-00208
Summary AG-Nucor Revenue Requirement Recommendations
($ Millions)
Adjustment
Amount
After
|  | PSC Fee | AG-Nucor
|  | Gross-Up | Witness
Base Revenue Increase Requested by EKPC |  | 79.7575
AG-Nucor Adjustments to EKPC's Calculated Revenue Requirement:
| Increase Non-FAC Base Revenues to Account for Weather Normalization | -34.3307 | Kollen, Baron | See Baron 10.15.2025 email
| Correct Normalization of Generation Maintenance Expense and Base on 5-Yr Average | 7.5166 | Futral
| Correct Error in Outage Insurance Revenue Proforma Adjustment | -0.024816 | Futral | Response to AG-Nucor 2-8
| Reduce Depreciation Expense to Remove Terminal Net Salvage - Thermal Generating Units | -2.5372 | Kollen
| Reduce Depreciation Expense to Remove Interim Retirements and Interim Net Salvage | -6.2559 | Kollen
| Reduce Depreciation Expense to Reflect Extended Lifespans | -14.2001 | Kollen
| Remove Amortization Expense Associated With Prior Rate Case Deferred Costs | -0.24788 | Futral | Response to AG-Nucor 1-41 and 2-9
| Reduce Amortization Expense for Deferred Smith 1 Cancellation Costs Becoming Fully Amortized | -8.5874 | Futral
| Reduce Amortization Expense for Deferred 2019 Spurlock Costs Becoming Fully Amortized | -0.42827 | Futral
| Remove EEI, America's Power, NRECA, and Related Dues | -0.66066 | Futral
| Reduce Interest Expense Related to Higher Assignment to ES | -6.7062 | Futral
Total AG-Nucor Adjustments to EKPC's Requested Increase |  | -66.4625
AG-Nucor Recommended Maximum Base Revenue Increase for EKPC |  | 13.295
-66.4625

## Revenue Requirement
East Kentucky Power Cooperative, Inc.
Case Number 2025-00208
Summary AG-Nucor Revenue Requirement Recommendations
($ Millions)
|  | Adjustment | PSC | Adjustment
|  | Amount | Assessment | Amount
|  | Before | Gross-Up | After
|  | Gross-Up | Factor | Gross-Up
Base Revenue Increase Requested by EKPC |  |  |  | 79.7575
AG-Nucor Adjustments to EKPC's Calculated Revenue Requirement:
| Increase Non-FAC Base Revenues to Account for Weather Normalization | -34.2774 | 1.0016 | -34.3307 | See Baron 10.15.2025 email
| Correct Normalization of Generation Maintenance Expense and Base on 5-Yr Average | 7.505 | 1.0016 | 7.5166
| Correct Error in Outage Insurance Revenue Proforma Adjustment | -0.024777 | 1.0016 | -0.024816 | Response to AG-Nucor 2-8
| Reduce Depreciation Expense to Remove Terminal Net Salvage - Thermal Generating Units | -2.5333 | 1.0016 | -2.5372
| Reduce Depreciation Expense to Remove Interim Retirements and Interim Net Salvage | -6.2462 | 1.0016 | -6.2559
| Reduce Depreciation Expense to Reflect Extended Lifespans | -14.178 | 1.0016 | -14.2001
| Remove Amortization Expense Associated With Prior Rate Case Deferred Costs | -0.2475 | 1.0016 | -0.24788 | Response to AG-Nucor 1-41 and 2-9
| Reduce Amortization Expense for Deferred Smith 1 Cancellation Costs Becoming Fully Amortized | -8.5741 | 1.0016 | -8.5874
| Reduce Amortization Expense for Deferred 2019 Spurlock Costs Becoming Fully Amortized | -0.42761 | 1.0016 | -0.42827
| Remove EEI, America's Power, NRECA, and Related Dues | -0.65964 | 1.0016 | -0.66066
| Reduce Interest Expense Related to Higher Assignment to ES | -6.6958 | 1.0016 | -6.7062
Total AG-Nucor Adjustments to EKPC's Requested Increase |  |  |  | -66.4625
AG-Nucor Recommended Maximum Base Revenue Increase for EKPC |  |  |  | 13.295
Total Gross-Ups
|  | -66.3594 | -0.10312 | -66.4625

## 1.30 - As Filed And Adj Rev Inc
Schedule 1.30
East Kentucky Power Cooperative, Inc.
Proposed Revenue Increase
Case No. 2025-00208
|  |  | AG-Nucor | AG-Nucor
|  | As Filed | Adjustments | Recommended
Revenue Increase based on TIER:
Proforma Interest on Long Term Debt |  | 86976217 | -4463888.5303 | 82512328.4697
Proposed TIER |  | 1.5 |  | 1.5
Authorized Margins |  | 43488109 |  | 41256164
Proforma Net Margins |  | -36145614.4925 | 64127423.7979 | 27981809.3054
Required Increase in Revenues |  | 79633723.4925 |  | 13274354.6946
Impact on PSC Assessment -
2024 Assessment | 1649811.68
2023 Gross Operating Revenues | 1061654877
Assessment Rate |  | 0.001554 |  | 0.001554
Additional Assessment due to Required Increase in Revenues |  | 123751 | 103123 | 20628
Check
Total Proposed Revenue Increase |  | 79757474.4925 |  | 13294982.6946 | 13294983.479
[5 empty] | 0.78437 | Variance - Rounding
Total AG-Nucor Recommended Changes in Revenues and Expenses Other than LTD Interest Expense |  |  | -59663535.2676

## Capacity Revenues
East Kentucky Power Cooperative, Inc.
AG-Nucor Recommendation to Increase Miscellaneous Capacity Revenues
Case Number 2021-00103
($)
Source AG-Nucor 1-20 Trial Balance
| 2019 | 2020
Misc Capacity Revenues Acct 477251 | 6330056 | 10865180
AG-Nucor Recommended Increase in Misc Capacity Revenues |  | 4535124

## Interest Expense ES Removal
East Kentucky Power Cooperative, Inc.
AG-Nucor Adjustment to Environmental Surcharge Interest Expense Removal
Case Number 2025-00208
($)
Sources: Schedule 1.04, Response to AG-Nucor 1-73, 2-2, and 2-3
As Filed Total Long Term Debt Interest Expense - Schedule 1.04 |  | 115237654
Based on 12/31/2023 Balances of LTD at 6/30/2024 Rates
Less: Amount Associated with ES (See AG-Nucor 2-2(b)) |  | 28261437
Based on Balance Computed for 6/30/2024
As Filed Net Balance Associated with Base Rates |  |  | 86976217
EKPC Computed Rate Base in December 31, 2023 ES Filing-Annual Amount |  | 747239766
Average Interest Rate Used in June 30, 2024 ES Filing |  | 4.398%
Long Term Debt Interest Expense for ES - Total |  |  | 32863351.6071
Member System Allocation Ratio in December 31, 2023 ES Filing |  |  | 99.58%
Long Term Debt Interest Expense for ES - After Member System Allocation |  |  | 32725325.5303
Increase in Long Term Debt Interest Expense for the ES |  |  | 4463888.5303
AG-Nucor Recommended Reduction in Base Rate LTD Interest Expense |  |  | -4463888.5303
TIER Requested by EKPC |  |  | 1.5
Revenue Requirement Effect Assuming 1.50 TIER Ask Before Gross Up |  |  | -6695832.7955
Gross Up for PSC Assessment |  |  | 1.0016
Revenue Requirement Effect Assuming 1.50 TIER Ask After Gross Up |  |  | -6706238.1196

## Table 2 ES Inter Exp
Table 2
East Kentucky Power Cooperative, Inc.
Summary of Environmental Surcharge Filings - Rate Base and LTD Interest Expense
Case Number 2025-00208
($ Millions)
| ES | ES | ES | ES
| Filing | Filing | Filing | Filing
| 2023-12-31 | 2024-06-30 | 2024-12-31 | 2025-06-30 | average
Annual Rate Base | 747.2398 | 771.1825 | 754.5255 | 732.9269 | 751.4686
Long-Term Debt Interest Rate | 3.453% | 4.398% | 4.396% | 4.396%
Total LTD Interest Expense | 25.8013 | 33.9163 | 33.1684 | 32.219
Member System Allocation Ratio | 99.58% | 99.58% | 99.01% | 97.8%
ES LTD Interest Expense | 25.6929 | 33.7739 | 32.8401 | 31.5102

## Forced Outage Claims & Expense
East Kentucky Power Cooperative, Inc.
AG-Nucor Recommendation to Relect Amortization of Outage Insurance Claim Receipts
Case Number 2025-00208
($)
As Filed Outage Insurance Payouts in Acct 421.000
| Outage Insurance Payout - Feb 2023 |  |  |  | 4579281.43
| Outage Insurance Payout - Aug 2023 |  |  |  | 87700.23
| Outage Insurance Payout - Sep 2023 |  |  |  | 24476.79
Total 2023 Outage Insurance Payouts in 2023 TY | [5 empty] | 4691458.45
(Removed from Other Non-Operating Income)
Unit Outage Insurance Payouts |  | Source
| 2020 | AG-Nucor 2-8
| 2021 | AG-Nucor 2-8
| 2022 | AG-Nucor 2-8
| 2023 | Sch 1.19 and AG-Nucor 2-XX |  | 4691458.45
| 2024 | AG-Nucor 2-8
| To Date 2025 | AG-Nucor 2-8
Unit Outage Insurance Expense |  | Source
| 2020 | AG-Nucor 2-7
| 2021 | AG-Nucor 2-7
| 2022 | AG-Nucor 2-7
| 2023 | Sch 1.21 and AG-Nucor 2-XX |  | 1158740
| 2024 | AG-Nucor 2-7
| To Date 2025 | AG-Nucor 2-7
AG-Nucor Recommended Reduction in
Account 421.000
Outage Insurance Payout - Feb 2023
Outage Insurance Payout - Aug 2023
Outage Insurance Payout - Sep 2023
Total Insurance Payouts

## Deferred Cost Amortization
East Kentucky Power Cooperative
AG Recommendation to Decrease Amortization of Deferred Costs
Case Number 2025-00208
($)
Source: AG-Nucor 1-41 and 2-9, Application Filing and Effective Date is August 1, 2025 (Add 10 Months)
| Unamortized Balance of Smith 1 Cancellation Costs as of July 31, 2025 |  |  | 15078566.24
| Less: Amortization | 2025-08-01 | -886974.49 | 14191591.75
|  | 2025-09-01 | -886974.49 | 13304617.26
|  | 2025-10-01 | -886974.49 | 12417642.77
|  | 2025-11-01 | -886974.49 | 11530668.28
|  | 2025-12-01 | -886974.49 | 10643693.79
|  | 2026-01-01 | -886974.49 | 9756719.3
|  | 2026-02-01 | -886974.49 | 8869744.81
|  | 2026-03-01 | -886974.49 | 7982770.32
|  | 2026-04-01 | -886974.49 | 7095795.83
|  | 2026-05-01 | -886974.49 | 6208821.34
|  | 2026-06-01 | -886974.49 | 5321846.85
|  | 2026-07-01 | -886974.49 | 4434872.36
|  | 2026-08-01 | -886974.49 | 3547897.87
|  | 2026-09-01 | -886974.49 | 2660923.38
|  | 2026-10-01 | -886974.49 | 1773948.89
|  | 2026-11-01 | -886974.49 | 886974.4
|  | 2026-12-01 | -886974.4 | -2.9104e-09
| Unamortized Balance of Smith 1 Cancellation Costs Deferral as of May 31, 2026 |  |  | 6208821.34
| Amortization Period |  |  | 3
| Amortization of Remaining Balance as of May 31, 2026 Over Three Years |  |  | 2069607.1133
| Amortization Expense Included in the Test Year by EKPC |  |  | 10643693.88
| AG Recommended Reduction in Test Year Expense - Smith 1 Cancellation Expenses |  |  | -8574086.7667
| Unamortized Balance of Spurlock 2019 Major as of July 31, 2025 |  |  | 2188347.25
| Less: Amortization | 2025-08-01 | -75460.25 | 2112887
|  | 2025-09-01 | -75460.25 | 2037426.75
|  | 2025-10-01 | -75460.25 | 1961966.5
|  | 2025-11-01 | -75460.25 | 1886506.25
|  | 2025-12-01 | -75460.25 | 1811046
|  | 2026-01-01 | -75460.25 | 1735585.75
|  | 2026-02-01 | -75460.25 | 1660125.5
|  | 2026-03-01 | -75460.25 | 1584665.25
|  | 2026-04-01 | -75460.25 | 1509205
|  | 2026-05-01 | -75460.25 | 1433744.75
|  | 2026-06-01 | -75460.25 | 1358284.5
|  | 2026-07-01 | -75460.25 | 1282824.25
|  | 2026-08-01 | -75460.25 | 1207364
|  | 2026-09-01 | -75460.25 | 1131903.75
|  | 2026-10-01 | -75460.25 | 1056443.5
|  | 2026-11-01 | -75460.25 | 980983.25
|  | 2026-12-01 | -75460.25 | 905523
|  | 2027-01-01 | -75460.25 | 830062.75
|  | 2027-02-01 | -75460.25 | 754602.5
|  | 2027-03-01 | -75460.25 | 679142.25
|  | 2027-04-01 | -75460.25 | 603682
|  | 2027-05-01 | -75460.25 | 528221.75
|  | 2027-06-01 | -75460.25 | 452761.5
|  | 2027-07-01 | -75460.25 | 377301.25
|  | 2027-08-01 | -75460.25 | 301841
|  | 2027-09-01 | -75460.25 | 226380.75
|  | 2027-10-01 | -75460.25 | 150920.5
|  | 2027-11-01 | -75460.25 | 75460.25
|  | 2027-12-01 | -75460.25 | 0
| Unamortized Balance of Spurlock 2019 Major Deferral as of May 31, 2026 |  |  | 1433744.75
| Amortization Period |  |  | 3
| Amortization of Remaining Balance as of May 31, 2026 Over Three Years |  |  | 477914.9167
| Amortization Expense Included in the Test Year by EKPC |  |  | 905523
| AG Recommended Reduction in Test Year Expense - Spurlock 2019 Major |  |  | -427608.0833
| AG Recommended Reduction in Test Year Expense - Both Cost Deferrals |  |  | -9001694.85

## Dues
East Kentucky Power Cooperative, Inc.
AG-Nucor Recommendation to Reduce Dues Expense
Case Number 2025-00208
($)
Source AG-Nucor 1-8 and 2-XX, Staff 1-42
| AG-Nucor 1-8 | AG-Nucor 1-8 |  |  | AG-Nucor 1-8e
| Reported | Reported | Calculated |  | pdf total pages
| Non Recoverable | Non Recoverable | Total | Staff 1-42 | 177
| Amount | Percentage | Amount | Invoice Amount | Invoice Location
America's Power | 10000 | 10% | 100000 | 100000 | 3
EEI | 319 | 1% | 31918 | 31918 | 12-13
Kentucky Coal Association | 209 | 17% | 1229.4118 | 1232 | 67
NRECA | 53298 | 10% | 532980 | 532976.37 | 131
Waterways Council Inc. | 1615 | 46% | 3510.8696 | 3510.75 | 175
Totals | 65441 |  | 669638.2813 | 669637.12
Less: $10,000 Americas Power removed on Sch 1.15. | -10000 |  |  | -10000
AG-Nucor Recommended Reduction in Dues Expense | -55441 |  |  | -659637.12
AG-Nucor Recommended Reduction in Dues Expense

## Interest Exp - ST Investments
East Kentucky Power Cooperative, Inc.
AG-Nucor Adjustment to Remove Interest Expense Associated With Non-Utility Investments
Case Number 2021-00103
($)
Non-Utility Temporary Cash Investments as of 06/30/2020 (AG-Nucor 2-21) | 111000000 | 95000000
Average Interest Rate on all of Company's Debt | #REF! | #REF!
Remove Interest Exp Associated with Non-Utility Temporary Cash Investments | #REF! | #REF!
TIER Requested by EKPC | 1.5
Revenue Requirement Effect Assuming 1.50 TIER Ask Before Gross Up | #REF!
Gross Up for PSC Assessment | 1.0016
Revenue Requirement Effect Assuming 1.50 TIER Ask After Gross Up | #REF!

## Generation Outage Exp Normal
East Kentucky Power Cooperative, Inc.
AG-Nucor Adjustment to Normalize Generation Maintenance Expense
Case No. 2025-00208
$ Millions
Source: Schedules 1.25,1.26, and 1.27 Response to AG-Nucor 2-6
Total
| Expense | Less: | Less: | Total
| All | Spurlock 2019 | ES | Remaining
| Units | Maint Amortization | Projects | Units
2020 Generation Maintenance Expense | 76.3345 | -0.90552 | -16.3813 | 59.0477
2021 Generation Maintenance Expense | 104.3594 | -0.90552 | -18.8256 | 84.6283
2022 Generation Maintenance Expense | 99.8461 | -0.90552 | -22.7864 | 76.1542
2023 Generation Maintenance Expense | 111.3684 | -0.90552 | -22.2674 | 88.1955
2024 Generation Maintenance Expense | 90.1892 | -0.90552 | -24.1166 | 65.1671
4 Yr Average Generation Maintenance Expense - As Filed 2020-2023 |  |  |  | 77.0064
5 Yr Average Generation Maintenance Expense - 2020 - 2024 |  |  |  | 74.6385
Reduction in Average Used to Set Baseline (Threshold) |  |  |  | -2.3679
4 Yr Average Generation Maintenance Expense - As Filed 2020-2023 |  |  |  | 77.0064
Add: 3 Year Amortization of Current Regulatory Asset | Sch 1.26 |  |  | 9.1661
Total Generation Maintenance Expense |  |  |  | 86.1725
Total Company Generation Maintenance Expense Included in Test Year |  |  |  | 76.2997
Increase Generation Maintenance Expense - Based on As Filed 4 Yr Average |  |  |  | 9.8728
Reduction in Average Used to Set Baseline |  |  |  | -2.3679
AG-Nucor Adjustment to Increase Generation Maintenance Expense Based on 5 Yr Average |  |  |  | 7.505

## Table 1 Gener Maint
Table 1
East Kentucky Power Cooperative, Inc.
Historic Average of Generation Maintenance Expense
Case No. 2025-00208
$ Millions
| Total | Less: |  | Total
| Expense | Spurlock 2019 | Less: | Remaining
| All | Maintenance | ES | All
| Units | Amortization | Projects | Units
2020 Generation Maintenance Expense | 76.3345 | -0.90552 | -16.3813 | 59.0477
2021 Generation Maintenance Expense | 104.3594 | -0.90552 | -18.8256 | 84.6283
2022 Generation Maintenance Expense | 99.8461 | -0.90552 | -22.7864 | 76.1542
2023 Generation Maintenance Expense | 111.3684 | -0.90552 | -22.2674 | 88.1955
2024 Generation Maintenance Expense | 90.1892 | -0.90552 | -24.1166 | 65.1671
4 Yr Average Generation Maintenance Expense - As Filed 2020-2023 |  |  |  | 77.0064
5 Yr Average Generation Maintenance Expense - 2020 - 2024 |  |  |  | 74.6385
Reduction in Average Used to Set Threshold (or Baseline) |  |  |  | -2.3679

## Generation Maintenance Summary
Generation Maintenance - Summary
Test Year - Twelve Months Ended December 31, 2023
Source
Test Year Per Books Balance - Generation Maintenance Expense | Stat of Oper Line 30 | 111368397
Note: Amount on Sch 1.27 was slightly higher at $111,368,397-See acct 413200 | Sch 1.27 Acct 413200
Less:Spurlock 2019 Maint Amort - Removed as Part of Overall ES Removal Adj 1.02 | Sch 1.27 | -905523
Less:ES General Maint Projects - Removed as Part of Overall ES Removal Adj 1.02 | Sch 1.27 | -22267417
Base Rate General Maintenance Total - 2023 |  | 88195457
Less: Amount Deferred to Regulatory Asset - Included on Statement of Operations | Sch 1.27 | -18264609
as a reduction to Depr/Amort
Less: Sch 1.25 Adj to Remove the remaining unrecoverable amount in 2023 |  | -6088203
Net Expense for 2023 Before Final Adjustments- Including Amount in Acct 413200 |  | 63842645
Add: 3 Year Amortization of Current Regulatory Asset | Sch 1.26 | 9166083
Add: Additional Expense | Sch 1.27 | 3290936 | This amount is the additional unrecoverable amount and not the additional recoverable amount as Scheduyle 1.27 is described.
Increase should have been the entire increase of the threshold of $13,163,745, a difference of $9,872,810
Net Expense for 2023 After Final Adjustments- Excluding Amount in Acct 413200 |  | 76299664
Note: The additional expense on Sch 1.27 should be the full $11.189,607. The
Company's calcualtion arbitrarily lowered the amount based on threshold
Source
Proforma Test Year - Generation Maintenance Expense | Stat of Oper Line 30 | 117695764
Expense Reported in Acct 413200 |  | 41449
Less:Spurlock 2019 Maint Amort - Removed as Part of Overall ES Removal Adj 1.02 | Sch 1.27 | -905523
Less:ES General Maint Projects - Removed as Part of Overall ES Removal Adj 1.02 | Sch 1.27 | -22267417
Base Rate General Maintenance Total - 2023 |  | 94564273
Less: Amount Deferred to Regulatory Asset - Included on Statement of Operations | Sch 1.27 | -18264609
as a reduction to Depr/Amort
Net Expense for 2023 Before Final Adjustments- Including Amount in Acct 413200 |  | 76299664
The Correct Amount Should Have Been a Combination of the Proforma Threshold Amount and
Amount the 3 Yr Amortization of the Reg Asset Balance
2020 through 2023 Average Threshold Balance | Sch 1.27 | 77006390
Add: 3 Year Amortization of Current Regulatory Asset | Sch 1.26 | 9166083
Correct Pro Forma Amount |  | 86172473
Amount in Filing Below Correct Pro Forma Amount (Using Proposed 4 Yr Avg) |  | -9872809
Threshold Increase
Currrent Threshold | Sch 1.27 | 63842645
Proposed New Threshhold | Sch 1.27 | 77006390
Increase in Threshhold |  | 13163745
Additional Expense Computed Above |  | -3290936
Additional True Recoverable Amount |  | 9872809
Amount in Filing Below Correct Pro Forma Amount (Using Proposed 4 Yr Avg) |  | -9872809

## As Filed Depr Summary
Application Exhibit 16 – Attachment JRW-1 – Workpaper 1.18 Depreciation ES
|  | ORIGINAL COST | ORIGINAL COST IN ES |  | CALCULATED ANNUAL
|  | AS OF | AS OF | ACCRUAL | TOTAL ACCRUAL | ES ACCRUAL | NET ACCRUAL
| ACCOUNT | DECEMBER 31, 2023 | DECEMBER 31, 2023 | RATE | AMOUNT | AMOUNT | AMOUNT
INTANGIBLE PLANT
303 | MISCELLANEOUS INTANGIBLE PLANT | 20095177.92 | 0 | 3.66 | 735656 | 0 | 735656
| TOTAL INTANGIBLE PLANT | 20095177.92 | 0 | 3.66 | 735656 | 0 | 735656
STEAM PRODUCTION PLANT
310.1 | LAND AND LAND RIGHTS
| COOPER COMMON - LANDFILL | 5325571.56 | 5325571.56 | 3.37 | 179435 | 179435 | 0
| COOPER COMMON - ACCESS ROAD | 480134.08 | 0 | 2.19 | 10494 | 0 | 10494
| SPURLOCK COMMON - LANDFILL | 54040615.27 | 23066919.64 | 3.41 | 1840731 | 786582 | 1054149
| SPURLOCK COMMON - AMMONIA CONTAINMENT | 1050779.86 | 1050779.86 | 3.26 | 34284 | 34217 | 67
| SMITH COMMON - LANDFILL | 6050424.87 | 6050424.87 | 13.44 | 812946 | 812946 | 0
| TOTAL LAND AND LAND RIGHTS | 66947525.64 | 35493695.93 | 4.3 | 2877890 | 1813180 | 1064710
311 | STRUCTURES AND IMPROVEMENTS
| CENTRAL LAB | 619445.56 | 0 | 1.7 | 10555 | 0 | 10555
| COOPER COMMON | 11594469.07 | 1242055.47 | 0.75 | 86379 | 9315 | 77064
| COOPER UNIT 2 SCRUBBER | 16839214.86 | 16839214.86 | 2.83 | 476319 | 476319 | 0
| SPURLOCK COMMON | 71702335.62 | 41443418.43 | 3.46 | 2480647 | 1433942 | 1046705
| SPURLOCK UNIT 1 | 27725671.46 | 728752.53 | 1.75 | 486535 | 12753 | 473782
| SPURLOCK UNIT 2 | 33813856.22 | 145128.04 | 1.7 | 576217 | 2467 | 573750
| SPURLOCK UNIT 3 | 135449284.44 | 35755613 | 2.76 | 3734493 | 986855 | 2747638
| SPURLOCK UNIT 4 | 91570829.79 | 14367458.42 | 3 | 2745653 | 431024 | 2314629
| SPURLOCK UNIT 1 SCRUBBER | 25327525.35 | 25327525.35 | 2.98 | 755743 | 755743 | 0
| SPURLOCK UNIT 2 SCRUBBER | 22295947.37 | 22295947.37 | 3.03 | 674665 | 674665 | 0
| TOTAL STRUCTURES AND IMPROVEMENTS | 436938579.74 | 158145113.47 | 2.75 | 12027206 | 4783083 | 7244123
312 | BOILER PLANT EQUIPMENT
| COOPER COMMON | 101123705.05 | 17023483.72 | 1.81 | 1834258 | 308125 | 1526133
| COOPER UNIT 1 | 7772878.45 | 657445.13 | 0.22 | 17189 | 1446 | 15743
| COOPER UNIT 2 | 10041434.96 | 0 | 1.77 | 178164 | 0 | 178164
| COOPER UNIT 2 SCRUBBER | 193947398 | 192819702.48 | 2.92 | 5656492 | 5630335 | 26157
| SPURLOCK COMMON | 242346947.83 | 190557247.52 | 3.71 | 8983272 | 7069674 | 1913598
| SPURLOCK UNIT 1 | 234286878.19 | 123665493.19 | 2.9 | 6801846 | 3586299 | 3215547
| SPURLOCK UNIT 2 | 298973833.28 | 71310904.58 | 2.77 | 8269671 | 1975312 | 6294359
| SPURLOCK UNIT 3 | 204062486.12 | 41851794.01 | 3.11 | 6348373 | 1301591 | 5046782
| SPURLOCK UNIT 4 | 302101587.54 | 80710507.82 | 3.26 | 9837787 | 2631163 | 7206624
| SPURLOCK UNIT 1 SCRUBBER | 101115917.65 | 101115917.65 | 3.14 | 3178413 | 3178413 | 0
| SPURLOCK UNIT 2 SCRUBBER | 156122871.75 | 156122871.75 | 3.19 | 4976241 | 4976241 | 0
| TOTAL BOILER PLANT EQUIPMENT | 1851895938.82 | 975835367.85 | 3.03 | 56081706 | 30658599 | 25423107
314 | TURBOGENERATOR UNITS
| COOPER COMMON | 23714956.78 | 0 | 0.69 | 164115 | 0 | 164115
| SPURLOCK UNIT 1 | 42923558.05 | 0 | 2.68 | 1149095 | 0 | 1149095
| SPURLOCK UNIT 2 | 78018528.16 | 0 | 3.08 | 2404254 | 0 | 2404254
| SPURLOCK UNIT 3 | 81735044.38 | 0 | 3.07 | 2509979 | 0 | 2509979
| SPURLOCK UNIT 4 | 80326528.05 | 0 | 3.41 | 2739311 | 0 | 2739311
| TOTAL TURBOGENERATOR UNITS | 306718615.42 | 0 | 2.92 | 8966754 | 0 | 8966754
315 | ACCESSORY ELECTRIC EQUIPMENT
| COOPER COMMON | 3473012 | 0 | 0.4 | 13878 | 0 | 13878
| COOPER UNIT 1 | 108139.1 | 0 | 5.58 | 6032 | 0 | 6032
| COOPER UNIT 2 | 108269.09 | 0 | 4.32 | 4679 | 0 | 4679
| COOPER UNIT 2 SCRUBBER | 12060627.85 | 12060627.85 | 2.84 | 342027 | 342027 | 0
| SPURLOCK UNIT 1 | 10670855.65 | 3643762.64 | 1.94 | 207347 | 70689 | 136658
| SPURLOCK UNIT 2 | 23193967.98 | 0 | 2.03 | 470160 | 0 | 470160
| SPURLOCK UNIT 3 | 25044774.1 | 0 | 2.88 | 720761 | 0 | 720761
| SPURLOCK UNIT 4 | 12751242.41 | 50263.03 | 3.01 | 384418 | 1513 | 382905
| SPURLOCK UNIT 1 SCRUBBER | 12513473.78 | 12513473.78 | 3.01 | 376037 | 376037 | 0
| SPURLOCK UNIT 2 SCRUBBER | 17711668.74 | 17711668.74 | 3.05 | 539744 | 539744 | 0
| TOTAL ACCESSORY ELECTRIC EQUIPMENT | 117636030.7 | 45979796.04 | 2.61 | 3065083 | 1330010 | 1735073
316 | MISCELLANEOUS POWER PLANT EQUIPMENT
| CENTRAL LAB | 1167329.42 | 0 | 4.39 | 51254 | 0 | 51254
| COOPER COMMON | 2918709.21 | 0 | 3.11 | 90809 | 0 | 90809
| COOPER UNIT 1 | 2010174.77 | 0 | 13.7 | 275439 | 0 | 275439
| COOPER UNIT 2 SCRUBBER | 2139985.18 | 2139985.18 | 3.27 | 69957 | 69957 | 0
| SPURLOCK COMMON | 8375944.45 | 837074.2 | 4.19 | 350766 | 35073 | 315693
| SPURLOCK UNIT 1 | 182562.7 | 0 | 2.89 | 5273 | 0 | 5273
| SPURLOCK UNIT 3 | 2192469.65 | 0 | 4.33 | 94877 | 0 | 94877
| SPURLOCK UNIT 4 | 2721199.41 | 1536289.18 | 4.3 | 117145 | 66060 | 51085
| TOTAL MISCELLANEOUS POWER PLANT EQUIPMENT | 21708374.79 | 4513348.56 | 4.86 | 1055520 | 171090 | 884430
| TOTAL STEAM PRODUCTION PLANT | 2801845065.11 | 1219967321.85 | 3 | 84074159 | 38755962 | 45318197
OTHER PRODUCTION PLANT
341 | STRUCTURES AND IMPROVEMENTS
| SMITH CT COMMON | 18449493.53 | 0 | 2.91 | 537108 | 0 | 537108
| SMITH CT UNIT 1 | 2666719.81 | 0 | 3.81 | 101616 | 0 | 101616
| SMITH CT UNIT 2 | 2666719.81 | 0 | 3.74 | 99819 | 0 | 99819
| SMITH CT UNIT 3 | 2666719.81 | 0 | 3.91 | 104219 | 0 | 104219
| SMITH CT UNIT 4 | 1937757.41 | 0 | 3.46 | 67013 | 0 | 67013
| SMITH CT UNIT 5 | 1599135.43 | 0 | 3.47 | 55507 | 0 | 55507
| SMITH CT UNIT 6 | 303524.78 | 0 | 3.33 | 10096 | 0 | 10096
| SMITH CT UNIT 7 | 303524.78 | 0 | 3.32 | 10082 | 0 | 10082
| SMITH CT UNIT 9 | 4625823.04 | 0 | 3.41 | 157809 | 0 | 157809
| SMITH CT UNIT 10 | 224532.24 | 0 | 3.38 | 7587 | 0 | 7587
| GREEN VALLEY LANDFILL | 1119860.8 | 0 | 4.83 | 54118 | 0 | 54118
| BAVARIAN LANDFILL | 1135966.24 | 0 | 4.83 | 54896 | 0 | 54896
| PEARL HOLLOW LANDFILL | 1465228.09 | 0 | 4.37 | 63993 | 0 | 63993
| PENDLETON COUNTY LANDFILL | 2033652.36 | 0 | 4.89 | 99377 | 0 | 99377
| BLUEGRASS OLDHAM COMMON | 7836172.29 | 0 | 3.81 | 298583 | 0 | 298583
| BLUEGRASS OLDHAM UNIT 1 | 933680.4 | 0 | 3.22 | 30021 | 0 | 30021
| BLUEGRASS OLDHAM UNIT 2 | 933680.4 | 0 | 2.84 | 26472 | 0 | 26472
| BLUEGRASS OLDHAM UNIT 3 | 933680.4 | 0 | 2.47 | 23072 | 0 | 23072
| COOPERATIVE SOLAR | 625882 | 0 | 3.48 | 21795 | 0 | 21795
| TOTAL STRUCTURES AND IMPROVEMENTS | 52461753.62 | 0 | 3.48 | 1823183 | 0 | 1823183
342 | FUEL HOLDERS AND ACCESSORIES
| SMITH CT COMMON | 13766120.51 | 0 | 2.71 | 373566 | 0 | 373566
| SMITH CT UNIT 6 | 70051.65 | 0 | 3.08 | 2158 | 0 | 2158
| SMITH CT UNIT 7 | 70051.65 | 0 | 3.08 | 2155 | 0 | 2155
| SMITH CT UNIT 9 | 2384532.85 | 0 | 3.16 | 75281 | 0 | 75281
| SMITH CT UNIT 10 | 2116650.59 | 0 | 2.82 | 59717 | 0 | 59717
| BAVARIAN LANDFILL | 357670.24 | 0 | 4.58 | 16399 | 0 | 16399
| BLUEGRASS OLDHAM COMMON | 1162203.57 | 0 | 3.57 | 41477 | 0 | 41477
| TOTAL FUEL HOLDERS AND ACCESSORIES | 19927281.06 | 0 | 2.86 | 570753 | 0 | 570753
343 | PRIME MOVERS
| SMITH CT COMMON | 21780283.59 | 0 | 2.75 | 598492 | 0 | 598492
| SMITH CT UNIT 1 | 24250302.12 | 0 | 4.56 | 1105177 | 0 | 1105177
| SMITH CT UNIT 2 | 16948244.77 | 0 | 3.52 | 596612 | 0 | 596612
| SMITH CT UNIT 3 | 16247189.43 | 0 | 3.71 | 602129 | 0 | 602129
| SMITH CT UNIT 4 | 25858484.41 | 0 | 3.3 | 852617 | 0 | 852617
| SMITH CT UNIT 5 | 21295538.73 | 0 | 3.28 | 698328 | 0 | 698328
| SMITH CT UNIT 6 | 18332746.16 | 0 | 3.28 | 600986 | 0 | 600986
| SMITH CT UNIT 7 | 16754183.57 | 0 | 3.16 | 530174 | 0 | 530174
| SMITH CT UNIT 9 | 41179391.76 | 0 | 3.32 | 1367228 | 0 | 1367228
| SMITH CT UNIT 10 | 38525568.21 | 0 | 3.01 | 1157887 | 0 | 1157887
| GREEN VALLEY LANDFILL | 354200.3 | 0 | 4.78 | 16918 | 0 | 16918
| BAVARIAN LANDFILL | 387999.31 | 0 | 4.82 | 18696 | 0 | 18696
| PEARL HOLLOW LANDFILL | 201654.6 | 0 | 4.2 | 8461 | 0 | 8461
| PENDLETON COUNTY LANDFILL | 275099.08 | 0 | 4.07 | 11209 | 0 | 11209
| BLUEGRASS OLDHAM COMMON | 57861908.03 | 0 | 4.31 | 2493372 | 0 | 2493372
| BLUEGRASS OLDHAM UNIT 1 | 44185201.95 | 0 | 3.26 | 1440118 | 0 | 1440118
| BLUEGRASS OLDHAM UNIT 2 | 45507960.02 | 0 | 2.92 | 1326570 | 0 | 1326570
| BLUEGRASS OLDHAM UNIT 3 | 39171021.64 | 0 | 2.64 | 1034641 | 0 | 1034641
| TOTAL PRIME MOVERS | 429116977.68 | 0 | 3.37 | 14459615 | 0 | 14459615
344 | GENERATORS
| SMITH CT COMMON | 385287.95 | 0 | 3.08 | 11864 | 0 | 11864
| SMITH CT UNIT 1 | 4960295.58 | 0 | 3.57 | 177234 | 0 | 177234
| SMITH CT UNIT 2 | 5083402.24 | 0 | 3.58 | 181954 | 0 | 181954
| SMITH CT UNIT 3 | 2283154.23 | 0 | 4.43 | 101252 | 0 | 101252
| SMITH CT UNIT 4 | 7839449.86 | 0 | 3.29 | 257680 | 0 | 257680
| SMITH CT UNIT 5 | 7775759.69 | 0 | 3.29 | 255573 | 0 | 255573
| SMITH CT UNIT 6 | 4831725.68 | 0 | 3.14 | 151529 | 0 | 151529
| SMITH CT UNIT 7 | 4838938.32 | 0 | 3.13 | 151531 | 0 | 151531
| SMITH CT UNIT 9 | 4442193.82 | 0 | 3.27 | 145333 | 0 | 145333
| SMITH CT UNIT 10 | 4442193.82 | 0 | 2.91 | 129177 | 0 | 129177
| GREEN VALLEY LANDFILL | 1098205.33 | 0 | 4.61 | 50606 | 0 | 50606
| BAVARIAN LANDFILL | 4525028.84 | 0 | 5.12 | 231537 | 0 | 231537
| PEARL HOLLOW LANDFILL | 3171144.21 | 0 | 4.11 | 130246 | 0 | 130246
| PENDLETON COUNTY LANDFILL | 1684823.61 | 0 | 4.06 | 68466 | 0 | 68466
| GLASGOW LANDFILL | 2993753.87 | 0 | 3.87 | 115787 | 0 | 115787
| BLUEGRASS OLDHAM COMMON | 17086.14 | 0 | 3.75 | 640 | 0 | 640
| BLUEGRASS OLDHAM UNIT 1 | 12907984.9 | 0 | 3.81 | 492333 | 0 | 492333
| BLUEGRASS OLDHAM UNIT 2 | 7457690.57 | 0 | 2.69 | 200400 | 0 | 200400
| BLUEGRASS OLDHAM UNIT 3 | 7457690.57 | 0 | 2.32 | 173032 | 0 | 173032
| COOPERATIVE SOLAR | 15810305.55 | 0 | 3.36 | 531990 | 0 | 531990
| TOTAL GENERATORS | 104006114.78 | 0 | 3.42 | 3558164 | 0 | 3558164
345 | ACCESSORY ELECTRIC EQUIPMENT
| SMITH CT COMMON | 9906844.23 | 0 | 2.95 | 291986 | 0 | 291986
| SMITH CT UNIT 1 | 881261.16 | 0 | 3.72 | 32801 | 0 | 32801
| SMITH CT UNIT 2 | 881262.26 | 0 | 3.65 | 32191 | 0 | 32191
| SMITH CT UNIT 3 | 881262.26 | 0 | 3.82 | 33684 | 0 | 33684
| SMITH CT UNIT 4 | 993996.86 | 0 | 3.42 | 34021 | 0 | 34021
| SMITH CT UNIT 5 | 993996.86 | 0 | 3.43 | 34088 | 0 | 34088
| SMITH CT UNIT 6 | 1251472.92 | 0 | 3.3 | 41265 | 0 | 41265
| SMITH CT UNIT 7 | 1220275.59 | 0 | 3.29 | 40182 | 0 | 40182
| SMITH CT UNIT 9 | 11825999.57 | 0 | 3.4 | 402367 | 0 | 402367
| SMITH CT UNIT 10 | 2021825.43 | 0 | 3.07 | 62122 | 0 | 62122
| GREEN VALLEY LANDFILL | 344891.29 | 0 | 4.81 | 16584 | 0 | 16584
| BAVARIAN LANDFILL | 380225.22 | 0 | 4.9 | 18622 | 0 | 18622
| PEARL HOLLOW LANDFILL | 452676.95 | 0 | 4.34 | 19654 | 0 | 19654
| PENDLETON COUNTY LANDFILL | 406784.25 | 0 | 4.22 | 17158 | 0 | 17158
| BLUEGRASS OLDHAM COMMON | 3028262.11 | 0 | 3.77 | 114142 | 0 | 114142
| BLUEGRASS OLDHAM UNIT 1 | 386034.41 | 0 | 3.23 | 12457 | 0 | 12457
| BLUEGRASS OLDHAM UNIT 2 | 386034.41 | 0 | 2.86 | 11037 | 0 | 11037
| BLUEGRASS OLDHAM UNIT 3 | 386034.41 | 0 | 2.51 | 9676 | 0 | 9676
| COOPERATIVE SOLAR | 779800 | 0 | 3.48 | 27155 | 0 | 27155
| TOTAL ACCESSORY ELECTRIC EQUIPMENT | 37408940.19 | 0 | 3.34 | 1251192 | 0 | 1251192
346 | MISCELLANEOUS POWER PLANT EQUIPMENT
| SMITH CT COMMON | 15806989.61 | 0 | 3.03 | 479639 | 0 | 479639
| SMITH CT UNIT 3 | 35097.11 | 0 | 7.15 | 2511 | 0 | 2511
| GREEN VALLEY LANDFILL | 104001.15 | 0 | 4.86 | 5051 | 0 | 5051
| LAUREL RIDGE LANDFILL | 64992.35 | 0 | 43.62 | 28352 | 0 | 28352
| BAVARIAN LANDFILL | 60998.54 | 0 | 4.69 | 2863 | 0 | 2863
| PEARL HOLLOW LANDFILL | 494973.87 | 0 | 5.5 | 27202 | 0 | 27202
| PENDLETON COUNTY LANDFILL | 50361.67 | 0 | 4.08 | 2055 | 0 | 2055
| BLUEGRASS OLDHAM COMMON | 245217.08 | 0 | 3.92 | 9603 | 0 | 9603
| TOTAL MISCELLANEOUS POWER PLANT EQUIPMENT | 16862631.38 | 0 | 3.3 | 557276 | 0 | 557276
| TOTAL OTHER PRODUCTION PLANT | 659783698.71 | 0 | 3.37 | 22220183 | 0 | 22220183
TRANSMISSION PLANT
353 | STATION EQUIPMENT | 309555391 | 28151327.5 | 2.85 | 8829790 | 802313 | 8027477
353.1 | STATION EQUIPMENT - ECS | 9834245.35 | 0 | 13.14 | 1292108 | 0 | 1292108
354 | TOWERS AND FIXTURES | 3853520.91 | 0 | 1.87 | 72129 | 0 | 72129
355 | POLES AND FIXTURES | 240192196.53 | 0 | 3.24 | 7790779 | 0 | 7790779
356 | OVERHEAD CONDUCTORS AND DEVICES | 141259051.86 | 0 | 3.62 | 5110882 | 0 | 5110882
359 | ROADS AND TRAILS | 22927.11 | 0 | 2.43 | 557 | 0 | 557
| TOTAL TRANSMISSION PLANT | 704717332.76 | 28151327.5 | 3.28 | 23096245 | 802313 | 22293932
DISTRIBUTION PLANT
362 | STATION EQUIPMENT | 325863839.04 | 0 | 2.58 | 8410892 | 0 | 8410892
362.1 | STATION EQUIPMENT - SCADA | 7799614.71 | 0 | 1.92 | 149696 | 0 | 149696
368 | LINE TRANSFORMERS | 2409681 | 0 | 1.08 | 26019 | 0 | 26019
[6 empty] | 0 | 0
| TOTAL DISTRIBUTION PLANT | 336073134.75 | 0 | 2.55 | 8586607 | 0 | 8586607
GENERAL PLANT
390 | OFFICE STRUCTURES AND IMPROVEMENTS | 19910932.05 | 0 | 1.63 | 325154 | 0 | 325154
391 | OFFICE FURNITURE AND EQUIPMENT | 13849222.77 | 0 | 5 | 692290 | 0 | 692290
391.1 | OFFICE FURNITURE AND EQUIPMENT - PEOPLESOFT | 21265400.89 | 0 | 6.67 | 1417691 | 0 | 1417691
392 | TRANSPORTATION EQUIPMENT | 21791109.35 | 0 | 8.05 | 1753581 | 0 | 1753581
393 | STORES EQUIPMENT | 80885.4 | 0 | 4 | 3236 | 0 | 3236
394 | TOOLS, SHOP, AND GARAGE EQUIPMENT | 2014232.77 | 0 | 5 | 100716 | 0 | 100716
395 | LABORATORY EQUIPMENT | 4366162.65 | 0 | 5 | 218492 | 0 | 218492
396 | POWER OPERATED EQUIPMENT | 24030802.09 | 0 | 4.83 | 1159617 | 0 | 1159617
397 | COMMUNICATION EQUIPMENT | 22301164.09 | 0 | 6.67 | 1487391 | 0 | 1487391
398 | MISCELLANEOUS EQUIPMENT | 2513134.77 | 0 | 5 | 125661 | 0 | 125661
| TOTAL GENERAL PLANT | 132123046.83 | 0 | 5.51 | 7283829 | 0 | 7283829
RESERVE ADJUSTMENT FOR AMORTIZATION
391 | OFFICE FURNITURE AND EQUIPMENT |  |  |  | -36612.2 |  | -36612.2
391.1 | OFFICE FURNITURE AND EQUIPMENT - PEOPLESOFT |  |  |  | -3130870.99 |  | -3130870.99
393 | STORES EQUIPMENT |  |  |  | -460.8 |  | -460.8
394 | TOOLS, SHOP, AND GARAGE EQUIPMENT |  |  |  | -8558.2 |  | -8558.2
395 | LABORATORY EQUIPMENT |  |  |  | -17353.6 |  | -17353.6
397 | COMMUNICATION EQUIPMENT |  |  |  | -75552 |  | -75552
398 | MISCELLANEOUS EQUIPMENT |  |  |  | -8623.4 |  | -8623.4
| TOTAL RESERVE ADJUSTMENT FOR AMORTIZATION |  | 0 |  | -3278031.19 | 0 | -3278031.19
| TOTAL DEPRECIABLE PLANT | 4654637456.08 | 1248118649.35 | 3.1 | 142718647.81 | 39558275 | 103160372.81
NONDEPRECIABLE PLANT AND ACCOUNTS NOT STUDIED
301 | ORGANIZATION | 5040.43
310 | LAND | 7074844.43
340 | LAND | 5964035.69
350 | LAND | 4673025.22
350.1 | LAND AND LAND RIGHTS | 58324160.972
354.1 | TOWERS AND FIXTURES - LEASED | 564962.57
360 | LAND | 13132104.22
389 | LAND | 1587642.56
389.1 | LAND AND LAND RIGHTS | 244222.03
398.1 | MISCELLANEOUS EQUIPMENT - LEASED | 448268.6
| TOTAL NONDEPRECIABLE PLANT AND ACCOUNTS NOT STUDIED | 92018306.722
| TOTAL ELECTRIC PLANT | 4746655762.802 | 1248118649.35

## Depr Summary Adj 1,2 and 3
Application Exhibit 16 – Attachment JRW-1 – Workpaper 1.18 Depreciation ES | [7 empty] | ADJ #1 |  |  |  | ADJ #2 |  |  |  | ADJ #3
[8 empty] | Remove | ADJ #1 |  |  | Remove | ADJ #2 |  |  | Modify Life | ADJ #3
[5 empty] | COMPANY CALCULATED ANNUAL |  |  | Terminal Net | AG-NUCOR ROUNDED RATE COMPANY CALCULATED ANNUAL |  |  | Interim Net | AG-NUCOR ROUNDED RATE COMPANY CALCULATED ANNUAL |  |  | Spans | AG-NUCOR ROUNDED RATE COMPANY CALCULATED ANNUAL
[8 empty] | Salvage |  | NO MANUAL ADJUST |  | Salvage |  | NO MANUAL ADJUST |  |  |  | NO MANUAL ADJUST
|  | ORIGINAL COST | ORIGINAL COST IN ES |  | NOT ROUNDED | NOT ROUNDED | NOT ROUNDED |  | NOT ROUNDED | NOT ROUNDED | NOT ROUNDED | & Retirements | NOT ROUNDED | NOT ROUNDED | NOT ROUNDED |  | NOT ROUNDED | NOT ROUNDED | NOT ROUNDED
|  | AS OF | AS OF | ACCRUAL | TOTAL ACCRUAL | ES ACCRUAL | NET ACCRUAL | ACCRUAL | TOTAL ACCRUAL | ES ACCRUAL | NET ACCRUAL | ACCRUAL | TOTAL ACCRUAL | ES ACCRUAL | NET ACCRUAL | ACCRUAL | TOTAL ACCRUAL | ES ACCRUAL | NET ACCRUAL
| ACCOUNT | DECEMBER 31, 2023 | DECEMBER 31, 2023 | RATE | AMOUNT | AMOUNT | AMOUNT | RATE | AMOUNT | AMOUNT | AMOUNT | RATE | AMOUNT | AMOUNT | AMOUNT | RATE | AMOUNT | AMOUNT | AMOUNT
INTANGIBLE PLANT
303 | MISCELLANEOUS INTANGIBLE PLANT | 20095177.92 | 0 | 3.66 | 735656 | 0 | 735656 | 3.66 | 735656 | 0 | 735656 | 3.66 | 735656 | 0 | 735656 | 3.66 | 735656 | 0 | 735656
| TOTAL INTANGIBLE PLANT | 20095177.92 | 0 | 3.66 | 735656 | 0 | 735656 | 3.66 | 735656 | 0 | 735656 | 3.66 | 735656 | 0 | 735656 | 3.66 | 735656 | 0 | 735656
STEAM PRODUCTION PLANT
310.1 | LAND AND LAND RIGHTS
| COOPER COMMON - LANDFILL | 5325571.56 | 5325571.56 | 3.37 | 179435 | 179435 | 0 | 3.3693 | 179435 | 179435 | 0 | 3.3693 | 179434.5333 | 179434.5333 | 0 | 3.3693 | 179434.5333 | 179434.5333 | 0
| COOPER COMMON - ACCESS ROAD | 480134.08 | 0 | 2.19 | 10494 | 0 | 10494 | 2.1856 | 10494 | 0 | 10494 | 2.1857 | 10494.4667 | 0 | 10494.4667 | 2.1857 | 10494.4667 | 0 | 10494.4667
| SPURLOCK COMMON - LANDFILL | 54040615.27 | 23066919.64 | 3.41 | 1840731 | 786582 | 1054149 | 3.4062 | 1840731 | 785705.2301 | 1055025.7699 | 3.4062 | 1840731.5 | 785705.4435 | 1055026.0565 | 1.845 | 997062.8958 | 425590.4486 | 571472.4473
| SPURLOCK COMMON - AMMONIA CONTAINMENT | 1050779.86 | 1050779.86 | 3.26 | 34284 | 34217 | 67 | 3.2627 | 34284 | 34284 | 0 | 3.2627 | 34283.7308 | 34283.7308 | 0 | 1.7673 | 18570.3542 | 18570.3542 | 0
| SMITH COMMON - LANDFILL | 6050424.87 | 6050424.87 | 13.44 | 812946 | 812946 | 0 | 13.4362 | 812946 | 812946 | 0 | 13.4362 | 812946.3333 | 812946.3333 | 0 | 13.4362 | 812946.3333 | 812946.3333 | 0
| TOTAL LAND AND LAND RIGHTS | 66947525.64 | 35493695.93 | 4.3 | 2877890 | 1813180 | 1064710 | 4.3 | 2877890 | 1812370.2301 | 1065519.7699 | 4.3 | 2877890.5641 | 1812370.041 | 1065520.5231 | 3.02 | 2018508.5833 | 1436541.6694 | 581966.9139
311 | STRUCTURES AND IMPROVEMENTS
| CENTRAL LAB | 619445.56 | 0 | 1.7 | 10555 | 0 | 10555 | 1.7039 | 10555 | 0 | 10555 | 1.6771 | 10388.7143 | 0 | 10388.7143 | 1.6771 | 10388.7143 | 0 | 10388.7143
| COOPER COMMON | 11594469.07 | 1242055.47 | 0.75 | 86379 | 9315 | 77064 | 0.54354 | 63021 | 6751.1136 | 56269.8864 | 0.40723 | 47216.7333 | 5058.0843 | 42158.649 | 0.40723 | 47216.7333 | 5058.0843 | 42158.649
| COOPER UNIT 2 SCRUBBER | 16839214.86 | 16839214.86 | 2.83 | 476319 | 476319 | 0 | 2.6272 | 442392 | 442392 | 0 | 2.5412 | 427921.4667 | 427921.4667 | 0 | 2.5412 | 427921.4667 | 427921.4667 | 0
| SPURLOCK COMMON | 71702335.62 | 41443418.43 | 3.46 | 2480647 | 1433942 | 1046705 | 3.3818 | 2424830 | 1401533.7638 | 1023296.2362 | 3.3069 | 2371102.5385 | 1370479.6893 | 1000622.8492 | 1.7912 | 1284347.2083 | 742343.165 | 542004.0433
| SPURLOCK UNIT 1 | 27725671.46 | 728752.53 | 1.75 | 486535 | 12753 | 473782 | 1.6421 | 455270 | 11966.497 | 443303.503 | 1.4372 | 398478.2105 | 10473.7591 | 388004.4514 | 1.4372 | 398478.2105 | 10473.7591 | 388004.4514
| SPURLOCK UNIT 2 | 33813856.22 | 145128.04 | 1.7 | 576217 | 2467 | 573750 | 1.5913 | 538072 | 2309.3886 | 535762.6114 | 1.3829 | 467617.2105 | 2006.9988 | 465610.2117 | 1.2512 | 423082.2381 | 1815.8561 | 421266.382
| SPURLOCK UNIT 3 | 135449284.44 | 35755613 | 2.76 | 3734493 | 986855 | 2747638 | 2.6378 | 3572886 | 943162.8202 | 2629723.1798 | 2.5127 | 3403406.0385 | 898423.8617 | 2504982.1767 | 1.4848 | 2011103.5682 | 530886.8274 | 1480216.7408
| SPURLOCK UNIT 4 | 91570829.79 | 14367458.42 | 3 | 2745653 | 431024 | 2314629 | 2.8802 | 2637385 | 413805.569 | 2223579.431 | 2.7724 | 2538668.1538 | 398316.901 | 2140351.2529 | 1.5017 | 1375111.9167 | 215754.988 | 1159356.9286
| SPURLOCK UNIT 1 SCRUBBER | 25327525.35 | 25327525.35 | 2.98 | 755743 | 755743 | 0 | 2.8771 | 728698 | 728698 | 0 | 2.7836 | 705012.7368 | 705012.7368 | 0 | 2.7836 | 705012.7368 | 705012.7368 | 0
| SPURLOCK UNIT 2 SCRUBBER | 22295947.37 | 22295947.37 | 3.03 | 674665 | 674665 | 0 | 2.8658 | 638953 | 638953 | 0 | 2.7724 | 618138.4211 | 618138.4211 | 0 | 2.5084 | 559268.0952 | 559268.0952 | 0
| TOTAL STRUCTURES AND IMPROVEMENTS | 436938579.74 | 158145113.47 | 2.75 | 12027206 | 4783083 | 7244123 | 2.63 | 11512062 | 4589572.1522 | 6922489.8478 | 2.51 | 10987950.224 | 4435831.9188 | 6552118.3052 | 1.66 | 7241930.8882 | 3198534.9787 | 4043395.9095
312 | BOILER PLANT EQUIPMENT
| COOPER COMMON | 101123705.05 | 17023483.72 | 1.81 | 1834258 | 308125 | 1526133 | 1.602 | 1620046 | 272723.6576 | 1347322.3424 | 1.399 | 1414752.6667 | 238163.9298 | 1176588.7369 | 1.399 | 1414752.6667 | 238163.9298 | 1176588.7369
| COOPER UNIT 1 | 7772878.45 | 657445.13 | 0.22 | 17189 | 1446 | 15743 | 0 | 0 | 0 | 0 | 0 | 0 | 0 | 0 | 0 | 0 | 0 | 0
| COOPER UNIT 2 | 10041434.96 | 0 | 1.77 | 178164 | 0 | 178164 | 1.5597 | 156621 | 0 | 156621 | 1.3646 | 137029.6667 | 0 | 137029.6667 | 1.3646 | 137029.6667 | 0 | 137029.6667
| COOPER UNIT 2 SCRUBBER | 193947398 | 192819702.48 | 2.92 | 5656492 | 5630335 | 26157 | 2.7082 | 5252435 | 5221895.0315 | 30539.9685 | 2.5332 | 4913039.2 | 4884472.6281 | 28566.5719 | 2.5332 | 4913039.2 | 4884472.6281 | 28566.5719
| SPURLOCK COMMON | 242346947.83 | 190557247.52 | 3.71 | 8983272 | 7069674 | 1913598 | 3.6254 | 8786058 | 6908471.6933 | 1877586.3067 | 3.3952 | 8228060.7308 | 6469718.8032 | 1758341.9275 | 1.839 | 4456866.2292 | 3504431.0184 | 952435.2107
| SPURLOCK UNIT 1 | 234286878.19 | 123665493.19 | 2.9 | 6801846 | 3586299 | 3215547 | 2.7873 | 6530395 | 3446989.9665 | 3083405.0335 | 2.4652 | 5775586.8421 | 3048573.6154 | 2727013.2267 | 2.4652 | 5775586.8421 | 3048573.6154 | 2727013.2267
| SPURLOCK UNIT 2 | 298973833.28 | 71310904.58 | 2.77 | 8269671 | 1975312 | 6294359 | 2.6479 | 7916470 | 1888227.5769 | 6028242.4231 | 2.3107 | 6908250.3684 | 1647748.1572 | 5260502.2112 | 2.0906 | 6250321.7619 | 1490819.7613 | 4759502.0006
| SPURLOCK UNIT 3 | 204062486.12 | 41851794.01 | 3.11 | 6348373 | 1301591 | 5046782 | 2.9821 | 6085392 | 1248071.4966 | 4837320.5034 | 2.6378 | 5382741.8846 | 1103962.854 | 4278779.0307 | 1.5587 | 3180711.1136 | 652341.6864 | 2528369.4272
| SPURLOCK UNIT 4 | 302101587.54 | 80710507.82 | 3.26 | 9837787 | 2631163 | 7206624 | 3.1292 | 9453316 | 2525580.6868 | 6927735.3132 | 2.8008 | 8461160.1538 | 2260512.8901 | 6200647.2637 | 1.5171 | 4583128.4167 | 1224444.4822 | 3358683.9345
| SPURLOCK UNIT 1 SCRUBBER | 101115917.65 | 101115917.65 | 3.14 | 3178413 | 3178413 | 0 | 3.0309 | 3064677 | 3064677 | 0 | 2.7838 | 2814913 | 2814913 | 0 | 2.7838 | 2814913 | 2814913 | 0
| SPURLOCK UNIT 2 SCRUBBER | 156122871.75 | 156122871.75 | 3.19 | 4976241 | 4976241 | 0 | 3.0187 | 4712829 | 4712829 | 0 | 2.7724 | 4328372.7368 | 4328372.7368 | 0 | 2.5084 | 3916146.7619 | 3916146.7619 | 0
| TOTAL BOILER PLANT EQUIPMENT | 1851895938.82 | 975835367.85 | 3.03 | 56081706 | 30658599 | 25423107 | 2.89 | 53578239 | 29289466.1092 | 24288772.8908 | 2.61 | 48363907.2499 | 26796438.6146 | 21567468.6353 | 2.02 | 37442495.6587 | 21774306.8835 | 15668188.7753
314 | TURBOGENERATOR UNITS
| COOPER COMMON | 23714956.78 | 0 | 0.69 | 164115 | 0 | 164115 | 0.48114 | 114101 | 0 | 114101 | 0.32898 | 78016.6667 | 0 | 78016.6667 | 0.32898 | 78016.6667 | 0 | 78016.6667
| SPURLOCK UNIT 1 | 42923558.05 | 0 | 2.68 | 1149095 | 0 | 1149095 | 2.5459 | 1092771 | 0 | 1092771 | 2.0764 | 891267.4737 | 0 | 891267.4737 | 2.0764 | 891267.4737 | 0 | 891267.4737
| SPURLOCK UNIT 2 | 78018528.16 | 0 | 3.08 | 2404254 | 0 | 2404254 | 2.956 | 2306220 | 0 | 2306220 | 2.5292 | 1973264.8421 | 0 | 1973264.8421 | 2.2883 | 1785334.8571 | 0 | 1785334.8571
| SPURLOCK UNIT 3 | 81735044.38 | 0 | 3.07 | 2509979 | 0 | 2509979 | 2.9393 | 2402441 | 0 | 2402441 | 2.5412 | 2077062.8462 | 0 | 2077062.8462 | 1.5016 | 1227355.3182 | 0 | 1227355.3182
| SPURLOCK UNIT 4 | 80326528.05 | 0 | 3.41 | 2739311 | 0 | 2739311 | 3.2836 | 2637586 | 0 | 2637586 | 2.9597 | 2377428.4231 | 0 | 2377428.4231 | 1.6032 | 1287773.7292 | 0 | 1287773.7292
| TOTAL TURBOGENERATOR UNITS | 306718615.42 | 0 | 2.92 | 8966754 | 0 | 8966754 | 2.79 | 8553119 | 0 | 8553119 | 2.41 | 7397040.2517 | 0 | 7397040.2517 | 1.72 | 5269748.0448 | 0 | 5269748.0448
315 | ACCESSORY ELECTRIC EQUIPMENT
| COOPER COMMON | 3473012 | 0 | 0.4 | 13878 | 0 | 13878 | 0.19663 | 6829 | 0 | 6829 | 0.062194 | 2160 | 0 | 2160 | 0.062194 | 2160 | 0 | 2160
| COOPER UNIT 1 | 108139.1 | 0 | 5.58 | 6032 | 0 | 6032 | 5.148 | 5567 | 0 | 5567 | 4.9948 | 5401.2857 | 0 | 5401.2857 | 4.9948 | 5401.2857 | 0 | 5401.2857
| COOPER UNIT 2 | 108269.09 | 0 | 4.32 | 4679 | 0 | 4679 | 4.1203 | 4461 | 0 | 4461 | 3.9612 | 4288.7333 | 0 | 4288.7333 | 3.9612 | 4288.7333 | 0 | 4288.7333
| COOPER UNIT 2 SCRUBBER | 12060627.85 | 12060627.85 | 2.84 | 342027 | 342027 | 0 | 2.6337 | 317646 | 317646 | 0 | 2.539 | 306216.9333 | 306216.9333 | 0 | 2.539 | 306216.9333 | 306216.9333 | 0
| SPURLOCK UNIT 1 | 10670855.65 | 3643762.64 | 1.94 | 207347 | 70689 | 136658 | 1.8261 | 194864 | 66539.9464 | 128324.0536 | 1.5647 | 166971.6316 | 57015.5771 | 109956.0545 | 1.5647 | 166971.6316 | 57015.5771 | 109956.0545
| SPURLOCK UNIT 2 | 23193967.98 | 0 | 2.03 | 470160 | 0 | 470160 | 1.9096 | 442917 | 0 | 442917 | 1.64 | 380378.0526 | 0 | 380378.0526 | 1.4838 | 344151.5714 | 0 | 344151.5714
| SPURLOCK UNIT 3 | 25044774.1 | 0 | 2.88 | 720761 | 0 | 720761 | 2.7575 | 690603 | 0 | 690603 | 2.6064 | 652764.2692 | 0 | 652764.2692 | 1.5401 | 385724.3409 | 0 | 385724.3409
| SPURLOCK UNIT 4 | 12751242.41 | 50263.03 | 3.01 | 384418 | 1513 | 382905 | 2.8953 | 369190 | 1455.2784 | 367734.7216 | 2.7589 | 351790 | 1386.6909 | 350403.3091 | 1.4944 | 190552.9167 | 751.1242 | 189801.7924
| SPURLOCK UNIT 1 SCRUBBER | 12513473.78 | 12513473.78 | 3.01 | 376037 | 376037 | 0 | 2.8976 | 362596 | 362596 | 0 | 2.7871 | 348758.2632 | 348758.2632 | 0 | 2.7871 | 348758.2632 | 348758.2632 | 0
| SPURLOCK UNIT 2 SCRUBBER | 17711668.74 | 17711668.74 | 3.05 | 539744 | 539744 | 0 | 2.8863 | 511208 | 511208 | 0 | 2.7759 | 491661.6316 | 491661.6316 | 0 | 2.5115 | 444836.7143 | 444836.7143 | 0
| TOTAL ACCESSORY ELECTRIC EQUIPMENT | 117636030.7 | 45979796.04 | 2.61 | 3065083 | 1330010 | 1735073 | 2.47 | 2905881 | 1259445.2248 | 1646435.7752 | 2.3 | 2710390.8006 | 1205039.096 | 1505351.7045 | 1.87 | 2199062.3904 | 1157578.6121 | 1041483.7783
316 | MISCELLANEOUS POWER PLANT EQUIPMENT
| CENTRAL LAB | 1167329.42 | 0 | 4.39 | 51254 | 0 | 51254 | 4.3907 | 51254 | 0 | 51254 | 4.0036 | 46735 | 0 | 46735 | 4.0036 | 46735 | 0 | 46735
| COOPER COMMON | 2918709.21 | 0 | 3.11 | 90809 | 0 | 90809 | 2.8604 | 83487 | 0 | 83487 | 2.2995 | 67116.5333 | 0 | 67116.5333 | 2.2995 | 67116.5333 | 0 | 67116.5333
| COOPER UNIT 1 | 2010174.77 | 0 | 13.7 | 275439 | 0 | 275439 | 13.2675 | 266699 | 0 | 266699 | 12.935 | 260017 | 0 | 260017 | 12.935 | 260017 | 0 | 260017
| COOPER UNIT 2 SCRUBBER | 2139985.18 | 2139985.18 | 3.27 | 69957 | 69957 | 0 | 3.0265 | 64767 | 64767 | 0 | 2.4292 | 51984.4 | 51984.4 | 0 | 2.4292 | 51984.4 | 51984.4 | 0
| SPURLOCK COMMON | 8375944.45 | 837074.2 | 4.19 | 350766 | 35073 | 315693 | 4.0743 | 341257 | 34104.5039 | 307152.4961 | 2.8535 | 239004.6538 | 23885.6204 | 215119.0335 | 1.5456 | 129460.8542 | 12938.0444 | 116522.8098
| SPURLOCK UNIT 1 | 182562.7 | 0 | 2.89 | 5273 | 0 | 5273 | 2.6813 | 4895 | 0 | 4895 | 1.2652 | 2309.8421 | 0 | 2309.8421 | 1.2652 | 2309.8421 | 0 | 2309.8421
| SPURLOCK UNIT 3 | 2192469.65 | 0 | 4.33 | 94877 | 0 | 94877 | 4.2234 | 92596 | 0 | 92596 | 3.0567 | 67016.5 | 0 | 67016.5 | 1.8062 | 39600.6591 | 0 | 39600.6591
| SPURLOCK UNIT 4 | 2721199.41 | 1536289.18 | 4.3 | 117145 | 66060 | 51085 | 4.1369 | 112573 | 63554.5786 | 49018.4214 | 2.814 | 76574.4231 | 43231.1051 | 33343.318 | 1.5242 | 41477.8125 | 23416.8486 | 18060.9639
| TOTAL MISCELLANEOUS POWER PLANT EQUIPMENT | 21708374.79 | 4513348.56 | 4.86 | 1055520 | 171090 | 884430 | 4.69 | 1017528 | 162426.0825 | 855101.9175 | 3.73 | 810758.3524 | 119101.1255 | 691657.2269 | 2.94 | 638702.1012 | 88339.293 | 550362.8082
| TOTAL STEAM PRODUCTION PLANT | 2801845065.11 | 1219967321.85 | 3 | 84074159 | 38755962 | 45318197 | 2.87 | 80444719 | 37113279.7989 | 43331439.2011 | 2.61 | 73147937.4426 | 34368780.7959 | 38779156.6468 | 1.96 | 54810447.6667 | 27655301.4366 | 27155146.2301
OTHER PRODUCTION PLANT
341 | STRUCTURES AND IMPROVEMENTS
| SMITH CT COMMON | 18449493.53 | 0 | 2.91 | 537108 | 0 | 537108 | 2.8654 | 528653 | 0 | 528653 | 2.2875 | 422024.037 | 0 | 422024.037 | 1.93 | 356082.7812 | 0 | 356082.7812
| SMITH CT UNIT 1 | 2666719.81 | 0 | 3.81 | 101616 | 0 | 101616 | 3.642 | 97121 | 0 | 97121 | 3.3244 | 88652.3077 | 0 | 88652.3077 | 2.058 | 54880 | 0 | 54880
| SMITH CT UNIT 2 | 2666719.81 | 0 | 3.74 | 99819 | 0 | 99819 | 3.5746 | 95324 | 0 | 95324 | 3.2629 | 87012 | 0 | 87012 | 2.0199 | 53864.5714 | 0 | 53864.5714
| SMITH CT UNIT 3 | 2666719.81 | 0 | 3.91 | 104219 | 0 | 104219 | 3.7396 | 99724 | 0 | 99724 | 3.4135 | 91028.0769 | 0 | 91028.0769 | 2.1131 | 56350.7143 | 0 | 56350.7143
| SMITH CT UNIT 4 | 1937757.41 | 0 | 3.46 | 67013 | 0 | 67013 | 3.3951 | 65789 | 0 | 65789 | 2.9332 | 56838.4444 | 0 | 56838.4444 | 2.2956 | 44482.2609 | 0 | 44482.2609
| SMITH CT UNIT 5 | 1599135.43 | 0 | 3.47 | 55507 | 0 | 55507 | 3.408 | 54498 | 0 | 54498 | 2.947 | 47126.0556 | 0 | 47126.0556 | 2.3063 | 36881.2609 | 0 | 36881.2609
| SMITH CT UNIT 6 | 303524.78 | 0 | 3.33 | 10096 | 0 | 10096 | 3.2739 | 9937 | 0 | 9937 | 2.7993 | 8496.4545 | 0 | 8496.4545 | 2.2809 | 6923.037 | 0 | 6923.037
| SMITH CT UNIT 7 | 303524.78 | 0 | 3.32 | 10082 | 0 | 10082 | 3.2693 | 9923 | 0 | 9923 | 2.7955 | 8484.9091 | 0 | 8484.9091 | 2.2778 | 6913.6296 | 0 | 6913.6296
| SMITH CT UNIT 9 | 4625823.04 | 0 | 3.41 | 157809 | 0 | 157809 | 3.3256 | 153838 | 0 | 153838 | 2.8711 | 132812.8148 | 0 | 132812.8148 | 2.4225 | 112060.8125 | 0 | 112060.8125
| SMITH CT UNIT 10 | 224532.24 | 0 | 3.38 | 7587 | 0 | 7587 | 3.3376 | 7494 | 0 | 7494 | 2.9611 | 6648.5556 | 0 | 6648.5556 | 2.4984 | 5609.7188 | 0 | 5609.7188
| GREEN VALLEY LANDFILL | 1119860.8 | 0 | 4.83 | 54118 | 0 | 54118 | 4.7568 | 53270 | 0 | 53270 | 4.3337 | 48531.0345 | 0 | 48531.0345 | 4.3337 | 48531.0345 | 0 | 48531.0345
| BAVARIAN LANDFILL | 1135966.24 | 0 | 4.83 | 54896 | 0 | 54896 | 4.7568 | 54036 | 0 | 54036 | 4.3337 | 49229.0345 | 0 | 49229.0345 | 4.3337 | 49229.0345 | 0 | 49229.0345
| PEARL HOLLOW LANDFILL | 1465228.09 | 0 | 4.37 | 63993 | 0 | 63993 | 4.3674 | 63993 | 0 | 63993 | 3.8885 | 56976.1143 | 0 | 56976.1143 | 3.8885 | 56976.1143 | 0 | 56976.1143
| PENDLETON COUNTY LANDFILL | 2033652.36 | 0 | 4.89 | 99377 | 0 | 99377 | 4.8295 | 98215 | 0 | 98215 | 4.5735 | 93009.6757 | 0 | 93009.6757 | 4.5735 | 93009.6757 | 0 | 93009.6757
| BLUEGRASS OLDHAM COMMON | 7836172.29 | 0 | 3.81 | 298583 | 0 | 298583 | 3.7075 | 290527 | 0 | 290527 | 3.4348 | 269159.3333 | 0 | 269159.3333 | 3.4348 | 269159.3333 | 0 | 269159.3333
| BLUEGRASS OLDHAM UNIT 1 | 933680.4 | 0 | 3.22 | 30021 | 0 | 30021 | 3.1123 | 29059 | 0 | 29059 | 2.8782 | 26872.8571 | 0 | 26872.8571 | 2.8782 | 26872.8571 | 0 | 26872.8571
| BLUEGRASS OLDHAM UNIT 2 | 933680.4 | 0 | 2.84 | 26472 | 0 | 26472 | 2.7322 | 25510 | 0 | 25510 | 2.5267 | 23590.9048 | 0 | 23590.9048 | 2.5267 | 23590.9048 | 0 | 23590.9048
| BLUEGRASS OLDHAM UNIT 3 | 933680.4 | 0 | 2.47 | 23072 | 0 | 23072 | 2.368 | 22110 | 0 | 22110 | 2.1899 | 20446.7619 | 0 | 20446.7619 | 2.1899 | 20446.7619 | 0 | 20446.7619
| COOPERATIVE SOLAR | 625882 | 0 | 3.48 | 21795 | 0 | 21795 | 3.48 | 21780.6936 | 0 | 21780.6936 | 3.2127 | 20107.4468 | 0 | 20107.4468 | 3.2127 | 20107.4468 | 0 | 20107.4468
| TOTAL STRUCTURES AND IMPROVEMENTS | 52461753.62 | 0 | 3.48 | 1823183 | 0 | 1823183 | 3.39 | 1780801.6936 | 0 | 1780801.6936 | 2.97 | 1557046.8185 | 0 | 1557046.8185 | 2.56 | 1341971.9495 | 0 | 1341971.9495
342 | FUEL HOLDERS AND ACCESSORIES
| SMITH CT COMMON | 13766120.51 | 0 | 2.71 | 373566 | 0 | 373566 | 2.6696 | 367507 | 0 | 367507 | 2.2139 | 304765.2222 | 0 | 304765.2222 | 1.868 | 257145.6563 | 0 | 257145.6563
| SMITH CT UNIT 6 | 70051.65 | 0 | 3.08 | 2158 | 0 | 2158 | 3.0306 | 2123 | 0 | 2123 | 2.7294 | 1912 | 0 | 1912 | 2.224 | 1557.9259 | 0 | 1557.9259
| SMITH CT UNIT 7 | 70051.65 | 0 | 3.08 | 2155 | 0 | 2155 | 3.0263 | 2120 | 0 | 2120 | 2.7255 | 1909.2273 | 0 | 1909.2273 | 2.2207 | 1555.6667 | 0 | 1555.6667
| SMITH CT UNIT 9 | 2384532.85 | 0 | 3.16 | 75281 | 0 | 75281 | 3.077 | 73372 | 0 | 73372 | 2.8468 | 67882.7037 | 0 | 67882.7037 | 2.402 | 57276.0312 | 0 | 57276.0312
| SMITH CT UNIT 10 | 2116650.59 | 0 | 2.82 | 59717 | 0 | 59717 | 2.7813 | 58870 | 0 | 58870 | 2.5362 | 53681.7778 | 0 | 53681.7778 | 2.1399 | 45294 | 0 | 45294
| BAVARIAN LANDFILL | 357670.24 | 0 | 4.58 | 16399 | 0 | 16399 | 4.5123 | 16139 | 0 | 16139 | 4.2851 | 15326.5517 | 0 | 15326.5517 | 4.2851 | 15326.5517 | 0 | 15326.5517
| BLUEGRASS OLDHAM COMMON | 1162203.57 | 0 | 3.57 | 41477 | 0 | 41477 | 3.4717 | 40348 | 0 | 40348 | 3.4056 | 39579.619 | 0 | 39579.619 | 3.4056 | 39579.619 | 0 | 39579.619
| TOTAL FUEL HOLDERS AND ACCESSORIES | 19927281.06 | 0 | 2.86 | 570753 | 0 | 570753 | 2.81 | 560479 | 0 | 560479 | 2.43 | 485057.1017 | 0 | 485057.1017 | 2.1 | 417735.4509 | 0 | 417735.4509
343 | PRIME MOVERS
| SMITH CT COMMON | 21780283.59 | 0 | 2.75 | 598492 | 0 | 598492 | 2.7044 | 589033 | 0 | 589033 | 2.2741 | 495307.2593 | 0 | 495307.2593 | 1.9188 | 417915.5 | 0 | 417915.5
| SMITH CT UNIT 1 | 24250302.12 | 0 | 4.56 | 1105177 | 0 | 1105177 | 4.3954 | 1065898 | 0 | 1065898 | 4.2145 | 1022030.7692 | 0 | 1022030.7692 | 2.609 | 632685.7143 | 0 | 632685.7143
| SMITH CT UNIT 2 | 16948244.77 | 0 | 3.52 | 596612 | 0 | 596612 | 3.356 | 568787 | 0 | 568787 | 3.1451 | 533035.6923 | 0 | 533035.6923 | 1.947 | 329974.4762 | 0 | 329974.4762
| SMITH CT UNIT 3 | 16247189.43 | 0 | 3.71 | 602129 | 0 | 602129 | 3.5419 | 575464 | 0 | 575464 | 3.3215 | 539652.3077 | 0 | 539652.3077 | 2.0562 | 334070.4762 | 0 | 334070.4762
| SMITH CT UNIT 4 | 25858484.41 | 0 | 3.3 | 852617 | 0 | 852617 | 3.2366 | 836947 | 0 | 836947 | 2.9127 | 753188.1667 | 0 | 753188.1667 | 2.2795 | 589451.6087 | 0 | 589451.6087
| SMITH CT UNIT 5 | 21295538.73 | 0 | 3.28 | 698328 | 0 | 698328 | 3.2185 | 685392 | 0 | 685392 | 2.8882 | 615053.7778 | 0 | 615053.7778 | 2.2603 | 481346.4348 | 0 | 481346.4348
| SMITH CT UNIT 6 | 18332746.16 | 0 | 3.28 | 600986 | 0 | 600986 | 3.2287 | 591907 | 0 | 591907 | 2.9266 | 536518.5 | 0 | 536518.5 | 2.3846 | 437163.2222 | 0 | 437163.2222
| SMITH CT UNIT 7 | 16754183.57 | 0 | 3.16 | 530174 | 0 | 530174 | 3.1147 | 521839 | 0 | 521839 | 2.8013 | 469340.4091 | 0 | 469340.4091 | 2.2826 | 382425.5185 | 0 | 382425.5185
| SMITH CT UNIT 9 | 41179391.76 | 0 | 3.32 | 1367228 | 0 | 1367228 | 3.2397 | 1334094 | 0 | 1334094 | 2.9874 | 1230196.7037 | 0 | 1230196.7037 | 2.5206 | 1037978.4688 | 0 | 1037978.4688
| SMITH CT UNIT 10 | 38525568.21 | 0 | 3.01 | 1157887 | 0 | 1157887 | 2.9652 | 1142369 | 0 | 1142369 | 2.6944 | 1038023.5556 | 0 | 1038023.5556 | 2.2734 | 875832.375 | 0 | 875832.375
| GREEN VALLEY LANDFILL | 354200.3 | 0 | 4.78 | 16918 | 0 | 16918 | 4.7036 | 16660 | 0 | 16660 | 4.4709 | 15835.931 | 0 | 15835.931 | 4.4709 | 15835.931 | 0 | 15835.931
| BAVARIAN LANDFILL | 387999.31 | 0 | 4.82 | 18696 | 0 | 18696 | 4.7461 | 18415 | 0 | 18415 | 4.5203 | 17538.6897 | 0 | 17538.6897 | 4.5203 | 17538.6897 | 0 | 17538.6897
| PEARL HOLLOW LANDFILL | 201654.6 | 0 | 4.2 | 8461 | 0 | 8461 | 4.1958 | 8461 | 0 | 8461 | 3.8916 | 7847.6 | 0 | 7847.6 | 3.8916 | 7847.6 | 0 | 7847.6
| PENDLETON COUNTY LANDFILL | 275099.08 | 0 | 4.07 | 11209 | 0 | 11209 | 4.0171 | 11051 | 0 | 11051 | 3.7781 | 10393.5676 | 0 | 10393.5676 | 3.7781 | 10393.5676 | 0 | 10393.5676
| BLUEGRASS OLDHAM COMMON | 57861908.03 | 0 | 4.31 | 2493372 | 0 | 2493372 | 4.2112 | 2436662 | 0 | 2436662 | 4.0923 | 2367898.8095 | 0 | 2367898.8095 | 4.0923 | 2367898.8095 | 0 | 2367898.8095
| BLUEGRASS OLDHAM UNIT 1 | 44185201.95 | 0 | 3.26 | 1440118 | 0 | 1440118 | 3.1601 | 1396317 | 0 | 1396317 | 3.0376 | 1342159.7143 | 0 | 1342159.7143 | 3.0376 | 1342159.7143 | 0 | 1342159.7143
| BLUEGRASS OLDHAM UNIT 2 | 45507960.02 | 0 | 2.92 | 1326570 | 0 | 1326570 | 2.8159 | 1281454 | 0 | 1281454 | 2.7067 | 1231770.7143 | 0 | 1231770.7143 | 2.7067 | 1231770.7143 | 0 | 1231770.7143
| BLUEGRASS OLDHAM UNIT 3 | 39171021.64 | 0 | 2.64 | 1034641 | 0 | 1034641 | 2.5423 | 995827 | 0 | 995827 | 2.4458 | 958037.5238 | 0 | 958037.5238 | 2.4458 | 958037.5238 | 0 | 958037.5238
| TOTAL PRIME MOVERS | 429116977.68 | 0 | 3.37 | 14459615 | 0 | 14459615 | 3.28 | 14076577 | 0 | 14076577 | 3.07 | 13183829.6914 | 0 | 13183829.6914 | 2.67 | 11470326.3448 | 0 | 11470326.3448
344 | GENERATORS
| SMITH CT COMMON | 385287.95 | 0 | 3.08 | 11864 | 0 | 11864 | 3.0364 | 11699 | 0 | 11699 | 2.6223 | 10103.2222 | 0 | 10103.2222 | 2.2125 | 8524.5938 | 0 | 8524.5938
| SMITH CT UNIT 1 | 4960295.58 | 0 | 3.57 | 177234 | 0 | 177234 | 3.4054 | 168920 | 0 | 168920 | 3.136 | 155553.5385 | 0 | 155553.5385 | 1.9413 | 96295.0476 | 0 | 96295.0476
| SMITH CT UNIT 2 | 5083402.24 | 0 | 3.58 | 181954 | 0 | 181954 | 3.412 | 173446.0833 | 0 | 173446.0833 | 3.1525 | 160253.1538 | 0 | 160253.1538 | 1.9515 | 99204.3333 | 0 | 99204.3333
| SMITH CT UNIT 3 | 2283154.23 | 0 | 4.43 | 101252 | 0 | 101252 | 4.2722 | 97542 | 0 | 97542 | 4.073 | 92992.4615 | 0 | 92992.4615 | 2.5214 | 57566.7619 | 0 | 57566.7619
| SMITH CT UNIT 4 | 7839449.86 | 0 | 3.29 | 257680 | 0 | 257680 | 3.2244 | 252775 | 0 | 252775 | 2.8145 | 220639.3333 | 0 | 220639.3333 | 2.2026 | 172674.2609 | 0 | 172674.2609
| SMITH CT UNIT 5 | 7775759.69 | 0 | 3.29 | 255573 | 0 | 255573 | 3.2242 | 250706 | 0 | 250706 | 2.8122 | 218668.2222 | 0 | 218668.2222 | 2.2008 | 171131.6522 | 0 | 171131.6522
| SMITH CT UNIT 6 | 4831725.68 | 0 | 3.14 | 151529 | 0 | 151529 | 3.0846 | 149038 | 0 | 149038 | 2.6746 | 129228.1818 | 0 | 129228.1818 | 2.1793 | 105297.037 | 0 | 105297.037
| SMITH CT UNIT 7 | 4838938.32 | 0 | 3.13 | 151531 | 0 | 151531 | 3.08 | 149037 | 0 | 149037 | 2.6705 | 129223.7273 | 0 | 129223.7273 | 2.176 | 105293.4074 | 0 | 105293.4074
| SMITH CT UNIT 9 | 4442193.82 | 0 | 3.27 | 145333 | 0 | 145333 | 3.1878 | 141609 | 0 | 141609 | 2.8171 | 125140.7037 | 0 | 125140.7037 | 2.3769 | 105587.4688 | 0 | 105587.4688
| SMITH CT UNIT 10 | 4442193.82 | 0 | 2.91 | 129177 | 0 | 129177 | 2.866 | 127315 | 0 | 127315 | 2.4957 | 110863.7778 | 0 | 110863.7778 | 2.1057 | 93541.3125 | 0 | 93541.3125
| GREEN VALLEY LANDFILL | 1098205.33 | 0 | 4.61 | 50606 | 0 | 50606 | 4.5336 | 49788 | 0 | 49788 | 4.1959 | 46079.5172 | 0 | 46079.5172 | 4.1959 | 46079.5172 | 0 | 46079.5172
| BAVARIAN LANDFILL | 4525028.84 | 0 | 5.12 | 231537 | 0 | 231537 | 5.0445 | 228266 | 0 | 228266 | 4.8219 | 218193.931 | 0 | 218193.931 | 4.8219 | 218193.931 | 0 | 218193.931
| PEARL HOLLOW LANDFILL | 3171144.21 | 0 | 4.11 | 130246 | 0 | 130246 | 4.1072 | 130246 | 0 | 130246 | 3.6342 | 115247.1429 | 0 | 115247.1429 | 3.6342 | 115247.1429 | 0 | 115247.1429
| PENDLETON COUNTY LANDFILL | 1684823.61 | 0 | 4.06 | 68466 | 0 | 68466 | 4.005 | 67478 | 0 | 67478 | 3.6911 | 62189.3514 | 0 | 62189.3514 | 3.6911 | 62189.3514 | 0 | 62189.3514
| GLASGOW LANDFILL | 2993753.87 | 0 | 3.87 | 115787 | 0 | 115787 | 3.8203 | 114369 | 0 | 114369 | 3.5869 | 107382.1778 | 0 | 107382.1778 | 3.5869 | 107382.1778 | 0 | 107382.1778
| BLUEGRASS OLDHAM COMMON | 17086.14 | 0 | 3.75 | 640 | 0 | 640 | 3.6462 | 623 | 0 | 623 | 3.472 | 593.2381 | 0 | 593.2381 | 3.472 | 593.2381 | 0 | 593.2381
| BLUEGRASS OLDHAM UNIT 1 | 12907984.9 | 0 | 3.81 | 492333 | 0 | 492333 | 3.7148 | 479509 | 0 | 479509 | 3.5725 | 461132.6667 | 0 | 461132.6667 | 3.5725 | 461132.6667 | 0 | 461132.6667
| BLUEGRASS OLDHAM UNIT 2 | 7457690.57 | 0 | 2.69 | 200400 | 0 | 200400 | 2.5867 | 192908 | 0 | 192908 | 2.4524 | 182895.3333 | 0 | 182895.3333 | 2.4524 | 182895.3333 | 0 | 182895.3333
| BLUEGRASS OLDHAM UNIT 3 | 7457690.57 | 0 | 2.32 | 173032 | 0 | 173032 | 2.2197 | 165540 | 0 | 165540 | 2.1045 | 156948 | 0 | 156948 | 2.1045 | 156948 | 0 | 156948
| COOPERATIVE SOLAR | 15810305.55 | 0 | 3.36 | 531990 | 0 | 531990 | 3.36 | 531226.2665 | 0 | 531226.2665 | 3.1844 | 503466.6383 | 0 | 503466.6383 | 3.1844 | 503466.6383 | 0 | 503466.6383
| TOTAL GENERATORS | 104006114.78 | 0 | 3.42 | 3558164 | 0 | 3558164 | 3.35 | 3482040.3497 | 0 | 3482040.3497 | 3.08 | 3206794.3189 | 0 | 3206794.3189 | 2.76 | 2869243.872 | 0 | 2869243.872
345 | ACCESSORY ELECTRIC EQUIPMENT
| SMITH CT COMMON | 9906844.23 | 0 | 2.95 | 291986 | 0 | 291986 | 2.9008 | 287373 | 0 | 287373 | 2.2812 | 225996.2963 | 0 | 225996.2963 | 1.9248 | 190684.375 | 0 | 190684.375
| SMITH CT UNIT 1 | 881261.16 | 0 | 3.72 | 32801 | 0 | 32801 | 3.5526 | 31308 | 0 | 31308 | 3.2275 | 28442.3846 | 0 | 28442.3846 | 1.998 | 17607.1905 | 0 | 17607.1905
| SMITH CT UNIT 2 | 881262.26 | 0 | 3.65 | 32191 | 0 | 32191 | 3.4835 | 30699 | 0 | 30699 | 3.1646 | 27888.4615 | 0 | 27888.4615 | 1.959 | 17264.2857 | 0 | 17264.2857
| SMITH CT UNIT 3 | 881262.26 | 0 | 3.82 | 33684 | 0 | 33684 | 3.6529 | 32192 | 0 | 32192 | 3.3185 | 29245 | 0 | 29245 | 2.0543 | 18104.0476 | 0 | 18104.0476
| SMITH CT UNIT 4 | 993996.86 | 0 | 3.42 | 34021 | 0 | 34021 | 3.3593 | 33391 | 0 | 33391 | 2.8894 | 28720.2222 | 0 | 28720.2222 | 2.2612 | 22476.6957 | 0 | 22476.6957
| SMITH CT UNIT 5 | 993996.86 | 0 | 3.43 | 34088 | 0 | 34088 | 3.366 | 33458 | 0 | 33458 | 2.8953 | 28779.3889 | 0 | 28779.3889 | 2.2659 | 22523 | 0 | 22523
| SMITH CT UNIT 6 | 1251472.92 | 0 | 3.3 | 41265 | 0 | 41265 | 3.2451 | 40612 | 0 | 40612 | 2.7822 | 34819.0909 | 0 | 34819.0909 | 2.267 | 28371.1111 | 0 | 28371.1111
| SMITH CT UNIT 7 | 1220275.59 | 0 | 3.29 | 40182 | 0 | 40182 | 3.2407 | 39546 | 0 | 39546 | 2.7784 | 33904.1818 | 0 | 33904.1818 | 2.2639 | 27625.6296 | 0 | 27625.6296
| SMITH CT UNIT 9 | 11825999.57 | 0 | 3.4 | 402367 | 0 | 402367 | 3.3176 | 392335 | 0 | 392335 | 2.8982 | 342739.3333 | 0 | 342739.3333 | 2.4453 | 289186.3125 | 0 | 289186.3125
| SMITH CT UNIT 10 | 2021825.43 | 0 | 3.07 | 62122 | 0 | 62122 | 3.0302 | 61265 | 0 | 61265 | 2.6127 | 52824.4815 | 0 | 52824.4815 | 2.2045 | 44570.6562 | 0 | 44570.6562
| GREEN VALLEY LANDFILL | 344891.29 | 0 | 4.81 | 16584 | 0 | 16584 | 4.7331 | 16324 | 0 | 16324 | 4.3415 | 14973.3793 | 0 | 14973.3793 | 4.3415 | 14973.3793 | 0 | 14973.3793
| BAVARIAN LANDFILL | 380225.22 | 0 | 4.9 | 18622 | 0 | 18622 | 4.8227 | 18337 | 0 | 18337 | 4.4438 | 16896.3448 | 0 | 16896.3448 | 4.4438 | 16896.3448 | 0 | 16896.3448
| PEARL HOLLOW LANDFILL | 452676.95 | 0 | 4.34 | 19654 | 0 | 19654 | 4.3417 | 19654 | 0 | 19654 | 3.9 | 17654.4 | 0 | 17654.4 | 3.9 | 17654.4 | 0 | 17654.4
| PENDLETON COUNTY LANDFILL | 406784.25 | 0 | 4.22 | 17158 | 0 | 17158 | 4.1585 | 16916 | 0 | 16916 | 3.7854 | 15398.3243 | 0 | 15398.3243 | 3.7854 | 15398.3243 | 0 | 15398.3243
| BLUEGRASS OLDHAM COMMON | 3028262.11 | 0 | 3.77 | 114142 | 0 | 114142 | 3.6673 | 111055 | 0 | 111055 | 3.4266 | 103766.2381 | 0 | 103766.2381 | 3.4266 | 103766.2381 | 0 | 103766.2381
| BLUEGRASS OLDHAM UNIT 1 | 386034.41 | 0 | 3.23 | 12457 | 0 | 12457 | 3.1251 | 12064 | 0 | 12064 | 2.9197 | 11271.0952 | 0 | 11271.0952 | 2.9197 | 11271.0952 | 0 | 11271.0952
| BLUEGRASS OLDHAM UNIT 2 | 386034.41 | 0 | 2.86 | 11037 | 0 | 11037 | 2.7573 | 10644 | 0 | 10644 | 2.576 | 9944.0952 | 0 | 9944.0952 | 2.576 | 9944.0952 | 0 | 9944.0952
| BLUEGRASS OLDHAM UNIT 3 | 386034.41 | 0 | 2.51 | 9676 | 0 | 9676 | 2.4047 | 9283 | 0 | 9283 | 2.2466 | 8672.7619 | 0 | 8672.7619 | 2.2466 | 8672.7619 | 0 | 8672.7619
| COOPERATIVE SOLAR | 779800 | 0 | 3.48 | 27155 | 0 | 27155 | 3.48 | 27137.04 | 0 | 27137.04 | 3.2437 | 25294.5106 | 0 | 25294.5106 | 3.2437 | 25294.5106 | 0 | 25294.5106
| TOTAL ACCESSORY ELECTRIC EQUIPMENT | 37408940.19 | 0 | 3.34 | 1251192 | 0 | 1251192 | 3.27 | 1223593.04 | 0 | 1223593.04 | 2.83 | 1057229.9907 | 0 | 1057229.9907 | 2.41 | 902284.4535 | 0 | 902284.4535
346 | MISCELLANEOUS POWER PLANT EQUIPMENT
| SMITH CT COMMON | 15806989.61 | 0 | 3.03 | 479639 | 0 | 479639 | 2.9923 | 472994 | 0 | 472994 | 2.6192 | 414012.5926 | 0 | 414012.5926 | 2.2099 | 349323.125 | 0 | 349323.125
| SMITH CT UNIT 3 | 35097.11 | 0 | 7.15 | 2511 | 0 | 2511 | 7.0006 | 2457 | 0 | 2457 | 6.9944 | 2454.8462 | 0 | 2454.8462 | 4.3299 | 1519.6667 | 0 | 1519.6667
| GREEN VALLEY LANDFILL | 104001.15 | 0 | 4.86 | 5051 | 0 | 5051 | 4.7836 | 4975 | 0 | 4975 | 4.511 | 4691.4483 | 0 | 4691.4483 | 4.511 | 4691.4483 | 0 | 4691.4483
| LAUREL RIDGE LANDFILL | 64992.35 | 0 | 43.62 | 28352 | 0 | 28352 | 43.6236 | 28352 | 0 | 28352 | 43.6236 | 28352 | 0 | 28352 | 43.6236 | 28352 | 0 | 28352
| BAVARIAN LANDFILL | 60998.54 | 0 | 4.69 | 2863 | 0 | 2863 | 4.6198 | 2818 | 0 | 2818 | 4.2626 | 2600.1379 | 0 | 2600.1379 | 4.2626 | 2600.1379 | 0 | 2600.1379
| PEARL HOLLOW LANDFILL | 494973.87 | 0 | 5.5 | 27202 | 0 | 27202 | 5.4956 | 27202 | 0 | 27202 | 5.3839 | 26648.8571 | 0 | 26648.8571 | 5.3839 | 26648.8571 | 0 | 26648.8571
| PENDLETON COUNTY LANDFILL | 50361.67 | 0 | 4.08 | 2055 | 0 | 2055 | 4.0229 | 2026 | 0 | 2026 | 3.7286 | 1877.7838 | 0 | 1877.7838 | 3.7286 | 1877.7838 | 0 | 1877.7838
| BLUEGRASS OLDHAM COMMON | 245217.08 | 0 | 3.92 | 9603 | 0 | 9603 | 3.8191 | 9365 | 0 | 9365 | 3.7482 | 9191.1429 | 0 | 9191.1429 | 3.7482 | 9191.1429 | 0 | 9191.1429
| TOTAL MISCELLANEOUS POWER PLANT EQUIPMENT | 16862631.38 | 0 | 3.3 | 557276 | 0 | 557276 | 3.26 | 550189 | 0 | 550189 | 2.9 | 489828.8087 | 0 | 489828.8087 | 2.52 | 424204.1617 | 0 | 424204.1617
| TOTAL OTHER PRODUCTION PLANT | 659783698.71 | 0 | 3.37 | 22220183 | 0 | 22220183 | 3.28 | 21673680.0833 | 0 | 21673680.0833 | 3.03 | 19979786.73 | 0 | 19979786.73 | 2.64 | 17425766.2323 | 0 | 17425766.2323
TRANSMISSION PLANT
353 | STATION EQUIPMENT | 309555391 | 28151327.5 | 2.85 | 8829790 | 802313 | 8027477 | 2.85 | 8829790 | 802313 | 8027477 | 2.85 | 8829790 | 802313 | 8027477 | 0 | 8829790 | 802313 | 8027477
353.1 | STATION EQUIPMENT - ECS | 9834245.35 | 0 | 13.14 | 1292108 | 0 | 1292108 | 13.14 | 1292108 | 0 | 1292108 | 13.14 | 1292108 | 0 | 1292108 | 0 | 1292108 | 0 | 1292108
354 | TOWERS AND FIXTURES | 3853520.91 | 0 | 1.87 | 72129 | 0 | 72129 | 1.87 | 72129 | 0 | 72129 | 1.87 | 72129 | 0 | 72129 | 0 | 72129 | 0 | 72129
355 | POLES AND FIXTURES | 240192196.53 | 0 | 3.24 | 7790779 | 0 | 7790779 | 3.24 | 7790779 | 0 | 7790779 | 3.24 | 7790779 | 0 | 7790779 | 0 | 7790779 | 0 | 7790779
356 | OVERHEAD CONDUCTORS AND DEVICES | 141259051.86 | 0 | 3.62 | 5110882 | 0 | 5110882 | 3.62 | 5110882 | 0 | 5110882 | 3.62 | 5110882 | 0 | 5110882 | 0 | 5110882 | 0 | 5110882
359 | ROADS AND TRAILS | 22927.11 | 0 | 2.43 | 557 | 0 | 557 | 2.43 | 557 | 0 | 557 | 2.43 | 557 | 0 | 557 | 0 | 557 | 0 | 557
| TOTAL TRANSMISSION PLANT | 704717332.76 | 28151327.5 | 3.28 | 23096245 | 802313 | 22293932 | 3.28 | 23096245 | 802313 | 22293932 | 3.28 | 23096245 | 802313 | 22293932 | 3.28 | 23096245 | 802313 | 22293932
DISTRIBUTION PLANT
362 | STATION EQUIPMENT | 325863839.04 | 0 | 2.58 | 8410892 | 0 | 8410892 | 2.58 | 8410892 | 0 | 8410892 | 2.58 | 8410892 | 0 | 8410892 | 0 | 8410892 | 0 | 8410892
362.1 | STATION EQUIPMENT - SCADA | 7799614.71 | 0 | 1.92 | 149696 | 0 | 149696 | 1.92 | 149696 | 0 | 149696 | 1.92 | 149696 | 0 | 149696 | 0 | 149696 | 0 | 149696
368 | LINE TRANSFORMERS | 2409681 | 0 | 1.08 | 26019 | 0 | 26019 | 1.08 | 26019 | 0 | 26019 | 1.08 | 26019 | 0 | 26019 | 0 | 26019 | 0 | 26019
[6 empty] | 0 | 0 | [6 empty] | 0 | 0 |  |  | 0 | 0
| TOTAL DISTRIBUTION PLANT | 336073134.75 | 0 | 2.55 | 8586607 | 0 | 8586607 | 2.55 | 8586607 | 0 | 8586607 | 2.55 | 8586607 | 0 | 8586607 | 2.55 | 8586607 | 0 | 8586607
GENERAL PLANT
390 | OFFICE STRUCTURES AND IMPROVEMENTS | 19910932.05 | 0 | 1.63 | 325154 | 0 | 325154 | 1.63 | 325154 | 0 | 325154 | 1.63 | 325154 | 0 | 325154 | 0 | 325154 | 0 | 325154
391 | OFFICE FURNITURE AND EQUIPMENT | 13849222.77 | 0 | 5 | 692290 | 0 | 692290 | 5 | 692290 | 0 | 692290 | 5 | 692290 | 0 | 692290 | 0 | 692290 | 0 | 692290
391.1 | OFFICE FURNITURE AND EQUIPMENT - PEOPLESOFT | 21265400.89 | 0 | 6.67 | 1417691 | 0 | 1417691 | 6.67 | 1417691 | 0 | 1417691 | 6.67 | 1417691 | 0 | 1417691 | 0 | 1417691 | 0 | 1417691
392 | TRANSPORTATION EQUIPMENT | 21791109.35 | 0 | 8.05 | 1753581 | 0 | 1753581 | 8.05 | 1753581 | 0 | 1753581 | 8.05 | 1753581 | 0 | 1753581 | 0 | 1753581 | 0 | 1753581
393 | STORES EQUIPMENT | 80885.4 | 0 | 4 | 3236 | 0 | 3236 | 4 | 3236 | 0 | 3236 | 4 | 3236 | 0 | 3236 | 0 | 3236 | 0 | 3236
394 | TOOLS, SHOP, AND GARAGE EQUIPMENT | 2014232.77 | 0 | 5 | 100716 | 0 | 100716 | 5 | 100716 | 0 | 100716 | 5 | 100716 | 0 | 100716 | 0 | 100716 | 0 | 100716
395 | LABORATORY EQUIPMENT | 4366162.65 | 0 | 5 | 218492 | 0 | 218492 | 5 | 218492 | 0 | 218492 | 5 | 218492 | 0 | 218492 | 0 | 218492 | 0 | 218492
396 | POWER OPERATED EQUIPMENT | 24030802.09 | 0 | 4.83 | 1159617 | 0 | 1159617 | 4.83 | 1159617 | 0 | 1159617 | 4.83 | 1159617 | 0 | 1159617 | 0 | 1159617 | 0 | 1159617
397 | COMMUNICATION EQUIPMENT | 22301164.09 | 0 | 6.67 | 1487391 | 0 | 1487391 | 6.67 | 1487391 | 0 | 1487391 | 6.67 | 1487391 | 0 | 1487391 | 0 | 1487391 | 0 | 1487391
398 | MISCELLANEOUS EQUIPMENT | 2513134.77 | 0 | 5 | 125661 | 0 | 125661 | 5 | 125661 | 0 | 125661 | 5 | 125661 | 0 | 125661 | 0 | 125661 | 0 | 125661
| TOTAL GENERAL PLANT | 132123046.83 | 0 | 5.51 | 7283829 | 0 | 7283829 | 5.51 | 7283829 | 0 | 7283829 | 5.51 | 7283829 | 0 | 7283829 | 5.51 | 7283829 | 0 | 7283829
RESERVE ADJUSTMENT FOR AMORTIZATION
391 | OFFICE FURNITURE AND EQUIPMENT |  |  |  | -36612.2 |  | -36612.2 |  | -36612.2 |  | -36612.2 |  | -36612.2 |  | -36612.2 |  | -36612.2 |  | -36612.2
391.1 | OFFICE FURNITURE AND EQUIPMENT - PEOPLESOFT |  |  |  | -3130870.99 |  | -3130870.99 |  | -3130870.99 |  | -3130870.99 |  | -3130870.99 |  | -3130870.99 |  | -3130870.99 |  | -3130870.99
393 | STORES EQUIPMENT |  |  |  | -460.8 |  | -460.8 |  | -460.8 |  | -460.8 |  | -460.8 |  | -460.8 |  | -460.8 |  | -460.8
394 | TOOLS, SHOP, AND GARAGE EQUIPMENT |  |  |  | -8558.2 |  | -8558.2 |  | -8558.2 |  | -8558.2 |  | -8558.2 |  | -8558.2 |  | -8558.2 |  | -8558.2
395 | LABORATORY EQUIPMENT |  |  |  | -17353.6 |  | -17353.6 |  | -17353.6 |  | -17353.6 |  | -17353.6 |  | -17353.6 |  | -17353.6 |  | -17353.6
397 | COMMUNICATION EQUIPMENT |  |  |  | -75552 |  | -75552 |  | -75552 |  | -75552 |  | -75552 |  | -75552 |  | -75552 |  | -75552
398 | MISCELLANEOUS EQUIPMENT |  |  |  | -8623.4 |  | -8623.4 |  | -8623.4 |  | -8623.4 |  | -8623.4 |  | -8623.4 |  | -8623.4 |  | -8623.4
| TOTAL RESERVE ADJUSTMENT FOR AMORTIZATION |  | 0 |  | -3278031.19 | 0 | -3278031.19 |  | -3278031.19 | 0 | -3278031.19 |  | -3278031.19 | 0 | -3278031.19 |  | -3278031.19 | 0 | -3278031.19
| TOTAL DEPRECIABLE PLANT | 4654637456.08 | 1248118649.35 | 3.1 | 142718647.81 | 39558275 | 103160372.81 |  | 138542704.8933 | 37915592.7989 | 100627112.0945 |  | 129552029.9826 | 35171093.7959 | 94380936.1868 |  | 108660519.709 | 28457614.4366 | 80202905.2724
NONDEPRECIABLE PLANT AND ACCOUNTS NOT STUDIED
[8 empty] | Adjustment #1 - Change in Base Rate Depreciation Expense |  |  | -2533260.7155 | Adjustment #2 - Change in Base Rate Depreciation Expense |  |  | -6246175.9077 | Adjustment #3 - Change in Base Rate Depreciation Expense |  |  | -14178030.9143
301 | ORGANIZATION | 5040.43 | [5 empty] | Remove Terminal Net Salvage from Thermal Units |  |  |  | Remove Interim Net Salvage and Interim Retirements from All Generating Units |  |  |  | Modify Life Spans for Specific Units
310 | LAND | 7074844.43 | [5 empty] | Not Computed on Solar as Highlighted Above |  |  |  | Not Computed on Solar as Highlighted Above
340 | LAND | 5964035.69
350 | LAND | 4673025.22
350.1 | LAND AND LAND RIGHTS | 58324160.972
354.1 | TOWERS AND FIXTURES - LEASED | 564962.57
360 | LAND | 13132104.22
389 | LAND | 1587642.56
389.1 | LAND AND LAND RIGHTS | 244222.03
398.1 | MISCELLANEOUS EQUIPMENT - LEASED | 448268.6
| TOTAL NONDEPRECIABLE PLANT AND ACCOUNTS NOT STUDIED | 92018306.722
| TOTAL ELECTRIC PLANT | 4746655762.802 | 1248118649.35

## Adj 1 Response to AG-Nucor 1-43
EAST KENTUCKY POWER COOPERATIVE
TABLE 1. SUMMARY OF ESTIMATED SURVIVOR CURVES, NET SALVAGE PERCENT, ORIGINAL COST, BOOK DEPRECIATION RESERVE AND
CALCULATED ANNUAL DEPRECIATION ACCRUALS RELATED TO ELECTRIC PLANT AS OF DECEMBER 31, 2023
|  |  | PROBABLE |  |  | NET | ORIGINAL COST | BOOK |  | CALCULATED ANNUAL |  |  | COMPOSITE
|  |  | RETIREMENT | SURVIVOR |  | SALVAGE | AS OF | DEPRECIATION | FUTURE | ACCRUAL |  | ACCRUAL | REMAINING
|  | ACCOUNT | DATE | CURVE |  | PERCENT | DECEMBER 31, 2023 | RESERVE | ACCRUALS | AMOUNT |  | RATE | LIFE
|  | -1 | -2 | -3 |  | -4 | -5 | -6 | -7 | -8 |  | (9)=(8)/(5) | (10)=(7)/(8)
INTANGIBLE PLANT
303 |  | MISCELLANEOUS INTANGIBLE PLANT |  | 25-SQ |  | 0 | 20095177.92 | 3406872.3 | 16688306 | 735656 |  | 3.66 | 22.7
|  | TOTAL INTANGIBLE PLANT |  |  |  |  | 20095177.92 | 3406872.3 | 16688306 | 735656 |  | 3.66
STEAM PRODUCTION PLANT
310.1 |  | LAND AND LAND RIGHTS
|  | COOPER COMMON - LANDFILL | 2038-12-31 | SQUARE | * | 0 | 5325571.56 | 2634053.77 | 2691518 | 179435 |  | 3.37 | 15
|  | COOPER COMMON - ACCESS ROAD | 2038-12-31 | SQUARE | * | 0 | 480134.08 | 322717 | 157417 | 10494 |  | 2.19 | 15
|  | SPURLOCK COMMON - LANDFILL | 2049-12-31 | SQUARE | * | 0 | 54040615.27 | 6181596.74 | 47859019 | 1840731 |  | 3.41 | 26
|  | SPURLOCK COMMON - AMMONIA CONTAINMENT | 2049-12-31 | SQUARE | * | 0 | 1050779.86 | 159403 | 891377 | 34284 |  | 3.26 | 26
|  | SMITH COMMON - LANDFILL | 2026-12-31 | SQUARE | * | 0 | 6050424.87 | 3611585.76 | 2438839 | 812946 |  | 13.44 | 3
|  | TOTAL LAND AND LAND RIGHTS |  |  |  |  | 66947525.64 | 12909356.27 | 54038170 | 2877890 |  | 4.3
311 |  | STRUCTURES AND IMPROVEMENTS
|  | CENTRAL LAB | 2030-12-31 | 85-S1.5 | * | 0 | 619445.56 | 546724.53 | 72721 | 10555 |  | 1.7 | 6.9
|  | COOPER COMMON | 2038-12-31 | 85-S1.5 | * | -2 | 11594469.07 | 10886217.75 | 940141 | 63021 |  | 0.54 | 14.9
|  | COOPER UNIT 2 SCRUBBER | 2038-12-31 | 85-S1.5 | * | -1 | 16839214.86 | 10420392.59 | 6587214 | 442392 |  | 2.63 | 14.9
|  | SPURLOCK COMMON | 2049-12-31 | 85-S1.5 | * | -1 | 71702335.62 | 10053669.31 | 62365690 | 2424830 |  | 3.38 | 25.7
|  | SPURLOCK UNIT 1 | 2042-12-31 | 85-S1.5 | * | -2 | 27725671.46 | 20154585.92 | 8125599 | 455270 |  | 1.64 | 17.8
|  | SPURLOCK UNIT 2 | 2042-12-31 | 85-S1.5 | * | -2 | 33813856.22 | 24929129.04 | 9561004 | 538072 |  | 1.59 | 17.8
|  | SPURLOCK UNIT 3 | 2049-12-31 | 85-S1.5 | * | -1 | 135449284.44 | 46960727.11 | 89843050 | 3572886 |  | 2.64 | 25.1
|  | SPURLOCK UNIT 4 | 2049-12-31 | 85-S1.5 | * | -1 | 91570829.79 | 25565458.12 | 66921080 | 2637385 |  | 2.88 | 25.4
|  | SPURLOCK UNIT 1 SCRUBBER | 2042-12-31 | 85-S1.5 | * | -1 | 25327525.35 | 11932283.55 | 13648517 | 728698 |  | 2.88 | 18.7
|  | SPURLOCK UNIT 2 SCRUBBER | 2042-12-31 | 85-S1.5 | * | -1 | 22295947.37 | 10551317.82 | 11967589 | 638953 |  | 2.87 | 18.7
|  | TOTAL STRUCTURES AND IMPROVEMENTS |  |  |  |  | 436938579.74 | 172000505.74 | 270032605 | 11512062 |  | 2.63
312 |  | BOILER PLANT EQUIPMENT
|  | COOPER COMMON | 2038-12-31 | 60-S0.5 | * | -2 | 101123705.05 | 79902414.88 | 23243764 | 1620046 |  | 1.6 | 14.3
|  | COOPER UNIT 1 | 2030-12-31 | 60-S0.5 | * | -1 | 7772878.45 | 7964995.14 | -114388 | 0 |  | 0 | 0
|  | COOPER UNIT 2 | 2038-12-31 | 60-S0.5 | * | -2 | 10041434.96 | 7985989.99 | 2256274 | 156621 |  | 1.56 | 14.4
|  | COOPER UNIT 2 SCRUBBER | 2038-12-31 | 60-S0.5 | * | -1 | 193947398 | 120251809.87 | 75635062 | 5252435 |  | 2.71 | 14.4
|  | SPURLOCK COMMON | 2049-12-31 | 60-S0.5 | * | -1 | 242346947.83 | 28417369.07 | 216353048 | 8786058 |  | 3.63 | 24.6
|  | SPURLOCK UNIT 1 | 2042-12-31 | 60-S0.5 | * | -2 | 234286878.19 | 124550728.67 | 114421887 | 6530395 |  | 2.79 | 17.5
|  | SPURLOCK UNIT 2 | 2042-12-31 | 60-S0.5 | * | -2 | 298973833.28 | 167717075.88 | 137236234 | 7916470 |  | 2.65 | 17.3
|  | SPURLOCK UNIT 3 | 2049-12-31 | 60-S0.5 | * | -1 | 204062486.12 | 64111196.75 | 141991914 | 6085392 |  | 2.98 | 23.3
|  | SPURLOCK UNIT 4 | 2049-12-31 | 60-S0.5 | * | -1 | 302101587.54 | 82111423.78 | 223011180 | 9453316 |  | 3.13 | 23.6
|  | SPURLOCK UNIT 1 SCRUBBER | 2042-12-31 | 60-S0.5 | * | -1 | 101115917.65 | 47632570.48 | 54494506 | 3064677 |  | 3.03 | 17.8
|  | SPURLOCK UNIT 2 SCRUBBER | 2042-12-31 | 60-S0.5 | * | -1 | 156122871.75 | 73883789.4 | 83800311 | 4712829 |  | 3.02 | 17.8
|  | TOTAL BOILER PLANT EQUIPMENT |  |  |  |  | 1851895938.82 | 804529363.91 | 1072329792 | 53578239 |  | 2.89
314 |  | TURBOGENERATOR UNITS
|  | COOPER COMMON | 2038-12-31 | 50-R2 | * | -2 | 23714956.78 | 22544706.98 | 1644549 | 114101 |  | 0.48 | 14.4
|  | SPURLOCK UNIT 1 | 2042-12-31 | 50-R2 | * | -2 | 42923558.05 | 25989475.84 | 17792553 | 1092771 |  | 2.55 | 16.3
|  | SPURLOCK UNIT 2 | 2042-12-31 | 50-R2 | * | -2 | 78018528.16 | 40526496.43 | 39052402 | 2306220 |  | 2.96 | 16.9
|  | SPURLOCK UNIT 3 | 2049-12-31 | 50-R2 | * | -1 | 81735044.38 | 27731410.67 | 54820984 | 2402441 |  | 2.94 | 22.8
|  | SPURLOCK UNIT 4 | 2049-12-31 | 50-R2 | * | -1 | 80326528.05 | 18513388.58 | 62616405 | 2637586 |  | 3.28 | 23.7
|  | TOTAL TURBOGENERATOR UNITS |  |  |  |  | 306718615.42 | 135305478.5 | 175926893 | 8553119 |  | 2.79
315 |  | ACCESSORY ELECTRIC EQUIPMENT
|  | COOPER COMMON | 2038-12-31 | 65-R3 | * | -2 | 3473012 | 3440611.86 | 101860 | 6829 |  | 0.2 | 14.9
|  | COOPER UNIT 1 | 2030-12-31 | 65-R3 | * | -1 | 108139.1 | 70330.01 | 38890 | 5567 |  | 5.15 | 7
|  | COOPER UNIT 2 | 2038-12-31 | 65-R3 | * | -2 | 108269.09 | 43937.66 | 66497 | 4461 |  | 4.12 | 14.9
|  | COOPER UNIT 2 SCRUBBER | 2038-12-31 | 65-R3 | * | -1 | 12060627.85 | 7467374.21 | 4713860 | 317646 |  | 2.63 | 14.8
|  | SPURLOCK UNIT 1 | 2042-12-31 | 65-R3 | * | -2 | 10670855.65 | 7498394.54 | 3385878 | 194864 |  | 1.83 | 17.4
|  | SPURLOCK UNIT 2 | 2042-12-31 | 65-R3 | * | -2 | 23193967.98 | 15966785.47 | 7691062 | 442917 |  | 1.91 | 17.4
|  | SPURLOCK UNIT 3 | 2049-12-31 | 65-R3 | * | -1 | 25044774.1 | 8072902.68 | 17222319 | 690603 |  | 2.76 | 24.9
|  | SPURLOCK UNIT 4 | 2049-12-31 | 65-R3 | * | -1 | 12751242.41 | 3604702.43 | 9274052 | 369190 |  | 2.9 | 25.1
|  | SPURLOCK UNIT 1 SCRUBBER | 2042-12-31 | 65-R3 | * | -1 | 12513473.78 | 5887066.69 | 6751542 | 362596 |  | 2.9 | 18.6
|  | SPURLOCK UNIT 2 SCRUBBER | 2042-12-31 | 65-R3 | * | -1 | 17711668.74 | 8370097.98 | 9518687 | 511208 |  | 2.89 | 18.6
|  | TOTAL ACCESSORY ELECTRIC EQUIPMENT |  |  |  |  | 117636030.7 | 60422203.53 | 58764647 | 2905881 |  | 2.47
316 |  | MISCELLANEOUS POWER PLANT EQUIPMENT
|  | CENTRAL LAB | 2030-12-31 | 32-L1 | * | 0 | 1167329.42 | 840184.9 | 327145 | 51254 |  | 4.39 | 6.4
|  | COOPER COMMON | 2038-12-31 | 32-L1 | * | -2 | 2918709.21 | 1911960.87 | 1065123 | 83487 |  | 2.86 | 12.8
|  | COOPER UNIT 1 | 2030-12-31 | 32-L1 | * | -1 | 2010174.77 | 190055.3 | 1840221 | 266699 |  | 13.27 | 6.9
|  | COOPER UNIT 2 SCRUBBER | 2038-12-31 | 32-L1 | * | -1 | 2139985.18 | 1360219.16 | 801166 | 64767 |  | 3.03 | 12.4
|  | SPURLOCK COMMON | 2049-12-31 | 32-L1 | * | -1 | 8375944.45 | 2161823.14 | 6297881 | 341257 |  | 4.07 | 18.5
|  | SPURLOCK UNIT 1 | 2042-12-31 | 32-L1 | * | -2 | 182562.7 | 138675.63 | 47538 | 4895 |  | 2.68 | 9.7
|  | SPURLOCK UNIT 3 | 2049-12-31 | 32-L1 | * | -2 | 2192469.65 | 450040.59 | 1786278 | 92596 |  | 4.22 | 19.3
|  | SPURLOCK UNIT 4 | 2049-12-31 | 32-L1 | * | -1 | 2721199.41 | 730264.02 | 2018147 | 112573 |  | 4.14 | 17.9
|  | TOTAL MISCELLANEOUS POWER PLANT EQUIPMENT |  |  |  |  | 21708374.79 | 7783223.61 | 14183499 | 1017528 |  | 4.69
|  | TOTAL STEAM PRODUCTION PLANT |  |  |  |  | 2801845065.11 | 1192950131.56 | 1645275606 | 80444719 |  | 2.87
OTHER PRODUCTION PLANT
341 |  | STRUCTURES AND IMPROVEMENTS
|  | SMITH CT COMMON | 2050-12-31 | 50-S0.5 | * | -1 | 18449493.53 | 7054844.15 | 11579144 | 528653 |  | 2.87 | 21.9
|  | SMITH CT UNIT 1 | 2036-12-31 | 50-S0.5 | * | 0 | 2666719.81 | 1514239.92 | 1152480 | 97121 |  | 3.64 | 11.9
|  | SMITH CT UNIT 2 | 2036-12-31 | 50-S0.5 | * | 0 | 2666719.81 | 1535563.88 | 1131156 | 95324 |  | 3.57 | 11.9
|  | SMITH CT UNIT 3 | 2036-12-31 | 50-S0.5 | * | 0 | 2666719.81 | 1483354.58 | 1183365 | 99724 |  | 3.74 | 11.9
|  | SMITH CT UNIT 4 | 2041-12-31 | 50-S0.5 | * | -1 | 1937757.41 | 914665.65 | 1042469 | 65789 |  | 3.4 | 15.8
|  | SMITH CT UNIT 5 | 2041-12-31 | 50-S0.5 | * | -1 | 1599135.43 | 750866.73 | 864260 | 54498 |  | 3.41 | 15.9
|  | SMITH CT UNIT 6 | 2045-12-31 | 50-S0.5 | * | -1 | 303524.78 | 116602.85 | 189957 | 9937 |  | 3.27 | 19.1
|  | SMITH CT UNIT 7 | 2045-12-31 | 50-S0.5 | * | -1 | 303524.78 | 116857.06 | 189703 | 9923 |  | 3.27 | 19.1
|  | SMITH CT UNIT 9 | 2050-12-31 | 50-S0.5 | * | 0 | 4625823.04 | 1039877.1 | 3585946 | 153838 |  | 3.33 | 23.3
|  | SMITH CT UNIT 10 | 2050-12-31 | 50-S0.5 | * | -1 | 224532.24 | 45021.49 | 181756 | 7494 |  | 3.34 | 24.3
|  | GREEN VALLEY LANDFILL | 2038-06-30 | 50-S0.5 | * | 0 | 1119860.8 | 416160.91 | 703700 | 53270 |  | 4.76 | 13.2
|  | BAVARIAN LANDFILL | 2038-06-30 | 50-S0.5 | * | 0 | 1135966.24 | 422145.64 | 713821 | 54036 |  | 4.76 | 13.2
|  | PEARL HOLLOW LANDFILL | 2041-06-30 | 50-S0.5 | * | -1 | 1465228.09 | 468146.53 | 1011734 | 63993 |  | 4.37 | 15.8
|  | PENDLETON COUNTY LANDFILL | 2042-06-30 | 50-S0.5 | * | 0 | 2033652.36 | 312972.97 | 1720679 | 98215 |  | 4.83 | 17.5
|  | BLUEGRASS OLDHAM COMMON | 2044-12-31 | 50-S0.5 | * | 0 | 7836172.29 | 2183825.97 | 5652346 | 290527 |  | 3.71 | 19.5
|  | BLUEGRASS OLDHAM UNIT 1 | 2044-12-31 | 50-S0.5 | * | 0 | 933680.4 | 369350.09 | 564330 | 29059 |  | 3.11 | 19.4
|  | BLUEGRASS OLDHAM UNIT 2 | 2044-12-31 | 50-S0.5 | * | 0 | 933680.4 | 438271.13 | 495409 | 25510 |  | 2.73 | 19.4
|  | BLUEGRASS OLDHAM UNIT 3 | 2044-12-31 | 50-S0.5 | * | 0 | 933680.4 | 504298.32 | 429382 | 22110 |  | 2.37 | 19.4
|  | COOPERATIVE SOLAR | 2047-06-30 | 50-S0.5 | * | 0 | 625882 | 159616.3 | 466266 | 21507 |  | 3.44 | 21.7
Note: Did Not Change Rate for Solar - Terminal NS
|  | TOTAL STRUCTURES AND IMPROVEMENTS |  |  |  |  | 52461753.62 | 19846681.27 | 32857903 | 1780528 |  | 3.39
342 |  | FUEL HOLDERS, PRODUCERS & ACCESSORIES
|  | SMITH CT COMMON | 2050-12-31 | 50-S2.5 | * | -1 | 13766120.51 | 5537459.13 | 8366323 | 367507 |  | 2.67 | 22.8
|  | SMITH CT UNIT 6 | 2045-12-31 | 50-S2.5 | * | -1 | 70051.65 | 27987.56 | 42765 | 2123 |  | 3.03 | 20.1
|  | SMITH CT UNIT 7 | 2045-12-31 | 50-S2.5 | * | -1 | 70051.65 | 28048.65 | 42704 | 2120 |  | 3.03 | 20.1
|  | SMITH CT UNIT 9 | 2050-12-31 | 50-S2.5 | * | 0 | 2384532.85 | 551700.32 | 1832833 | 73372 |  | 3.08 | 25
|  | SMITH CT UNIT 10 | 2050-12-31 | 50-S2.5 | * | -1 | 2116650.59 | 667242.99 | 1470574 | 58870 |  | 2.78 | 25
|  | BAVARIAN LANDFILL | 2038-06-30 | 50-S2.5 | * | 0 | 357670.24 | 135434.97 | 222235 | 16139 |  | 4.51 | 13.8
|  | BLUEGRASS OLDHAM COMMON | 2044-12-31 | 50-S2.5 | * | 0 | 1162203.57 | 331031.62 | 831172 | 40348 |  | 3.47 | 20.6
|  | TOTAL FUEL HOLDERS AND ACCESSORIES |  |  |  |  | 19927281.06 | 7278905.24 | 12808606 | 560479 |  | 2.81
343 |  | PRIME MOVERS
|  | SMITH CT COMMON | 2050-12-31 | 50-R2.5 | * | -1 | 21780283.59 | 8406987.78 | 13591099 | 589033 |  | 2.7 | 23.1
|  | SMITH CT UNIT 1 | 2036-12-31 | 50-R2.5 | * | 0 | 24250302.12 | 10963902.15 | 13286400 | 1065898 |  | 4.4 | 12.5
|  | SMITH CT UNIT 2 | 2036-12-31 | 50-R2.5 | * | 0 | 16948244.77 | 10018781.13 | 6929464 | 568787 |  | 3.36 | 12.2
|  | SMITH CT UNIT 3 | 2036-12-31 | 50-R2.5 | * | 0 | 16247189.43 | 9231709.72 | 7015480 | 575464 |  | 3.54 | 12.2
|  | SMITH CT UNIT 4 | 2041-12-31 | 50-R2.5 | * | -1 | 25858484.41 | 12301096.98 | 13815972 | 836947 |  | 3.24 | 16.5
|  | SMITH CT UNIT 5 | 2041-12-31 | 50-R2.5 | * | -1 | 21295538.73 | 10224571 | 11283923 | 685392 |  | 3.22 | 16.5
|  | SMITH CT UNIT 6 | 2045-12-31 | 50-R2.5 | * | -1 | 18332746.16 | 6529338.78 | 11986735 | 591907 |  | 3.23 | 20.3
|  | SMITH CT UNIT 7 | 2045-12-31 | 50-R2.5 | * | -1 | 16754183.57 | 6428695.06 | 10493030 | 521839 |  | 3.11 | 20.1
|  | SMITH CT UNIT 9 | 2050-12-31 | 50-R2.5 | * | 0 | 41179391.76 | 7964081 | 33215311 | 1334094 |  | 3.24 | 24.9
|  | SMITH CT UNIT 10 | 2050-12-31 | 50-R2.5 | * | -1 | 38525568.21 | 10498931.8 | 28411892 | 1142369 |  | 2.97 | 24.9
|  | GREEN VALLEY LANDFILL | 2038-06-30 | 50-R2.5 | * | 0 | 354200.3 | 124578.89 | 229621 | 16660 |  | 4.7 | 13.8
|  | BAVARIAN LANDFILL | 2038-06-30 | 50-R2.5 | * | 0 | 387999.31 | 133688.02 | 254311 | 18415 |  | 4.75 | 13.8
|  | PEARL HOLLOW LANDFILL | 2041-06-30 | 50-R2.5 | * | -1 | 201654.6 | 64321.63 | 139350 | 8461 |  | 4.2 | 16.5
|  | PENDLETON COUNTY LANDFILL | 2042-06-30 | 50-R2.5 | * | 0 | 275099.08 | 82817.76 | 192281 | 11051 |  | 4.02 | 17.4
|  | BLUEGRASS OLDHAM COMMON | 2044-12-31 | 50-R2.5 | * | 0 | 57861908.03 | 8136032.75 | 49725875 | 2436662 |  | 4.21 | 20.4
|  | BLUEGRASS OLDHAM UNIT 1 | 2044-12-31 | 50-R2.5 | * | 0 | 44185201.95 | 15999848.33 | 28185354 | 1396317 |  | 3.16 | 20.2
|  | BLUEGRASS OLDHAM UNIT 2 | 2044-12-31 | 50-R2.5 | * | 0 | 45507960.02 | 19640774.83 | 25867185 | 1281454 |  | 2.82 | 20.2
|  | BLUEGRASS OLDHAM UNIT 3 | 2044-12-31 | 50-R2.5 | * | 0 | 39171021.64 | 19052233.73 | 20118788 | 995827 |  | 2.54 | 20.2
|  | TOTAL PRIME MOVERS |  |  |  |  | 429116977.68 | 155802391.34 | 274742071 | 14076577 |  | 3.28
344 |  | GENERATORS
|  | SMITH CT COMMON | 2050-12-31 | 45-R2.5 | * | -1 | 385287.95 | 112500.83 | 276640 | 11699 |  | 3.04 | 23.6
|  | SMITH CT UNIT 1 | 2036-12-31 | 45-R2.5 | * | 0 | 4960295.58 | 2938099.42 | 2022196 | 168920 |  | 3.41 | 12
|  | SMITH CT UNIT 2 | 2036-12-31 | 45-R2.5 | * | 0 | 5083402.24 | 3000111.74 | 2083290 | 173446 |  | 3.41 | 12
|  | SMITH CT UNIT 3 | 2036-12-31 | 45-R2.5 | * | 0 | 2283154.23 | 1074252.41 | 1208902 | 97542 |  | 4.27 | 12.4
|  | SMITH CT UNIT 4 | 2041-12-31 | 45-R2.5 | * | -1 | 7839449.86 | 3867941.4 | 4049903 | 252775 |  | 3.22 | 16
|  | SMITH CT UNIT 5 | 2041-12-31 | 45-R2.5 | * | -1 | 7775759.69 | 3839731.27 | 4013786 | 250706 |  | 3.22 | 16
|  | SMITH CT UNIT 6 | 2045-12-31 | 45-R2.5 | * | -1 | 4831725.68 | 1988705.91 | 2891337 | 149038 |  | 3.08 | 19.4
|  | SMITH CT UNIT 7 | 2045-12-31 | 45-R2.5 | * | -1 | 4838938.32 | 1996016.06 | 2891312 | 149037 |  | 3.08 | 19.4
|  | SMITH CT UNIT 9 | 2050-12-31 | 45-R2.5 | * | 0 | 4442193.82 | 1063394.57 | 3378799 | 141609 |  | 3.19 | 23.9
|  | SMITH CT UNIT 10 | 2050-12-31 | 45-R2.5 | * | -1 | 4442193.82 | 1448871.44 | 3037744 | 127315 |  | 2.87 | 23.9
|  | GREEN VALLEY LANDFILL | 2038-06-30 | 45-R2.5 | * | 0 | 1098205.33 | 430052.22 | 668153 | 49788 |  | 4.53 | 13.4
|  | BAVARIAN LANDFILL | 2038-06-30 | 45-R2.5 | * | 0 | 4525028.84 | 1361216.87 | 3163812 | 228266 |  | 5.04 | 13.9
|  | PEARL HOLLOW LANDFILL | 2041-06-30 | 45-R2.5 | * | -1 | 3171144.21 | 1154319.13 | 2048537 | 130246 |  | 4.11 | 15.7
|  | PENDLETON COUNTY LANDFILL | 2042-06-30 | 45-R2.5 | * | 0 | 1684823.61 | 534320.88 | 1150503 | 67478 |  | 4.01 | 17.1
|  | GLASGOW LANDFILL | 2046-06-30 | 45-R2.5 | * | 0 | 2993753.87 | 577655.16 | 2416099 | 114369 |  | 3.82 | 21.1
|  | BLUEGRASS OLDHAM COMMON | 2044-12-31 | 45-R2.5 | * | 0 | 17086.14 | 4627.69 | 12458 | 623 |  | 3.65 | 20
|  | BLUEGRASS OLDHAM UNIT 1 | 2044-12-31 | 45-R2.5 | * | 0 | 12907984.9 | 3224198.61 | 9683786 | 479509 |  | 3.71 | 20.2
|  | BLUEGRASS OLDHAM UNIT 2 | 2044-12-31 | 45-R2.5 | * | 0 | 7457690.57 | 3616888.57 | 3840802 | 192908 |  | 2.59 | 19.9
|  | BLUEGRASS OLDHAM UNIT 3 | 2044-12-31 | 45-R2.5 | * | 0 | 7457690.57 | 4161782.32 | 3295908 | 165540 |  | 2.22 | 19.9
|  | COOPERATIVE SOLAR | 2047-06-30 | 45-R2.5 | * | 0 | 15810305.55 | 4136942.16 | 11673363 | 524881 |  | 3.32 | 22.2
Note: Did Not Change Rate for Solar - Terminal NS
|  | TOTAL GENERATORS |  |  |  |  | 104006114.78 | 40531628.66 | 63807330 | 3475695 |  | 3.34
345 |  | ACCESSORY ELECTRIC EQUIPMENT
|  | SMITH CT COMMON | 2050-12-31 | 45-R2 | * | -1 | 9906844.23 | 3804943.8 | 6200969 | 287373 |  | 2.9 | 21.6
|  | SMITH CT UNIT 1 | 2036-12-31 | 45-R2 | * | 0 | 881261.16 | 511509.77 | 369751 | 31308 |  | 3.55 | 11.8
|  | SMITH CT UNIT 2 | 2036-12-31 | 45-R2 | * | 0 | 881262.26 | 518712.34 | 362550 | 30699 |  | 3.48 | 11.8
|  | SMITH CT UNIT 3 | 2036-12-31 | 45-R2 | * | 0 | 881262.26 | 501077.37 | 380185 | 32192 |  | 3.65 | 11.8
|  | SMITH CT UNIT 4 | 2041-12-31 | 45-R2 | * | -1 | 993996.86 | 477032.99 | 526904 | 33391 |  | 3.36 | 15.8
|  | SMITH CT UNIT 5 | 2041-12-31 | 45-R2 | * | -1 | 993996.86 | 475967.88 | 527969 | 33458 |  | 3.37 | 15.8
|  | SMITH CT UNIT 6 | 2045-12-31 | 45-R2 | * | -1 | 1251472.92 | 485453.4 | 778534 | 40612 |  | 3.25 | 19.2
|  | SMITH CT UNIT 7 | 2045-12-31 | 45-R2 | * | -1 | 1220275.59 | 474383.51 | 758095 | 39546 |  | 3.24 | 19.2
|  | SMITH CT UNIT 9 | 2050-12-31 | 45-R2 | * | 0 | 11825999.57 | 2572037.74 | 9253962 | 392335 |  | 3.32 | 23.6
|  | SMITH CT UNIT 10 | 2050-12-31 | 45-R2 | * | -1 | 2021825.43 | 595564.09 | 1446480 | 61265 |  | 3.03 | 23.6
|  | GREEN VALLEY LANDFILL | 2038-06-30 | 45-R2 | * | 0 | 344891.29 | 127777.18 | 217114 | 16324 |  | 4.73 | 13.3
|  | BAVARIAN LANDFILL | 2038-06-30 | 45-R2 | * | 0 | 380225.22 | 135228.05 | 244997 | 18337 |  | 4.82 | 13.4
|  | PEARL HOLLOW LANDFILL | 2041-06-30 | 45-R2 | * | -1 | 452676.95 | 143725.31 | 313478 | 19654 |  | 4.34 | 15.9
|  | PENDLETON COUNTY LANDFILL | 2042-06-30 | 45-R2 | * | 0 | 406784.25 | 121915.61 | 284869 | 16916 |  | 4.16 | 16.8
|  | BLUEGRASS OLDHAM COMMON | 2044-12-31 | 45-R2 | * | 0 | 3028262.11 | 849171.5 | 2179091 | 111055 |  | 3.67 | 19.6
|  | BLUEGRASS OLDHAM UNIT 1 | 2044-12-31 | 45-R2 | * | 0 | 386034.41 | 149341.55 | 236693 | 12064 |  | 3.13 | 19.6
|  | BLUEGRASS OLDHAM UNIT 2 | 2044-12-31 | 45-R2 | * | 0 | 386034.41 | 177208.9 | 208826 | 10644 |  | 2.76 | 19.6
|  | BLUEGRASS OLDHAM UNIT 3 | 2044-12-31 | 45-R2 | * | 0 | 386034.41 | 203906.7 | 182128 | 9283 |  | 2.4 | 19.6
|  | COOPERATIVE SOLAR | 2047-06-30 | 45-R2 | * | 0 | 779800 | 193176.74 | 586623 | 26799 |  | 3.44 | 21.9
Note: Did Not Change Rate for Solar - Terminal NS
|  | TOTAL ACCESSORY ELECTRIC EQUIPMENT |  |  |  |  | 37408940.19 | 12518134.43 | 25059218 | 1223255 |  | 3.27
346 |  | MISCELLANEOUS POWER PLANT EQUIPMENT
|  | SMITH CT COMMON | 2050-12-31 | 45-S2.5 | * | -1 | 15806989.61 | 4628649.14 | 11336410 | 472994 |  | 2.99 | 24
|  | SMITH CT UNIT 3 | 2036-12-31 | 45-S2.5 | * | 0 | 35097.11 | 3184.5 | 31913 | 2457 |  | 7 | 13
|  | GREEN VALLEY LANDFILL | 2038-06-30 | 45-S2.5 | * | 0 | 104001.15 | 35975.42 | 68026 | 4975 |  | 4.78 | 13.7
|  | LAUREL RIDGE LANDFILL | 2024-12-31 | 45-S2.5 | * | 0 | 64992.35 | 36640.5 | 28352 | 28352 |  | 43.62 | 1
|  | BAVARIAN LANDFILL | 2038-06-30 | 45-S2.5 | * | 0 | 60998.54 | 23296.52 | 37702 | 2818 |  | 4.62 | 13.4
|  | PEARL HOLLOW LANDFILL | 2041-06-30 | 45-S2.5 | * | -1 | 494973.87 | 28619.14 | 471304 | 27202 |  | 5.5 | 17.3
|  | PENDLETON COUNTY LANDFILL | 2042-06-30 | 45-S2.5 | * | 0 | 50361.67 | 15622.98 | 34739 | 2026 |  | 4.02 | 17.1
|  | BLUEGRASS OLDHAM COMMON | 2044-12-31 | 45-S2.5 | * | 0 | 245217.08 | 52203.38 | 193014 | 9365 |  | 3.82 | 20.6
|  | TOTAL MISCELLANEOUS POWER PLANT EQUIPMENT |  |  |  |  | 16862631.38 | 4824191.58 | 12201460 | 550189 |  | 3.26
|  | TOTAL OTHER PRODUCTION PLANT |  |  |  |  | 659783698.71 | 240801932.52 | 421476588 | 21666723 |  | 3.28
TRANSMISSION PLANT
353 |  | STATION EQUIPMENT |  | 52-R2 |  | -30 | 309555391 | 76311552.28 | 326110456 | 8829790 |  | 2.85 | 36.9
353.1 |  | STATION EQUIPMENT - ECS |  | 25-R2 |  | -10 | 9834245.35 | 5008331.13 | 5809339 | 1292108 |  | 13.14 | 4.5
354 |  | TOWERS AND FIXTURES |  | 75-R4 |  | 0 | 3853520.91 | 1588212.61 | 2265308 | 72129 |  | 1.87 | 31.4
355 |  | POLES AND FIXTURES |  | 60-R2.5 |  | -75 | 240192196.53 | 63396059.15 | 356940285 | 7790779 |  | 3.24 | 45.8
356 |  | OVERHEAD CONDUCTORS AND DEVICES |  | 60-R4 |  | -75 | 141259051.86 | 63715251.36 | 183488089 | 5110882 |  | 3.62 | 35.9
359 |  | ROADS AND TRAILS |  | 75-R4 |  | 0 | 22927.11 | 12100.51 | 10827 | 557 |  | 2.43 | 19.4
|  | TOTAL TRANSMISSION PLANT |  |  |  |  | 704717332.76 | 210031507.04 | 874624304 | 23096245 |  | 3.28
DISTRIBUTION PLANT
362 |  | STATION EQUIPMENT |  | 35-R0.5 |  | -5 | 325863839.04 | 95248438.45 | 246908593 | 8410892 |  | 2.58 | 29.4
362.1 |  | STATION EQUIPMENT - SCADA |  | 35-R2.5 |  | -5 | 7799614.71 | 4607402.04 | 3582193 | 149696 |  | 1.92 | 23.9
368 |  | LINE TRANSFORMERS |  | 55-R3 |  | 0 | 2409681 | 1320682.85 | 1088998 | 26019 |  | 1.08 | 41.9
|  | TOTAL DISTRIBUTION PLANT |  |  |  |  | 336073134.75 | 101176523.34 | 251579784 | 8586607 |  | 2.55
GENERAL PLANT
390 |  | OFFICE STRUCTURES AND IMPROVEMENTS |  | 65-R4 |  | -10 | 19910932.05 | 8927206 | 12974819 | 325154 |  | 1.63 | 39.9
391 |  | OFFICE FURNITURE AND EQUIPMENT |  | 20-SQ |  | 0 | 13849222.77 | 4129175 | 9720048 | 692290 |  | 5 | 14
391.1 |  | OFFICE FURNITURE AND EQUIPMENT - PEOPLESOFT |  | 15-SQ |  | 0 | 21265400.89 | 11948538 | 9316863 | 1417691 |  | 6.67 | 6.6
392 |  | TRANSPORTATION EQUIPMENT |  | 12-L1.5 |  | 0 | 21791109.35 | 8321066 | 13470043 | 1753581 |  | 8.05 | 7.7
393 |  | STORES EQUIPMENT |  | 25-SQ |  | 0 | 80885.4 | 60546 | 20339 | 3236 |  | 4 | 6.3
394 |  | TOOLS, SHOP, AND GARAGE EQUIPMENT |  | 20-SQ |  | 0 | 2014232.77 | 688131 | 1326102 | 100716 |  | 5 | 13.2
395 |  | LABORATORY EQUIPMENT |  | 20-SQ |  | 0 | 4366162.65 | 2130387 | 2235776 | 218492 |  | 5 | 10.2
396 |  | POWER OPERATED EQUIPMENT |  | 20-R2 |  | 0 | 24030802.09 | 9245260 | 14785542 | 1159617 |  | 4.83 | 12.8
397 |  | COMMUNICATION EQUIPMENT |  | 15-SQ |  | 0 | 22301164.09 | 9655523 | 12645641 | 1487391 |  | 6.67 | 8.5
398 |  | MISCELLANEOUS EQUIPMENT |  | 20-SQ |  | 0 | 2513134.77 | 1024082 | 1489053 | 125661 |  | 5 | 11.8
|  | TOTAL GENERAL PLANT |  |  |  |  | 132123046.83 | 56129914 | 77984226 | 7283829 |  | 5.51
UNRECOVERED RESERVE ADJUSTMENT FOR AMORTIZATION
391 |  | OFFICE FURNITURE AND EQUIPMENT | [5 empty] | 183061 |  | -36612.2 | **
391.1 |  | OFFICE FURNITURE AND EQUIPMENT - PEOPLESOFT | [5 empty] | 15654354.95 |  | -3130870.99 | **
393 |  | STORES EQUIPMENT | [5 empty] | 2304 |  | -460.8 | **
394 |  | TOOLS, SHOP, AND GARAGE EQUIPMENT | [5 empty] | 42791 |  | -8558.2 | **
395 |  | LABORATORY EQUIPMENT | [5 empty] | 86768 |  | -17353.6 | **
397 |  | COMMUNICATION EQUIPMENT | [5 empty] | 377760 |  | -75552 | **
398 |  | MISCELLANEOUS EQUIPMENT | [5 empty] | 43117 |  | -8623.4 | **
|  | TOTAL UNRECOVERED RESERVE ADJUSTMENT FOR AMORTIZATION | [5 empty] | 16390155.95 |  | -3278031.19
|  | TOTAL DEPRECIABLE PLANT |  |  |  |  | 4654637456.08 | 1820887036.71 | 3287628814 | 138535747.81 |  | 2.98
NONDEPRECIABLE PLANT AND ACCOUNTS NOT STUDIED
301 |  | ORGANIZATION |  |  |  |  | 5040.43
310 |  | LAND |  |  |  |  | 7074844.43
340 |  | LAND |  |  |  |  | 5964035.69
350 |  | LAND |  |  |  |  | 4673025.22
350.1 |  | LAND AND LAND RIGHTS |  |  |  |  | 58324160.972
354.1 |  | TOWERS AND FIXTURES - LEASED |  |  |  |  | 564962.57 | 325366.93
360 |  | LAND |  |  |  |  | 13132104.22
389 |  | LAND |  |  |  |  | 1587642.56
389.1 |  | LAND AND LAND RIGHTS |  |  |  |  | 244222.03
398.1 |  | MISCELLANEOUS EQUIPMENT - LEASED |  |  |  |  | 448268.6 | 448268.6
|  | TOTAL NONDEPRECIABLE PLANT AND ACCOUNTS NOT STUDIED |  |  |  |  | 92018306.722 | 773635.53
|  | TOTAL ELECTRIC PLANT |  |  |  |  | 4746655762.802 | 1821660672.24
| * | LIFE SPAN PROCEDURE USED. CURVE SHOWN IS INTERIM SURVIVOR CURVE.
| ** | UNRECOVERED RESERVE WILL BE AMORTIZED OVER A 5-YEAR PERIOD

## AG-Nucor 1-43 With Formulas
EAST KENTUCKY POWER COOPERATIVE
TABLE 1. SUMMARY OF ESTIMATED SURVIVOR CURVES, NET SALVAGE PERCENT, ORIGINAL COST, BOOK DEPRECIATION RESERVE AND
CALCULATED ANNUAL DEPRECIATION ACCRUALS RELATED TO ELECTRIC PLANT AS OF DECEMBER 31, 2023
|  |  | PROBABLE |  |  | NET | ORIGINAL COST | BOOK |  | CALCULATED ANNUAL |  |  | COMPOSITE
|  |  | RETIREMENT | SURVIVOR |  | SALVAGE | AS OF | DEPRECIATION | FUTURE | ACCRUAL |  | ACCRUAL | REMAINING
|  | ACCOUNT | DATE | CURVE |  | PERCENT | DECEMBER 31, 2023 | RESERVE | ACCRUALS | AMOUNT |  | RATE | LIFE
|  | -1 | -2 | -3 |  | -4 | -5 | -6 | -7 | -8 |  | (9)=(8)/(5) | (10)=(7)/(8)
INTANGIBLE PLANT
303 |  | MISCELLANEOUS INTANGIBLE PLANT |  | 25-SQ |  | 0 | 20095177.92 | 3406872.3 | 16688306 | 735656 |  | 3.66 | 22.7 | 22.6849
|  | TOTAL INTANGIBLE PLANT |  |  |  |  | 20095177.92 | 3406872.3 | 16688306 | 735656 |  | 3.66
STEAM PRODUCTION PLANT
310.1 |  | LAND AND LAND RIGHTS
|  | COOPER COMMON - LANDFILL | 2038-12-31 | SQUARE | * | 0 | 5325571.56 | 2634053.77 | 2691518 | 179435 |  | 3.3693 | 15 | 15
|  | COOPER COMMON - ACCESS ROAD | 2038-12-31 | SQUARE | * | 0 | 480134.08 | 322717 | 157417 | 10494 |  | 2.1856 | 15.0007 | 15.0007
|  | SPURLOCK COMMON - LANDFILL | 2049-12-31 | SQUARE | * | 0 | 54040615.27 | 6181596.74 | 47859019 | 1840731 |  | 3.4062 | 26 | 26
|  | SPURLOCK COMMON - AMMONIA CONTAINMENT | 2049-12-31 | SQUARE | * | 0 | 1050779.86 | 159403 | 891377 | 34284 |  | 3.2627 | 25.9998 | 25.9998
|  | SMITH COMMON - LANDFILL | 2026-12-31 | SQUARE | * | 0 | 6050424.87 | 3611585.76 | 2438839 | 812946 |  | 13.4362 | 3 | 3
|  | TOTAL LAND AND LAND RIGHTS |  |  |  |  | 66947525.64 | 12909356.27 | 54038170 | 2877890 |  | 4.3
311 |  | STRUCTURES AND IMPROVEMENTS
|  | CENTRAL LAB | 2030-12-31 | 85-S1.5 | * | 0 | 619445.56 | 546724.53 | 72721 | 10555 |  | 1.7039 | 6.8897 | 6.8897
|  | COOPER COMMON | 2038-12-31 | 85-S1.5 | * | -2 | 11594469.07 | 10886217.75 | 940141 | 63021 |  | 0.54354 | 14.9179 | 14.9179
|  | COOPER UNIT 2 SCRUBBER | 2038-12-31 | 85-S1.5 | * | -1 | 16839214.86 | 10420392.59 | 6587214 | 442392 |  | 2.6272 | 14.89 | 14.89
|  | SPURLOCK COMMON | 2049-12-31 | 85-S1.5 | * | -1 | 71702335.62 | 10053669.31 | 62365690 | 2424830 |  | 3.3818 | 25.7196 | 25.7196
|  | SPURLOCK UNIT 1 | 2042-12-31 | 85-S1.5 | * | -2 | 27725671.46 | 20154585.92 | 8125599 | 455270 |  | 1.6421 | 17.8479 | 17.8479
|  | SPURLOCK UNIT 2 | 2042-12-31 | 85-S1.5 | * | -2 | 33813856.22 | 24929129.04 | 9561004 | 538072 |  | 1.5913 | 17.769 | 17.769
|  | SPURLOCK UNIT 3 | 2049-12-31 | 85-S1.5 | * | -1 | 135449284.44 | 46960727.11 | 89843050 | 3572886 |  | 2.6378 | 25.1458 | 25.1458
|  | SPURLOCK UNIT 4 | 2049-12-31 | 85-S1.5 | * | -1 | 91570829.79 | 25565458.12 | 66921080 | 2637385 |  | 2.8802 | 25.374 | 25.374
|  | SPURLOCK UNIT 1 SCRUBBER | 2042-12-31 | 85-S1.5 | * | -1 | 25327525.35 | 11932283.55 | 13648517 | 728698 |  | 2.8771 | 18.73 | 18.73
|  | SPURLOCK UNIT 2 SCRUBBER | 2042-12-31 | 85-S1.5 | * | -1 | 22295947.37 | 10551317.82 | 11967589 | 638953 |  | 2.8658 | 18.73 | 18.73
|  | TOTAL STRUCTURES AND IMPROVEMENTS |  |  |  |  | 436938579.74 | 172000505.74 | 270032605 | 11512062 |  | 2.63
312 |  | BOILER PLANT EQUIPMENT
|  | COOPER COMMON | 2038-12-31 | 60-S0.5 | * | -2 | 101123705.05 | 79902414.88 | 23243764 | 1620046 |  | 1.602 | 14.3476 | 14.3476
|  | COOPER UNIT 1 | 2030-12-31 | 60-S0.5 | * | -1 | 7772878.45 | 7964995.14 | -114388 | 0 |  | 0 | 0 | 0
|  | COOPER UNIT 2 | 2038-12-31 | 60-S0.5 | * | -2 | 10041434.96 | 7985989.99 | 2256274 | 156621 |  | 1.5597 | 14.4059 | 14.4059
|  | COOPER UNIT 2 SCRUBBER | 2038-12-31 | 60-S0.5 | * | -1 | 193947398 | 120251809.87 | 75635062 | 5252435 |  | 2.7082 | 14.4 | 14.4
|  | SPURLOCK COMMON | 2049-12-31 | 60-S0.5 | * | -1 | 242346947.83 | 28417369.07 | 216353048 | 8786058 |  | 3.6254 | 24.6246 | 24.6246
|  | SPURLOCK UNIT 1 | 2042-12-31 | 60-S0.5 | * | -2 | 234286878.19 | 124550728.67 | 114421887 | 6530395 |  | 2.7873 | 17.5214 | 17.5214
|  | SPURLOCK UNIT 2 | 2042-12-31 | 60-S0.5 | * | -2 | 298973833.28 | 167717075.88 | 137236234 | 7916470 |  | 2.6479 | 17.3355 | 17.3355
|  | SPURLOCK UNIT 3 | 2049-12-31 | 60-S0.5 | * | -1 | 204062486.12 | 64111196.75 | 141991914 | 6085392 |  | 2.9821 | 23.3332 | 23.3332
|  | SPURLOCK UNIT 4 | 2049-12-31 | 60-S0.5 | * | -1 | 302101587.54 | 82111423.78 | 223011180 | 9453316 |  | 3.1292 | 23.5908 | 23.5908
|  | SPURLOCK UNIT 1 SCRUBBER | 2042-12-31 | 60-S0.5 | * | -1 | 101115917.65 | 47632570.48 | 54494506 | 3064677 |  | 3.0309 | 17.7815 | 17.7815
|  | SPURLOCK UNIT 2 SCRUBBER | 2042-12-31 | 60-S0.5 | * | -1 | 156122871.75 | 73883789.4 | 83800311 | 4712829 |  | 3.0187 | 17.7813 | 17.7813
|  | TOTAL BOILER PLANT EQUIPMENT |  |  |  |  | 1851895938.82 | 804529363.91 | 1072329792 | 53578239 |  | 2.89
314 |  | TURBOGENERATOR UNITS
|  | COOPER COMMON | 2038-12-31 | 50-R2 | * | -2 | 23714956.78 | 22544706.98 | 1644549 | 114101 |  | 0.48114 | 14.4131 | 14.4131
|  | SPURLOCK UNIT 1 | 2042-12-31 | 50-R2 | * | -2 | 42923558.05 | 25989475.84 | 17792553 | 1092771 |  | 2.5459 | 16.2821 | 16.2821
|  | SPURLOCK UNIT 2 | 2042-12-31 | 50-R2 | * | -2 | 78018528.16 | 40526496.43 | 39052402 | 2306220 |  | 2.956 | 16.9335 | 16.9335
|  | SPURLOCK UNIT 3 | 2049-12-31 | 50-R2 | * | -1 | 81735044.38 | 27731410.67 | 54820984 | 2402441 |  | 2.9393 | 22.8189 | 22.8189
|  | SPURLOCK UNIT 4 | 2049-12-31 | 50-R2 | * | -1 | 80326528.05 | 18513388.58 | 62616405 | 2637586 |  | 3.2836 | 23.74 | 23.74
|  | TOTAL TURBOGENERATOR UNITS |  |  |  |  | 306718615.42 | 135305478.5 | 175926893 | 8553119 |  | 2.79
315 |  | ACCESSORY ELECTRIC EQUIPMENT
|  | COOPER COMMON | 2038-12-31 | 65-R3 | * | -2 | 3473012 | 3440611.86 | 101860 | 6829 |  | 0.19663 | 14.9158 | 14.9158
|  | COOPER UNIT 1 | 2030-12-31 | 65-R3 | * | -1 | 108139.1 | 70330.01 | 38890 | 5567 |  | 5.148 | 6.9858 | 6.9858
|  | COOPER UNIT 2 | 2038-12-31 | 65-R3 | * | -2 | 108269.09 | 43937.66 | 66497 | 4461 |  | 4.1203 | 14.9063 | 14.9063
|  | COOPER UNIT 2 SCRUBBER | 2038-12-31 | 65-R3 | * | -1 | 12060627.85 | 7467374.21 | 4713860 | 317646 |  | 2.6337 | 14.84 | 14.84
|  | SPURLOCK UNIT 1 | 2042-12-31 | 65-R3 | * | -2 | 10670855.65 | 7498394.54 | 3385878 | 194864 |  | 1.8261 | 17.3756 | 17.3756
|  | SPURLOCK UNIT 2 | 2042-12-31 | 65-R3 | * | -2 | 23193967.98 | 15966785.47 | 7691062 | 442917 |  | 1.9096 | 17.3646 | 17.3646
|  | SPURLOCK UNIT 3 | 2049-12-31 | 65-R3 | * | -1 | 25044774.1 | 8072902.68 | 17222319 | 690603 |  | 2.7575 | 24.9381 | 24.9381
|  | SPURLOCK UNIT 4 | 2049-12-31 | 65-R3 | * | -1 | 12751242.41 | 3604702.43 | 9274052 | 369190 |  | 2.8953 | 25.12 | 25.12
|  | SPURLOCK UNIT 1 SCRUBBER | 2042-12-31 | 65-R3 | * | -1 | 12513473.78 | 5887066.69 | 6751542 | 362596 |  | 2.8976 | 18.62 | 18.62
|  | SPURLOCK UNIT 2 SCRUBBER | 2042-12-31 | 65-R3 | * | -1 | 17711668.74 | 8370097.98 | 9518687 | 511208 |  | 2.8863 | 18.62 | 18.62
|  | TOTAL ACCESSORY ELECTRIC EQUIPMENT |  |  |  |  | 117636030.7 | 60422203.53 | 58764647 | 2905881 |  | 2.47
316 |  | MISCELLANEOUS POWER PLANT EQUIPMENT
|  | CENTRAL LAB | 2030-12-31 | 32-L1 | * | 0 | 1167329.42 | 840184.9 | 327145 | 51254 |  | 4.3907 | 6.3828 | 6.3828
|  | COOPER COMMON | 2038-12-31 | 32-L1 | * | -2 | 2918709.21 | 1911960.87 | 1065123 | 83487 |  | 2.8604 | 12.758 | 12.758
|  | COOPER UNIT 1 | 2030-12-31 | 32-L1 | * | -1 | 2010174.77 | 190055.3 | 1840221 | 266699 |  | 13.2675 | 6.9 | 6.9
|  | COOPER UNIT 2 SCRUBBER | 2038-12-31 | 32-L1 | * | -1 | 2139985.18 | 1360219.16 | 801166 | 64767 |  | 3.0265 | 12.37 | 12.37
|  | SPURLOCK COMMON | 2049-12-31 | 32-L1 | * | -1 | 8375944.45 | 2161823.14 | 6297881 | 341257 |  | 4.0743 | 18.455 | 18.455
|  | SPURLOCK UNIT 1 | 2042-12-31 | 32-L1 | * | -2 | 182562.7 | 138675.63 | 47538 | 4895 |  | 2.6813 | 9.7115 | 9.7115
|  | SPURLOCK UNIT 3 | 2049-12-31 | 32-L1 | * | -2 | 2192469.65 | 450040.59 | 1786278 | 92596 |  | 4.2234 | 19.2911 | 19.2911
|  | SPURLOCK UNIT 4 | 2049-12-31 | 32-L1 | * | -1 | 2721199.41 | 730264.02 | 2018147 | 112573 |  | 4.1369 | 17.9275 | 17.9275
|  | TOTAL MISCELLANEOUS POWER PLANT EQUIPMENT |  |  |  |  | 21708374.79 | 7783223.61 | 14183499 | 1017528 |  | 4.69
|  | TOTAL STEAM PRODUCTION PLANT |  |  |  |  | 2801845065.11 | 1192950131.56 | 1645275606 | 80444719 |  | 2.87
OTHER PRODUCTION PLANT
341 |  | STRUCTURES AND IMPROVEMENTS
|  | SMITH CT COMMON | 2050-12-31 | 50-S0.5 | * | -1 | 18449493.53 | 7054844.15 | 11579144 | 528653 |  | 2.8654 | 21.9031 | 21.9031
|  | SMITH CT UNIT 1 | 2036-12-31 | 50-S0.5 | * | 0 | 2666719.81 | 1514239.92 | 1152480 | 97121 |  | 3.642 | 11.8664 | 11.8664
|  | SMITH CT UNIT 2 | 2036-12-31 | 50-S0.5 | * | 0 | 2666719.81 | 1535563.88 | 1131156 | 95324 |  | 3.5746 | 11.8664 | 11.8664
|  | SMITH CT UNIT 3 | 2036-12-31 | 50-S0.5 | * | 0 | 2666719.81 | 1483354.58 | 1183365 | 99724 |  | 3.7396 | 11.8664 | 11.8664
|  | SMITH CT UNIT 4 | 2041-12-31 | 50-S0.5 | * | -1 | 1937757.41 | 914665.65 | 1042469 | 65789 |  | 3.3951 | 15.8456 | 15.8456
|  | SMITH CT UNIT 5 | 2041-12-31 | 50-S0.5 | * | -1 | 1599135.43 | 750866.73 | 864260 | 54498 |  | 3.408 | 15.8586 | 15.8586
|  | SMITH CT UNIT 6 | 2045-12-31 | 50-S0.5 | * | -1 | 303524.78 | 116602.85 | 189957 | 9937 |  | 3.2739 | 19.1161 | 19.1161
|  | SMITH CT UNIT 7 | 2045-12-31 | 50-S0.5 | * | -1 | 303524.78 | 116857.06 | 189703 | 9923 |  | 3.2693 | 19.1175 | 19.1175
|  | SMITH CT UNIT 9 | 2050-12-31 | 50-S0.5 | * | 0 | 4625823.04 | 1039877.1 | 3585946 | 153838 |  | 3.3256 | 23.3099 | 23.3099
|  | SMITH CT UNIT 10 | 2050-12-31 | 50-S0.5 | * | -1 | 224532.24 | 45021.49 | 181756 | 7494 |  | 3.3376 | 24.2535 | 24.2535
|  | GREEN VALLEY LANDFILL | 2038-06-30 | 50-S0.5 | * | 0 | 1119860.8 | 416160.91 | 703700 | 53270 |  | 4.7568 | 13.2101 | 13.2101
|  | BAVARIAN LANDFILL | 2038-06-30 | 50-S0.5 | * | 0 | 1135966.24 | 422145.64 | 713821 | 54036 |  | 4.7568 | 13.2101 | 13.2101
|  | PEARL HOLLOW LANDFILL | 2041-06-30 | 50-S0.5 | * | -1 | 1465228.09 | 468146.53 | 1011734 | 63993 |  | 4.3674 | 15.8101 | 15.8101
|  | PENDLETON COUNTY LANDFILL | 2042-06-30 | 50-S0.5 | * | 0 | 2033652.36 | 312972.97 | 1720679 | 98215 |  | 4.8295 | 17.5195 | 17.5195
|  | BLUEGRASS OLDHAM COMMON | 2044-12-31 | 50-S0.5 | * | 0 | 7836172.29 | 2183825.97 | 5652346 | 290527 |  | 3.7075 | 19.4555 | 19.4555
|  | BLUEGRASS OLDHAM UNIT 1 | 2044-12-31 | 50-S0.5 | * | 0 | 933680.4 | 369350.09 | 564330 | 29059 |  | 3.1123 | 19.4201 | 19.4201
|  | BLUEGRASS OLDHAM UNIT 2 | 2044-12-31 | 50-S0.5 | * | 0 | 933680.4 | 438271.13 | 495409 | 25510 |  | 2.7322 | 19.4202 | 19.4202
|  | BLUEGRASS OLDHAM UNIT 3 | 2044-12-31 | 50-S0.5 | * | 0 | 933680.4 | 504298.32 | 429382 | 22110 |  | 2.368 | 19.4203 | 19.4203
|  | COOPERATIVE SOLAR | 2047-06-30 | 50-S0.5 | * | 0 | 625882 | 159616.3 | 466266 | 21507 |  | 3.4363 | 21.6797 | 21.6797
|  | TOTAL STRUCTURES AND IMPROVEMENTS |  |  |  |  | 52461753.62 | 19846681.27 | 32857903 | 1780528 |  | 3.39
342 |  | FUEL HOLDERS, PRODUCERS & ACCESSORIES
|  | SMITH CT COMMON | 2050-12-31 | 50-S2.5 | * | -1 | 13766120.51 | 5537459.13 | 8366323 | 367507 |  | 2.6696 | 22.7651 | 22.7651
|  | SMITH CT UNIT 6 | 2045-12-31 | 50-S2.5 | * | -1 | 70051.65 | 27987.56 | 42765 | 2123 |  | 3.0306 | 20.1437 | 20.1437
|  | SMITH CT UNIT 7 | 2045-12-31 | 50-S2.5 | * | -1 | 70051.65 | 28048.65 | 42704 | 2120 |  | 3.0263 | 20.1434 | 20.1434
|  | SMITH CT UNIT 9 | 2050-12-31 | 50-S2.5 | * | 0 | 2384532.85 | 551700.32 | 1832833 | 73372 |  | 3.077 | 24.98 | 24.98
|  | SMITH CT UNIT 10 | 2050-12-31 | 50-S2.5 | * | -1 | 2116650.59 | 667242.99 | 1470574 | 58870 |  | 2.7813 | 24.98 | 24.98
|  | BAVARIAN LANDFILL | 2038-06-30 | 50-S2.5 | * | 0 | 357670.24 | 135434.97 | 222235 | 16139 |  | 4.5123 | 13.7701 | 13.7701
|  | BLUEGRASS OLDHAM COMMON | 2044-12-31 | 50-S2.5 | * | 0 | 1162203.57 | 331031.62 | 831172 | 40348 |  | 3.4717 | 20.6001 | 20.6001
|  | TOTAL FUEL HOLDERS AND ACCESSORIES |  |  |  |  | 19927281.06 | 7278905.24 | 12808606 | 560479 |  | 2.81
343 |  | PRIME MOVERS
|  | SMITH CT COMMON | 2050-12-31 | 50-R2.5 | * | -1 | 21780283.59 | 8406987.78 | 13591099 | 589033 |  | 2.7044 | 23.0736 | 23.0736
|  | SMITH CT UNIT 1 | 2036-12-31 | 50-R2.5 | * | 0 | 24250302.12 | 10963902.15 | 13286400 | 1065898 |  | 4.3954 | 12.465 | 12.465
|  | SMITH CT UNIT 2 | 2036-12-31 | 50-R2.5 | * | 0 | 16948244.77 | 10018781.13 | 6929464 | 568787 |  | 3.356 | 12.1829 | 12.1829
|  | SMITH CT UNIT 3 | 2036-12-31 | 50-R2.5 | * | 0 | 16247189.43 | 9231709.72 | 7015480 | 575464 |  | 3.5419 | 12.191 | 12.191
|  | SMITH CT UNIT 4 | 2041-12-31 | 50-R2.5 | * | -1 | 25858484.41 | 12301096.98 | 13815972 | 836947 |  | 3.2366 | 16.5076 | 16.5076
|  | SMITH CT UNIT 5 | 2041-12-31 | 50-R2.5 | * | -1 | 21295538.73 | 10224571 | 11283923 | 685392 |  | 3.2185 | 16.4635 | 16.4635
|  | SMITH CT UNIT 6 | 2045-12-31 | 50-R2.5 | * | -1 | 18332746.16 | 6529338.78 | 11986735 | 591907 |  | 3.2287 | 20.251 | 20.251
|  | SMITH CT UNIT 7 | 2045-12-31 | 50-R2.5 | * | -1 | 16754183.57 | 6428695.06 | 10493030 | 521839 |  | 3.1147 | 20.1078 | 20.1078
|  | SMITH CT UNIT 9 | 2050-12-31 | 50-R2.5 | * | 0 | 41179391.76 | 7964081 | 33215311 | 1334094 |  | 3.2397 | 24.8973 | 24.8973
|  | SMITH CT UNIT 10 | 2050-12-31 | 50-R2.5 | * | -1 | 38525568.21 | 10498931.8 | 28411892 | 1142369 |  | 2.9652 | 24.871 | 24.871
|  | GREEN VALLEY LANDFILL | 2038-06-30 | 50-R2.5 | * | 0 | 354200.3 | 124578.89 | 229621 | 16660 |  | 4.7036 | 13.7828 | 13.7828
|  | BAVARIAN LANDFILL | 2038-06-30 | 50-R2.5 | * | 0 | 387999.31 | 133688.02 | 254311 | 18415 |  | 4.7461 | 13.81 | 13.81
|  | PEARL HOLLOW LANDFILL | 2041-06-30 | 50-R2.5 | * | -1 | 201654.6 | 64321.63 | 139350 | 8461 |  | 4.1958 | 16.4697 | 16.4697
|  | PENDLETON COUNTY LANDFILL | 2042-06-30 | 50-R2.5 | * | 0 | 275099.08 | 82817.76 | 192281 | 11051 |  | 4.0171 | 17.3994 | 17.3994
|  | BLUEGRASS OLDHAM COMMON | 2044-12-31 | 50-R2.5 | * | 0 | 57861908.03 | 8136032.75 | 49725875 | 2436662 |  | 4.2112 | 20.4074 | 20.4074
|  | BLUEGRASS OLDHAM UNIT 1 | 2044-12-31 | 50-R2.5 | * | 0 | 44185201.95 | 15999848.33 | 28185354 | 1396317 |  | 3.1601 | 20.1855 | 20.1855
|  | BLUEGRASS OLDHAM UNIT 2 | 2044-12-31 | 50-R2.5 | * | 0 | 45507960.02 | 19640774.83 | 25867185 | 1281454 |  | 2.8159 | 20.1858 | 20.1858
|  | BLUEGRASS OLDHAM UNIT 3 | 2044-12-31 | 50-R2.5 | * | 0 | 39171021.64 | 19052233.73 | 20118788 | 995827 |  | 2.5423 | 20.2031 | 20.2031
|  | TOTAL PRIME MOVERS |  |  |  |  | 429116977.68 | 155802391.34 | 274742071 | 14076577 |  | 3.28
344 |  | GENERATORS
|  | SMITH CT COMMON | 2050-12-31 | 45-R2.5 | * | -1 | 385287.95 | 112500.83 | 276640 | 11699 |  | 3.0364 | 23.6465 | 23.6465
|  | SMITH CT UNIT 1 | 2036-12-31 | 45-R2.5 | * | 0 | 4960295.58 | 2938099.42 | 2022196 | 168920 |  | 3.4054 | 11.9713 | 11.9713
|  | SMITH CT UNIT 2 | 2036-12-31 | 45-R2.5 | * | 0 | 5083402.24 | 3000111.74 | 2083291 | 173446.0833 |  | 3.412 | 12.0112 | 12.0112
|  | SMITH CT UNIT 3 | 2036-12-31 | 45-R2.5 | * | 0 | 2283154.23 | 1074252.41 | 1208902 | 97542 |  | 4.2722 | 12.3937 | 12.3937
|  | SMITH CT UNIT 4 | 2041-12-31 | 45-R2.5 | * | -1 | 7839449.86 | 3867941.4 | 4049903 | 252775 |  | 3.2244 | 16.0218 | 16.0218
|  | SMITH CT UNIT 5 | 2041-12-31 | 45-R2.5 | * | -1 | 7775759.69 | 3839731.27 | 4013786 | 250706 |  | 3.2242 | 16.0099 | 16.0099
|  | SMITH CT UNIT 6 | 2045-12-31 | 45-R2.5 | * | -1 | 4831725.68 | 1988705.91 | 2891337 | 149038 |  | 3.0846 | 19.4 | 19.4
|  | SMITH CT UNIT 7 | 2045-12-31 | 45-R2.5 | * | -1 | 4838938.32 | 1996016.06 | 2891312 | 149037 |  | 3.08 | 19.4 | 19.4
|  | SMITH CT UNIT 9 | 2050-12-31 | 45-R2.5 | * | 0 | 4442193.82 | 1063394.57 | 3378799 | 141609 |  | 3.1878 | 23.8601 | 23.8601
|  | SMITH CT UNIT 10 | 2050-12-31 | 45-R2.5 | * | -1 | 4442193.82 | 1448871.44 | 3037744 | 127315 |  | 2.866 | 23.8601 | 23.8601
|  | GREEN VALLEY LANDFILL | 2038-06-30 | 45-R2.5 | * | 0 | 1098205.33 | 430052.22 | 668153 | 49788 |  | 4.5336 | 13.42 | 13.42
|  | BAVARIAN LANDFILL | 2038-06-30 | 45-R2.5 | * | 0 | 4525028.84 | 1361216.87 | 3163812 | 228266 |  | 5.0445 | 13.8602 | 13.8602
|  | PEARL HOLLOW LANDFILL | 2041-06-30 | 45-R2.5 | * | -1 | 3171144.21 | 1154319.13 | 2048537 | 130246 |  | 4.1072 | 15.7282 | 15.7282
|  | PENDLETON COUNTY LANDFILL | 2042-06-30 | 45-R2.5 | * | 0 | 1684823.61 | 534320.88 | 1150503 | 67478 |  | 4.005 | 17.05 | 17.05
|  | GLASGOW LANDFILL | 2046-06-30 | 45-R2.5 | * | 0 | 2993753.87 | 577655.16 | 2416099 | 114369 |  | 3.8203 | 21.1255 | 21.1255
|  | BLUEGRASS OLDHAM COMMON | 2044-12-31 | 45-R2.5 | * | 0 | 17086.14 | 4627.69 | 12458 | 623 |  | 3.6462 | 19.9968 | 19.9968
|  | BLUEGRASS OLDHAM UNIT 1 | 2044-12-31 | 45-R2.5 | * | 0 | 12907984.9 | 3224198.61 | 9683786 | 479509 |  | 3.7148 | 20.1952 | 20.1952
|  | BLUEGRASS OLDHAM UNIT 2 | 2044-12-31 | 45-R2.5 | * | 0 | 7457690.57 | 3616888.57 | 3840802 | 192908 |  | 2.5867 | 19.91 | 19.91
|  | BLUEGRASS OLDHAM UNIT 3 | 2044-12-31 | 45-R2.5 | * | 0 | 7457690.57 | 4161782.32 | 3295908 | 165540 |  | 2.2197 | 19.91 | 19.91
|  | COOPERATIVE SOLAR | 2047-06-30 | 45-R2.5 | * | 0 | 15810305.55 | 4136942.16 | 11673363 | 524881 |  | 3.3199 | 22.24 | 22.24
|  | TOTAL GENERATORS |  |  |  |  | 104006114.78 | 40531628.66 | 63807331 | 3475695.0833 |  | 3.34
345 |  | ACCESSORY ELECTRIC EQUIPMENT
|  | SMITH CT COMMON | 2050-12-31 | 45-R2 | * | -1 | 9906844.23 | 3804943.8 | 6200969 | 287373 |  | 2.9008 | 21.5781 | 21.5781
|  | SMITH CT UNIT 1 | 2036-12-31 | 45-R2 | * | 0 | 881261.16 | 511509.77 | 369751 | 31308 |  | 3.5526 | 11.8101 | 11.8101
|  | SMITH CT UNIT 2 | 2036-12-31 | 45-R2 | * | 0 | 881262.26 | 518712.34 | 362550 | 30699 |  | 3.4835 | 11.8098 | 11.8098
|  | SMITH CT UNIT 3 | 2036-12-31 | 45-R2 | * | 0 | 881262.26 | 501077.37 | 380185 | 32192 |  | 3.6529 | 11.8099 | 11.8099
|  | SMITH CT UNIT 4 | 2041-12-31 | 45-R2 | * | -1 | 993996.86 | 477032.99 | 526904 | 33391 |  | 3.3593 | 15.7798 | 15.7798
|  | SMITH CT UNIT 5 | 2041-12-31 | 45-R2 | * | -1 | 993996.86 | 475967.88 | 527969 | 33458 |  | 3.366 | 15.7801 | 15.7801
|  | SMITH CT UNIT 6 | 2045-12-31 | 45-R2 | * | -1 | 1251472.92 | 485453.4 | 778534 | 40612 |  | 3.2451 | 19.17 | 19.17
|  | SMITH CT UNIT 7 | 2045-12-31 | 45-R2 | * | -1 | 1220275.59 | 474383.51 | 758095 | 39546 |  | 3.2407 | 19.17 | 19.17
|  | SMITH CT UNIT 9 | 2050-12-31 | 45-R2 | * | 0 | 11825999.57 | 2572037.74 | 9253962 | 392335 |  | 3.3176 | 23.5869 | 23.5869
|  | SMITH CT UNIT 10 | 2050-12-31 | 45-R2 | * | -1 | 2021825.43 | 595564.09 | 1446480 | 61265 |  | 3.0302 | 23.6102 | 23.6102
|  | GREEN VALLEY LANDFILL | 2038-06-30 | 45-R2 | * | 0 | 344891.29 | 127777.18 | 217114 | 16324 |  | 4.7331 | 13.3003 | 13.3003
|  | BAVARIAN LANDFILL | 2038-06-30 | 45-R2 | * | 0 | 380225.22 | 135228.05 | 244997 | 18337 |  | 4.8227 | 13.3608 | 13.3608
|  | PEARL HOLLOW LANDFILL | 2041-06-30 | 45-R2 | * | -1 | 452676.95 | 143725.31 | 313478 | 19654 |  | 4.3417 | 15.9498 | 15.9498
|  | PENDLETON COUNTY LANDFILL | 2042-06-30 | 45-R2 | * | 0 | 406784.25 | 121915.61 | 284869 | 16916 |  | 4.1585 | 16.8402 | 16.8402
|  | BLUEGRASS OLDHAM COMMON | 2044-12-31 | 45-R2 | * | 0 | 3028262.11 | 849171.5 | 2179091 | 111055 |  | 3.6673 | 19.6217 | 19.6217
|  | BLUEGRASS OLDHAM UNIT 1 | 2044-12-31 | 45-R2 | * | 0 | 386034.41 | 149341.55 | 236693 | 12064 |  | 3.1251 | 19.6198 | 19.6198
|  | BLUEGRASS OLDHAM UNIT 2 | 2044-12-31 | 45-R2 | * | 0 | 386034.41 | 177208.9 | 208826 | 10644 |  | 2.7573 | 19.6191 | 19.6191
|  | BLUEGRASS OLDHAM UNIT 3 | 2044-12-31 | 45-R2 | * | 0 | 386034.41 | 203906.7 | 182128 | 9283 |  | 2.4047 | 19.6195 | 19.6195
|  | COOPERATIVE SOLAR | 2047-06-30 | 45-R2 | * | 0 | 779800 | 193176.74 | 586623 | 26799 |  | 3.4367 | 21.8897 | 21.8897
|  | TOTAL ACCESSORY ELECTRIC EQUIPMENT |  |  |  |  | 37408940.19 | 12518134.43 | 25059218 | 1223255 |  | 3.27
346 |  | MISCELLANEOUS POWER PLANT EQUIPMENT
|  | SMITH CT COMMON | 2050-12-31 | 45-S2.5 | * | -1 | 15806989.61 | 4628649.14 | 11336410 | 472994 |  | 2.9923 | 23.9673 | 23.9673
|  | SMITH CT UNIT 3 | 2036-12-31 | 45-S2.5 | * | 0 | 35097.11 | 3184.5 | 31913 | 2457 |  | 7.0006 | 12.9886 | 12.9886
|  | GREEN VALLEY LANDFILL | 2038-06-30 | 45-S2.5 | * | 0 | 104001.15 | 35975.42 | 68026 | 4975 |  | 4.7836 | 13.6736 | 13.6736
|  | LAUREL RIDGE LANDFILL | 2024-12-31 | 45-S2.5 | * | 0 | 64992.35 | 36640.5 | 28352 | 28352 |  | 43.6236 | 1 | 1
|  | BAVARIAN LANDFILL | 2038-06-30 | 45-S2.5 | * | 0 | 60998.54 | 23296.52 | 37702 | 2818 |  | 4.6198 | 13.379 | 13.379
|  | PEARL HOLLOW LANDFILL | 2041-06-30 | 45-S2.5 | * | -1 | 494973.87 | 28619.14 | 471304 | 27202 |  | 5.4956 | 17.3261 | 17.3261
|  | PENDLETON COUNTY LANDFILL | 2042-06-30 | 45-S2.5 | * | 0 | 50361.67 | 15622.98 | 34739 | 2026 |  | 4.0229 | 17.1466 | 17.1466
|  | BLUEGRASS OLDHAM COMMON | 2044-12-31 | 45-S2.5 | * | 0 | 245217.08 | 52203.38 | 193014 | 9365 |  | 3.8191 | 20.6101 | 20.6101
|  | TOTAL MISCELLANEOUS POWER PLANT EQUIPMENT |  |  |  |  | 16862631.38 | 4824191.58 | 12201460 | 550189 |  | 3.26
|  | TOTAL OTHER PRODUCTION PLANT |  |  |  |  | 659783698.71 | 240801932.52 | 421476589 | 21666723.0833 |  | 3.28
Includes No Terminal NS on Solar. Solar rates were not changed for test year.
|  | TRANSMISSION PLANT | [7 empty] | Applicable to Adjustment 1
353 |  | STATION EQUIPMENT |  | 52-R2 |  | -30 | 309555391 | 76311552.28 | 326110456 | 8829790 |  | 2.85 | 36.9
353.1 |  | STATION EQUIPMENT - ECS |  | 25-R2 |  | -10 | 9834245.35 | 5008331.13 | 5809339 | 1292108 |  | 13.14 | 4.5
354 |  | TOWERS AND FIXTURES |  | 75-R4 |  | 0 | 3853520.91 | 1588212.61 | 2265308 | 72129 |  | 1.87 | 31.4
355 |  | POLES AND FIXTURES |  | 60-R2.5 |  | -75 | 240192196.53 | 63396059.15 | 356940285 | 7790779 |  | 3.24 | 45.8
356 |  | OVERHEAD CONDUCTORS AND DEVICES |  | 60-R4 |  | -75 | 141259051.86 | 63715251.36 | 183488089 | 5110882 |  | 3.62 | 35.9
359 |  | ROADS AND TRAILS |  | 75-R4 |  | 0 | 22927.11 | 12100.51 | 10827 | 557 |  | 2.43 | 19.4
|  | TOTAL TRANSMISSION PLANT |  |  |  |  | 704717332.76 | 210031507.04 | 874624304 | 23096245 |  | 3.28
DISTRIBUTION PLANT
362 |  | STATION EQUIPMENT |  | 35-R0.5 |  | -5 | 325863839.04 | 95248438.45 | 246908593 | 8410892 |  | 2.58 | 29.4
362.1 |  | STATION EQUIPMENT - SCADA |  | 35-R2.5 |  | -5 | 7799614.71 | 4607402.04 | 3582193 | 149696 |  | 1.92 | 23.9
368 |  | LINE TRANSFORMERS |  | 55-R3 |  | 0 | 2409681 | 1320682.85 | 1088998 | 26019 |  | 1.08 | 41.9
|  | TOTAL DISTRIBUTION PLANT |  |  |  |  | 336073134.75 | 101176523.34 | 251579784 | 8586607 |  | 2.55
GENERAL PLANT
390 |  | OFFICE STRUCTURES AND IMPROVEMENTS |  | 65-R4 |  | -10 | 19910932.05 | 8927206 | 12974819 | 325154 |  | 1.63 | 39.9
391 |  | OFFICE FURNITURE AND EQUIPMENT |  | 20-SQ |  | 0 | 13849222.77 | 4129175 | 9720048 | 692290 |  | 5 | 14
391.1 |  | OFFICE FURNITURE AND EQUIPMENT - PEOPLESOFT |  | 15-SQ |  | 0 | 21265400.89 | 11948538 | 9316863 | 1417691 |  | 6.67 | 6.6
392 |  | TRANSPORTATION EQUIPMENT |  | 12-L1.5 |  | 0 | 21791109.35 | 8321066 | 13470043 | 1753581 |  | 8.05 | 7.7
393 |  | STORES EQUIPMENT |  | 25-SQ |  | 0 | 80885.4 | 60546 | 20339 | 3236 |  | 4 | 6.3
394 |  | TOOLS, SHOP, AND GARAGE EQUIPMENT |  | 20-SQ |  | 0 | 2014232.77 | 688131 | 1326102 | 100716 |  | 5 | 13.2
395 |  | LABORATORY EQUIPMENT |  | 20-SQ |  | 0 | 4366162.65 | 2130387 | 2235776 | 218492 |  | 5 | 10.2
396 |  | POWER OPERATED EQUIPMENT |  | 20-R2 |  | 0 | 24030802.09 | 9245260 | 14785542 | 1159617 |  | 4.83 | 12.8
397 |  | COMMUNICATION EQUIPMENT |  | 15-SQ |  | 0 | 22301164.09 | 9655523 | 12645641 | 1487391 |  | 6.67 | 8.5
398 |  | MISCELLANEOUS EQUIPMENT |  | 20-SQ |  | 0 | 2513134.77 | 1024082 | 1489053 | 125661 |  | 5 | 11.8
|  | TOTAL GENERAL PLANT |  |  |  |  | 132123046.83 | 56129914 | 77984226 | 7283829 |  | 5.51
UNRECOVERED RESERVE ADJUSTMENT FOR AMORTIZATION
391 |  | OFFICE FURNITURE AND EQUIPMENT | [5 empty] | 183061 |  | -36612.2 | **
391.1 |  | OFFICE FURNITURE AND EQUIPMENT - PEOPLESOFT | [5 empty] | 15654354.95 |  | -3130870.99 | **
393 |  | STORES EQUIPMENT | [5 empty] | 2304 |  | -460.8 | **
394 |  | TOOLS, SHOP, AND GARAGE EQUIPMENT | [5 empty] | 42791 |  | -8558.2 | **
395 |  | LABORATORY EQUIPMENT | [5 empty] | 86768 |  | -17353.6 | **
397 |  | COMMUNICATION EQUIPMENT | [5 empty] | 377760 |  | -75552 | **
398 |  | MISCELLANEOUS EQUIPMENT | [5 empty] | 43117 |  | -8623.4 | **
|  | TOTAL UNRECOVERED RESERVE ADJUSTMENT FOR AMORTIZATION | [5 empty] | 16390155.95 |  | -3278031.19
|  | TOTAL DEPRECIABLE PLANT |  |  |  |  | 4654637456.08 | 1820887036.71 | 3287628815 | 138535747.8933 |  | 2.98
NONDEPRECIABLE PLANT AND ACCOUNTS NOT STUDIED
301 |  | ORGANIZATION |  |  |  |  | 5040.43
310 |  | LAND |  |  |  |  | 7074844.43
340 |  | LAND |  |  |  |  | 5964035.69
350 |  | LAND |  |  |  |  | 4673025.22
350.1 |  | LAND AND LAND RIGHTS |  |  |  |  | 58324160.972
354.1 |  | TOWERS AND FIXTURES - LEASED |  |  |  |  | 564962.57 | 325366.93
360 |  | LAND |  |  |  |  | 13132104.22
389 |  | LAND |  |  |  |  | 1587642.56
389.1 |  | LAND AND LAND RIGHTS |  |  |  |  | 244222.03
398.1 |  | MISCELLANEOUS EQUIPMENT - LEASED |  |  |  |  | 448268.6 | 448268.6
|  | TOTAL NONDEPRECIABLE PLANT AND ACCOUNTS NOT STUDIED |  |  |  |  | 92018306.722 | 773635.53
|  | TOTAL ELECTRIC PLANT |  |  |  |  | 4746655762.802 | 1821660672.24
| * | LIFE SPAN PROCEDURE USED. CURVE SHOWN IS INTERIM SURVIVOR CURVE.
| ** | UNRECOVERED RESERVE WILL BE AMORTIZED OVER A 5-YEAR PERIOD

## Adj 2 Depr-No Int NS or Retire
EAST KENTUCKY POWER COOPERATIVE
TABLE 1. SUMMARY OF ESTIMATED SURVIVOR CURVES, NET SALVAGE PERCENT, ORIGINAL COST, BOOK DEPRECIATION RESERVE AND
CALCULATED ANNUAL DEPRECIATION ACCRUALS RELATED TO ELECTRIC PLANT AS OF DECEMBER 31, 2023 | [18 empty] | SQUARE
|  |  | AS FILED | [15 empty] | Remaining
|  |  | PROBABLE |  |  | NET | ORIGINAL COST | BOOK |  | CALCULATED ANNUAL |  |  | COMPOSITE | [5 empty] | Years After
|  |  | RETIREMENT | SURVIVOR |  | SALVAGE | AS OF | DEPRECIATION | FUTURE | ACCRUAL |  | ACCRUAL | REMAINING | SQUARE |  |  |  | Added | Added
|  | ACCOUNT | DATE | CURVE |  | PERCENT | DECEMBER 31, 2023 | RESERVE | ACCRUALS | AMOUNT |  | RATE | LIFE | Remaining | Study | Used for Half Year |  | Service | Service
|  | -1 | -2 | -3 |  | -4 | -5 | -6 | -7 | -8 |  | (9)=(8)/(5) | (10)=(7)/(8) | Years | Date | Calculations |  | Lives | Lives
INTANGIBLE PLANT
303 |  | MISCELLANEOUS INTANGIBLE PLANT |  | 25-SQ |  | 0 | 20095177.92 | 3406872.3 | 16688306 | 735656 |  | 3.66 | 22.7
|  | TOTAL INTANGIBLE PLANT |  |  |  |  | 20095177.92 | 3406872.3 | 16688306 | 735656 |  | 3.66
STEAM PRODUCTION PLANT
310.1 |  | LAND AND LAND RIGHTS
|  | COOPER COMMON - LANDFILL | 2038-12-31 | SQUARE | * | 0 | 5325571.56 | 2634053.77 | 2691518 | 179434.5333 |  | 3.3693 | 15 | SQUARE in As Filed Study-No Change |  |  |  | 0
|  | COOPER COMMON - ACCESS ROAD | 2038-12-31 | SQUARE | * | 0 | 480134.08 | 322717 | 157417 | 10494.4667 |  | 2.1857 | 15 | SQUARE in As Filed Study-No Change |  |  |  | 0
|  | SPURLOCK COMMON - LANDFILL | 2049-12-31 | SQUARE | * | 0 | 54040615.27 | 6181596.74 | 47859019 | 1840731.5 |  | 3.4062 | 26 | SQUARE in As Filed Study-No Change |  |  |  | 0
|  | SPURLOCK COMMON - AMMONIA CONTAINMENT | 2049-12-31 | SQUARE | * | 0 | 1050779.86 | 159403 | 891377 | 34283.7308 |  | 3.2627 | 26 | SQUARE in As Filed Study-No Change |  |  |  | 0
|  | SMITH COMMON - LANDFILL | 2026-12-31 | SQUARE | * | 0 | 6050424.87 | 3611585.76 | 2438839 | 812946.3333 |  | 13.4362 | 3 | SQUARE in As Filed Study-No Change |  |  |  | 0
|  | TOTAL LAND AND LAND RIGHTS |  |  |  |  | 66947525.64 | 12909356.27 | 54038170 | 2877890.5641 |  | 4.3
311 |  | STRUCTURES AND IMPROVEMENTS
|  | CENTRAL LAB | 2030-12-31 | SQUARE | * | 0 | 619445.56 | 546724.53 | 72721 | 10388.7143 |  | 1.6771 | 7 | 7 | 2023-12-31 |  |  | 0 | 7
|  | COOPER COMMON | 2038-12-31 | SQUARE | * | 0 | 11594469.07 | 10886217.75 | 708251 | 47216.7333 |  | 0.40723 | 15 | 15 | 2023-12-31 |  |  | 0 | 15
|  | COOPER UNIT 2 SCRUBBER | 2038-12-31 | SQUARE | * | 0 | 16839214.86 | 10420392.59 | 6418822 | 427921.4667 |  | 2.5412 | 15 | 15 | 2023-12-31 |  |  | 0 | 15
|  | SPURLOCK COMMON | 2049-12-31 | SQUARE | * | 0 | 71702335.62 | 10053669.31 | 61648666 | 2371102.5385 |  | 3.3069 | 26 | 26 | 2023-12-31 |  |  | 0 | 26
|  | SPURLOCK UNIT 1 | 2042-12-31 | SQUARE | * | 0 | 27725671.46 | 20154585.92 | 7571086 | 398478.2105 |  | 1.4372 | 19 | 19 | 2023-12-31 |  |  | 0 | 19
|  | SPURLOCK UNIT 2 | 2042-12-31 | SQUARE | * | 0 | 33813856.22 | 24929129.04 | 8884727 | 467617.2105 |  | 1.3829 | 19 | 19 | 2023-12-31 |  |  | 0 | 19
|  | SPURLOCK UNIT 3 | 2049-12-31 | SQUARE | * | 0 | 135449284.44 | 46960727.11 | 88488557 | 3403406.0385 |  | 2.5127 | 26 | 26 | 2023-12-31 |  |  | 0 | 26
|  | SPURLOCK UNIT 4 | 2049-12-31 | SQUARE | * | 0 | 91570829.79 | 25565458.12 | 66005372 | 2538668.1538 |  | 2.7724 | 26 | 26 | 2023-12-31 |  |  | 0 | 26
|  | SPURLOCK UNIT 1 SCRUBBER | 2042-12-31 | SQUARE | * | 0 | 25327525.35 | 11932283.55 | 13395242 | 705012.7368 |  | 2.7836 | 19 | 19 | 2023-12-31 |  |  | 0 | 19
|  | SPURLOCK UNIT 2 SCRUBBER | 2042-12-31 | SQUARE | * | 0 | 22295947.37 | 10551317.82 | 11744630 | 618138.4211 |  | 2.7724 | 19 | 19 | 2023-12-31 |  |  | 0 | 19
|  | TOTAL STRUCTURES AND IMPROVEMENTS |  |  |  |  | 436938579.74 | 172000505.74 | 264938074 | 10987950.224 |  | 2.51
312 |  | BOILER PLANT EQUIPMENT
|  | COOPER COMMON | 2038-12-31 | SQUARE | * | 0 | 101123705.05 | 79902414.88 | 21221290 | 1414752.6667 |  | 1.399 | 15 | 15 | 2023-12-31 |  |  | 0 | 15
|  | COOPER UNIT 1 | 2030-12-31 | SQUARE | * | 0 | 7772878.45 | 7964995.14 | -192117 | 0 |  | 0 | 7 | 7 | 2023-12-31 |  |  | 0 | 7
|  | COOPER UNIT 2 | 2038-12-31 | SQUARE | * | 0 | 10041434.96 | 7985989.99 | 2055445 | 137029.6667 |  | 1.3646 | 15 | 15 | 2023-12-31 |  |  | 0 | 15
|  | COOPER UNIT 2 SCRUBBER | 2038-12-31 | SQUARE | * | 0 | 193947398 | 120251809.87 | 73695588 | 4913039.2 |  | 2.5332 | 15 | 15 | 2023-12-31 |  |  | 0 | 15
|  | SPURLOCK COMMON | 2049-12-31 | SQUARE | * | 0 | 242346947.83 | 28417369.07 | 213929579 | 8228060.7308 |  | 3.3952 | 26 | 26 | 2023-12-31 |  |  | 0 | 26
|  | SPURLOCK UNIT 1 | 2042-12-31 | SQUARE | * | 0 | 234286878.19 | 124550728.67 | 109736150 | 5775586.8421 |  | 2.4652 | 19 | 19 | 2023-12-31 |  |  | 0 | 19
|  | SPURLOCK UNIT 2 | 2042-12-31 | SQUARE | * | 0 | 298973833.28 | 167717075.88 | 131256757 | 6908250.3684 |  | 2.3107 | 19 | 19 | 2023-12-31 |  |  | 0 | 19
|  | SPURLOCK UNIT 3 | 2049-12-31 | SQUARE | * | 0 | 204062486.12 | 64111196.75 | 139951289 | 5382741.8846 |  | 2.6378 | 26 | 26 | 2023-12-31 |  |  | 0 | 26
|  | SPURLOCK UNIT 4 | 2049-12-31 | SQUARE | * | 0 | 302101587.54 | 82111423.78 | 219990164 | 8461160.1538 |  | 2.8008 | 26 | 26 | 2023-12-31 |  |  | 0 | 26
|  | SPURLOCK UNIT 1 SCRUBBER | 2042-12-31 | SQUARE | * | 0 | 101115917.65 | 47632570.48 | 53483347 | 2814913 |  | 2.7838 | 19 | 19 | 2023-12-31 |  |  | 0 | 19
|  | SPURLOCK UNIT 2 SCRUBBER | 2042-12-31 | SQUARE | * | 0 | 156122871.75 | 73883789.4 | 82239082 | 4328372.7368 |  | 2.7724 | 19 | 19 | 2023-12-31 |  |  | 0 | 19
|  | TOTAL BOILER PLANT EQUIPMENT |  |  |  |  | 1851895938.82 | 804529363.91 | 1047366574 | 48363907.2499 |  | 2.61
314 |  | TURBOGENERATOR UNITS
|  | COOPER COMMON | 2038-12-31 | SQUARE | * | 0 | 23714956.78 | 22544706.98 | 1170250 | 78016.6667 |  | 0.32898 | 15 | 15 | 2023-12-31 |  |  | 0 | 15
|  | SPURLOCK UNIT 1 | 2042-12-31 | SQUARE | * | 0 | 42923558.05 | 25989475.84 | 16934082 | 891267.4737 |  | 2.0764 | 19 | 19 | 2023-12-31 |  |  | 0 | 19
|  | SPURLOCK UNIT 2 | 2042-12-31 | SQUARE | * | 0 | 78018528.16 | 40526496.43 | 37492032 | 1973264.8421 |  | 2.5292 | 19 | 19 | 2023-12-31 |  |  | 0 | 19
|  | SPURLOCK UNIT 3 | 2049-12-31 | SQUARE | * | 0 | 81735044.38 | 27731410.67 | 54003634 | 2077062.8462 |  | 2.5412 | 26 | 26 | 2023-12-31 |  |  | 0 | 26
|  | SPURLOCK UNIT 4 | 2049-12-31 | SQUARE | * | 0 | 80326528.05 | 18513388.58 | 61813139 | 2377428.4231 |  | 2.9597 | 26 | 26 | 2023-12-31 |  |  | 0 | 26
|  | TOTAL TURBOGENERATOR UNITS |  |  |  |  | 306718615.42 | 135305478.5 | 171413137 | 7397040.2517 |  | 2.41
315 |  | ACCESSORY ELECTRIC EQUIPMENT
|  | COOPER COMMON | 2038-12-31 | SQUARE | * | 0 | 3473012 | 3440611.86 | 32400 | 2160 |  | 0.062194 | 15 | 15 | 2023-12-31 |  |  | 0 | 15
|  | COOPER UNIT 1 | 2030-12-31 | SQUARE | * | 0 | 108139.1 | 70330.01 | 37809 | 5401.2857 |  | 4.9948 | 7 | 7 | 2023-12-31 |  |  | 0 | 7
|  | COOPER UNIT 2 | 2038-12-31 | SQUARE | * | 0 | 108269.09 | 43937.66 | 64331 | 4288.7333 |  | 3.9612 | 15 | 15 | 2023-12-31 |  |  | 0 | 15
|  | COOPER UNIT 2 SCRUBBER | 2038-12-31 | SQUARE | * | 0 | 12060627.85 | 7467374.21 | 4593254 | 306216.9333 |  | 2.539 | 15 | 15 | 2023-12-31 |  |  | 0 | 15
|  | SPURLOCK UNIT 1 | 2042-12-31 | SQUARE | * | 0 | 10670855.65 | 7498394.54 | 3172461 | 166971.6316 |  | 1.5647 | 19 | 19 | 2023-12-31 |  |  | 0 | 19
|  | SPURLOCK UNIT 2 | 2042-12-31 | SQUARE | * | 0 | 23193967.98 | 15966785.47 | 7227183 | 380378.0526 |  | 1.64 | 19 | 19 | 2023-12-31 |  |  | 0 | 19
|  | SPURLOCK UNIT 3 | 2049-12-31 | SQUARE | * | 0 | 25044774.1 | 8072902.68 | 16971871 | 652764.2692 |  | 2.6064 | 26 | 26 | 2023-12-31 |  |  | 0 | 26
|  | SPURLOCK UNIT 4 | 2049-12-31 | SQUARE | * | 0 | 12751242.41 | 3604702.43 | 9146540 | 351790 |  | 2.7589 | 26 | 26 | 2023-12-31 |  |  | 0 | 26
|  | SPURLOCK UNIT 1 SCRUBBER | 2042-12-31 | SQUARE | * | 0 | 12513473.78 | 5887066.69 | 6626407 | 348758.2632 |  | 2.7871 | 19 | 19 | 2023-12-31 |  |  | 0 | 19
|  | SPURLOCK UNIT 2 SCRUBBER | 2042-12-31 | SQUARE | * | 0 | 17711668.74 | 8370097.98 | 9341571 | 491661.6316 |  | 2.7759 | 19 | 19 | 2023-12-31 |  |  | 0 | 19
|  | TOTAL ACCESSORY ELECTRIC EQUIPMENT |  |  |  |  | 117636030.7 | 60422203.53 | 57213827 | 2710390.8006 |  | 2.3
316 |  | MISCELLANEOUS POWER PLANT EQUIPMENT
|  | CENTRAL LAB | 2030-12-31 | SQUARE | * | 0 | 1167329.42 | 840184.9 | 327145 | 46735 |  | 4.0036 | 7 | 7 | 2023-12-31 |  |  | 0 | 7
|  | COOPER COMMON | 2038-12-31 | SQUARE | * | 0 | 2918709.21 | 1911960.87 | 1006748 | 67116.5333 |  | 2.2995 | 15 | 15 | 2023-12-31 |  |  | 0 | 15
|  | COOPER UNIT 1 | 2030-12-31 | SQUARE | * | 0 | 2010174.77 | 190055.3 | 1820119 | 260017 |  | 12.935 | 7 | 7 | 2023-12-31 |  |  | 0 | 7
|  | COOPER UNIT 2 SCRUBBER | 2038-12-31 | SQUARE | * | 0 | 2139985.18 | 1360219.16 | 779766 | 51984.4 |  | 2.4292 | 15 | 15 | 2023-12-31 |  |  | 0 | 15
|  | SPURLOCK COMMON | 2049-12-31 | SQUARE | * | 0 | 8375944.45 | 2161823.14 | 6214121 | 239004.6538 |  | 2.8535 | 26 | 26 | 2023-12-31 |  |  | 0 | 26
|  | SPURLOCK UNIT 1 | 2042-12-31 | SQUARE | * | 0 | 182562.7 | 138675.63 | 43887 | 2309.8421 |  | 1.2652 | 19 | 19 | 2023-12-31 |  |  | 0 | 19
|  | SPURLOCK UNIT 3 | 2049-12-31 | SQUARE | * | 0 | 2192469.65 | 450040.59 | 1742429 | 67016.5 |  | 3.0567 | 26 | 26 | 2023-12-31 |  |  | 0 | 26
|  | SPURLOCK UNIT 4 | 2049-12-31 | SQUARE | * | 0 | 2721199.41 | 730264.02 | 1990935 | 76574.4231 |  | 2.814 | 26 | 26 | 2023-12-31 |  |  | 0 | 26
|  | TOTAL MISCELLANEOUS POWER PLANT EQUIPMENT |  |  |  |  | 21708374.79 | 7783223.61 | 13925150 | 810758.3524 |  | 3.73
|  | TOTAL STEAM PRODUCTION PLANT |  |  |  |  | 2801845065.11 | 1192950131.56 | 1608894932 | 73147937.4426 |  | 2.61
OTHER PRODUCTION PLANT
341 |  | STRUCTURES AND IMPROVEMENTS
|  | SMITH CT COMMON | 2050-12-31 | SQUARE | * | 0 | 18449493.53 | 7054844.15 | 11394649 | 422024.037 |  | 2.2875 | 27 | 27 | 2023-12-31 |  |  | 0 | 27
|  | SMITH CT UNIT 1 | 2036-12-31 | SQUARE | * | 0 | 2666719.81 | 1514239.92 | 1152480 | 88652.3077 |  | 3.3244 | 13 | 13 | 2023-12-31 |  |  | 0 | 13
|  | SMITH CT UNIT 2 | 2036-12-31 | SQUARE | * | 0 | 2666719.81 | 1535563.88 | 1131156 | 87012 |  | 3.2629 | 13 | 13 | 2023-12-31 |  |  | 0 | 13
|  | SMITH CT UNIT 3 | 2036-12-31 | SQUARE | * | 0 | 2666719.81 | 1483354.58 | 1183365 | 91028.0769 |  | 3.4135 | 13 | 13 | 2023-12-31 |  |  | 0 | 13
|  | SMITH CT UNIT 4 | 2041-12-31 | SQUARE | * | 0 | 1937757.41 | 914665.65 | 1023092 | 56838.4444 |  | 2.9332 | 18 | 18 | 2023-12-31 |  |  | 0 | 18
|  | SMITH CT UNIT 5 | 2041-12-31 | SQUARE | * | 0 | 1599135.43 | 750866.73 | 848269 | 47126.0556 |  | 2.947 | 18 | 18 | 2023-12-31 |  |  | 0 | 18
|  | SMITH CT UNIT 6 | 2045-12-31 | SQUARE | * | 0 | 303524.78 | 116602.85 | 186922 | 8496.4545 |  | 2.7993 | 22 | 22 | 2023-12-31 |  |  | 0 | 22
|  | SMITH CT UNIT 7 | 2045-12-31 | SQUARE | * | 0 | 303524.78 | 116857.06 | 186668 | 8484.9091 |  | 2.7955 | 22 | 22 | 2023-12-31 |  |  | 0 | 22
|  | SMITH CT UNIT 9 | 2050-12-31 | SQUARE | * | 0 | 4625823.04 | 1039877.1 | 3585946 | 132812.8148 |  | 2.8711 | 27 | 27 | 2023-12-31 |  |  | 0 | 27
|  | SMITH CT UNIT 10 | 2050-12-31 | SQUARE | * | 0 | 224532.24 | 45021.49 | 179511 | 6648.5556 |  | 2.9611 | 27 | 27 | 2023-12-31 |  |  | 0 | 27
|  | GREEN VALLEY LANDFILL | 2038-06-30 | SQUARE | * | 0 | 1119860.8 | 416160.91 | 703700 | 48531.0345 |  | 4.3337 | 14.5 | 14.5 | 2023-12-31 | 2038-06-30 | 2038-12-31 | 0 | 14.5
|  | BAVARIAN LANDFILL | 2038-06-30 | SQUARE | * | 0 | 1135966.24 | 422145.64 | 713821 | 49229.0345 |  | 4.3337 | 14.5 | 14.5 | 2023-12-31 | 2038-06-30 | 2038-12-31 | 0 | 14.5
|  | PEARL HOLLOW LANDFILL | 2041-06-30 | SQUARE | * | 0 | 1465228.09 | 468146.53 | 997082 | 56976.1143 |  | 3.8885 | 17.5 | 17.5 | 2023-12-31 | 2041-06-30 | 2041-12-31 | 0 | 17.5
|  | PENDLETON COUNTY LANDFILL | 2042-06-30 | SQUARE | * | 0 | 2033652.36 | 312972.97 | 1720679 | 93009.6757 |  | 4.5735 | 18.5 | 18.5 | 2023-12-31 | 2042-06-30 | 2042-12-31 | 0 | 18.5
|  | BLUEGRASS OLDHAM COMMON | 2044-12-31 | SQUARE | * | 0 | 7836172.29 | 2183825.97 | 5652346 | 269159.3333 |  | 3.4348 | 21 | 21 | 2023-12-31 |  |  | 0 | 21
|  | BLUEGRASS OLDHAM UNIT 1 | 2044-12-31 | SQUARE | * | 0 | 933680.4 | 369350.09 | 564330 | 26872.8571 |  | 2.8782 | 21 | 21 | 2023-12-31 |  |  | 0 | 21
|  | BLUEGRASS OLDHAM UNIT 2 | 2044-12-31 | SQUARE | * | 0 | 933680.4 | 438271.13 | 495409 | 23590.9048 |  | 2.5267 | 21 | 21 | 2023-12-31 |  |  | 0 | 21
|  | BLUEGRASS OLDHAM UNIT 3 | 2044-12-31 | SQUARE | * | 0 | 933680.4 | 504298.32 | 429382 | 20446.7619 |  | 2.1899 | 21 | 21 | 2023-12-31 |  |  | 0 | 21
|  | COOPERATIVE SOLAR | 2047-06-30 | SQUARE | * | -1 | 625882 | 159616.3 | 472525 | 20107.4468 |  | 3.2127 | 23.5 | 23.5 | 2023-12-31 | 2047-06-30 | 2047-12-31 | 0 | 23.5
Solar NS Includes Terminal Net Salv of 1% as Filed
|  | TOTAL STRUCTURES AND IMPROVEMENTS |  |  |  |  | 52461753.62 | 19846681.27 | 32621332 | 1557046.8185 |  | 2.97
342 |  | FUEL HOLDERS, PRODUCERS & ACCESSORIES
|  | SMITH CT COMMON | 2050-12-31 | SQUARE | * | 0 | 13766120.51 | 5537459.13 | 8228661 | 304765.2222 |  | 2.2139 | 27 | 27 | 2023-12-31 |  |  | 0 | 27
|  | SMITH CT UNIT 6 | 2045-12-31 | SQUARE | * | 0 | 70051.65 | 27987.56 | 42064 | 1912 |  | 2.7294 | 22 | 22 | 2023-12-31 |  |  | 0 | 22
|  | SMITH CT UNIT 7 | 2045-12-31 | SQUARE | * | 0 | 70051.65 | 28048.65 | 42003 | 1909.2273 |  | 2.7255 | 22 | 22 | 2023-12-31 |  |  | 0 | 22
|  | SMITH CT UNIT 9 | 2050-12-31 | SQUARE | * | 0 | 2384532.85 | 551700.32 | 1832833 | 67882.7037 |  | 2.8468 | 27 | 27 | 2023-12-31 |  |  | 0 | 27
|  | SMITH CT UNIT 10 | 2050-12-31 | SQUARE | * | 0 | 2116650.59 | 667242.99 | 1449408 | 53681.7778 |  | 2.5362 | 27 | 27 | 2023-12-31 |  |  | 0 | 27
|  | BAVARIAN LANDFILL | 2038-06-30 | SQUARE | * | 0 | 357670.24 | 135434.97 | 222235 | 15326.5517 |  | 4.2851 | 14.5 | 14.5 | 2023-12-31 | 2038-06-30 | 2038-12-31 | 0 | 14.5
|  | BLUEGRASS OLDHAM COMMON | 2044-12-31 | SQUARE | * | 0 | 1162203.57 | 331031.62 | 831172 | 39579.619 |  | 3.4056 | 21 | 21 | 2023-12-31 |  |  | 0 | 21
|  | TOTAL FUEL HOLDERS AND ACCESSORIES |  |  |  |  | 19927281.06 | 7278905.24 | 12648376 | 485057.1017 |  | 2.43
343 |  | PRIME MOVERS
|  | SMITH CT COMMON | 2050-12-31 | SQUARE | * | 0 | 21780283.59 | 8406987.78 | 13373296 | 495307.2593 |  | 2.2741 | 27 | 27 | 2023-12-31 |  |  | 0 | 27
|  | SMITH CT UNIT 1 | 2036-12-31 | SQUARE | * | 0 | 24250302.12 | 10963902.15 | 13286400 | 1022030.7692 |  | 4.2145 | 13 | 13 | 2023-12-31 |  |  | 0 | 13
|  | SMITH CT UNIT 2 | 2036-12-31 | SQUARE | * | 0 | 16948244.77 | 10018781.13 | 6929464 | 533035.6923 |  | 3.1451 | 13 | 13 | 2023-12-31 |  |  | 0 | 13
|  | SMITH CT UNIT 3 | 2036-12-31 | SQUARE | * | 0 | 16247189.43 | 9231709.72 | 7015480 | 539652.3077 |  | 3.3215 | 13 | 13 | 2023-12-31 |  |  | 0 | 13
|  | SMITH CT UNIT 4 | 2041-12-31 | SQUARE | * | 0 | 25858484.41 | 12301096.98 | 13557387 | 753188.1667 |  | 2.9127 | 18 | 18 | 2023-12-31 |  |  | 0 | 18
|  | SMITH CT UNIT 5 | 2041-12-31 | SQUARE | * | 0 | 21295538.73 | 10224571 | 11070968 | 615053.7778 |  | 2.8882 | 18 | 18 | 2023-12-31 |  |  | 0 | 18
|  | SMITH CT UNIT 6 | 2045-12-31 | SQUARE | * | 0 | 18332746.16 | 6529338.78 | 11803407 | 536518.5 |  | 2.9266 | 22 | 22 | 2023-12-31 |  |  | 0 | 22
|  | SMITH CT UNIT 7 | 2045-12-31 | SQUARE | * | 0 | 16754183.57 | 6428695.06 | 10325489 | 469340.4091 |  | 2.8013 | 22 | 22 | 2023-12-31 |  |  | 0 | 22
|  | SMITH CT UNIT 9 | 2050-12-31 | SQUARE | * | 0 | 41179391.76 | 7964081 | 33215311 | 1230196.7037 |  | 2.9874 | 27 | 27 | 2023-12-31 |  |  | 0 | 27
|  | SMITH CT UNIT 10 | 2050-12-31 | SQUARE | * | 0 | 38525568.21 | 10498931.8 | 28026636 | 1038023.5556 |  | 2.6944 | 27 | 27 | 2023-12-31 |  |  | 0 | 27
|  | GREEN VALLEY LANDFILL | 2038-06-30 | SQUARE | * | 0 | 354200.3 | 124578.89 | 229621 | 15835.931 |  | 4.4709 | 14.5 | 14.5 | 2023-12-31 | 2038-06-30 | 2038-12-31 | 0 | 14.5
|  | BAVARIAN LANDFILL | 2038-06-30 | SQUARE | * | 0 | 387999.31 | 133688.02 | 254311 | 17538.6897 |  | 4.5203 | 14.5 | 14.5 | 2023-12-31 | 2038-06-30 | 2038-12-31 | 0 | 14.5
|  | PEARL HOLLOW LANDFILL | 2041-06-30 | SQUARE | * | 0 | 201654.6 | 64321.63 | 137333 | 7847.6 |  | 3.8916 | 17.5 | 17.5 | 2023-12-31 | 2041-06-30 | 2041-12-31 | 0 | 17.5
|  | PENDLETON COUNTY LANDFILL | 2042-06-30 | SQUARE | * | 0 | 275099.08 | 82817.76 | 192281 | 10393.5676 |  | 3.7781 | 18.5 | 18.5 | 2023-12-31 | 2042-06-30 | 2042-12-31 | 0 | 18.5
|  | BLUEGRASS OLDHAM COMMON | 2044-12-31 | SQUARE | * | 0 | 57861908.03 | 8136032.75 | 49725875 | 2367898.8095 |  | 4.0923 | 21 | 21 | 2023-12-31 |  |  | 0 | 21
|  | BLUEGRASS OLDHAM UNIT 1 | 2044-12-31 | SQUARE | * | 0 | 44185201.95 | 15999848.33 | 28185354 | 1342159.7143 |  | 3.0376 | 21 | 21 | 2023-12-31 |  |  | 0 | 21
|  | BLUEGRASS OLDHAM UNIT 2 | 2044-12-31 | SQUARE | * | 0 | 45507960.02 | 19640774.83 | 25867185 | 1231770.7143 |  | 2.7067 | 21 | 21 | 2023-12-31 |  |  | 0 | 21
|  | BLUEGRASS OLDHAM UNIT 3 | 2044-12-31 | SQUARE | * | 0 | 39171021.64 | 19052233.73 | 20118788 | 958037.5238 |  | 2.4458 | 21 | 21 | 2023-12-31 |  |  | 0 | 21
|  | TOTAL PRIME MOVERS |  |  |  |  | 429116977.68 | 155802391.34 | 273314586 | 13183829.6914 |  | 3.07
344 |  | GENERATORS
|  | SMITH CT COMMON | 2050-12-31 | SQUARE | * | 0 | 385287.95 | 112500.83 | 272787 | 10103.2222 |  | 2.6223 | 27 | 27 | 2023-12-31 |  |  | 0 | 27
|  | SMITH CT UNIT 1 | 2036-12-31 | SQUARE | * | 0 | 4960295.58 | 2938099.42 | 2022196 | 155553.5385 |  | 3.136 | 13 | 13 | 2023-12-31 |  |  | 0 | 13
|  | SMITH CT UNIT 2 | 2036-12-31 | SQUARE | * | 0 | 5083402.24 | 3000111.74 | 2083291 | 160253.1538 |  | 3.1525 | 13 | 13 | 2023-12-31 |  |  | 0 | 13
|  | SMITH CT UNIT 3 | 2036-12-31 | SQUARE | * | 0 | 2283154.23 | 1074252.41 | 1208902 | 92992.4615 |  | 4.073 | 13 | 13 | 2023-12-31 |  |  | 0 | 13
|  | SMITH CT UNIT 4 | 2041-12-31 | SQUARE | * | 0 | 7839449.86 | 3867941.4 | 3971508 | 220639.3333 |  | 2.8145 | 18 | 18 | 2023-12-31 |  |  | 0 | 18
|  | SMITH CT UNIT 5 | 2041-12-31 | SQUARE | * | 0 | 7775759.69 | 3839731.27 | 3936028 | 218668.2222 |  | 2.8122 | 18 | 18 | 2023-12-31 |  |  | 0 | 18
|  | SMITH CT UNIT 6 | 2045-12-31 | SQUARE | * | 0 | 4831725.68 | 1988705.91 | 2843020 | 129228.1818 |  | 2.6746 | 22 | 22 | 2023-12-31 |  |  | 0 | 22
|  | SMITH CT UNIT 7 | 2045-12-31 | SQUARE | * | 0 | 4838938.32 | 1996016.06 | 2842922 | 129223.7273 |  | 2.6705 | 22 | 22 | 2023-12-31 |  |  | 0 | 22
|  | SMITH CT UNIT 9 | 2050-12-31 | SQUARE | * | 0 | 4442193.82 | 1063394.57 | 3378799 | 125140.7037 |  | 2.8171 | 27 | 27 | 2023-12-31 |  |  | 0 | 27
|  | SMITH CT UNIT 10 | 2050-12-31 | SQUARE | * | 0 | 4442193.82 | 1448871.44 | 2993322 | 110863.7778 |  | 2.4957 | 27 | 27 | 2023-12-31 |  |  | 0 | 27
|  | GREEN VALLEY LANDFILL | 2038-06-30 | SQUARE | * | 0 | 1098205.33 | 430052.22 | 668153 | 46079.5172 |  | 4.1959 | 14.5 | 14.5 | 2023-12-31 | 2038-06-30 | 2038-12-31 | 0 | 14.5
|  | BAVARIAN LANDFILL | 2038-06-30 | SQUARE | * | 0 | 4525028.84 | 1361216.87 | 3163812 | 218193.931 |  | 4.8219 | 14.5 | 14.5 | 2023-12-31 | 2038-06-30 | 2038-12-31 | 0 | 14.5
|  | PEARL HOLLOW LANDFILL | 2041-06-30 | SQUARE | * | 0 | 3171144.21 | 1154319.13 | 2016825 | 115247.1429 |  | 3.6342 | 17.5 | 17.5 | 2023-12-31 | 2041-06-30 | 2041-12-31 | 0 | 17.5
|  | PENDLETON COUNTY LANDFILL | 2042-06-30 | SQUARE | * | 0 | 1684823.61 | 534320.88 | 1150503 | 62189.3514 |  | 3.6911 | 18.5 | 18.5 | 2023-12-31 | 2042-06-30 | 2042-12-31 | 0 | 18.5
|  | GLASGOW LANDFILL | 2046-06-30 | SQUARE | * | 0 | 2993753.87 | 577655.16 | 2416099 | 107382.1778 |  | 3.5869 | 22.5 | 22.5 | 2023-12-31 | 2046-06-30 | 2046-12-31 | 0 | 22.5
|  | BLUEGRASS OLDHAM COMMON | 2044-12-31 | SQUARE | * | 0 | 17086.14 | 4627.69 | 12458 | 593.2381 |  | 3.472 | 21 | 21 | 2023-12-31 |  |  | 0 | 21
|  | BLUEGRASS OLDHAM UNIT 1 | 2044-12-31 | SQUARE | * | 0 | 12907984.9 | 3224198.61 | 9683786 | 461132.6667 |  | 3.5725 | 21 | 21 | 2023-12-31 |  |  | 0 | 21
|  | BLUEGRASS OLDHAM UNIT 2 | 2044-12-31 | SQUARE | * | 0 | 7457690.57 | 3616888.57 | 3840802 | 182895.3333 |  | 2.4524 | 21 | 21 | 2023-12-31 |  |  | 0 | 21
|  | BLUEGRASS OLDHAM UNIT 3 | 2044-12-31 | SQUARE | * | 0 | 7457690.57 | 4161782.32 | 3295908 | 156948 |  | 2.1045 | 21 | 21 | 2023-12-31 |  |  | 0 | 21
|  | COOPERATIVE SOLAR | 2047-06-30 | SQUARE | * | -1 | 15810305.55 | 4136942.16 | 11831466 | 503466.6383 |  | 3.1844 | 23.5 | 23.5 | 2023-12-31 | 2047-06-30 | 2047-12-31 | 0 | 23.5
Solar NS Includes Terminal Net Salv of 1% as Filed
|  | TOTAL GENERATORS |  |  |  |  | 104006114.78 | 40531628.66 | 63632587 | 3206794.3189 |  | 3.08
345 |  | ACCESSORY ELECTRIC EQUIPMENT
|  | SMITH CT COMMON | 2050-12-31 | SQUARE | * | 0 | 9906844.23 | 3804943.8 | 6101900 | 225996.2963 |  | 2.2812 | 27 | 27 | 2023-12-31 |  |  | 0 | 27
|  | SMITH CT UNIT 1 | 2036-12-31 | SQUARE | * | 0 | 881261.16 | 511509.77 | 369751 | 28442.3846 |  | 3.2275 | 13 | 13 | 2023-12-31 |  |  | 0 | 13
|  | SMITH CT UNIT 2 | 2036-12-31 | SQUARE | * | 0 | 881262.26 | 518712.34 | 362550 | 27888.4615 |  | 3.1646 | 13 | 13 | 2023-12-31 |  |  | 0 | 13
|  | SMITH CT UNIT 3 | 2036-12-31 | SQUARE | * | 0 | 881262.26 | 501077.37 | 380185 | 29245 |  | 3.3185 | 13 | 13 | 2023-12-31 |  |  | 0 | 13
|  | SMITH CT UNIT 4 | 2041-12-31 | SQUARE | * | 0 | 993996.86 | 477032.99 | 516964 | 28720.2222 |  | 2.8894 | 18 | 18 | 2023-12-31 |  |  | 0 | 18
|  | SMITH CT UNIT 5 | 2041-12-31 | SQUARE | * | 0 | 993996.86 | 475967.88 | 518029 | 28779.3889 |  | 2.8953 | 18 | 18 | 2023-12-31 |  |  | 0 | 18
|  | SMITH CT UNIT 6 | 2045-12-31 | SQUARE | * | 0 | 1251472.92 | 485453.4 | 766020 | 34819.0909 |  | 2.7822 | 22 | 22 | 2023-12-31 |  |  | 0 | 22
|  | SMITH CT UNIT 7 | 2045-12-31 | SQUARE | * | 0 | 1220275.59 | 474383.51 | 745892 | 33904.1818 |  | 2.7784 | 22 | 22 | 2023-12-31 |  |  | 0 | 22
|  | SMITH CT UNIT 9 | 2050-12-31 | SQUARE | * | 0 | 11825999.57 | 2572037.74 | 9253962 | 342739.3333 |  | 2.8982 | 27 | 27 | 2023-12-31 |  |  | 0 | 27
|  | SMITH CT UNIT 10 | 2050-12-31 | SQUARE | * | 0 | 2021825.43 | 595564.09 | 1426261 | 52824.4815 |  | 2.6127 | 27 | 27 | 2023-12-31 |  |  | 0 | 27
|  | GREEN VALLEY LANDFILL | 2038-06-30 | SQUARE | * | 0 | 344891.29 | 127777.18 | 217114 | 14973.3793 |  | 4.3415 | 14.5 | 14.5 | 2023-12-31 | 2038-06-30 | 2038-12-31 | 0 | 14.5
|  | BAVARIAN LANDFILL | 2038-06-30 | SQUARE | * | 0 | 380225.22 | 135228.05 | 244997 | 16896.3448 |  | 4.4438 | 14.5 | 14.5 | 2023-12-31 | 2038-06-30 | 2038-12-31 | 0 | 14.5
|  | PEARL HOLLOW LANDFILL | 2041-06-30 | SQUARE | * | 0 | 452676.95 | 143725.31 | 308952 | 17654.4 |  | 3.9 | 17.5 | 17.5 | 2023-12-31 | 2041-06-30 | 2041-12-31 | 0 | 17.5
|  | PENDLETON COUNTY LANDFILL | 2042-06-30 | SQUARE | * | 0 | 406784.25 | 121915.61 | 284869 | 15398.3243 |  | 3.7854 | 18.5 | 18.5 | 2023-12-31 | 2042-06-30 | 2042-12-31 | 0 | 18.5
|  | BLUEGRASS OLDHAM COMMON | 2044-12-31 | SQUARE | * | 0 | 3028262.11 | 849171.5 | 2179091 | 103766.2381 |  | 3.4266 | 21 | 21 | 2023-12-31 |  |  | 0 | 21
|  | BLUEGRASS OLDHAM UNIT 1 | 2044-12-31 | SQUARE | * | 0 | 386034.41 | 149341.55 | 236693 | 11271.0952 |  | 2.9197 | 21 | 21 | 2023-12-31 |  |  | 0 | 21
|  | BLUEGRASS OLDHAM UNIT 2 | 2044-12-31 | SQUARE | * | 0 | 386034.41 | 177208.9 | 208826 | 9944.0952 |  | 2.576 | 21 | 21 | 2023-12-31 |  |  | 0 | 21
|  | BLUEGRASS OLDHAM UNIT 3 | 2044-12-31 | SQUARE | * | 0 | 386034.41 | 203906.7 | 182128 | 8672.7619 |  | 2.2466 | 21 | 21 | 2023-12-31 |  |  | 0 | 21
|  | COOPERATIVE SOLAR | 2047-06-30 | SQUARE | * | -1 | 779800 | 193176.74 | 594421 | 25294.5106 |  | 3.2437 | 23.5 | 23.5 | 2023-12-31 | 2047-06-30 | 2047-12-31 | 0 | 23.5
Solar NS Includes Terminal Net Salv of 1% as Filed
|  | TOTAL ACCESSORY ELECTRIC EQUIPMENT |  |  |  |  | 37408940.19 | 12518134.43 | 24898605 | 1057229.9907 |  | 2.83
346 |  | MISCELLANEOUS POWER PLANT EQUIPMENT
|  | SMITH CT COMMON | 2050-12-31 | SQUARE | * | 0 | 15806989.61 | 4628649.14 | 11178340 | 414012.5926 |  | 2.6192 | 27 | 27 | 2023-12-31 |  |  | 0 | 27
|  | SMITH CT UNIT 3 | 2036-12-31 | SQUARE | * | 0 | 35097.11 | 3184.5 | 31913 | 2454.8462 |  | 6.9944 | 13 | 13 | 2023-12-31 |  |  | 0 | 13
|  | GREEN VALLEY LANDFILL | 2038-06-30 | SQUARE | * | 0 | 104001.15 | 35975.42 | 68026 | 4691.4483 |  | 4.511 | 14.5 | 14.5 | 2023-12-31 | 2038-06-30 | 2038-12-31 | 0 | 14.5
|  | LAUREL RIDGE LANDFILL | 2024-12-31 | SQUARE | * | 0 | 64992.35 | 36640.5 | 28352 | 28352 |  | 43.6236 | 1 | 1 | 2023-12-31 |  |  | 0 | 1
|  | BAVARIAN LANDFILL | 2038-06-30 | SQUARE | * | 0 | 60998.54 | 23296.52 | 37702 | 2600.1379 |  | 4.2626 | 14.5 | 14.5 | 2023-12-31 | 2038-06-30 | 2038-12-31 | 0 | 14.5
|  | PEARL HOLLOW LANDFILL | 2041-06-30 | SQUARE | * | 0 | 494973.87 | 28619.14 | 466355 | 26648.8571 |  | 5.3839 | 17.5 | 17.5 | 2023-12-31 | 2041-06-30 | 2041-12-31 | 0 | 17.5
|  | PENDLETON COUNTY LANDFILL | 2042-06-30 | SQUARE | * | 0 | 50361.67 | 15622.98 | 34739 | 1877.7838 |  | 3.7286 | 18.5 | 18.5 | 2023-12-31 | 2042-06-30 | 2042-12-31 | 0 | 18.5
|  | BLUEGRASS OLDHAM COMMON | 2044-12-31 | SQUARE | * | 0 | 245217.08 | 52203.38 | 193014 | 9191.1429 |  | 3.7482 | 21 | 21 | 2023-12-31 |  |  | 0 | 21
|  | TOTAL MISCELLANEOUS POWER PLANT EQUIPMENT |  |  |  |  | 16862631.38 | 4824191.58 | 12038441 | 489828.8087 |  | 2.9
|  | TOTAL OTHER PRODUCTION PLANT |  |  |  |  | 659783698.71 | 240801932.52 | 419153927 | 19979786.73 |  | 3.03
TRANSMISSION PLANT
353 |  | STATION EQUIPMENT |  | 52-R2 |  | -30 | 309555391 | 76311552.28 | 326110456 | 8829790 |  | 2.85 | 36.9
353.1 |  | STATION EQUIPMENT - ECS |  | 25-R2 |  | -10 | 9834245.35 | 5008331.13 | 5809339 | 1292108 |  | 13.14 | 4.5
354 |  | TOWERS AND FIXTURES |  | 75-R4 |  | 0 | 3853520.91 | 1588212.61 | 2265308 | 72129 |  | 1.87 | 31.4
355 |  | POLES AND FIXTURES |  | 60-R2.5 |  | -75 | 240192196.53 | 63396059.15 | 356940285 | 7790779 |  | 3.24 | 45.8
356 |  | OVERHEAD CONDUCTORS AND DEVICES |  | 60-R4 |  | -75 | 141259051.86 | 63715251.36 | 183488089 | 5110882 |  | 3.62 | 35.9
359 |  | ROADS AND TRAILS |  | 75-R4 |  | 0 | 22927.11 | 12100.51 | 10827 | 557 |  | 2.43 | 19.4
|  | TOTAL TRANSMISSION PLANT |  |  |  |  | 704717332.76 | 210031507.04 | 874624304 | 23096245 |  | 3.28
DISTRIBUTION PLANT
362 |  | STATION EQUIPMENT |  | 35-R0.5 |  | -5 | 325863839.04 | 95248438.45 | 246908593 | 8410892 |  | 2.58 | 29.4
362.1 |  | STATION EQUIPMENT - SCADA |  | 35-R2.5 |  | -5 | 7799614.71 | 4607402.04 | 3582193 | 149696 |  | 1.92 | 23.9
368 |  | LINE TRANSFORMERS |  | 55-R3 |  | 0 | 2409681 | 1320682.85 | 1088998 | 26019 |  | 1.08 | 41.9
|  | TOTAL DISTRIBUTION PLANT |  |  |  |  | 336073134.75 | 101176523.34 | 251579784 | 8586607 |  | 2.55
GENERAL PLANT
390 |  | OFFICE STRUCTURES AND IMPROVEMENTS |  | 65-R4 |  | -10 | 19910932.05 | 8927206 | 12974819 | 325154 |  | 1.63 | 39.9
391 |  | OFFICE FURNITURE AND EQUIPMENT |  | 20-SQ |  | 0 | 13849222.77 | 4129175 | 9720048 | 692290 |  | 5 | 14
391.1 |  | OFFICE FURNITURE AND EQUIPMENT - PEOPLESOFT |  | 15-SQ |  | 0 | 21265400.89 | 11948538 | 9316863 | 1417691 |  | 6.67 | 6.6
392 |  | TRANSPORTATION EQUIPMENT |  | 12-L1.5 |  | 0 | 21791109.35 | 8321066 | 13470043 | 1753581 |  | 8.05 | 7.7
393 |  | STORES EQUIPMENT |  | 25-SQ |  | 0 | 80885.4 | 60546 | 20339 | 3236 |  | 4 | 6.3
394 |  | TOOLS, SHOP, AND GARAGE EQUIPMENT |  | 20-SQ |  | 0 | 2014232.77 | 688131 | 1326102 | 100716 |  | 5 | 13.2
395 |  | LABORATORY EQUIPMENT |  | 20-SQ |  | 0 | 4366162.65 | 2130387 | 2235776 | 218492 |  | 5 | 10.2
396 |  | POWER OPERATED EQUIPMENT |  | 20-R2 |  | 0 | 24030802.09 | 9245260 | 14785542 | 1159617 |  | 4.83 | 12.8
397 |  | COMMUNICATION EQUIPMENT |  | 15-SQ |  | 0 | 22301164.09 | 9655523 | 12645641 | 1487391 |  | 6.67 | 8.5
398 |  | MISCELLANEOUS EQUIPMENT |  | 20-SQ |  | 0 | 2513134.77 | 1024082 | 1489053 | 125661 |  | 5 | 11.8
|  | TOTAL GENERAL PLANT |  |  |  |  | 132123046.83 | 56129914 | 77984226 | 7283829 |  | 5.51
UNRECOVERED RESERVE ADJUSTMENT FOR AMORTIZATION
391 |  | OFFICE FURNITURE AND EQUIPMENT | [5 empty] | 183061 |  | -36612.2 | **
391.1 |  | OFFICE FURNITURE AND EQUIPMENT - PEOPLESOFT | [5 empty] | 15654354.95 |  | -3130870.99 | **
393 |  | STORES EQUIPMENT | [5 empty] | 2304 |  | -460.8 | **
394 |  | TOOLS, SHOP, AND GARAGE EQUIPMENT | [5 empty] | 42791 |  | -8558.2 | **
395 |  | LABORATORY EQUIPMENT | [5 empty] | 86768 |  | -17353.6 | **
397 |  | COMMUNICATION EQUIPMENT | [5 empty] | 377760 |  | -75552 | **
398 |  | MISCELLANEOUS EQUIPMENT | [5 empty] | 43117 |  | -8623.4 | **
|  | TOTAL UNRECOVERED RESERVE ADJUSTMENT FOR AMORTIZATION | [5 empty] | 16390155.95 |  | -3278031.19
|  | TOTAL DEPRECIABLE PLANT |  |  |  |  | 4654637456.08 | 1820887036.71 | 3248925479 | 129552029.9826 |  | 2.78
NONDEPRECIABLE PLANT AND ACCOUNTS NOT STUDIED
301 |  | ORGANIZATION |  |  |  |  | 5040.43
310 |  | LAND |  |  |  |  | 7074844.43
340 |  | LAND |  |  |  |  | 5964035.69
350 |  | LAND |  |  |  |  | 4673025.22
350.1 |  | LAND AND LAND RIGHTS |  |  |  |  | 58324160.972
354.1 |  | TOWERS AND FIXTURES - LEASED |  |  |  |  | 564962.57 | 325366.93
360 |  | LAND |  |  |  |  | 13132104.22
389 |  | LAND |  |  |  |  | 1587642.56
389.1 |  | LAND AND LAND RIGHTS |  |  |  |  | 244222.03
398.1 |  | MISCELLANEOUS EQUIPMENT - LEASED |  |  |  |  | 448268.6 | 448268.6
|  | TOTAL NONDEPRECIABLE PLANT AND ACCOUNTS NOT STUDIED |  |  |  |  | 92018306.722 | 773635.53
|  | TOTAL ELECTRIC PLANT |  |  |  |  | 4746655762.802 | 1821660672.24
| * | LIFE SPAN PROCEDURE USED. CURVE SHOWN IS INTERIM SURVIVOR CURVE.
| ** | UNRECOVERED RESERVE WILL BE AMORTIZED OVER A 5-YEAR PERIOD
Formulas:
Used for Half Year = [PROBABLE]

## Adj 3 Depr-Extend Lifespans
EAST KENTUCKY POWER COOPERATIVE
TABLE 1. SUMMARY OF ESTIMATED SURVIVOR CURVES, NET SALVAGE PERCENT, ORIGINAL COST, BOOK DEPRECIATION RESERVE AND
CALCULATED ANNUAL DEPRECIATION ACCRUALS RELATED TO ELECTRIC PLANT AS OF DECEMBER 31, 2023 | [19 empty] | SQUARE
|  |  | AS FILED | [16 empty] | Remaining
|  |  | PROBABLE |  |  | NET | ORIGINAL COST | BOOK |  | CALCULATED ANNUAL |  |  | COMPOSITE | [6 empty] | Years After
|  |  | RETIREMENT | SURVIVOR |  | SALVAGE | AS OF | DEPRECIATION | FUTURE | ACCRUAL |  | ACCRUAL | REMAINING |  | SQUARE |  |  |  | Added | Added
|  | ACCOUNT | DATE | CURVE |  | PERCENT | DECEMBER 31, 2023 | RESERVE | ACCRUALS | AMOUNT |  | RATE | LIFE |  | Remaining | Study | Used for Half Year |  | Service | Service
|  | -1 | -2 | -3 |  | -4 | -5 | -6 | -7 | -8 |  | (9)=(8)/(5) | (10)=(7)/(8) |  | Years | Date | Calculations |  | Lives | Lives
INTANGIBLE PLANT
303 |  | MISCELLANEOUS INTANGIBLE PLANT |  | 25-SQ |  | 0 | 20095177.92 | 3406872.3 | 16688306 | 735656 |  | 3.66 | 22.7
|  | TOTAL INTANGIBLE PLANT |  |  |  |  | 20095177.92 | 3406872.3 | 16688306 | 735656 |  | 3.66
STEAM PRODUCTION PLANT
310.1 |  | LAND AND LAND RIGHTS | [11 empty] | As Filed
|  | COOPER COMMON - LANDFILL | 2038-12-31 | SQUARE | * | 0 | 5325571.56 | 2634053.77 | 2691518 | 179434.5333 |  | 3.3693 | 15 | 15 | SQUARE in As Filed Study-No Change |  |  |  | 0 | 15
|  | COOPER COMMON - ACCESS ROAD | 2038-12-31 | SQUARE | * | 0 | 480134.08 | 322717 | 157417 | 10494.4667 |  | 2.1857 | 15 | 15 | SQUARE in As Filed Study-No Change |  |  |  | 0 | 15
|  | SPURLOCK COMMON - LANDFILL | 2049-12-31 | SQUARE | * | 0 | 54040615.27 | 6181596.74 | 47859019 | 997062.8958 |  | 1.845 | 48 | 26 | SQUARE in As Filed Study-No Change |  |  |  | 22 | 48
|  | SPURLOCK COMMON - AMMONIA CONTAINMENT | 2049-12-31 | SQUARE | * | 0 | 1050779.86 | 159403 | 891377 | 18570.3542 |  | 1.7673 | 48 | 26 | SQUARE in As Filed Study-No Change |  |  |  | 22 | 48
|  | SMITH COMMON - LANDFILL | 2026-12-31 | SQUARE | * | 0 | 6050424.87 | 3611585.76 | 2438839 | 812946.3333 |  | 13.4362 | 3 | 3 | SQUARE in As Filed Study-No Change |  |  |  | 0 | 3
|  | TOTAL LAND AND LAND RIGHTS |  |  |  |  | 66947525.64 | 12909356.27 | 54038170 | 2018508.5833 |  | 3.02
311 |  | STRUCTURES AND IMPROVEMENTS
|  | CENTRAL LAB | 2030-12-31 | SQUARE | * | 0 | 619445.56 | 546724.53 | 72721 | 10388.7143 |  | 1.6771 | 7 |  | 7 | 2023-12-31 |  |  | 0 | 7
|  | COOPER COMMON | 2038-12-31 | SQUARE | * | 0 | 11594469.07 | 10886217.75 | 708251 | 47216.7333 |  | 0.40723 | 15 |  | 15 | 2023-12-31 |  |  | 0 | 15
|  | COOPER UNIT 2 SCRUBBER | 2038-12-31 | SQUARE | * | 0 | 16839214.86 | 10420392.59 | 6418822 | 427921.4667 |  | 2.5412 | 15 |  | 15 | 2023-12-31 |  |  | 0 | 15
|  | SPURLOCK COMMON | 2049-12-31 | SQUARE | * | 0 | 71702335.62 | 10053669.31 | 61648666 | 1284347.2083 |  | 1.7912 | 48 |  | 26 | 2023-12-31 |  |  | 22 | 48
|  | SPURLOCK UNIT 1 | 2042-12-31 | SQUARE | * | 0 | 27725671.46 | 20154585.92 | 7571086 | 398478.2105 |  | 1.4372 | 19 |  | 19 | 2023-12-31 |  |  | 0 | 19
|  | SPURLOCK UNIT 2 | 2042-12-31 | SQUARE | * | 0 | 33813856.22 | 24929129.04 | 8884727 | 423082.2381 |  | 1.2512 | 21 |  | 19 | 2023-12-31 |  |  | 2 | 21
|  | SPURLOCK UNIT 3 | 2049-12-31 | SQUARE | * | 0 | 135449284.44 | 46960727.11 | 88488557 | 2011103.5682 |  | 1.4848 | 44 |  | 26 | 2023-12-31 |  |  | 18 | 44
|  | SPURLOCK UNIT 4 | 2049-12-31 | SQUARE | * | 0 | 91570829.79 | 25565458.12 | 66005372 | 1375111.9167 |  | 1.5017 | 48 |  | 26 | 2023-12-31 |  |  | 22 | 48
|  | SPURLOCK UNIT 1 SCRUBBER | 2042-12-31 | SQUARE | * | 0 | 25327525.35 | 11932283.55 | 13395242 | 705012.7368 |  | 2.7836 | 19 |  | 19 | 2023-12-31 |  |  | 0 | 19
|  | SPURLOCK UNIT 2 SCRUBBER | 2042-12-31 | SQUARE | * | 0 | 22295947.37 | 10551317.82 | 11744630 | 559268.0952 |  | 2.5084 | 21 |  | 19 | 2023-12-31 |  |  | 2 | 21
|  | TOTAL STRUCTURES AND IMPROVEMENTS |  |  |  |  | 436938579.74 | 172000505.74 | 264938074 | 7241930.8882 |  | 1.66
312 |  | BOILER PLANT EQUIPMENT
|  | COOPER COMMON | 2038-12-31 | SQUARE | * | 0 | 101123705.05 | 79902414.88 | 21221290 | 1414752.6667 |  | 1.399 | 15 |  | 15 | 2023-12-31 |  |  | 0 | 15
|  | COOPER UNIT 1 | 2030-12-31 | SQUARE | * | 0 | 7772878.45 | 7964995.14 | -192117 | 0 |  | 0 | 7 |  | 7 | 2023-12-31 |  |  | 0 | 7
|  | COOPER UNIT 2 | 2038-12-31 | SQUARE | * | 0 | 10041434.96 | 7985989.99 | 2055445 | 137029.6667 |  | 1.3646 | 15 |  | 15 | 2023-12-31 |  |  | 0 | 15
|  | COOPER UNIT 2 SCRUBBER | 2038-12-31 | SQUARE | * | 0 | 193947398 | 120251809.87 | 73695588 | 4913039.2 |  | 2.5332 | 15 |  | 15 | 2023-12-31 |  |  | 0 | 15
|  | SPURLOCK COMMON | 2049-12-31 | SQUARE | * | 0 | 242346947.83 | 28417369.07 | 213929579 | 4456866.2292 |  | 1.839 | 48 |  | 26 | 2023-12-31 |  |  | 22 | 48
|  | SPURLOCK UNIT 1 | 2042-12-31 | SQUARE | * | 0 | 234286878.19 | 124550728.67 | 109736150 | 5775586.8421 |  | 2.4652 | 19 |  | 19 | 2023-12-31 |  |  | 0 | 19
|  | SPURLOCK UNIT 2 | 2042-12-31 | SQUARE | * | 0 | 298973833.28 | 167717075.88 | 131256757 | 6250321.7619 |  | 2.0906 | 21 |  | 19 | 2023-12-31 |  |  | 2 | 21
|  | SPURLOCK UNIT 3 | 2049-12-31 | SQUARE | * | 0 | 204062486.12 | 64111196.75 | 139951289 | 3180711.1136 |  | 1.5587 | 44 |  | 26 | 2023-12-31 |  |  | 18 | 44
|  | SPURLOCK UNIT 4 | 2049-12-31 | SQUARE | * | 0 | 302101587.54 | 82111423.78 | 219990164 | 4583128.4167 |  | 1.5171 | 48 |  | 26 | 2023-12-31 |  |  | 22 | 48
|  | SPURLOCK UNIT 1 SCRUBBER | 2042-12-31 | SQUARE | * | 0 | 101115917.65 | 47632570.48 | 53483347 | 2814913 |  | 2.7838 | 19 |  | 19 | 2023-12-31 |  |  | 0 | 19
|  | SPURLOCK UNIT 2 SCRUBBER | 2042-12-31 | SQUARE | * | 0 | 156122871.75 | 73883789.4 | 82239082 | 3916146.7619 |  | 2.5084 | 21 |  | 19 | 2023-12-31 |  |  | 2 | 21
|  | TOTAL BOILER PLANT EQUIPMENT |  |  |  |  | 1851895938.82 | 804529363.91 | 1047366574 | 37442495.6587 |  | 2.02
314 |  | TURBOGENERATOR UNITS
|  | COOPER COMMON | 2038-12-31 | SQUARE | * | 0 | 23714956.78 | 22544706.98 | 1170250 | 78016.6667 |  | 0.32898 | 15 |  | 15 | 2023-12-31 |  |  | 0 | 15
|  | SPURLOCK UNIT 1 | 2042-12-31 | SQUARE | * | 0 | 42923558.05 | 25989475.84 | 16934082 | 891267.4737 |  | 2.0764 | 19 |  | 19 | 2023-12-31 |  |  | 0 | 19
|  | SPURLOCK UNIT 2 | 2042-12-31 | SQUARE | * | 0 | 78018528.16 | 40526496.43 | 37492032 | 1785334.8571 |  | 2.2883 | 21 |  | 19 | 2023-12-31 |  |  | 2 | 21
|  | SPURLOCK UNIT 3 | 2049-12-31 | SQUARE | * | 0 | 81735044.38 | 27731410.67 | 54003634 | 1227355.3182 |  | 1.5016 | 44 |  | 26 | 2023-12-31 |  |  | 18 | 44
|  | SPURLOCK UNIT 4 | 2049-12-31 | SQUARE | * | 0 | 80326528.05 | 18513388.58 | 61813139 | 1287773.7292 |  | 1.6032 | 48 |  | 26 | 2023-12-31 |  |  | 22 | 48
|  | TOTAL TURBOGENERATOR UNITS |  |  |  |  | 306718615.42 | 135305478.5 | 171413137 | 5269748.0448 |  | 1.72
315 |  | ACCESSORY ELECTRIC EQUIPMENT
|  | COOPER COMMON | 2038-12-31 | SQUARE | * | 0 | 3473012 | 3440611.86 | 32400 | 2160 |  | 0.062194 | 15 |  | 15 | 2023-12-31 |  |  | 0 | 15
|  | COOPER UNIT 1 | 2030-12-31 | SQUARE | * | 0 | 108139.1 | 70330.01 | 37809 | 5401.2857 |  | 4.9948 | 7 |  | 7 | 2023-12-31 |  |  | 0 | 7
|  | COOPER UNIT 2 | 2038-12-31 | SQUARE | * | 0 | 108269.09 | 43937.66 | 64331 | 4288.7333 |  | 3.9612 | 15 |  | 15 | 2023-12-31 |  |  | 0 | 15
|  | COOPER UNIT 2 SCRUBBER | 2038-12-31 | SQUARE | * | 0 | 12060627.85 | 7467374.21 | 4593254 | 306216.9333 |  | 2.539 | 15 |  | 15 | 2023-12-31 |  |  | 0 | 15
|  | SPURLOCK UNIT 1 | 2042-12-31 | SQUARE | * | 0 | 10670855.65 | 7498394.54 | 3172461 | 166971.6316 |  | 1.5647 | 19 |  | 19 | 2023-12-31 |  |  | 0 | 19
|  | SPURLOCK UNIT 2 | 2042-12-31 | SQUARE | * | 0 | 23193967.98 | 15966785.47 | 7227183 | 344151.5714 |  | 1.4838 | 21 |  | 19 | 2023-12-31 |  |  | 2 | 21
|  | SPURLOCK UNIT 3 | 2049-12-31 | SQUARE | * | 0 | 25044774.1 | 8072902.68 | 16971871 | 385724.3409 |  | 1.5401 | 44 |  | 26 | 2023-12-31 |  |  | 18 | 44
|  | SPURLOCK UNIT 4 | 2049-12-31 | SQUARE | * | 0 | 12751242.41 | 3604702.43 | 9146540 | 190552.9167 |  | 1.4944 | 48 |  | 26 | 2023-12-31 |  |  | 22 | 48
|  | SPURLOCK UNIT 1 SCRUBBER | 2042-12-31 | SQUARE | * | 0 | 12513473.78 | 5887066.69 | 6626407 | 348758.2632 |  | 2.7871 | 19 |  | 19 | 2023-12-31 |  |  | 0 | 19
|  | SPURLOCK UNIT 2 SCRUBBER | 2042-12-31 | SQUARE | * | 0 | 17711668.74 | 8370097.98 | 9341571 | 444836.7143 |  | 2.5115 | 21 |  | 19 | 2023-12-31 |  |  | 2 | 21
|  | TOTAL ACCESSORY ELECTRIC EQUIPMENT |  |  |  |  | 117636030.7 | 60422203.53 | 57213827 | 2199062.3904 |  | 1.87
316 |  | MISCELLANEOUS POWER PLANT EQUIPMENT
|  | CENTRAL LAB | 2030-12-31 | SQUARE | * | 0 | 1167329.42 | 840184.9 | 327145 | 46735 |  | 4.0036 | 7 |  | 7 | 2023-12-31 |  |  | 0 | 7
|  | COOPER COMMON | 2038-12-31 | SQUARE | * | 0 | 2918709.21 | 1911960.87 | 1006748 | 67116.5333 |  | 2.2995 | 15 |  | 15 | 2023-12-31 |  |  | 0 | 15
|  | COOPER UNIT 1 | 2030-12-31 | SQUARE | * | 0 | 2010174.77 | 190055.3 | 1820119 | 260017 |  | 12.935 | 7 |  | 7 | 2023-12-31 |  |  | 0 | 7
|  | COOPER UNIT 2 SCRUBBER | 2038-12-31 | SQUARE | * | 0 | 2139985.18 | 1360219.16 | 779766 | 51984.4 |  | 2.4292 | 15 |  | 15 | 2023-12-31 |  |  | 0 | 15
|  | SPURLOCK COMMON | 2049-12-31 | SQUARE | * | 0 | 8375944.45 | 2161823.14 | 6214121 | 129460.8542 |  | 1.5456 | 48 |  | 26 | 2023-12-31 |  |  | 22 | 48
|  | SPURLOCK UNIT 1 | 2042-12-31 | SQUARE | * | 0 | 182562.7 | 138675.63 | 43887 | 2309.8421 |  | 1.2652 | 19 |  | 19 | 2023-12-31 |  |  | 0 | 19
|  | SPURLOCK UNIT 3 | 2049-12-31 | SQUARE | * | 0 | 2192469.65 | 450040.59 | 1742429 | 39600.6591 |  | 1.8062 | 44 |  | 26 | 2023-12-31 |  |  | 18 | 44
|  | SPURLOCK UNIT 4 | 2049-12-31 | SQUARE | * | 0 | 2721199.41 | 730264.02 | 1990935 | 41477.8125 |  | 1.5242 | 48 |  | 26 | 2023-12-31 |  |  | 22 | 48
|  | TOTAL MISCELLANEOUS POWER PLANT EQUIPMENT |  |  |  |  | 21708374.79 | 7783223.61 | 13925150 | 638702.1012 |  | 2.94
|  | TOTAL STEAM PRODUCTION PLANT |  |  |  |  | 2801845065.11 | 1192950131.56 | 1608894932 | 54810447.6667 |  | 1.96
OTHER PRODUCTION PLANT
341 |  | STRUCTURES AND IMPROVEMENTS
|  | SMITH CT COMMON | 2050-12-31 | SQUARE | * | 0 | 18449493.53 | 7054844.15 | 11394649 | 356082.7812 |  | 1.93 | 32 |  | 27 | 2023-12-31 |  |  | 5 | 32
|  | SMITH CT UNIT 1 | 2036-12-31 | SQUARE | * | 0 | 2666719.81 | 1514239.92 | 1152480 | 54880 |  | 2.058 | 21 |  | 13 | 2023-12-31 |  |  | 8 | 21
|  | SMITH CT UNIT 2 | 2036-12-31 | SQUARE | * | 0 | 2666719.81 | 1535563.88 | 1131156 | 53864.5714 |  | 2.0199 | 21 |  | 13 | 2023-12-31 |  |  | 8 | 21
|  | SMITH CT UNIT 3 | 2036-12-31 | SQUARE | * | 0 | 2666719.81 | 1483354.58 | 1183365 | 56350.7143 |  | 2.1131 | 21 |  | 13 | 2023-12-31 |  |  | 8 | 21
|  | SMITH CT UNIT 4 | 2041-12-31 | SQUARE | * | 0 | 1937757.41 | 914665.65 | 1023092 | 44482.2609 |  | 2.2956 | 23 |  | 18 | 2023-12-31 |  |  | 5 | 23
|  | SMITH CT UNIT 5 | 2041-12-31 | SQUARE | * | 0 | 1599135.43 | 750866.73 | 848269 | 36881.2609 |  | 2.3063 | 23 |  | 18 | 2023-12-31 |  |  | 5 | 23
|  | SMITH CT UNIT 6 | 2045-12-31 | SQUARE | * | 0 | 303524.78 | 116602.85 | 186922 | 6923.037 |  | 2.2809 | 27 |  | 22 | 2023-12-31 |  |  | 5 | 27
|  | SMITH CT UNIT 7 | 2045-12-31 | SQUARE | * | 0 | 303524.78 | 116857.06 | 186668 | 6913.6296 |  | 2.2778 | 27 |  | 22 | 2023-12-31 |  |  | 5 | 27
|  | SMITH CT UNIT 9 | 2050-12-31 | SQUARE | * | 0 | 4625823.04 | 1039877.1 | 3585946 | 112060.8125 |  | 2.4225 | 32 |  | 27 | 2023-12-31 |  |  | 5 | 32
|  | SMITH CT UNIT 10 | 2050-12-31 | SQUARE | * | 0 | 224532.24 | 45021.49 | 179511 | 5609.7188 |  | 2.4984 | 32 |  | 27 | 2023-12-31 |  |  | 5 | 32
|  | GREEN VALLEY LANDFILL | 2038-06-30 | SQUARE | * | 0 | 1119860.8 | 416160.91 | 703700 | 48531.0345 |  | 4.3337 | 14.5 |  | 14.5 | 2023-12-31 | 2038-06-30 | 2038-12-31 | 0 | 14.5
|  | BAVARIAN LANDFILL | 2038-06-30 | SQUARE | * | 0 | 1135966.24 | 422145.64 | 713821 | 49229.0345 |  | 4.3337 | 14.5 |  | 14.5 | 2023-12-31 | 2038-06-30 | 2038-12-31 | 0 | 14.5
|  | PEARL HOLLOW LANDFILL | 2041-06-30 | SQUARE | * | 0 | 1465228.09 | 468146.53 | 997082 | 56976.1143 |  | 3.8885 | 17.5 |  | 17.5 | 2023-12-31 | 2041-06-30 | 2041-12-31 | 0 | 17.5
|  | PENDLETON COUNTY LANDFILL | 2042-06-30 | SQUARE | * | 0 | 2033652.36 | 312972.97 | 1720679 | 93009.6757 |  | 4.5735 | 18.5 |  | 18.5 | 2023-12-31 | 2042-06-30 | 2042-12-31 | 0 | 18.5
|  | BLUEGRASS OLDHAM COMMON | 2044-12-31 | SQUARE | * | 0 | 7836172.29 | 2183825.97 | 5652346 | 269159.3333 |  | 3.4348 | 21 |  | 21 | 2023-12-31 |  |  | 0 | 21
|  | BLUEGRASS OLDHAM UNIT 1 | 2044-12-31 | SQUARE | * | 0 | 933680.4 | 369350.09 | 564330 | 26872.8571 |  | 2.8782 | 21 |  | 21 | 2023-12-31 |  |  | 0 | 21
|  | BLUEGRASS OLDHAM UNIT 2 | 2044-12-31 | SQUARE | * | 0 | 933680.4 | 438271.13 | 495409 | 23590.9048 |  | 2.5267 | 21 |  | 21 | 2023-12-31 |  |  | 0 | 21
|  | BLUEGRASS OLDHAM UNIT 3 | 2044-12-31 | SQUARE | * | 0 | 933680.4 | 504298.32 | 429382 | 20446.7619 |  | 2.1899 | 21 |  | 21 | 2023-12-31 |  |  | 0 | 21
|  | COOPERATIVE SOLAR | 2047-06-30 | SQUARE | * | -1 | 625882 | 159616.3 | 472525 | 20107.4468 |  | 3.2127 | 23.5 |  | 23.5 | 2023-12-31 | 2047-06-30 | 2047-12-31 | 0 | 23.5
Solar NS Includes Terminal Net Salv of 1% as Filed
|  | TOTAL STRUCTURES AND IMPROVEMENTS |  |  |  |  | 52461753.62 | 19846681.27 | 32621332 | 1341971.9495 |  | 2.56
342 |  | FUEL HOLDERS, PRODUCERS & ACCESSORIES
|  | SMITH CT COMMON | 2050-12-31 | SQUARE | * | 0 | 13766120.51 | 5537459.13 | 8228661 | 257145.6562 |  | 1.868 | 32 |  | 27 | 2023-12-31 |  |  | 5 | 32
|  | SMITH CT UNIT 6 | 2045-12-31 | SQUARE | * | 0 | 70051.65 | 27987.56 | 42064 | 1557.9259 |  | 2.224 | 27 |  | 22 | 2023-12-31 |  |  | 5 | 27
|  | SMITH CT UNIT 7 | 2045-12-31 | SQUARE | * | 0 | 70051.65 | 28048.65 | 42003 | 1555.6667 |  | 2.2207 | 27 |  | 22 | 2023-12-31 |  |  | 5 | 27
|  | SMITH CT UNIT 9 | 2050-12-31 | SQUARE | * | 0 | 2384532.85 | 551700.32 | 1832833 | 57276.0312 |  | 2.402 | 32 |  | 27 | 2023-12-31 |  |  | 5 | 32
|  | SMITH CT UNIT 10 | 2050-12-31 | SQUARE | * | 0 | 2116650.59 | 667242.99 | 1449408 | 45294 |  | 2.1399 | 32 |  | 27 | 2023-12-31 |  |  | 5 | 32
|  | BAVARIAN LANDFILL | 2038-06-30 | SQUARE | * | 0 | 357670.24 | 135434.97 | 222235 | 15326.5517 |  | 4.2851 | 14.5 |  | 14.5 | 2023-12-31 | 2038-06-30 | 2038-12-31 | 0 | 14.5
|  | BLUEGRASS OLDHAM COMMON | 2044-12-31 | SQUARE | * | 0 | 1162203.57 | 331031.62 | 831172 | 39579.619 |  | 3.4056 | 21 |  | 21 | 2023-12-31 |  |  | 0 | 21
|  | TOTAL FUEL HOLDERS AND ACCESSORIES |  |  |  |  | 19927281.06 | 7278905.24 | 12648376 | 417735.4509 |  | 2.1
343 |  | PRIME MOVERS
|  | SMITH CT COMMON | 2050-12-31 | SQUARE | * | 0 | 21780283.59 | 8406987.78 | 13373296 | 417915.5 |  | 1.9188 | 32 |  | 27 | 2023-12-31 |  |  | 5 | 32
|  | SMITH CT UNIT 1 | 2036-12-31 | SQUARE | * | 0 | 24250302.12 | 10963902.15 | 13286400 | 632685.7143 |  | 2.609 | 21 |  | 13 | 2023-12-31 |  |  | 8 | 21
|  | SMITH CT UNIT 2 | 2036-12-31 | SQUARE | * | 0 | 16948244.77 | 10018781.13 | 6929464 | 329974.4762 |  | 1.947 | 21 |  | 13 | 2023-12-31 |  |  | 8 | 21
|  | SMITH CT UNIT 3 | 2036-12-31 | SQUARE | * | 0 | 16247189.43 | 9231709.72 | 7015480 | 334070.4762 |  | 2.0562 | 21 |  | 13 | 2023-12-31 |  |  | 8 | 21
|  | SMITH CT UNIT 4 | 2041-12-31 | SQUARE | * | 0 | 25858484.41 | 12301096.98 | 13557387 | 589451.6087 |  | 2.2795 | 23 |  | 18 | 2023-12-31 |  |  | 5 | 23
|  | SMITH CT UNIT 5 | 2041-12-31 | SQUARE | * | 0 | 21295538.73 | 10224571 | 11070968 | 481346.4348 |  | 2.2603 | 23 |  | 18 | 2023-12-31 |  |  | 5 | 23
|  | SMITH CT UNIT 6 | 2045-12-31 | SQUARE | * | 0 | 18332746.16 | 6529338.78 | 11803407 | 437163.2222 |  | 2.3846 | 27 |  | 22 | 2023-12-31 |  |  | 5 | 27
|  | SMITH CT UNIT 7 | 2045-12-31 | SQUARE | * | 0 | 16754183.57 | 6428695.06 | 10325489 | 382425.5185 |  | 2.2826 | 27 |  | 22 | 2023-12-31 |  |  | 5 | 27
|  | SMITH CT UNIT 9 | 2050-12-31 | SQUARE | * | 0 | 41179391.76 | 7964081 | 33215311 | 1037978.4688 |  | 2.5206 | 32 |  | 27 | 2023-12-31 |  |  | 5 | 32
|  | SMITH CT UNIT 10 | 2050-12-31 | SQUARE | * | 0 | 38525568.21 | 10498931.8 | 28026636 | 875832.375 |  | 2.2734 | 32 |  | 27 | 2023-12-31 |  |  | 5 | 32
|  | GREEN VALLEY LANDFILL | 2038-06-30 | SQUARE | * | 0 | 354200.3 | 124578.89 | 229621 | 15835.931 |  | 4.4709 | 14.5 |  | 14.5 | 2023-12-31 | 2038-06-30 | 2038-12-31 | 0 | 14.5
|  | BAVARIAN LANDFILL | 2038-06-30 | SQUARE | * | 0 | 387999.31 | 133688.02 | 254311 | 17538.6897 |  | 4.5203 | 14.5 |  | 14.5 | 2023-12-31 | 2038-06-30 | 2038-12-31 | 0 | 14.5
|  | PEARL HOLLOW LANDFILL | 2041-06-30 | SQUARE | * | 0 | 201654.6 | 64321.63 | 137333 | 7847.6 |  | 3.8916 | 17.5 |  | 17.5 | 2023-12-31 | 2041-06-30 | 2041-12-31 | 0 | 17.5
|  | PENDLETON COUNTY LANDFILL | 2042-06-30 | SQUARE | * | 0 | 275099.08 | 82817.76 | 192281 | 10393.5676 |  | 3.7781 | 18.5 |  | 18.5 | 2023-12-31 | 2042-06-30 | 2042-12-31 | 0 | 18.5
|  | BLUEGRASS OLDHAM COMMON | 2044-12-31 | SQUARE | * | 0 | 57861908.03 | 8136032.75 | 49725875 | 2367898.8095 |  | 4.0923 | 21 |  | 21 | 2023-12-31 |  |  | 0 | 21
|  | BLUEGRASS OLDHAM UNIT 1 | 2044-12-31 | SQUARE | * | 0 | 44185201.95 | 15999848.33 | 28185354 | 1342159.7143 |  | 3.0376 | 21 |  | 21 | 2023-12-31 |  |  | 0 | 21
|  | BLUEGRASS OLDHAM UNIT 2 | 2044-12-31 | SQUARE | * | 0 | 45507960.02 | 19640774.83 | 25867185 | 1231770.7143 |  | 2.7067 | 21 |  | 21 | 2023-12-31 |  |  | 0 | 21
|  | BLUEGRASS OLDHAM UNIT 3 | 2044-12-31 | SQUARE | * | 0 | 39171021.64 | 19052233.73 | 20118788 | 958037.5238 |  | 2.4458 | 21 |  | 21 | 2023-12-31 |  |  | 0 | 21
|  | TOTAL PRIME MOVERS |  |  |  |  | 429116977.68 | 155802391.34 | 273314586 | 11470326.3448 |  | 2.67
344 |  | GENERATORS
|  | SMITH CT COMMON | 2050-12-31 | SQUARE | * | 0 | 385287.95 | 112500.83 | 272787 | 8524.5938 |  | 2.2125 | 32 |  | 27 | 2023-12-31 |  |  | 5 | 32
|  | SMITH CT UNIT 1 | 2036-12-31 | SQUARE | * | 0 | 4960295.58 | 2938099.42 | 2022196 | 96295.0476 |  | 1.9413 | 21 |  | 13 | 2023-12-31 |  |  | 8 | 21
|  | SMITH CT UNIT 2 | 2036-12-31 | SQUARE | * | 0 | 5083402.24 | 3000111.74 | 2083291 | 99204.3333 |  | 1.9515 | 21 |  | 13 | 2023-12-31 |  |  | 8 | 21
|  | SMITH CT UNIT 3 | 2036-12-31 | SQUARE | * | 0 | 2283154.23 | 1074252.41 | 1208902 | 57566.7619 |  | 2.5214 | 21 |  | 13 | 2023-12-31 |  |  | 8 | 21
|  | SMITH CT UNIT 4 | 2041-12-31 | SQUARE | * | 0 | 7839449.86 | 3867941.4 | 3971508 | 172674.2609 |  | 2.2026 | 23 |  | 18 | 2023-12-31 |  |  | 5 | 23
|  | SMITH CT UNIT 5 | 2041-12-31 | SQUARE | * | 0 | 7775759.69 | 3839731.27 | 3936028 | 171131.6522 |  | 2.2008 | 23 |  | 18 | 2023-12-31 |  |  | 5 | 23
|  | SMITH CT UNIT 6 | 2045-12-31 | SQUARE | * | 0 | 4831725.68 | 1988705.91 | 2843020 | 105297.037 |  | 2.1793 | 27 |  | 22 | 2023-12-31 |  |  | 5 | 27
|  | SMITH CT UNIT 7 | 2045-12-31 | SQUARE | * | 0 | 4838938.32 | 1996016.06 | 2842922 | 105293.4074 |  | 2.176 | 27 |  | 22 | 2023-12-31 |  |  | 5 | 27
|  | SMITH CT UNIT 9 | 2050-12-31 | SQUARE | * | 0 | 4442193.82 | 1063394.57 | 3378799 | 105587.4688 |  | 2.3769 | 32 |  | 27 | 2023-12-31 |  |  | 5 | 32
|  | SMITH CT UNIT 10 | 2050-12-31 | SQUARE | * | 0 | 4442193.82 | 1448871.44 | 2993322 | 93541.3125 |  | 2.1057 | 32 |  | 27 | 2023-12-31 |  |  | 5 | 32
|  | GREEN VALLEY LANDFILL | 2038-06-30 | SQUARE | * | 0 | 1098205.33 | 430052.22 | 668153 | 46079.5172 |  | 4.1959 | 14.5 |  | 14.5 | 2023-12-31 | 2038-06-30 | 2038-12-31 | 0 | 14.5
|  | BAVARIAN LANDFILL | 2038-06-30 | SQUARE | * | 0 | 4525028.84 | 1361216.87 | 3163812 | 218193.931 |  | 4.8219 | 14.5 |  | 14.5 | 2023-12-31 | 2038-06-30 | 2038-12-31 | 0 | 14.5
|  | PEARL HOLLOW LANDFILL | 2041-06-30 | SQUARE | * | 0 | 3171144.21 | 1154319.13 | 2016825 | 115247.1429 |  | 3.6342 | 17.5 |  | 17.5 | 2023-12-31 | 2041-06-30 | 2041-12-31 | 0 | 17.5
|  | PENDLETON COUNTY LANDFILL | 2042-06-30 | SQUARE | * | 0 | 1684823.61 | 534320.88 | 1150503 | 62189.3514 |  | 3.6911 | 18.5 |  | 18.5 | 2023-12-31 | 2042-06-30 | 2042-12-31 | 0 | 18.5
|  | GLASGOW LANDFILL | 2046-06-30 | SQUARE | * | 0 | 2993753.87 | 577655.16 | 2416099 | 107382.1778 |  | 3.5869 | 22.5 |  | 22.5 | 2023-12-31 | 2046-06-30 | 2046-12-31 | 0 | 22.5
|  | BLUEGRASS OLDHAM COMMON | 2044-12-31 | SQUARE | * | 0 | 17086.14 | 4627.69 | 12458 | 593.2381 |  | 3.472 | 21 |  | 21 | 2023-12-31 |  |  | 0 | 21
|  | BLUEGRASS OLDHAM UNIT 1 | 2044-12-31 | SQUARE | * | 0 | 12907984.9 | 3224198.61 | 9683786 | 461132.6667 |  | 3.5725 | 21 |  | 21 | 2023-12-31 |  |  | 0 | 21
|  | BLUEGRASS OLDHAM UNIT 2 | 2044-12-31 | SQUARE | * | 0 | 7457690.57 | 3616888.57 | 3840802 | 182895.3333 |  | 2.4524 | 21 |  | 21 | 2023-12-31 |  |  | 0 | 21
|  | BLUEGRASS OLDHAM UNIT 3 | 2044-12-31 | SQUARE | * | 0 | 7457690.57 | 4161782.32 | 3295908 | 156948 |  | 2.1045 | 21 |  | 21 | 2023-12-31 |  |  | 0 | 21
|  | COOPERATIVE SOLAR | 2047-06-30 | SQUARE | * | -1 | 15810305.55 | 4136942.16 | 11831466 | 503466.6383 |  | 3.1844 | 23.5 |  | 23.5 | 2023-12-31 | 2047-06-30 | 2047-12-31 | 0 | 23.5
Solar NS Includes Terminal Net Salv of 1% as Filed
|  | TOTAL GENERATORS |  |  |  |  | 104006114.78 | 40531628.66 | 63632587 | 2869243.872 |  | 2.76
345 |  | ACCESSORY ELECTRIC EQUIPMENT
|  | SMITH CT COMMON | 2050-12-31 | SQUARE | * | 0 | 9906844.23 | 3804943.8 | 6101900 | 190684.375 |  | 1.9248 | 32 |  | 27 | 2023-12-31 |  |  | 5 | 32
|  | SMITH CT UNIT 1 | 2036-12-31 | SQUARE | * | 0 | 881261.16 | 511509.77 | 369751 | 17607.1905 |  | 1.998 | 21 |  | 13 | 2023-12-31 |  |  | 8 | 21
|  | SMITH CT UNIT 2 | 2036-12-31 | SQUARE | * | 0 | 881262.26 | 518712.34 | 362550 | 17264.2857 |  | 1.959 | 21 |  | 13 | 2023-12-31 |  |  | 8 | 21
|  | SMITH CT UNIT 3 | 2036-12-31 | SQUARE | * | 0 | 881262.26 | 501077.37 | 380185 | 18104.0476 |  | 2.0543 | 21 |  | 13 | 2023-12-31 |  |  | 8 | 21
|  | SMITH CT UNIT 4 | 2041-12-31 | SQUARE | * | 0 | 993996.86 | 477032.99 | 516964 | 22476.6957 |  | 2.2612 | 23 |  | 18 | 2023-12-31 |  |  | 5 | 23
|  | SMITH CT UNIT 5 | 2041-12-31 | SQUARE | * | 0 | 993996.86 | 475967.88 | 518029 | 22523 |  | 2.2659 | 23 |  | 18 | 2023-12-31 |  |  | 5 | 23
|  | SMITH CT UNIT 6 | 2045-12-31 | SQUARE | * | 0 | 1251472.92 | 485453.4 | 766020 | 28371.1111 |  | 2.267 | 27 |  | 22 | 2023-12-31 |  |  | 5 | 27
|  | SMITH CT UNIT 7 | 2045-12-31 | SQUARE | * | 0 | 1220275.59 | 474383.51 | 745892 | 27625.6296 |  | 2.2639 | 27 |  | 22 | 2023-12-31 |  |  | 5 | 27
|  | SMITH CT UNIT 9 | 2050-12-31 | SQUARE | * | 0 | 11825999.57 | 2572037.74 | 9253962 | 289186.3125 |  | 2.4453 | 32 |  | 27 | 2023-12-31 |  |  | 5 | 32
|  | SMITH CT UNIT 10 | 2050-12-31 | SQUARE | * | 0 | 2021825.43 | 595564.09 | 1426261 | 44570.6562 |  | 2.2045 | 32 |  | 27 | 2023-12-31 |  |  | 5 | 32
|  | GREEN VALLEY LANDFILL | 2038-06-30 | SQUARE | * | 0 | 344891.29 | 127777.18 | 217114 | 14973.3793 |  | 4.3415 | 14.5 |  | 14.5 | 2023-12-31 | 2038-06-30 | 2038-12-31 | 0 | 14.5
|  | BAVARIAN LANDFILL | 2038-06-30 | SQUARE | * | 0 | 380225.22 | 135228.05 | 244997 | 16896.3448 |  | 4.4438 | 14.5 |  | 14.5 | 2023-12-31 | 2038-06-30 | 2038-12-31 | 0 | 14.5
|  | PEARL HOLLOW LANDFILL | 2041-06-30 | SQUARE | * | 0 | 452676.95 | 143725.31 | 308952 | 17654.4 |  | 3.9 | 17.5 |  | 17.5 | 2023-12-31 | 2041-06-30 | 2041-12-31 | 0 | 17.5
|  | PENDLETON COUNTY LANDFILL | 2042-06-30 | SQUARE | * | 0 | 406784.25 | 121915.61 | 284869 | 15398.3243 |  | 3.7854 | 18.5 |  | 18.5 | 2023-12-31 | 2042-06-30 | 2042-12-31 | 0 | 18.5
|  | BLUEGRASS OLDHAM COMMON | 2044-12-31 | SQUARE | * | 0 | 3028262.11 | 849171.5 | 2179091 | 103766.2381 |  | 3.4266 | 21 |  | 21 | 2023-12-31 |  |  | 0 | 21
|  | BLUEGRASS OLDHAM UNIT 1 | 2044-12-31 | SQUARE | * | 0 | 386034.41 | 149341.55 | 236693 | 11271.0952 |  | 2.9197 | 21 |  | 21 | 2023-12-31 |  |  | 0 | 21
|  | BLUEGRASS OLDHAM UNIT 2 | 2044-12-31 | SQUARE | * | 0 | 386034.41 | 177208.9 | 208826 | 9944.0952 |  | 2.576 | 21 |  | 21 | 2023-12-31 |  |  | 0 | 21
|  | BLUEGRASS OLDHAM UNIT 3 | 2044-12-31 | SQUARE | * | 0 | 386034.41 | 203906.7 | 182128 | 8672.7619 |  | 2.2466 | 21 |  | 21 | 2023-12-31 |  |  | 0 | 21
|  | COOPERATIVE SOLAR | 2047-06-30 | SQUARE | * | -1 | 779800 | 193176.74 | 594421 | 25294.5106 |  | 3.2437 | 23.5 |  | 23.5 | 2023-12-31 | 2047-06-30 | 2047-12-31 | 0 | 23.5
Solar NS Includes Terminal Net Salv of 1% as Filed
|  | TOTAL ACCESSORY ELECTRIC EQUIPMENT |  |  |  |  | 37408940.19 | 12518134.43 | 24898605 | 902284.4535 |  | 2.41
346 |  | MISCELLANEOUS POWER PLANT EQUIPMENT
|  | SMITH CT COMMON | 2050-12-31 | SQUARE | * | 0 | 15806989.61 | 4628649.14 | 11178340 | 349323.125 |  | 2.2099 | 32 |  | 27 | 2023-12-31 |  |  | 5 | 32
|  | SMITH CT UNIT 3 | 2036-12-31 | SQUARE | * | 0 | 35097.11 | 3184.5 | 31913 | 1519.6667 |  | 4.3299 | 21 |  | 13 | 2023-12-31 |  |  | 8 | 21
|  | GREEN VALLEY LANDFILL | 2038-06-30 | SQUARE | * | 0 | 104001.15 | 35975.42 | 68026 | 4691.4483 |  | 4.511 | 14.5 |  | 14.5 | 2023-12-31 | 2038-06-30 | 2038-12-31 | 0 | 14.5
|  | LAUREL RIDGE LANDFILL | 2024-12-31 | SQUARE | * | 0 | 64992.35 | 36640.5 | 28352 | 28352 |  | 43.6236 | 1 |  | 1 | 2023-12-31 |  |  | 0 | 1
|  | BAVARIAN LANDFILL | 2038-06-30 | SQUARE | * | 0 | 60998.54 | 23296.52 | 37702 | 2600.1379 |  | 4.2626 | 14.5 |  | 14.5 | 2023-12-31 | 2038-06-30 | 2038-12-31 | 0 | 14.5
|  | PEARL HOLLOW LANDFILL | 2041-06-30 | SQUARE | * | 0 | 494973.87 | 28619.14 | 466355 | 26648.8571 |  | 5.3839 | 17.5 |  | 17.5 | 2023-12-31 | 2041-06-30 | 2041-12-31 | 0 | 17.5
|  | PENDLETON COUNTY LANDFILL | 2042-06-30 | SQUARE | * | 0 | 50361.67 | 15622.98 | 34739 | 1877.7838 |  | 3.7286 | 18.5 |  | 18.5 | 2023-12-31 | 2042-06-30 | 2042-12-31 | 0 | 18.5
|  | BLUEGRASS OLDHAM COMMON | 2044-12-31 | SQUARE | * | 0 | 245217.08 | 52203.38 | 193014 | 9191.1429 |  | 3.7482 | 21 |  | 21 | 2023-12-31 |  |  | 0 | 21
|  | TOTAL MISCELLANEOUS POWER PLANT EQUIPMENT |  |  |  |  | 16862631.38 | 4824191.58 | 12038441 | 424204.1617 |  | 2.52
|  | TOTAL OTHER PRODUCTION PLANT |  |  |  |  | 659783698.71 | 240801932.52 | 419153927 | 17425766.2323 |  | 2.64
TRANSMISSION PLANT
353 |  | STATION EQUIPMENT |  | 52-R2 |  | -30 | 309555391 | 76311552.28 | 326110456 | 8829790 |  | 2.85 | 36.9
353.1 |  | STATION EQUIPMENT - ECS |  | 25-R2 |  | -10 | 9834245.35 | 5008331.13 | 5809339 | 1292108 |  | 13.14 | 4.5
354 |  | TOWERS AND FIXTURES |  | 75-R4 |  | 0 | 3853520.91 | 1588212.61 | 2265308 | 72129 |  | 1.87 | 31.4
355 |  | POLES AND FIXTURES |  | 60-R2.5 |  | -75 | 240192196.53 | 63396059.15 | 356940285 | 7790779 |  | 3.24 | 45.8
356 |  | OVERHEAD CONDUCTORS AND DEVICES |  | 60-R4 |  | -75 | 141259051.86 | 63715251.36 | 183488089 | 5110882 |  | 3.62 | 35.9
359 |  | ROADS AND TRAILS |  | 75-R4 |  | 0 | 22927.11 | 12100.51 | 10827 | 557 |  | 2.43 | 19.4
|  | TOTAL TRANSMISSION PLANT |  |  |  |  | 704717332.76 | 210031507.04 | 874624304 | 23096245 |  | 3.28
DISTRIBUTION PLANT
362 |  | STATION EQUIPMENT |  | 35-R0.5 |  | -5 | 325863839.04 | 95248438.45 | 246908593 | 8410892 |  | 2.58 | 29.4
362.1 |  | STATION EQUIPMENT - SCADA |  | 35-R2.5 |  | -5 | 7799614.71 | 4607402.04 | 3582193 | 149696 |  | 1.92 | 23.9
368 |  | LINE TRANSFORMERS |  | 55-R3 |  | 0 | 2409681 | 1320682.85 | 1088998 | 26019 |  | 1.08 | 41.9
|  | TOTAL DISTRIBUTION PLANT |  |  |  |  | 336073134.75 | 101176523.34 | 251579784 | 8586607 |  | 2.55
GENERAL PLANT
390 |  | OFFICE STRUCTURES AND IMPROVEMENTS |  | 65-R4 |  | -10 | 19910932.05 | 8927206 | 12974819 | 325154 |  | 1.63 | 39.9
391 |  | OFFICE FURNITURE AND EQUIPMENT |  | 20-SQ |  | 0 | 13849222.77 | 4129175 | 9720048 | 692290 |  | 5 | 14
391.1 |  | OFFICE FURNITURE AND EQUIPMENT - PEOPLESOFT |  | 15-SQ |  | 0 | 21265400.89 | 11948538 | 9316863 | 1417691 |  | 6.67 | 6.6
392 |  | TRANSPORTATION EQUIPMENT |  | 12-L1.5 |  | 0 | 21791109.35 | 8321066 | 13470043 | 1753581 |  | 8.05 | 7.7
393 |  | STORES EQUIPMENT |  | 25-SQ |  | 0 | 80885.4 | 60546 | 20339 | 3236 |  | 4 | 6.3
394 |  | TOOLS, SHOP, AND GARAGE EQUIPMENT |  | 20-SQ |  | 0 | 2014232.77 | 688131 | 1326102 | 100716 |  | 5 | 13.2
395 |  | LABORATORY EQUIPMENT |  | 20-SQ |  | 0 | 4366162.65 | 2130387 | 2235776 | 218492 |  | 5 | 10.2
396 |  | POWER OPERATED EQUIPMENT |  | 20-R2 |  | 0 | 24030802.09 | 9245260 | 14785542 | 1159617 |  | 4.83 | 12.8
397 |  | COMMUNICATION EQUIPMENT |  | 15-SQ |  | 0 | 22301164.09 | 9655523 | 12645641 | 1487391 |  | 6.67 | 8.5
398 |  | MISCELLANEOUS EQUIPMENT |  | 20-SQ |  | 0 | 2513134.77 | 1024082 | 1489053 | 125661 |  | 5 | 11.8
|  | TOTAL GENERAL PLANT |  |  |  |  | 132123046.83 | 56129914 | 77984226 | 7283829 |  | 5.51
UNRECOVERED RESERVE ADJUSTMENT FOR AMORTIZATION
391 |  | OFFICE FURNITURE AND EQUIPMENT | [5 empty] | 183061 |  | -36612.2 | **
391.1 |  | OFFICE FURNITURE AND EQUIPMENT - PEOPLESOFT | [5 empty] | 15654354.95 |  | -3130870.99 | **
393 |  | STORES EQUIPMENT | [5 empty] | 2304 |  | -460.8 | **
394 |  | TOOLS, SHOP, AND GARAGE EQUIPMENT | [5 empty] | 42791 |  | -8558.2 | **
395 |  | LABORATORY EQUIPMENT | [5 empty] | 86768 |  | -17353.6 | **
397 |  | COMMUNICATION EQUIPMENT | [5 empty] | 377760 |  | -75552 | **
398 |  | MISCELLANEOUS EQUIPMENT | [5 empty] | 43117 |  | -8623.4 | **
|  | TOTAL UNRECOVERED RESERVE ADJUSTMENT FOR AMORTIZATION | [5 empty] | 16390155.95 |  | -3278031.19
|  | TOTAL DEPRECIABLE PLANT |  |  |  |  | 4654637456.08 | 1820887036.71 | 3248925479 | 108660519.709 |  | 2.33
NONDEPRECIABLE PLANT AND ACCOUNTS NOT STUDIED
301 |  | ORGANIZATION |  |  |  |  | 5040.43
310 |  | LAND |  |  |  |  | 7074844.43
340 |  | LAND |  |  |  |  | 5964035.69
350 |  | LAND |  |  |  |  | 4673025.22
350.1 |  | LAND AND LAND RIGHTS |  |  |  |  | 58324160.972
354.1 |  | TOWERS AND FIXTURES - LEASED |  |  |  |  | 564962.57 | 325366.93
360 |  | LAND |  |  |  |  | 13132104.22
389 |  | LAND |  |  |  |  | 1587642.56
389.1 |  | LAND AND LAND RIGHTS |  |  |  |  | 244222.03
398.1 |  | MISCELLANEOUS EQUIPMENT - LEASED |  |  |  |  | 448268.6 | 448268.6
|  | TOTAL NONDEPRECIABLE PLANT AND ACCOUNTS NOT STUDIED |  |  |  |  | 92018306.722 | 773635.53
|  | TOTAL ELECTRIC PLANT |  |  |  |  | 4746655762.802 | 1821660672.24
| * | LIFE SPAN PROCEDURE USED. CURVE SHOWN IS INTERIM SURVIVOR CURVE.
| ** | UNRECOVERED RESERVE WILL BE AMORTIZED OVER A 5-YEAR PERIOD
Formulas:
Used for Half Year = [PROBABLE]