## COSS
[5 empty] | Allocation |  | Total |  |  |  |  | Total |  |  |  |  | Total |  |  |  |  | Total |  |  | Total
|  |  | Label | Constant | Factor | Function | Retail | RS | GS-SEC | GS-PRI | GS-SUB | GS | LGS-SEC | LGS-PRI | LGS-SUB | LGS-TRA | LGS | IGS-SEC | IGS-PRI | IGS-SUB | IGS-TRA | IGS | PS-SEC | PS-PRI | PS | MW | OL | SL
[7 empty] | 1 | 2 | 3 | 4 | 5 |  | 6 | 7 | 8 | 9 |  | 10 | 11 | 12 | 13 |  | 14 | 15 |  | 16 | 17 | 18
Rate Base
P-T-D Plant in Service
[5 empty] | PROD_DEMAND | PRODUCTION | 1238869244 | 607470759.0259 | 153666481.2425 | 1796594.8969 | 44260.0264 | 155507336.1657 | 64295983.6764 | 18311180.5145 | 1449064.1908 | 305871.9006 | 84362100.2823 | 3862279.2532 | 42105619.5563 | 281208195.4013 | 44116252.2606 | 371292346.4714 | 17451678.5532 | 421289.9003 | 17872968.4536 | 304266.5178 | 1649793.7722 | 409673.3111
[5 empty] | PROD_DEMAND | BULKTRAN | 0 | 0 | 0 | 0 | 0 | 0 | 0 | 0 | 0 | 0 | 0 | 0 | 0 | 0 | 0 | 0 | 0 | 0 | 0 | 0 | 0 | 0
[5 empty] | PROD_DEMAND | SUBTRAN | 0 | 0 | 0 | 0 | 0 | 0 | 0 | 0 | 0 | 0 | 0 | 0 | 0 | 0 | 0 | 0 | 0 | 0 | 0 | 0 | 0 | 0
[5 empty] | PROD_DEMAND | DISTPRI | 0 | 0 | 0 | 0 | 0 | 0 | 0 | 0 | 0 | 0 | 0 | 0 | 0 | 0 | 0 | 0 | 0 | 0 | 0 | 0 | 0 | 0
[5 empty] | PROD_DEMAND | DISTSEC | 0 | 0 | 0 | 0 | 0 | 0 | 0 | 0 | 0 | 0 | 0 | 0 | 0 | 0 | 0 | 0 | 0 | 0 | 0 | 0 | 0 | 0
[5 empty] | PROD_DEMAND | ENERGY | 0 | 0 | 0 | 0 | 0 | 0 | 0 | 0 | 0 | 0 | 0 | 0 | 0 | 0 | 0 | 0 | 0 | 0 | 0 | 0 | 0 | 0
[5 empty] | PROD_DEMAND | CUSTOMER | 0 | 0 | 0 | 0 | 0 | 0 | 0 | 0 | 0 | 0 | 0 | 0 | 0 | 0 | 0 | 0 | 0 | 0 | 0 | 0 | 0 | 0
|  | Production Plant & Comp. Const. not Classif. |  | 1238869244 | PROD_DEMAND | TOTAL | 1238869244 | 607470759.0259 | 153666481.2425 | 1796594.8969 | 44260.0264 | 155507336.1657 | 64295983.6764 | 18311180.5145 | 1449064.1908 | 305871.9006 | 84362100.2823 | 3862279.2532 | 42105619.5563 | 281208195.4013 | 44116252.2606 | 371292346.4714 | 17451678.5532 | 421289.9003 | 17872968.4536 | 304266.5178 | 1649793.7722 | 409673.3111
Transmission & Comp. Const. not Classif.
[5 empty] | PROD_DEMAND | PRODUCTION | 12793807 | 6273352.6454 | 1586914.2873 | 18553.4418 | 457.0734 | 1605924.8025 | 663984.8475 | 189099.625 | 14964.4909 | 3158.7402 | 871207.7036 | 39885.7713 | 434824.8799 | 2904038.0139 | 455588.6908 | 3834337.3559 | 180223.5452 | 4350.6623 | 184574.2075 | 3142.1614 | 17037.426 | 4230.6977
[5 empty] | PROD_DEMAND | BULKTRAN | 0 | 0 | 0 | 0 | 0 | 0 | 0 | 0 | 0 | 0 | 0 | 0 | 0 | 0 | 0 | 0 | 0 | 0 | 0 | 0 | 0 | 0
[5 empty] | PROD_DEMAND | SUBTRAN | 0 | 0 | 0 | 0 | 0 | 0 | 0 | 0 | 0 | 0 | 0 | 0 | 0 | 0 | 0 | 0 | 0 | 0 | 0 | 0 | 0 | 0
[5 empty] | PROD_DEMAND | DISTPRI | 0 | 0 | 0 | 0 | 0 | 0 | 0 | 0 | 0 | 0 | 0 | 0 | 0 | 0 | 0 | 0 | 0 | 0 | 0 | 0 | 0 | 0
[5 empty] | PROD_DEMAND | DISTSEC | 0 | 0 | 0 | 0 | 0 | 0 | 0 | 0 | 0 | 0 | 0 | 0 | 0 | 0 | 0 | 0 | 0 | 0 | 0 | 0 | 0 | 0
[5 empty] | PROD_DEMAND | ENERGY | 0 | 0 | 0 | 0 | 0 | 0 | 0 | 0 | 0 | 0 | 0 | 0 | 0 | 0 | 0 | 0 | 0 | 0 | 0 | 0 | 0 | 0
[5 empty] | PROD_DEMAND | CUSTOMER | 0 | 0 | 0 | 0 | 0 | 0 | 0 | 0 | 0 | 0 | 0 | 0 | 0 | 0 | 0 | 0 | 0 | 0 | 0 | 0 | 0 | 0
|  |  | GSU | 12793807 | PROD_DEMAND | TOTAL | 12793807 | 6273352.6454 | 1586914.2873 | 18553.4418 | 457.0734 | 1605924.8025 | 663984.8475 | 189099.625 | 14964.4909 | 3158.7402 | 871207.7036 | 39885.7713 | 434824.8799 | 2904038.0139 | 455588.6908 | 3834337.3559 | 180223.5452 | 4350.6623 | 184574.2075 | 3142.1614 | 17037.426 | 4230.6977
[5 empty] | TRANS_TOTAL | PRODUCTION | 0 | 0 | 0 | 0 | 0 | 0 | 0 | 0 | 0 | 0 | 0 | 0 | 0 | 0 | 0 | 0 | 0 | 0 | 0 | 0 | 0 | 0
[5 empty] | TRANS_TOTAL | BULKTRAN | 676642153.1844 | 331786687.2348 | 83929130.7325 | 981259.1969 | 24173.8179 | 84934563.7473 | 35117001.2869 | 10001149.573 | 791445.8438 | 167060.2627 | 46076656.9665 | 2109488.9253 | 22997130.0165 | 153589508.9421 | 24095291.7869 | 202791419.6708 | 9531709.1857 | 230098.9444 | 9761808.1301 | 166183.4393 | 901079.7675 | 223754.228
[5 empty] | TRANS_TOTAL | SUBTRAN | 259498069.8156 | 123236102.397 | 31546623.774 | 367619.8301 | 12052.1295 | 31926295.7336 | 13749551.3318 | 3897279.279 | 399209.7042 | 0 | 18046040.3151 | 770036.6254 | 8899991.3362 | 72497062.9559 | 0 | 82167090.9176 | 3731550.2738 | 89279.8259 | 3820830.0997 | 61275.5483 | 192484.8214 | 47949.9829
[5 empty] | TRANS_TOTAL | DISTPRI | 0 | 0 | 0 | 0 | 0 | 0 | 0 | 0 | 0 | 0 | 0 | 0 | 0 | 0 | 0 | 0 | 0 | 0 | 0 | 0 | 0 | 0
[5 empty] | TRANS_TOTAL | DISTSEC | 0 | 0 | 0 | 0 | 0 | 0 | 0 | 0 | 0 | 0 | 0 | 0 | 0 | 0 | 0 | 0 | 0 | 0 | 0 | 0 | 0 | 0
[5 empty] | TRANS_TOTAL | ENERGY | 0 | 0 | 0 | 0 | 0 | 0 | 0 | 0 | 0 | 0 | 0 | 0 | 0 | 0 | 0 | 0 | 0 | 0 | 0 | 0 | 0 | 0
[5 empty] | TRANS_TOTAL | CUSTOMER | 0 | 0 | 0 | 0 | 0 | 0 | 0 | 0 | 0 | 0 | 0 | 0 | 0 | 0 | 0 | 0 | 0 | 0 | 0 | 0 | 0 | 0
|  |  | All Other Transmission Plant | 936140223 | TRANS_TOTAL | TOTAL | 936140223 | 455022789.6318 | 115475754.5066 | 1348879.027 | 36225.9474 | 116860859.4809 | 48866552.6187 | 13898428.8521 | 1190655.548 | 167060.2627 | 64122697.2816 | 2879525.5507 | 31897121.3528 | 226086571.898 | 24095291.7869 | 284958510.5885 | 13263259.4595 | 319378.7703 | 13582638.2298 | 227458.9876 | 1093564.5888 | 271704.2109
[6 empty] | PRODUCTION | 12793807 | 6273352.6454 | 1586914.2873 | 18553.4418 | 457.0734 | 1605924.8025 | 663984.8475 | 189099.625 | 14964.4909 | 3158.7402 | 871207.7036 | 39885.7713 | 434824.8799 | 2904038.0139 | 455588.6908 | 3834337.3559 | 180223.5452 | 4350.6623 | 184574.2075 | 3142.1614 | 17037.426 | 4230.6977
[6 empty] | BULKTRAN | 676642153.1844 | 331786687.2348 | 83929130.7325 | 981259.1969 | 24173.8179 | 84934563.7473 | 35117001.2869 | 10001149.573 | 791445.8438 | 167060.2627 | 46076656.9665 | 2109488.9253 | 22997130.0165 | 153589508.9421 | 24095291.7869 | 202791419.6708 | 9531709.1857 | 230098.9444 | 9761808.1301 | 166183.4393 | 901079.7675 | 223754.228
[6 empty] | SUBTRAN | 259498069.8156 | 123236102.397 | 31546623.774 | 367619.8301 | 12052.1295 | 31926295.7336 | 13749551.3318 | 3897279.279 | 399209.7042 | 0 | 18046040.3151 | 770036.6254 | 8899991.3362 | 72497062.9559 | 0 | 82167090.9176 | 3731550.2738 | 89279.8259 | 3820830.0997 | 61275.5483 | 192484.8214 | 47949.9829
[6 empty] | DISTPRI | 0 | 0 | 0 | 0 | 0 | 0 | 0 | 0 | 0 | 0 | 0 | 0 | 0 | 0 | 0 | 0 | 0 | 0 | 0 | 0 | 0 | 0
[6 empty] | DISTSEC | 0 | 0 | 0 | 0 | 0 | 0 | 0 | 0 | 0 | 0 | 0 | 0 | 0 | 0 | 0 | 0 | 0 | 0 | 0 | 0 | 0 | 0
[6 empty] | ENERGY | 0 | 0 | 0 | 0 | 0 | 0 | 0 | 0 | 0 | 0 | 0 | 0 | 0 | 0 | 0 | 0 | 0 | 0 | 0 | 0 | 0 | 0
[6 empty] | CUSTOMER | 0 | 0 | 0 | 0 | 0 | 0 | 0 | 0 | 0 | 0 | 0 | 0 | 0 | 0 | 0 | 0 | 0 | 0 | 0 | 0 | 0 | 0
|  |  | Total | 948934030 |  | TOTAL | 948934030 | 461296142.2772 | 117062668.7938 | 1367432.4688 | 36683.0208 | 118466784.2834 | 49530537.4662 | 14087528.4771 | 1205620.039 | 170219.0029 | 64993904.9852 | 2919411.322 | 32331946.2327 | 228990609.9119 | 24550880.4778 | 288792847.9443 | 13443483.0048 | 323729.4325 | 13767212.4373 | 230601.149 | 1110602.0149 | 275934.9087
Distribution & Comp. Const. not Classif.
[5 empty] | DIST_CPD | PRODUCTION | 0 | 0 | 0 | 0 | 0 | 0 | 0 | 0 | 0 | 0 | 0 | 0 | 0 | 0 | 0 | 0 | 0 | 0 | 0 | 0 | 0 | 0
[5 empty] | DIST_CPD | BULKTRAN | 0 | 0 | 0 | 0 | 0 | 0 | 0 | 0 | 0 | 0 | 0 | 0 | 0 | 0 | 0 | 0 | 0 | 0 | 0 | 0 | 0 | 0
[5 empty] | DIST_CPD | SUBTRAN | 0 | 0 | 0 | 0 | 0 | 0 | 0 | 0 | 0 | 0 | 0 | 0 | 0 | 0 | 0 | 0 | 0 | 0 | 0 | 0 | 0 | 0
[5 empty] | DIST_CPD | DISTPRI | 12184439.9 | 8096543.915 | 2038399.0656 | 23787.3866 | 0 | 2062186.4521 | 879014.1408 | 249533.1233 | 0 | 0 | 1128547.2642 | 50133.4062 | 579862.9693 | 0 | 0 | 629996.3755 | 238549.6276 | 5715.4519 | 244265.0794 | 4104.1893 | 15044.6642 | 3751.9602
[5 empty] | DIST_CPD | DISTSEC | 0 | 0 | 0 | 0 | 0 | 0 | 0 | 0 | 0 | 0 | 0 | 0 | 0 | 0 | 0 | 0 | 0 | 0 | 0 | 0 | 0 | 0
[5 empty] | DIST_CPD | ENERGY | 0 | 0 | 0 | 0 | 0 | 0 | 0 | 0 | 0 | 0 | 0 | 0 | 0 | 0 | 0 | 0 | 0 | 0 | 0 | 0 | 0 | 0
[5 empty] | DIST_CPD | CUSTOMER | 0 | 0 | 0 | 0 | 0 | 0 | 0 | 0 | 0 | 0 | 0 | 0 | 0 | 0 | 0 | 0 | 0 | 0 | 0 | 0 | 0 | 0
|  |  | 360 Land and Land Rights | 12184439.9 | DIST_CPD | TOTAL | 12184439.9 | 8096543.915 | 2038399.0656 | 23787.3866 | 0 | 2062186.4521 | 879014.1408 | 249533.1233 | 0 | 0 | 1128547.2642 | 50133.4062 | 579862.9693 | 0 | 0 | 629996.3755 | 238549.6276 | 5715.4519 | 244265.0794 | 4104.1893 | 15044.6642 | 3751.9602
[5 empty] | DIST_CPD | PRODUCTION | 0 | 0 | 0 | 0 | 0 | 0 | 0 | 0 | 0 | 0 | 0 | 0 | 0 | 0 | 0 | 0 | 0 | 0 | 0 | 0 | 0 | 0
[5 empty] | DIST_CPD | BULKTRAN | 0 | 0 | 0 | 0 | 0 | 0 | 0 | 0 | 0 | 0 | 0 | 0 | 0 | 0 | 0 | 0 | 0 | 0 | 0 | 0 | 0 | 0
[5 empty] | DIST_CPD | SUBTRAN | 0 | 0 | 0 | 0 | 0 | 0 | 0 | 0 | 0 | 0 | 0 | 0 | 0 | 0 | 0 | 0 | 0 | 0 | 0 | 0 | 0 | 0
[5 empty] | DIST_CPD | DISTPRI | 19882579.33 | 13211947.2056 | 3326261.3185 | 38816.2775 | 0 | 3365077.5961 | 1434376.0182 | 407188.3616 | 0 | 0 | 1841564.3798 | 81807.7347 | 946220.8835 | 0 | 0 | 1028028.6182 | 389265.4839 | 9326.4792 | 398591.9631 | 6697.2196 | 24549.8958 | 6122.4519
[5 empty] | DIST_CPD | DISTSEC | 0 | 0 | 0 | 0 | 0 | 0 | 0 | 0 | 0 | 0 | 0 | 0 | 0 | 0 | 0 | 0 | 0 | 0 | 0 | 0 | 0 | 0
[5 empty] | DIST_CPD | ENERGY | 0 | 0 | 0 | 0 | 0 | 0 | 0 | 0 | 0 | 0 | 0 | 0 | 0 | 0 | 0 | 0 | 0 | 0 | 0 | 0 | 0 | 0
[5 empty] | DIST_CPD | CUSTOMER | 0 | 0 | 0 | 0 | 0 | 0 | 0 | 0 | 0 | 0 | 0 | 0 | 0 | 0 | 0 | 0 | 0 | 0 | 0 | 0 | 0 | 0
|  |  | 361 Structures and Improvements | 19882579.33 | DIST_CPD | TOTAL | 19882579.33 | 13211947.2056 | 3326261.3185 | 38816.2775 | 0 | 3365077.5961 | 1434376.0182 | 407188.3616 | 0 | 0 | 1841564.3798 | 81807.7347 | 946220.8835 | 0 | 0 | 1028028.6182 | 389265.4839 | 9326.4792 | 398591.9631 | 6697.2196 | 24549.8958 | 6122.4519
[5 empty] | DIST_CPD | PRODUCTION | 0 | 0 | 0 | 0 | 0 | 0 | 0 | 0 | 0 | 0 | 0 | 0 | 0 | 0 | 0 | 0 | 0 | 0 | 0 | 0 | 0 | 0
[5 empty] | DIST_CPD | BULKTRAN | 0 | 0 | 0 | 0 | 0 | 0 | 0 | 0 | 0 | 0 | 0 | 0 | 0 | 0 | 0 | 0 | 0 | 0 | 0 | 0 | 0 | 0
[5 empty] | DIST_CPD | SUBTRAN | 0 | 0 | 0 | 0 | 0 | 0 | 0 | 0 | 0 | 0 | 0 | 0 | 0 | 0 | 0 | 0 | 0 | 0 | 0 | 0 | 0 | 0
[5 empty] | DIST_CPD | DISTPRI | 170244390.02 | 113127168.0433 | 28481079.8347 | 332363.9948 | 0 | 28813443.8295 | 12281830.5524 | 3486546.3424 | 0 | 0 | 15768376.8948 | 700477.9239 | 8102007.0112 | 0 | 0 | 8802484.9351 | 3333081.8789 | 79857.8865 | 3412939.7653 | 57344.8767 | 210208.2411 | 52423.4342
[5 empty] | DIST_CPD | DISTSEC | 0 | 0 | 0 | 0 | 0 | 0 | 0 | 0 | 0 | 0 | 0 | 0 | 0 | 0 | 0 | 0 | 0 | 0 | 0 | 0 | 0 | 0
[5 empty] | DIST_CPD | ENERGY | 0 | 0 | 0 | 0 | 0 | 0 | 0 | 0 | 0 | 0 | 0 | 0 | 0 | 0 | 0 | 0 | 0 | 0 | 0 | 0 | 0 | 0
[5 empty] | DIST_CPD | CUSTOMER | 0 | 0 | 0 | 0 | 0 | 0 | 0 | 0 | 0 | 0 | 0 | 0 | 0 | 0 | 0 | 0 | 0 | 0 | 0 | 0 | 0 | 0
|  |  | 362 Station Equipment | 170244390.02 | DIST_CPD | TOTAL | 170244390.02 | 113127168.0433 | 28481079.8347 | 332363.9948 | 0 | 28813443.8295 | 12281830.5524 | 3486546.3424 | 0 | 0 | 15768376.8948 | 700477.9239 | 8102007.0112 | 0 | 0 | 8802484.9351 | 3333081.8789 | 79857.8865 | 3412939.7653 | 57344.8767 | 210208.2411 | 52423.4342
[5 empty] | DIST_CPD | PRODUCTION | 0 | 0 | 0 | 0 | 0 | 0 | 0 | 0 | 0 | 0 | 0 | 0 | 0 | 0 | 0 | 0 | 0 | 0 | 0 | 0 | 0 | 0
[5 empty] | DIST_CPD | BULKTRAN | 0 | 0 | 0 | 0 | 0 | 0 | 0 | 0 | 0 | 0 | 0 | 0 | 0 | 0 | 0 | 0 | 0 | 0 | 0 | 0 | 0 | 0
[5 empty] | DIST_CPD | SUBTRAN | 0 | 0 | 0 | 0 | 0 | 0 | 0 | 0 | 0 | 0 | 0 | 0 | 0 | 0 | 0 | 0 | 0 | 0 | 0 | 0 | 0 | 0
[5 empty] | DIST_CPD | DISTPRI | 3211365.71 | 2133948.1922 | 537246.2679 | 6269.4714 | 0 | 543515.7393 | 231675.4725 | 65767.6612 | 0 | 0 | 297443.1337 | 13213.3034 | 152830.337 | 0 | 0 | 166043.6404 | 62872.8198 | 1506.3808 | 64379.2006 | 1081.7118 | 3965.2146 | 988.8773
[5 empty] | DIST_CPD | DISTSEC | 0 | 0 | 0 | 0 | 0 | 0 | 0 | 0 | 0 | 0 | 0 | 0 | 0 | 0 | 0 | 0 | 0 | 0 | 0 | 0 | 0 | 0
[5 empty] | DIST_CPD | ENERGY | 0 | 0 | 0 | 0 | 0 | 0 | 0 | 0 | 0 | 0 | 0 | 0 | 0 | 0 | 0 | 0 | 0 | 0 | 0 | 0 | 0 | 0
[5 empty] | DIST_CPD | CUSTOMER | 0 | 0 | 0 | 0 | 0 | 0 | 0 | 0 | 0 | 0 | 0 | 0 | 0 | 0 | 0 | 0 | 0 | 0 | 0 | 0 | 0 | 0
|  |  | 363 Storage Battery Equipment | 3211365.71 | DIST_CPD | TOTAL | 3211365.71 | 2133948.1922 | 537246.2679 | 6269.4714 | 0 | 543515.7393 | 231675.4725 | 65767.6612 | 0 | 0 | 297443.1337 | 13213.3034 | 152830.337 | 0 | 0 | 166043.6404 | 62872.8198 | 1506.3808 | 64379.2006 | 1081.7118 | 3965.2146 | 988.8773
[5 empty] | DIST_OHLINES | PRODUCTION | 0 | 0 | 0 | 0 | 0 | 0 | 0 | 0 | 0 | 0 | 0 | 0 | 0 | 0 | 0 | 0 | 0 | 0 | 0 | 0 | 0 | 0
[5 empty] | DIST_OHLINES | BULKTRAN | 0 | 0 | 0 | 0 | 0 | 0 | 0 | 0 | 0 | 0 | 0 | 0 | 0 | 0 | 0 | 0 | 0 | 0 | 0 | 0 | 0 | 0
[5 empty] | DIST_OHLINES | SUBTRAN | 0 | 0 | 0 | 0 | 0 | 0 | 0 | 0 | 0 | 0 | 0 | 0 | 0 | 0 | 0 | 0 | 0 | 0 | 0 | 0 | 0 | 0
[5 empty] | DIST_OHLINES | DISTPRI | 83248202.5886 | 55318318.5797 | 13927029.8642 | 162523.4474 | 0 | 14089553.3116 | 6005721.057 | 1704894.4533 | 0 | 0 | 7710615.5103 | 342528.3389 | 3961819.3643 | 0 | 0 | 4304347.7032 | 1629851.5062 | 39049.8947 | 1668901.4009 | 28041.2054 | 102790.2196 | 25634.6577
[5 empty] | DIST_OHLINES | DISTSEC | 35341632.4794 | 26386125.0836 | 5923335.4312 | 0 | 0 | 5923335.4312 | 2088038.1839 | 0 | 0 | 0 | 2088038.1839 | 92417.7319 | 0 | 0 | 0 | 92417.7319 | 581132.1741 | 0 | 581132.1741 | 9476.1007 | 209246.7231 | 51861.051
[5 empty] | DIST_OHLINES | ENERGY | 0 | 0 | 0 | 0 | 0 | 0 | 0 | 0 | 0 | 0 | 0 | 0 | 0 | 0 | 0 | 0 | 0 | 0 | 0 | 0 | 0 | 0
[5 empty] | DIST_OHLINES | CUSTOMER | 216002814.082 | 173907992.99 | 41130868.5141 | 93458.0062 | 0 | 41224326.5203 | 485981.6321 | 80106.8624 | 0 | 0 | 566088.4945 | 6675.5719 | 45393.8887 | 0 | 0 | 52069.4606 | 169559.5255 | 1335.1144 | 170894.6398 | 10680.915 | 0 | 70761.0618
|  |  | 364 Poles | 334592649.15 | DIST_OHLINES | TOTAL | 334592649.15 | 255612436.6533 | 60981233.8095 | 255981.4536 | 0 | 61237215.2631 | 8579740.873 | 1785001.3157 | 0 | 0 | 10364742.1887 | 441621.6426 | 4007213.253 | 0 | 0 | 4448834.8956 | 2380543.2058 | 40385.0091 | 2420928.2149 | 48198.2211 | 312036.9427 | 148256.7705
[5 empty] | DIST_OHLINES | PRODUCTION | 0 | 0 | 0 | 0 | 0 | 0 | 0 | 0 | 0 | 0 | 0 | 0 | 0 | 0 | 0 | 0 | 0 | 0 | 0 | 0 | 0 | 0
[5 empty] | DIST_OHLINES | BULKTRAN | 0 | 0 | 0 | 0 | 0 | 0 | 0 | 0 | 0 | 0 | 0 | 0 | 0 | 0 | 0 | 0 | 0 | 0 | 0 | 0 | 0 | 0
[5 empty] | DIST_OHLINES | SUBTRAN | 0 | 0 | 0 | 0 | 0 | 0 | 0 | 0 | 0 | 0 | 0 | 0 | 0 | 0 | 0 | 0 | 0 | 0 | 0 | 0 | 0 | 0
[5 empty] | DIST_OHLINES | DISTPRI | 87235847.3034 | 57968103.1259 | 14594143.9316 | 170308.4295 | 0 | 14764452.3611 | 6293399.122 | 1786560.0406 | 0 | 0 | 8079959.1626 | 358935.6759 | 4151593.1679 | 0 | 0 | 4510528.8439 | 1707922.486 | 40920.4109 | 1748842.8969 | 29384.3979 | 107713.9401 | 26862.575
[5 empty] | DIST_OHLINES | DISTSEC | 37034520.3687 | 27650038.1648 | 6207067.1694 | 0 | 0 | 6207067.1694 | 2188056.6128 | 0 | 0 | 0 | 2188056.6128 | 96844.6032 | 0 | 0 | 0 | 96844.6032 | 608968.7949 | 0 | 608968.7949 | 9930.0123 | 219269.7814 | 54345.2301
[5 empty] | DIST_OHLINES | ENERGY | 0 | 0 | 0 | 0 | 0 | 0 | 0 | 0 | 0 | 0 | 0 | 0 | 0 | 0 | 0 | 0 | 0 | 0 | 0 | 0 | 0 | 0
[5 empty] | DIST_OHLINES | CUSTOMER | 226349493.6879 | 182238302.4446 | 43101064.6907 | 97934.7073 | 0 | 43198999.398 | 509260.4781 | 83944.0348 | 0 | 0 | 593204.5129 | 6995.3362 | 47568.2864 | 0 | 0 | 54563.6226 | 177681.5404 | 1399.0672 | 179080.6077 | 11192.538 | 0 | 74150.5641
|  |  | 365 Overhead Lines | 350619861.36 | DIST_OHLINES | TOTAL | 350619861.36 | 267856443.7353 | 63902275.7917 | 268243.1368 | 0 | 64170518.9285 | 8990716.2128 | 1870504.0754 | 0 | 0 | 10861220.2882 | 462775.6154 | 4199161.4543 | 0 | 0 | 4661937.0697 | 2494572.8213 | 42319.4781 | 2536892.2994 | 50506.9482 | 326983.7215 | 155358.3692
[5 empty] | DIST_UGLINES | PRODUCTION | 0 | 0 | 0 | 0 | 0 | 0 | 0 | 0 | 0 | 0 | 0 | 0 | 0 | 0 | 0 | 0 | 0 | 0 | 0 | 0 | 0 | 0
[5 empty] | DIST_UGLINES | BULKTRAN | 0 | 0 | 0 | 0 | 0 | 0 | 0 | 0 | 0 | 0 | 0 | 0 | 0 | 0 | 0 | 0 | 0 | 0 | 0 | 0 | 0 | 0
[5 empty] | DIST_UGLINES | SUBTRAN | 0 | 0 | 0 | 0 | 0 | 0 | 0 | 0 | 0 | 0 | 0 | 0 | 0 | 0 | 0 | 0 | 0 | 0 | 0 | 0 | 0 | 0
[5 empty] | DIST_UGLINES | DISTPRI | 2532002.858 | 1682512.4914 | 423592.0815 | 4943.1678 | 0 | 428535.2493 | 182664.6391 | 51854.5445 | 0 | 0 | 234519.1836 | 10418.0355 | 120499.1536 | 0 | 0 | 130917.1892 | 49572.1054 | 1187.7067 | 50759.812 | 852.8762 | 3126.3754 | 779.6808
[5 empty] | DIST_UGLINES | DISTSEC | 3467479.3012 | 2588826.1562 | 581157.1668 | 0 | 0 | 581157.1668 | 204864.0279 | 0 | 0 | 0 | 204864.0279 | 9067.3959 | 0 | 0 | 0 | 9067.3959 | 57016.715 | 0 | 57016.715 | 929.7302 | 20529.8576 | 5088.2517
[5 empty] | DIST_UGLINES | ENERGY | 0 | 0 | 0 | 0 | 0 | 0 | 0 | 0 | 0 | 0 | 0 | 0 | 0 | 0 | 0 | 0 | 0 | 0 | 0 | 0 | 0 | 0
[5 empty] | DIST_UGLINES | CUSTOMER | 4274988.4608 | 3441874.8961 | 814035.6367 | 1849.6606 | 0 | 815885.2973 | 9618.2352 | 1585.4234 | 0 | 0 | 11203.6586 | 132.1186 | 898.4066 | 0 | 0 | 1030.5252 | 3355.8128 | 26.4237 | 3382.2366 | 211.3898 | 0 | 1400.4573
|  |  | 366 Underground Conduit | 10274470.62 | DIST_UGLINES | TOTAL | 10274470.62 | 7713213.5437 | 1818784.885 | 6792.8284 | 0 | 1825577.7134 | 397146.9022 | 53439.9679 | 0 | 0 | 450586.8701 | 19617.55 | 121397.5602 | 0 | 0 | 141015.1102 | 109944.6332 | 1214.1304 | 111158.7636 | 1993.9962 | 23656.2329 | 7268.3898
[5 empty] | DIST_UGLINES | PRODUCTION | 0 | 0 | 0 | 0 | 0 | 0 | 0 | 0 | 0 | 0 | 0 | 0 | 0 | 0 | 0 | 0 | 0 | 0 | 0 | 0 | 0 | 0
[5 empty] | DIST_UGLINES | BULKTRAN | 0 | 0 | 0 | 0 | 0 | 0 | 0 | 0 | 0 | 0 | 0 | 0 | 0 | 0 | 0 | 0 | 0 | 0 | 0 | 0 | 0 | 0
[5 empty] | DIST_UGLINES | SUBTRAN | 0 | 0 | 0 | 0 | 0 | 0 | 0 | 0 | 0 | 0 | 0 | 0 | 0 | 0 | 0 | 0 | 0 | 0 | 0 | 0 | 0 | 0
[5 empty] | DIST_UGLINES | DISTPRI | 3318607.1377 | 2205209.9766 | 555187.2506 | 6478.8362 | 0 | 561666.0869 | 239412.1212 | 67963.9287 | 0 | 0 | 307376.0498 | 13654.5529 | 157934.0047 | 0 | 0 | 171588.5577 | 64972.4159 | 1556.6854 | 66529.1013 | 1117.8349 | 4097.6303 | 1021.9002
[5 empty] | DIST_UGLINES | DISTSEC | 4544703.2267 | 3393083.4372 | 761702.2689 | 0 | 0 | 761702.2689 | 268508.0797 | 0 | 0 | 0 | 268508.0797 | 11884.317 | 0 | 0 | 0 | 11884.317 | 74729.804 | 0 | 74729.804 | 1218.5647 | 26907.7626 | 6668.9926
[5 empty] | DIST_UGLINES | ENERGY | 0 | 0 | 0 | 0 | 0 | 0 | 0 | 0 | 0 | 0 | 0 | 0 | 0 | 0 | 0 | 0 | 0 | 0 | 0 | 0 | 0 | 0
[5 empty] | DIST_UGLINES | CUSTOMER | 5603077.0956 | 4511144.433 | 1066927.8929 | 2424.2851 | 0 | 1069352.1781 | 12606.2828 | 2077.9587 | 0 | 0 | 14684.2415 | 173.1632 | 1177.5099 | 0 | 0 | 1350.6732 | 4398.3459 | 34.6326 | 4432.9786 | 277.0612 | 0 | 1835.5302
|  |  | 367 Underground Lines | 13466387.46 | DIST_UGLINES | TOTAL | 13466387.46 | 10109437.8468 | 2383817.4125 | 8903.1214 | 0 | 2392720.5339 | 520526.4837 | 70041.8874 | 0 | 0 | 590568.371 | 25712.0332 | 159111.5146 | 0 | 0 | 184823.5478 | 144100.5658 | 1591.318 | 145691.8838 | 2613.4607 | 31005.3929 | 9526.423
[5 empty] | DIST_TRANSF | PRODUCTION | 0 | 0 | 0 | 0 | 0 | 0 | 0 | 0 | 0 | 0 | 0 | 0 | 0 | 0 | 0 | 0 | 0 | 0 | 0 | 0 | 0 | 0
[5 empty] | DIST_TRANSF | BULKTRAN | 0 | 0 | 0 | 0 | 0 | 0 | 0 | 0 | 0 | 0 | 0 | 0 | 0 | 0 | 0 | 0 | 0 | 0 | 0 | 0 | 0 | 0
[5 empty] | DIST_TRANSF | SUBTRAN | 0 | 0 | 0 | 0 | 0 | 0 | 0 | 0 | 0 | 0 | 0 | 0 | 0 | 0 | 0 | 0 | 0 | 0 | 0 | 0 | 0 | 0
[5 empty] | DIST_TRANSF | DISTPRI | 40210541.6166 | 26719850.7865 | 6727033.0954 | 78502.0654 | 0 | 6805535.1609 | 2900883.01 | 823498.0124 | 0 | 0 | 3724381.0224 | 165448.0169 | 1913637.742 | 0 | 0 | 2079085.7588 | 787250.7728 | 18861.8777 | 806112.6505 | 13544.4613 | 49649.7255 | 12382.0508
[5 empty] | DIST_TRANSF | DISTSEC | 68272687.5574 | 50972508.8317 | 11442652.7814 | 0 | 0 | 11442652.7814 | 4033655.7351 | 0 | 0 | 0 | 4033655.7351 | 178531.8473 | 0 | 0 | 0 | 178531.8473 | 1122626.5616 | 0 | 1122626.5616 | 18305.8567 | 404221.1733 | 100184.7703
[5 empty] | DIST_TRANSF | ENERGY | 0 | 0 | 0 | 0 | 0 | 0 | 0 | 0 | 0 | 0 | 0 | 0 | 0 | 0 | 0 | 0 | 0 | 0 | 0 | 0 | 0 | 0
[5 empty] | DIST_TRANSF | CUSTOMER | 66532494.386 | 53621269.0259 | 12681932.1409 | 0 | 0 | 12681932.1409 | 149843.3245 | 0 | 0 | 0 | 149843.3245 | 2058.2874 | 0 | 0 | 0 | 2058.2874 | 52280.5006 | 0 | 52280.5006 | 3293.2599 | 0 | 21817.8467
|  |  | 368 Transformers | 175015723.56 | DIST_TRANSF | TOTAL | 175015723.56 | 131313628.6441 | 30851618.0178 | 78502.0654 | 0 | 30930120.0832 | 7084382.0696 | 823498.0124 | 0 | 0 | 7907880.082 | 346038.1516 | 1913637.742 | 0 | 0 | 2259675.8936 | 1962157.835 | 18861.8777 | 1981019.7127 | 35143.5779 | 453870.8988 | 134384.6677
[5 empty] | DIST_SERV | PRODUCTION | 0 | 0 | 0 | 0 | 0 | 0 | 0 | 0 | 0 | 0 | 0 | 0 | 0 | 0 | 0 | 0 | 0 | 0 | 0 | 0 | 0 | 0
[5 empty] | DIST_SERV | BULKTRAN | 0 | 0 | 0 | 0 | 0 | 0 | 0 | 0 | 0 | 0 | 0 | 0 | 0 | 0 | 0 | 0 | 0 | 0 | 0 | 0 | 0 | 0
[5 empty] | DIST_SERV | SUBTRAN | 0 | 0 | 0 | 0 | 0 | 0 | 0 | 0 | 0 | 0 | 0 | 0 | 0 | 0 | 0 | 0 | 0 | 0 | 0 | 0 | 0 | 0
[5 empty] | DIST_SERV | DISTPRI | 0 | 0 | 0 | 0 | 0 | 0 | 0 | 0 | 0 | 0 | 0 | 0 | 0 | 0 | 0 | 0 | 0 | 0 | 0 | 0 | 0 | 0
[5 empty] | DIST_SERV | DISTSEC | 0 | 0 | 0 | 0 | 0 | 0 | 0 | 0 | 0 | 0 | 0 | 0 | 0 | 0 | 0 | 0 | 0 | 0 | 0 | 0 | 0 | 0
[5 empty] | DIST_SERV | ENERGY | 0 | 0 | 0 | 0 | 0 | 0 | 0 | 0 | 0 | 0 | 0 | 0 | 0 | 0 | 0 | 0 | 0 | 0 | 0 | 0 | 0 | 0
[5 empty] | DIST_SERV | CUSTOMER | 80135685.84 | 50272277.3267 | 11889864.2499 | 0 | 0 | 11889864.2499 | 140484.6492 | 0 | 0 | 0 | 140484.6492 | 1929.7342 | 0 | 0 | 0 | 1929.7342 | 49015.2485 | 0 | 49015.2485 | 3087.5747 | 17758571.8743 | 20455.1824
|  |  | 369 Services | 80135685.84 | DIST_SERV | TOTAL | 80135685.84 | 50272277.3267 | 11889864.2499 | 0 | 0 | 11889864.2499 | 140484.6492 | 0 | 0 | 0 | 140484.6492 | 1929.7342 | 0 | 0 | 0 | 1929.7342 | 49015.2485 | 0 | 49015.2485 | 3087.5747 | 17758571.8743 | 20455.1824
[5 empty] | DIST_METERS | PRODUCTION | 0 | 0 | 0 | 0 | 0 | 0 | 0 | 0 | 0 | 0 | 0 | 0 | 0 | 0 | 0 | 0 | 0 | 0 | 0 | 0 | 0 | 0
[5 empty] | DIST_METERS | BULKTRAN | 0 | 0 | 0 | 0 | 0 | 0 | 0 | 0 | 0 | 0 | 0 | 0 | 0 | 0 | 0 | 0 | 0 | 0 | 0 | 0 | 0 | 0
[5 empty] | DIST_METERS | SUBTRAN | 0 | 0 | 0 | 0 | 0 | 0 | 0 | 0 | 0 | 0 | 0 | 0 | 0 | 0 | 0 | 0 | 0 | 0 | 0 | 0 | 0 | 0
[5 empty] | DIST_METERS | DISTPRI | 0 | 0 | 0 | 0 | 0 | 0 | 0 | 0 | 0 | 0 | 0 | 0 | 0 | 0 | 0 | 0 | 0 | 0 | 0 | 0 | 0 | 0
[5 empty] | DIST_METERS | DISTSEC | 0 | 0 | 0 | 0 | 0 | 0 | 0 | 0 | 0 | 0 | 0 | 0 | 0 | 0 | 0 | 0 | 0 | 0 | 0 | 0 | 0 | 0
[5 empty] | DIST_METERS | ENERGY | 0 | 0 | 0 | 0 | 0 | 0 | 0 | 0 | 0 | 0 | 0 | 0 | 0 | 0 | 0 | 0 | 0 | 0 | 0 | 0 | 0 | 0
[5 empty] | DIST_METERS | CUSTOMER | 25662185.07 | 15765071.9744 | 6611380.516 | 533746.4784 | 95200.8606 | 7240327.855 | 480532.6934 | 444597.331 | 273160.7986 | 117066.4559 | 1315357.2789 | 7508.3681 | 283317.2393 | 708314.2455 | 175600.7591 | 1174740.612 | 153495.0165 | 5195.0682 | 158690.0846 | 7997.2651 | 0 | 0
|  |  | 370 Meters | 25662185.07 | DIST_METERS | TOTAL | 25662185.07 | 15765071.9744 | 6611380.516 | 533746.4784 | 95200.8606 | 7240327.855 | 480532.6934 | 444597.331 | 273160.7986 | 117066.4559 | 1315357.2789 | 7508.3681 | 283317.2393 | 708314.2455 | 175600.7591 | 1174740.612 | 153495.0165 | 5195.0682 | 158690.0846 | 7997.2651 | 0 | 0
[5 empty] | DIST_OL | PRODUCTION | 0 | 0 | 0 | 0 | 0 | 0 | 0 | 0 | 0 | 0 | 0 | 0 | 0 | 0 | 0 | 0 | 0 | 0 | 0 | 0 | 0 | 0
[5 empty] | DIST_OL | BULKTRAN | 0 | 0 | 0 | 0 | 0 | 0 | 0 | 0 | 0 | 0 | 0 | 0 | 0 | 0 | 0 | 0 | 0 | 0 | 0 | 0 | 0 | 0
[5 empty] | DIST_OL | SUBTRAN | 0 | 0 | 0 | 0 | 0 | 0 | 0 | 0 | 0 | 0 | 0 | 0 | 0 | 0 | 0 | 0 | 0 | 0 | 0 | 0 | 0 | 0
[5 empty] | DIST_OL | DISTPRI | 0 | 0 | 0 | 0 | 0 | 0 | 0 | 0 | 0 | 0 | 0 | 0 | 0 | 0 | 0 | 0 | 0 | 0 | 0 | 0 | 0 | 0
[5 empty] | DIST_OL | DISTSEC | 0 | 0 | 0 | 0 | 0 | 0 | 0 | 0 | 0 | 0 | 0 | 0 | 0 | 0 | 0 | 0 | 0 | 0 | 0 | 0 | 0 | 0
[5 empty] | DIST_OL | ENERGY | 0 | 0 | 0 | 0 | 0 | 0 | 0 | 0 | 0 | 0 | 0 | 0 | 0 | 0 | 0 | 0 | 0 | 0 | 0 | 0 | 0 | 0
[5 empty] | DIST_OL | CUSTOMER | 20930435.3 | 0 | 0 | 0 | 0 | 0 | 0 | 0 | 0 | 0 | 0 | 0 | 0 | 0 | 0 | 0 | 0 | 0 | 0 | 0 | 20930435.3 | 0
|  |  | 371 Installations on Cust Premises | 20930435.3 | DIST_OL | TOTAL | 20930435.3 | 0 | 0 | 0 | 0 | 0 | 0 | 0 | 0 | 0 | 0 | 0 | 0 | 0 | 0 | 0 | 0 | 0 | 0 | 0 | 20930435.3 | 0
[5 empty] | DIST_SL | PRODUCTION | 0 | 0 | 0 | 0 | 0 | 0 | 0 | 0 | 0 | 0 | 0 | 0 | 0 | 0 | 0 | 0 | 0 | 0 | 0 | 0 | 0 | 0
[5 empty] | DIST_SL | BULKTRAN | 0 | 0 | 0 | 0 | 0 | 0 | 0 | 0 | 0 | 0 | 0 | 0 | 0 | 0 | 0 | 0 | 0 | 0 | 0 | 0 | 0 | 0
[5 empty] | DIST_SL | SUBTRAN | 0 | 0 | 0 | 0 | 0 | 0 | 0 | 0 | 0 | 0 | 0 | 0 | 0 | 0 | 0 | 0 | 0 | 0 | 0 | 0 | 0 | 0
[5 empty] | DIST_SL | DISTPRI | 0 | 0 | 0 | 0 | 0 | 0 | 0 | 0 | 0 | 0 | 0 | 0 | 0 | 0 | 0 | 0 | 0 | 0 | 0 | 0 | 0 | 0
[5 empty] | DIST_SL | DISTSEC | 0 | 0 | 0 | 0 | 0 | 0 | 0 | 0 | 0 | 0 | 0 | 0 | 0 | 0 | 0 | 0 | 0 | 0 | 0 | 0 | 0 | 0
[5 empty] | DIST_SL | ENERGY | 0 | 0 | 0 | 0 | 0 | 0 | 0 | 0 | 0 | 0 | 0 | 0 | 0 | 0 | 0 | 0 | 0 | 0 | 0 | 0 | 0 | 0
[5 empty] | DIST_SL | CUSTOMER | 5722632.35 | 0 | 0 | 0 | 0 | 0 | 0 | 0 | 0 | 0 | 0 | 0 | 0 | 0 | 0 | 0 | 0 | 0 | 0 | 0 | 0 | 5722632.35
|  |  | 373 Street Lighting | 5722632.35 | DIST_SL | TOTAL | 5722632.35 | 0 | 0 | 0 | 0 | 0 | 0 | 0 | 0 | 0 | 0 | 0 | 0 | 0 | 0 | 0 | 0 | 0 | 0 | 0 | 0 | 5722632.35
[6 empty] | PRODUCTION | 0 | 0 | 0 | 0 | 0 | 0 | 0 | 0 | 0 | 0 | 0 | 0 | 0 | 0 | 0 | 0 | 0 | 0 | 0 | 0 | 0 | 0
[6 empty] | BULKTRAN | 0 | 0 | 0 | 0 | 0 | 0 | 0 | 0 | 0 | 0 | 0 | 0 | 0 | 0 | 0 | 0 | 0 | 0 | 0 | 0 | 0 | 0
[6 empty] | SUBTRAN | 0 | 0 | 0 | 0 | 0 | 0 | 0 | 0 | 0 | 0 | 0 | 0 | 0 | 0 | 0 | 0 | 0 | 0 | 0 | 0 | 0 | 0
[6 empty] | DISTPRI | 422067976.4642 | 280463602.3163 | 70609972.7101 | 823993.0767 | 0 | 71433965.7867 | 30448976.1332 | 8643806.4681 | 0 | 0 | 39092782.6012 | 1736616.9884 | 20086404.6335 | 0 | 0 | 21823021.6219 | 8263339.0965 | 197982.7737 | 8461321.8702 | 142168.7731 | 521145.9065 | 129967.5883
[6 empty] | DISTSEC | 148661022.9335 | 110990581.6734 | 24915914.8177 | 0 | 0 | 24915914.8177 | 8783122.6394 | 0 | 0 | 0 | 8783122.6394 | 388745.8952 | 0 | 0 | 0 | 388745.8952 | 2444474.0495 | 0 | 2444474.0495 | 39860.2645 | 880175.298 | 218148.2956
[6 empty] | ENERGY | 0 | 0 | 0 | 0 | 0 | 0 | 0 | 0 | 0 | 0 | 0 | 0 | 0 | 0 | 0 | 0 | 0 | 0 | 0 | 0 | 0 | 0
[6 empty] | CUSTOMER | 651213806.2723 | 483757933.0907 | 117296073.6412 | 729413.1376 | 95200.8606 | 118120687.6395 | 1788327.2952 | 612311.6103 | 273160.7986 | 117066.4559 | 2790866.16 | 25472.5797 | 378355.3309 | 708314.2455 | 175600.7591 | 1287742.9152 | 609785.9902 | 7990.3061 | 617776.2963 | 36740.0036 | 38689007.1743 | 5913052.9926
|  |  | Total | 1221942805.67 |  | TOTAL | 1221942805.67 | 875212117.0805 | 212821961.169 | 1553406.2143 | 95200.8606 | 214470568.2439 | 41020426.0678 | 9256118.0784 | 273160.7986 | 117066.4559 | 50666771.4006 | 2150835.4633 | 20464759.9645 | 708314.2455 | 175600.7591 | 23499510.4324 | 11317599.1361 | 205973.0798 | 11523572.216 | 218769.0412 | 40090328.3789 | 6261168.8764
[6 empty] | PRODUCTION | 1251663051 | 613744111.6713 | 155253395.5298 | 1815148.3386 | 44717.0998 | 157113260.9682 | 64959968.5239 | 18500280.1395 | 1464028.6818 | 309030.6408 | 85233307.9859 | 3902165.0245 | 42540444.4362 | 284112233.4152 | 44571840.9514 | 375126683.8273 | 17631902.0985 | 425640.5626 | 18057542.6611 | 307408.6792 | 1666831.1982 | 413904.0088
[6 empty] | BULKTRAN | 676642153.1844 | 331786687.2348 | 83929130.7325 | 981259.1969 | 24173.8179 | 84934563.7473 | 35117001.2869 | 10001149.573 | 791445.8438 | 167060.2627 | 46076656.9665 | 2109488.9253 | 22997130.0165 | 153589508.9421 | 24095291.7869 | 202791419.6708 | 9531709.1857 | 230098.9444 | 9761808.1301 | 166183.4393 | 901079.7675 | 223754.228
[6 empty] | SUBTRAN | 259498069.8156 | 123236102.397 | 31546623.774 | 367619.8301 | 12052.1295 | 31926295.7336 | 13749551.3318 | 3897279.279 | 399209.7042 | 0 | 18046040.3151 | 770036.6254 | 8899991.3362 | 72497062.9559 | 0 | 82167090.9176 | 3731550.2738 | 89279.8259 | 3820830.0997 | 61275.5483 | 192484.8214 | 47949.9829
[6 empty] | DISTPRI | 422067976.4642 | 280463602.3163 | 70609972.7101 | 823993.0767 | 0 | 71433965.7867 | 30448976.1332 | 8643806.4681 | 0 | 0 | 39092782.6012 | 1736616.9884 | 20086404.6335 | 0 | 0 | 21823021.6219 | 8263339.0965 | 197982.7737 | 8461321.8702 | 142168.7731 | 521145.9065 | 129967.5883
[6 empty] | DISTSEC | 148661022.9335 | 110990581.6734 | 24915914.8177 | 0 | 0 | 24915914.8177 | 8783122.6394 | 0 | 0 | 0 | 8783122.6394 | 388745.8952 | 0 | 0 | 0 | 388745.8952 | 2444474.0495 | 0 | 2444474.0495 | 39860.2645 | 880175.298 | 218148.2956
[6 empty] | ENERGY | 0 | 0 | 0 | 0 | 0 | 0 | 0 | 0 | 0 | 0 | 0 | 0 | 0 | 0 | 0 | 0 | 0 | 0 | 0 | 0 | 0 | 0
[6 empty] | CUSTOMER | 651213806.2723 | 483757933.0907 | 117296073.6412 | 729413.1376 | 95200.8606 | 118120687.6395 | 1788327.2952 | 612311.6103 | 273160.7986 | 117066.4559 | 2790866.16 | 25472.5797 | 378355.3309 | 708314.2455 | 175600.7591 | 1287742.9152 | 609785.9902 | 7990.3061 | 617776.2963 | 36740.0036 | 38689007.1743 | 5913052.9926
| Total P-T-D Plant in Service |  |  | 3409746079.67 |  | TOTAL | 3409746079.67 | 1943979018.3836 | 483551111.2053 | 4717433.5799 | 176143.9078 | 488444688.6931 | 154846947.2104 | 41654827.0699 | 2927845.0284 | 593157.3594 | 200022776.6681 | 8932526.0385 | 94902325.7535 | 510907119.5587 | 68842733.4975 | 683584704.8481 | 42212760.6942 | 950992.4127 | 43163753.1069 | 753636.7081 | 42850724.1659 | 6946777.0962
[5 empty] | LABOR_M | PRODUCTION | 40433845.0315 | 19826449.5229 | 5015320.801 | 58636.7286 | 1444.5455 | 5075402.0751 | 2098473.1461 | 597634.8504 | 47294.125 | 9982.9559 | 2753385.0775 | 126055.9188 | 1374230.6578 | 9177989.2426 | 1439853.0885 | 12118128.9077 | 569582.6816 | 13749.9342 | 583332.6158 | 9930.5599 | 53845.4773 | 13370.7954
[5 empty] | LABOR_M | BULKTRAN | 10879665.2484 | 5334766.7951 | 1349488.563 | 15777.5739 | 388.6885 | 1365654.8254 | 564642.9457 | 160807.539 | 12725.5829 | 2686.1462 | 740862.2138 | 33918.2731 | 369768.6806 | 2469551.2023 | 387425.92 | 3260664.0761 | 153259.4514 | 3699.7392 | 156959.1906 | 2672.0478 | 14488.3764 | 3597.7231
[5 empty] | LABOR_M | SUBTRAN | 4172444.9458 | 1981501.6465 | 507235.183 | 5910.9245 | 193.7851 | 513339.8925 | 221077.7367 | 62663.9853 | 6418.8551 | 0 | 290160.5771 | 12381.3461 | 143102.1198 | 1165673.4254 | 0 | 1321156.8913 | 59999.2443 | 1435.5219 | 61434.7662 | 985.2438 | 3094.9453 | 770.9832
[5 empty] | LABOR_M | DISTPRI | 19339761.5632 | 12851245.5302 | 3235450.478 | 37756.5476 | 0 | 3273207.0256 | 1395215.8683 | 396071.6411 | 0 | 0 | 1791287.5094 | 79574.2874 | 920387.9421 | 0 | 0 | 999962.2295 | 378638.0791 | 9071.8554 | 387709.9344 | 6514.3776 | 23879.6548 | 5955.3018
[5 empty] | LABOR_M | DISTSEC | 7094068.4785 | 5296444.0263 | 1188981.4992 | 0 | 0 | 1188981.4992 | 419128.5128 | 0 | 0 | 0 | 419128.5128 | 18550.8612 | 0 | 0 | 0 | 18550.8612 | 116649.7173 | 0 | 116649.7173 | 1902.1223 | 42001.7548 | 10409.9845
[5 empty] | LABOR_M | ENERGY | 29164538.3945 | 10602256.9857 | 3422049.7395 | 39175.9771 | 992.9127 | 3462218.6293 | 1655990.4365 | 462236.4326 | 36595.6088 | 7501.9324 | 2162324.4104 | 110346.2014 | 1318726.4064 | 9322778.6546 | 1494065.3989 | 12245916.6612 | 449180.558 | 10557.3295 | 459737.8875 | 10313.6564 | 177468.2731 | 44301.8909
[5 empty] | LABOR_M | CUSTOMER | 55251305.5181 | 43644097.5099 | 10181909.5691 | 75586.6622 | 9930.2623 | 10267426.4937 | 162790.109 | 63706.3543 | 28399.0621 | 12098.9956 | 266994.5211 | 2345.7021 | 39392.7795 | 73601.04 | 18156.2928 | 133495.8144 | 55027.0223 | 833.56 | 55860.5823 | 3263.9116 | 729485.5369 | 150681.1484
|  |  | General & Intangible Plant & Comp. Const. not Classif. | 166335629.18 | LABOR_M | TOTAL | 166335629.18 | 99536762.0165 | 24900435.8327 | 232844.4139 | 12950.1942 | 25146230.4408 | 6517318.7552 | 1743120.8028 | 131433.2341 | 32270.03 | 8424142.8221 | 383172.5901 | 4165608.5862 | 22209593.5648 | 3339500.7002 | 30097875.4414 | 1782336.7539 | 39347.9401 | 1821684.694 | 35581.9193 | 1044264.0186 | 229087.8273
[5 empty] | BULK_TRANS | PRODUCTION | 0 | 0 | 0 | 0 | 0 | 0 | 0 | 0 | 0 | 0 | 0 | 0 | 0 | 0 | 0 | 0 | 0 | 0 | 0 | 0 | 0 | 0
[5 empty] | BULK_TRANS | BULKTRAN | 285539 | 140012.0262 | 35417.5984 | 414.0856 | 10.2012 | 35841.8852 | 14819.1675 | 4220.4262 | 333.9855 | 70.4984 | 19444.0776 | 890.1919 | 9704.6533 | 64813.8674 | 10168.0711 | 85576.7837 | 4022.3251 | 97.1004 | 4119.4255 | 70.1284 | 380.2504 | 94.423
[5 empty] | BULK_TRANS | SUBTRAN | 0 | 0 | 0 | 0 | 0 | 0 | 0 | 0 | 0 | 0 | 0 | 0 | 0 | 0 | 0 | 0 | 0 | 0 | 0 | 0 | 0 | 0
[5 empty] | BULK_TRANS | DISTPRI | 0 | 0 | 0 | 0 | 0 | 0 | 0 | 0 | 0 | 0 | 0 | 0 | 0 | 0 | 0 | 0 | 0 | 0 | 0 | 0 | 0 | 0
[5 empty] | BULK_TRANS | DISTSEC | 0 | 0 | 0 | 0 | 0 | 0 | 0 | 0 | 0 | 0 | 0 | 0 | 0 | 0 | 0 | 0 | 0 | 0 | 0 | 0 | 0 | 0
[5 empty] | BULK_TRANS | ENERGY | 0 | 0 | 0 | 0 | 0 | 0 | 0 | 0 | 0 | 0 | 0 | 0 | 0 | 0 | 0 | 0 | 0 | 0 | 0 | 0 | 0 | 0
[5 empty] | BULK_TRANS | CUSTOMER | 0 | 0 | 0 | 0 | 0 | 0 | 0 | 0 | 0 | 0 | 0 | 0 | 0 | 0 | 0 | 0 | 0 | 0 | 0 | 0 | 0 | 0
|  |  | HR - J 765 Line - FERC AFUDC Adj. | 285539 | BULK_TRANS | TOTAL | 285539 | 140012.0262 | 35417.5984 | 414.0856 | 10.2012 | 35841.8852 | 14819.1675 | 4220.4262 | 333.9855 | 70.4984 | 19444.0776 | 890.1919 | 9704.6533 | 64813.8674 | 10168.0711 | 85576.7837 | 4022.3251 | 97.1004 | 4119.4255 | 70.1284 | 380.2504 | 94.423
[6 empty] | PRODUCTION | 1292096896.0315 | 633570561.1942 | 160268716.3307 | 1873785.0672 | 46161.6454 | 162188663.0433 | 67058441.67 | 19097914.9898 | 1511322.8068 | 319013.5967 | 87986693.0633 | 4028220.9433 | 43914675.094 | 293290222.6578 | 46011694.04 | 387244812.735 | 18201484.7801 | 439390.4968 | 18640875.2768 | 317339.2391 | 1720676.6755 | 427274.8042
[6 empty] | BULKTRAN | 687807357.4328 | 337261466.0562 | 85314036.8939 | 997450.8564 | 24572.7077 | 86336060.458 | 35696463.4001 | 10166177.5382 | 804505.4122 | 169816.9074 | 46836963.258 | 2144297.3903 | 23376603.3505 | 156123874.0118 | 24492885.778 | 206137660.5306 | 9688990.9622 | 233895.784 | 9922886.7462 | 168925.6155 | 915948.3943 | 227446.3741
[6 empty] | SUBTRAN | 263670514.7614 | 125217604.0434 | 32053858.957 | 373530.7546 | 12245.9145 | 32439635.6262 | 13970629.0685 | 3959943.2643 | 405628.5593 | 0 | 18336200.8922 | 782417.9716 | 9043093.456 | 73662736.3813 | 0 | 83488247.8089 | 3791549.5181 | 90715.3478 | 3882264.8659 | 62260.7921 | 195579.7666 | 48720.9662
[6 empty] | DISTPRI | 441407738.0274 | 293314847.8465 | 73845423.1881 | 861749.6242 | 0 | 74707172.8123 | 31844192.0014 | 9039878.1091 | 0 | 0 | 40884070.1106 | 1816191.2758 | 21006792.5756 | 0 | 0 | 22822983.8515 | 8641977.1755 | 207054.6291 | 8849031.8046 | 148683.1507 | 545025.5613 | 135922.89
[6 empty] | DISTSEC | 155755091.412 | 116287025.6997 | 26104896.317 | 0 | 0 | 26104896.317 | 9202251.1522 | 0 | 0 | 0 | 9202251.1522 | 407296.7564 | 0 | 0 | 0 | 407296.7564 | 2561123.7668 | 0 | 2561123.7668 | 41762.3868 | 922177.0529 | 228558.2801
[6 empty] | ENERGY | 29164538.3945 | 10602256.9857 | 3422049.7395 | 39175.9771 | 992.9127 | 3462218.6293 | 1655990.4365 | 462236.4326 | 36595.6088 | 7501.9324 | 2162324.4104 | 110346.2014 | 1318726.4064 | 9322778.6546 | 1494065.3989 | 12245916.6612 | 449180.558 | 10557.3295 | 459737.8875 | 10313.6564 | 177468.2731 | 44301.8909
[6 empty] | CUSTOMER | 706465111.7904 | 527402030.6006 | 127477983.2104 | 804999.7999 | 105131.1229 | 128388114.1331 | 1951117.4043 | 676017.9647 | 301559.8607 | 129165.4514 | 3057860.6811 | 27818.2818 | 417748.1104 | 781915.2854 | 193757.0519 | 1421238.7296 | 664813.0125 | 8823.8661 | 673636.8786 | 40003.9152 | 39418492.7112 | 6063734.1409
| Total Electric Plant in Service |  |  | 3576367247.85 |  | TOTAL | 3576367247.85 | 2043655792.4263 | 508486964.6365 | 4950692.0794 | 189104.3032 | 513626761.0191 | 161379085.1332 | 43402168.2989 | 3059612.2479 | 625497.8878 | 208466363.5678 | 9316588.8205 | 99077638.993 | 533181526.9909 | 72192402.2688 | 713768157.0732 | 43999119.7732 | 990437.4532 | 44989557.2264 | 789288.7559 | 43895368.4348 | 7175959.3464
[5 empty] | LABOR_M | PRODUCTION | 844916.0135 | 414298.5828 | 104801.4319 | 1225.2881 | 30.1856 | 106056.9057 | 43850.234 | 12488.3314 | 988.2702 | 208.6064 | 57535.4419 | 2634.0969 | 28716.2769 | 191785.6211 | 30087.54 | 253223.5349 | 11902.146 | 287.3222 | 12189.4682 | 207.5115 | 1125.1689 | 279.3996
[5 empty] | LABOR_M | BULKTRAN | 227344.2801 | 111476.6575 | 28199.2597 | 329.6922 | 8.1221 | 28537.0741 | 11798.9241 | 3360.2756 | 265.9171 | 56.1304 | 15481.2472 | 708.7649 | 7726.7813 | 51604.3764 | 8095.7516 | 68135.6742 | 3202.5489 | 77.3107 | 3279.8596 | 55.8358 | 302.7528 | 75.1789
[5 empty] | LABOR_M | SUBTRAN | 87188.4815 | 41405.9675 | 10599.3167 | 123.5162 | 4.0494 | 10726.8823 | 4619.6972 | 1309.4427 | 134.13 | 0 | 6063.27 | 258.7238 | 2990.2987 | 24358.2114 | 0 | 27607.2338 | 1253.7596 | 29.997 | 1283.7567 | 20.5879 | 64.6728 | 16.1107
[5 empty] | LABOR_M | DISTPRI | 404128.6261 | 268542.9282 | 67608.8044 | 788.9705 | 0 | 68397.7749 | 29154.7892 | 8276.4148 | 0 | 0 | 37431.204 | 1662.8048 | 19232.6629 | 0 | 0 | 20895.4676 | 7912.1186 | 189.5678 | 8101.6864 | 136.1261 | 498.9954 | 124.4435
[5 empty] | LABOR_M | DISTSEC | 148239.4774 | 110675.8551 | 24845.2629 | 0 | 0 | 24845.2629 | 8758.2171 | 0 | 0 | 0 | 8758.2171 | 387.6436 | 0 | 0 | 0 | 387.6436 | 2437.5425 | 0 | 2437.5425 | 39.7472 | 877.6795 | 217.5297
[5 empty] | LABOR_M | ENERGY | 609429.6868 | 221547.4858 | 71508.0305 | 818.6313 | 20.7482 | 72347.4099 | 34604.0016 | 9659.0112 | 764.7112 | 156.7623 | 45184.4864 | 2305.8226 | 27556.4458 | 194811.1778 | 31220.3744 | 255893.8206 | 9386.1923 | 220.6087 | 9606.801 | 215.5168 | 3708.4226 | 925.7437
[5 empty] | LABOR_M | CUSTOMER | 1154545.4745 | 911998.274 | 212763.7982 | 1579.4783 | 207.5053 | 214550.7818 | 3401.7039 | 1331.2243 | 593.4341 | 252.8237 | 5579.1861 | 49.0164 | 823.1616 | 1537.9862 | 379.3986 | 2789.5628 | 1149.8588 | 17.4183 | 1167.2771 | 68.2035 | 15243.5172 | 3148.672
|  |  | Adj 18 - Wholesale Load - General | 3475792.04 | LABOR_M | TOTAL | 3475792.04 | 2079945.7507 | 520325.9042 | 4865.5767 | 270.6106 | 525462.0915 | 136187.567 | 36424.7001 | 2746.4626 | 674.3228 | 176033.0526 | 8006.8729 | 87045.6272 | 464097.3729 | 69783.0646 | 628932.9376 | 37244.1667 | 822.2247 | 38066.3914 | 743.5289 | 21821.2092 | 4787.0781
[5 empty] | TRANS_TOTAL | PRODUCTION | 0 | 0 | 0 | 0 | 0 | 0 | 0 | 0 | 0 | 0 | 0 | 0 | 0 | 0 | 0 | 0 | 0 | 0 | 0 | 0 | 0 | 0
[5 empty] | TRANS_TOTAL | BULKTRAN | 10451657.9604 | 5124896.453 | 1296399.527 | 15156.8823 | 373.3975 | 1311929.8068 | 542429.8269 | 154481.3519 | 12224.957 | 2580.4729 | 711716.6087 | 32583.9243 | 355221.938 | 2372398.7727 | 372184.5395 | 3132389.1746 | 147230.2069 | 3554.191 | 150784.3979 | 2566.9291 | 13918.402 | 3456.1882
[5 empty] | TRANS_TOTAL | SUBTRAN | 4008300.4796 | 1903549.1427 | 487280.4923 | 5678.3881 | 186.1615 | 493145.0419 | 212380.513 | 60198.7769 | 6166.3366 | 0 | 278745.6265 | 11894.2626 | 137472.4659 | 1119815.6981 | 0 | 1269182.4265 | 57638.8671 | 1379.0483 | 59017.9154 | 946.4841 | 2973.1898 | 740.6527
[5 empty] | TRANS_TOTAL | DISTPRI | 0 | 0 | 0 | 0 | 0 | 0 | 0 | 0 | 0 | 0 | 0 | 0 | 0 | 0 | 0 | 0 | 0 | 0 | 0 | 0 | 0 | 0
[5 empty] | TRANS_TOTAL | DISTSEC | 0 | 0 | 0 | 0 | 0 | 0 | 0 | 0 | 0 | 0 | 0 | 0 | 0 | 0 | 0 | 0 | 0 | 0 | 0 | 0 | 0 | 0
[5 empty] | TRANS_TOTAL | ENERGY | 0 | 0 | 0 | 0 | 0 | 0 | 0 | 0 | 0 | 0 | 0 | 0 | 0 | 0 | 0 | 0 | 0 | 0 | 0 | 0 | 0 | 0
[5 empty] | TRANS_TOTAL | CUSTOMER | 0 | 0 | 0 | 0 | 0 | 0 | 0 | 0 | 0 | 0 | 0 | 0 | 0 | 0 | 0 | 0 | 0 | 0 | 0 | 0 | 0 | 0
|  |  | Adj 18 - Wholesale Load - Transmission | 14459958.44 | TRANS_TOTAL | TOTAL | 14459958.44 | 7028445.5957 | 1783680.0193 | 20835.2704 | 559.559 | 1805074.8487 | 754810.34 | 214680.1287 | 18391.2937 | 2580.4729 | 990462.2352 | 44478.1869 | 492694.4039 | 3492214.4708 | 372184.5395 | 4401571.6011 | 204869.0739 | 4933.2393 | 209802.3132 | 3513.4133 | 16891.5918 | 4196.8409
[5 empty] | PROD_DEMAND | PRODUCTION | 18866028.96 | 9250823.6746 | 2340098.6822 | 27359.313 | 674.0105 | 2368132.0057 | 979126.6479 | 278850.4627 | 22066.9672 | 4657.9477 | 1284702.0255 | 58816.4349 | 641202.3236 | 4282358.2746 | 671821.0956 | 5654198.1287 | 265761.6004 | 6415.5822 | 272177.1826 | 4633.5002 | 25123.7628 | 6238.6798
[5 empty] | PROD_DEMAND | BULKTRAN | 0 | 0 | 0 | 0 | 0 | 0 | 0 | 0 | 0 | 0 | 0 | 0 | 0 | 0 | 0 | 0 | 0 | 0 | 0 | 0 | 0 | 0
[5 empty] | PROD_DEMAND | SUBTRAN | 0 | 0 | 0 | 0 | 0 | 0 | 0 | 0 | 0 | 0 | 0 | 0 | 0 | 0 | 0 | 0 | 0 | 0 | 0 | 0 | 0 | 0
[5 empty] | PROD_DEMAND | DISTPRI | 0 | 0 | 0 | 0 | 0 | 0 | 0 | 0 | 0 | 0 | 0 | 0 | 0 | 0 | 0 | 0 | 0 | 0 | 0 | 0 | 0 | 0
[5 empty] | PROD_DEMAND | DISTSEC | 0 | 0 | 0 | 0 | 0 | 0 | 0 | 0 | 0 | 0 | 0 | 0 | 0 | 0 | 0 | 0 | 0 | 0 | 0 | 0 | 0 | 0
[5 empty] | PROD_DEMAND | ENERGY | 0 | 0 | 0 | 0 | 0 | 0 | 0 | 0 | 0 | 0 | 0 | 0 | 0 | 0 | 0 | 0 | 0 | 0 | 0 | 0 | 0 | 0
[5 empty] | PROD_DEMAND | CUSTOMER | 0 | 0 | 0 | 0 | 0 | 0 | 0 | 0 | 0 | 0 | 0 | 0 | 0 | 0 | 0 | 0 | 0 | 0 | 0 | 0 | 0 | 0
|  |  | Adj 18 - Wholesale Load - Production | 18866028.96 | PROD_DEMAND | TOTAL | 18866028.96 | 9250823.6746 | 2340098.6822 | 27359.313 | 674.0105 | 2368132.0057 | 979126.6479 | 278850.4627 | 22066.9672 | 4657.9477 | 1284702.0255 | 58816.4349 | 641202.3236 | 4282358.2746 | 671821.0956 | 5654198.1287 | 265761.6004 | 6415.5822 | 272177.1826 | 4633.5002 | 25123.7628 | 6238.6798
[5 empty] | PROD_DEMAND | PRODUCTION | -327699887.43 | -160685318.7404 | -40647137.5803 | -475226.8638 | -11707.4548 | -41134071.8989 | -17007272.3292 | -4843587.6686 | -383299.6698 | -80907.8019 | -22315067.4696 | -1021632.0105 | -11137581.1899 | -74383874.185 | -11669424.3316 | -98212511.7171 | -4616236.2372 | -111437.6304 | -4727673.8676 | -80483.1536 | -436395.7181 | -108364.8646
[5 empty] | PROD_DEMAND | BULKTRAN | 0 | 0 | 0 | 0 | 0 | 0 | 0 | 0 | 0 | 0 | 0 | 0 | 0 | 0 | 0 | 0 | 0 | 0 | 0 | 0 | 0 | 0
[5 empty] | PROD_DEMAND | SUBTRAN | 0 | 0 | 0 | 0 | 0 | 0 | 0 | 0 | 0 | 0 | 0 | 0 | 0 | 0 | 0 | 0 | 0 | 0 | 0 | 0 | 0 | 0
[5 empty] | PROD_DEMAND | DISTPRI | 0 | 0 | 0 | 0 | 0 | 0 | 0 | 0 | 0 | 0 | 0 | 0 | 0 | 0 | 0 | 0 | 0 | 0 | 0 | 0 | 0 | 0
[5 empty] | PROD_DEMAND | DISTSEC | 0 | 0 | 0 | 0 | 0 | 0 | 0 | 0 | 0 | 0 | 0 | 0 | 0 | 0 | 0 | 0 | 0 | 0 | 0 | 0 | 0 | 0
[5 empty] | PROD_DEMAND | ENERGY | 0 | 0 | 0 | 0 | 0 | 0 | 0 | 0 | 0 | 0 | 0 | 0 | 0 | 0 | 0 | 0 | 0 | 0 | 0 | 0 | 0 | 0
[5 empty] | PROD_DEMAND | CUSTOMER | 0 | 0 | 0 | 0 | 0 | 0 | 0 | 0 | 0 | 0 | 0 | 0 | 0 | 0 | 0 | 0 | 0 | 0 | 0 | 0 | 0 | 0
|  |  | Adj 49 - Remove Mitchell from Rate base and Cost of Service | -327699887.43 | PROD_DEMAND | TOTAL | -327699887.43 | -160685318.7404 | -40647137.5803 | -475226.8638 | -11707.4548 | -41134071.8989 | -17007272.3292 | -4843587.6686 | -383299.6698 | -80907.8019 | -22315067.4696 | -1021632.0105 | -11137581.1899 | -74383874.185 | -11669424.3316 | -98212511.7171 | -4616236.2372 | -111437.6304 | -4727673.8676 | -80483.1536 | -436395.7181 | -108364.8646
[5 empty] | DIST_OHLINES | PRODUCTION | 0 | 0 | 0 | 0 | 0 | 0 | 0 | 0 | 0 | 0 | 0 | 0 | 0 | 0 | 0 | 0 | 0 | 0 | 0 | 0 | 0 | 0
[5 empty] | DIST_OHLINES | BULKTRAN | 0 | 0 | 0 | 0 | 0 | 0 | 0 | 0 | 0 | 0 | 0 | 0 | 0 | 0 | 0 | 0 | 0 | 0 | 0 | 0 | 0 | 0
[5 empty] | DIST_OHLINES | SUBTRAN | 0 | 0 | 0 | 0 | 0 | 0 | 0 | 0 | 0 | 0 | 0 | 0 | 0 | 0 | 0 | 0 | 0 | 0 | 0 | 0 | 0 | 0
[5 empty] | DIST_OHLINES | DISTPRI | 4478483.4646 | 2975946.2348 | 749229.0646 | 8743.2347 | 0 | 757972.2993 | 323088.3264 | 91717.7955 | 0 | 0 | 414806.1218 | 18426.9144 | 213133.0402 | 0 | 0 | 231559.9546 | 87680.7282 | 2100.7578 | 89781.4859 | 1508.526 | 5529.7806 | 1379.0615
[5 empty] | DIST_OHLINES | DISTSEC | 1901265.2736 | 1419488.0034 | 318656.2467 | 0 | 0 | 318656.2467 | 112329.6863 | 0 | 0 | 0 | 112329.6863 | 4971.7744 | 0 | 0 | 0 | 4971.7744 | 31263.0273 | 0 | 31263.0273 | 509.7835 | 11256.7955 | 2789.9564
[5 empty] | DIST_OHLINES | ENERGY | 0 | 0 | 0 | 0 | 0 | 0 | 0 | 0 | 0 | 0 | 0 | 0 | 0 | 0 | 0 | 0 | 0 | 0 | 0 | 0 | 0 | 0
[5 empty] | DIST_OHLINES | CUSTOMER | 11620251.2618 | 9355686.3301 | 2212707.4075 | 5027.7378 | 0 | 2217735.1453 | 26144.2366 | 4309.4895 | 0 | 0 | 30453.7261 | 359.1241 | 2442.0441 | 0 | 0 | 2801.1682 | 9121.7529 | 71.8248 | 9193.5777 | 574.5986 | 0 | 3806.7158
|  |  | Adj 50 -Veg Management Tree Trimming & Dist Investment | 18000000 | DIST_OHLINES | TOTAL | 18000000 | 13751120.5684 | 3280592.7188 | 13770.9725 | 0 | 3294363.6913 | 461562.2492 | 96027.285 | 0 | 0 | 557589.5342 | 23757.8129 | 215575.0843 | 0 | 0 | 239332.8973 | 128065.5084 | 2172.5826 | 130238.0909 | 2592.9081 | 16786.5761 | 7975.7337
[5 empty] | PROD_DEMAND | PRODUCTION | -324570749 | -159150967.8746 | -40259006.4727 | -470689.0208 | -11595.6627 | -40741291.1562 | -16844873.4042 | -4797337.2521 | -379639.6206 | -80135.23 | -22101985.5069 | -1011876.6578 | -11031230.7313 | -73673597.9591 | -11557995.4129 | -97274700.7611 | -4572156.7524 | -110373.5355 | -4682530.2879 | -79714.6366 | -432228.6657 | -107330.111
[5 empty] | PROD_DEMAND | BULKTRAN | 0 | 0 | 0 | 0 | 0 | 0 | 0 | 0 | 0 | 0 | 0 | 0 | 0 | 0 | 0 | 0 | 0 | 0 | 0 | 0 | 0 | 0
[5 empty] | PROD_DEMAND | SUBTRAN | 0 | 0 | 0 | 0 | 0 | 0 | 0 | 0 | 0 | 0 | 0 | 0 | 0 | 0 | 0 | 0 | 0 | 0 | 0 | 0 | 0 | 0
[5 empty] | PROD_DEMAND | DISTPRI | 0 | 0 | 0 | 0 | 0 | 0 | 0 | 0 | 0 | 0 | 0 | 0 | 0 | 0 | 0 | 0 | 0 | 0 | 0 | 0 | 0 | 0
[5 empty] | PROD_DEMAND | DISTSEC | 0 | 0 | 0 | 0 | 0 | 0 | 0 | 0 | 0 | 0 | 0 | 0 | 0 | 0 | 0 | 0 | 0 | 0 | 0 | 0 | 0 | 0
[5 empty] | PROD_DEMAND | ENERGY | 0 | 0 | 0 | 0 | 0 | 0 | 0 | 0 | 0 | 0 | 0 | 0 | 0 | 0 | 0 | 0 | 0 | 0 | 0 | 0 | 0 | 0
[5 empty] | PROD_DEMAND | CUSTOMER | 0 | 0 | 0 | 0 | 0 | 0 | 0 | 0 | 0 | 0 | 0 | 0 | 0 | 0 | 0 | 0 | 0 | 0 | 0 | 0 | 0 | 0
|  |  | Adj 57 - Remove FGD from Base Rates (Mitchell) | -324570749 | PROD_DEMAND | TOTAL | -324570749 | -159150967.8746 | -40259006.4727 | -470689.0208 | -11595.6627 | -40741291.1562 | -16844873.4042 | -4797337.2521 | -379639.6206 | -80135.23 | -22101985.5069 | -1011876.6578 | -11031230.7313 | -73673597.9591 | -11557995.4129 | -97274700.7611 | -4572156.7524 | -110373.5355 | -4682530.2879 | -79714.6366 | -432228.6657 | -107330.111
[6 empty] | PRODUCTION | -632559691.4565 | -310171164.3576 | -78461243.9389 | -917331.2835 | -22598.9214 | -79401174.1438 | -32829168.8515 | -9349586.1267 | -739884.053 | -156176.4779 | -43074815.5091 | -1972058.1365 | -21498893.3208 | -143583328.2484 | -22525511.1089 | -189579790.8146 | -8910729.2432 | -215108.2616 | -9125837.5048 | -155356.7784 | -842375.4521 | -209176.8962
[6 empty] | BULKTRAN | 10679002.2405 | 5236373.1105 | 1324598.7867 | 15486.5746 | 381.5196 | 1340466.8809 | 554228.751 | 157841.6275 | 12490.8741 | 2636.6033 | 727197.8559 | 33292.6893 | 362948.7194 | 2424003.1491 | 380280.2911 | 3200524.8488 | 150432.7557 | 3631.5017 | 154064.2575 | 2622.7649 | 14221.1549 | 3531.3672
[6 empty] | SUBTRAN | 4095488.9611 | 1944955.1102 | 497879.809 | 5801.9043 | 190.2109 | 503871.9241 | 217000.2102 | 61508.2196 | 6300.4667 | 0 | 284808.8965 | 12152.9863 | 140462.7645 | 1144173.9095 | 0 | 1296789.6603 | 58892.6267 | 1409.0453 | 60301.672 | 967.0721 | 3037.8625 | 756.7633
[6 empty] | DISTPRI | 4882612.0907 | 3244489.163 | 816837.869 | 9532.2052 | 0 | 826370.0742 | 352243.1156 | 99994.2102 | 0 | 0 | 452237.3258 | 20089.7191 | 232365.7031 | 0 | 0 | 252455.4223 | 95592.8467 | 2290.3256 | 97883.1723 | 1644.6521 | 6028.776 | 1503.505
[6 empty] | DISTSEC | 2049504.751 | 1530163.8585 | 343501.5096 | 0 | 0 | 343501.5096 | 121087.9034 | 0 | 0 | 0 | 121087.9034 | 5359.418 | 0 | 0 | 0 | 5359.418 | 33700.5698 | 0 | 33700.5698 | 549.5307 | 12134.4749 | 3007.4862
[6 empty] | ENERGY | 609429.6868 | 221547.4858 | 71508.0305 | 818.6313 | 20.7482 | 72347.4099 | 34604.0016 | 9659.0112 | 764.7112 | 156.7623 | 45184.4864 | 2305.8226 | 27556.4458 | 194811.1778 | 31220.3744 | 255893.8206 | 9386.1923 | 220.6087 | 9606.801 | 215.5168 | 3708.4226 | 925.7437
[6 empty] | CUSTOMER | 12774796.7363 | 10267684.6041 | 2425471.2056 | 6607.2161 | 207.5053 | 2432285.927 | 29545.9405 | 5640.7139 | 593.4341 | 252.8237 | 36032.9122 | 408.1405 | 3265.2057 | 1537.9862 | 379.3986 | 5590.731 | 10271.6117 | 89.2431 | 10360.8548 | 642.8021 | 15243.5172 | 6955.3878
|  | Total Adjustments to Electric Plant in Service |  | -597468856.99 |  | TOTAL | -597468856.99 | -287725951.0255 | -72981446.7286 | -879084.752 | -21798.9374 | -73882330.418 | -31520458.9293 | -9014942.3442 | -719734.567 | -153130.2886 | -41408266.1289 | -1898449.3607 | -20732294.4823 | -139818802.0257 | -22113631.0448 | -184563176.9135 | -8552452.6403 | -207467.5372 | -8759920.1774 | -148714.4397 | -788001.2439 | -192496.6431
[6 empty] | PRODUCTION | 659537204.575 | 323399396.8366 | 81807472.3918 | 956453.7838 | 23562.724 | 82787488.8995 | 34229272.8185 | 9748328.8632 | 771438.7538 | 162837.1188 | 44911877.5542 | 2056162.8067 | 22415781.7732 | 149706894.4094 | 23486182.9311 | 197665021.9205 | 9290755.5369 | 224282.2352 | 9515037.7721 | 161982.4607 | 878301.2234 | 218097.908
[6 empty] | BULKTRAN | 698486359.6733 | 342497839.1666 | 86638635.6806 | 1012937.431 | 24954.2273 | 87676527.3389 | 36250692.1511 | 10324019.1657 | 816996.2863 | 172453.5106 | 47564161.1138 | 2177590.0796 | 23739552.0699 | 158547877.1609 | 24873166.0691 | 209338185.3795 | 9839423.7179 | 237527.2857 | 10076951.0036 | 171548.3805 | 930169.5491 | 230977.7413
[6 empty] | SUBTRAN | 267766003.7225 | 127162559.1536 | 32551738.766 | 379332.6589 | 12436.1254 | 32943507.5503 | 14187629.2787 | 4021451.4839 | 411929.026 | 0 | 18621009.7887 | 794570.9579 | 9183556.2205 | 74806910.2908 | 0 | 84785037.4693 | 3850442.1448 | 92124.3931 | 3942566.5379 | 63227.8642 | 198617.6291 | 49477.7295
[6 empty] | DISTPRI | 446290350.1181 | 296559337.0094 | 74662261.0571 | 871281.8294 | 0 | 75533542.8865 | 32196435.117 | 9139872.3194 | 0 | 0 | 41336307.4364 | 1836280.995 | 21239158.2788 | 0 | 0 | 23075439.2737 | 8737570.0222 | 209344.9546 | 8946914.9769 | 150327.8027 | 551054.3373 | 137426.395
[6 empty] | DISTSEC | 157804596.1631 | 117817189.5582 | 26448397.8266 | 0 | 0 | 26448397.8266 | 9323339.0556 | 0 | 0 | 0 | 9323339.0556 | 412656.1744 | 0 | 0 | 0 | 412656.1744 | 2594824.3366 | 0 | 2594824.3366 | 42311.9176 | 934311.5278 | 231565.7663
[6 empty] | ENERGY | 29773968.0813 | 10823804.4715 | 3493557.77 | 39994.6084 | 1013.6609 | 3534566.0392 | 1690594.4381 | 471895.4439 | 37360.3201 | 7658.6947 | 2207508.8967 | 112652.024 | 1346282.8522 | 9517589.8324 | 1525285.7733 | 12501810.4818 | 458566.7503 | 10777.9382 | 469344.6885 | 10529.1732 | 181176.6957 | 45227.6346
[6 empty] | CUSTOMER | 719239908.5267 | 537669715.2048 | 129903454.416 | 811607.016 | 105338.6282 | 130820400.0602 | 1980663.3448 | 681658.6786 | 302153.2948 | 129418.2751 | 3093893.5933 | 28226.4223 | 421013.3161 | 783453.2717 | 194136.4505 | 1426829.4606 | 675084.6241 | 8913.1092 | 683997.7334 | 40646.7173 | 39433736.2284 | 6070689.5287
| Total Adjusted Electric Plant in Service |  |  | 2978898390.86 |  | TOTAL | 2978898390.86 | 1755929841.4008 | 435505517.9079 | 4071607.3274 | 167305.3658 | 439744430.6012 | 129858626.2039 | 34387225.9547 | 2339877.6809 | 472367.5993 | 167058097.4388 | 7418139.4599 | 78345344.5107 | 393362724.9652 | 50078771.224 | 529204980.1597 | 35446667.1329 | 782969.9161 | 36229637.049 | 640574.3162 | 43107367.1909 | 6983462.7034
Depreciation Reserve
[5 empty] | RB_GUP-Land_P | PRODUCTION | -587186066.0093 | -287922528.4958 | -72833204.1781 | -851530.9382 | -20977.8965 | -73705713.0129 | -30474326.4053 | -8678938.5582 | -686812.031 | -144973.9098 | -39985050.9042 | -1830602.0361 | -19956773.6659 | -133284069.1517 | -20909751.9673 | -175981196.821 | -8271560.9614 | -199678.5056 | -8471239.4669 | -144213.0075 | -781951.7027 | -194172.5982
[5 empty] | RB_GUP-Land_P | BULKTRAN | -10378653.855 | -5089099.407 | -1287344.2663 | -15051.0126 | -370.7893 | -1302766.0682 | -538640.9922 | -153402.3103 | -12139.5666 | -2562.4485 | -706745.3176 | -32356.3279 | -352740.7374 | -2355827.7319 | -369584.8564 | -3110509.6536 | -146201.8141 | -3529.3652 | -149731.1793 | -2548.9993 | -13821.183 | -3432.047
[5 empty] | RB_GUP-Land_P | SUBTRAN | -3980302.7789 | -1890252.9841 | -483876.8719 | -5638.7249 | -184.8612 | -489700.458 | -210897.0499 | -59778.2926 | -6123.2652 | 0 | -276798.6077 | -11811.182 | -136512.2302 | -1111993.8632 | 0 | -1260317.2754 | -57236.2636 | -1369.4157 | -58605.6793 | -939.873 | -2952.4222 | -735.4793
[5 empty] | RB_GUP-Land_P | DISTPRI | -4745287.9639 | -3153237.4655 | -793864.1932 | -9264.1106 | 0 | -803128.3039 | -342336.2302 | -97181.8595 | 0 | 0 | -439518.0897 | -19524.6931 | -225830.3862 | 0 | 0 | -245355.0793 | -92904.285 | -2225.9099 | -95130.1948 | -1598.396 | -5859.2159 | -1461.2187
[5 empty] | RB_GUP-Land_P | DISTSEC | -1991862.1521 | -1487127.7926 | -333840.4831 | 0 | 0 | -333840.4831 | -117682.2897 | 0 | 0 | 0 | -117682.2897 | -5208.6836 | 0 | 0 | 0 | -5208.6836 | -32752.7367 | 0 | -32752.7367 | -534.0751 | -11793.1912 | -2922.9002
[5 empty] | RB_GUP-Land_P | ENERGY | -592289.3943 | -215316.4327 | -69496.8575 | -795.6072 | -20.1646 | -70312.6292 | -33630.7594 | -9387.3502 | -743.2036 | -152.3533 | -43913.6666 | -2240.971 | -26781.417 | -189332.0871 | -30342.2971 | -248696.7722 | -9122.2044 | -214.404 | -9336.6084 | -209.4554 | -3604.1227 | -899.707
[5 empty] | RB_GUP-Land_P | CUSTOMER | -12415503.8465 | -9978904.5829 | -2357254.4992 | -6421.3873 | -201.6692 | -2363877.5557 | -28714.9569 | -5482.0681 | -576.7437 | -245.713 | -35019.4817 | -396.6615 | -3173.3714 | -1494.7302 | -368.7279 | -5433.491 | -9982.7212 | -86.7331 | -10069.4543 | -624.7232 | -14814.7912 | -6759.7665
|  |  | Generation | -621289966 | RB_GUP-Land_P | TOTAL | -621289966 | -309736467.1605 | -78158881.3492 | -888701.7808 | -21755.3808 | -79069338.5108 | -31746228.6836 | -9004170.4389 | -706394.81 | -147934.4246 | -41604728.3572 | -1902140.5551 | -20701811.8082 | -136942717.5641 | -21310047.8488 | -180856717.7762 | -8619760.9863 | -207104.3336 | -8826865.3199 | -150668.5296 | -834796.6289 | -210383.7169
[5 empty] | RB_GUP-Land_P | PRODUCTION | -6410954.3181 | -3143566.0418 | -795199.9747 | -9297.0972 | -229.0387 | -804726.1106 | -332721.6461 | -94757.4914 | -7498.6802 | -1582.8392 | -436560.657 | -19986.6903 | -217889.987 | -1455208.3711 | -228294.6964 | -1921379.7448 | -90309.7034 | -2180.1093 | -92489.8127 | -1574.5316 | -8537.4244 | -2119.9952
[5 empty] | RB_GUP-Land_P | BULKTRAN | -113315.1476 | -55563.28 | -14055.3493 | -164.3284 | -4.0483 | -14223.7261 | -5880.9345 | -1674.8613 | -132.541 | -27.9771 | -7716.3138 | -353.2695 | -3851.2575 | -25721.1553 | -4035.1632 | -33960.8455 | -1596.2456 | -38.534 | -1634.7795 | -27.8302 | -150.901 | -37.4714
[5 empty] | RB_GUP-Land_P | SUBTRAN | -43457.3311 | -20637.9651 | -5283.0145 | -61.5641 | -2.0183 | -5346.597 | -2302.5944 | -652.6652 | -66.8544 | 0 | -3022.114 | -128.9556 | -1490.4537 | -12140.8567 | 0 | -13760.266 | -624.9111 | -14.9514 | -639.8625 | -10.2616 | -32.2348 | -8.03
[5 empty] | RB_GUP-Land_P | DISTPRI | -51809.5134 | -34427.3519 | -8667.4861 | -101.1465 | 0 | -8768.6326 | -3737.6601 | -1061.041 | 0 | 0 | -4798.7011 | -213.1725 | -2465.638 | 0 | 0 | -2678.8105 | -1014.338 | -24.3027 | -1038.6407 | -17.4514 | -63.9715 | -15.9537
[5 empty] | RB_GUP-Land_P | DISTSEC | -21747.3438 | -16236.6052 | -3644.9027 | 0 | 0 | -3644.9027 | -1284.8666 | 0 | 0 | 0 | -1284.8666 | -56.8689 | 0 | 0 | 0 | -56.8689 | -357.5976 | 0 | -357.5976 | -5.8311 | -128.7592 | -31.9125
[5 empty] | RB_GUP-Land_P | ENERGY | -6466.673 | -2350.8457 | -758.7734 | -8.6865 | -0.22016 | -767.6801 | -367.1839 | -102.492 | -8.1144 | -1.6634 | -479.4537 | -24.4671 | -292.4021 | -2067.1461 | -331.2801 | -2715.2954 | -99.5971 | -2.3409 | -101.938 | -2.2869 | -39.3502 | -9.8231
[5 empty] | RB_GUP-Land_P | CUSTOMER | -135553.673 | -108950.6464 | -25736.7328 | -70.1093 | -2.2018 | -25809.044 | -313.5127 | -59.8537 | -6.2969 | -2.6827 | -382.3461 | -4.3308 | -34.6472 | -16.3196 | -4.0258 | -59.3234 | -108.9923 | -0.94696 | -109.9393 | -6.8208 | -161.7493 | -73.8038
|  |  | Transmission - GSU | -6783304 | RB_GUP-Land_P | TOTAL | -6783304 | -3381732.7361 | -853346.2337 | -9702.9321 | -237.5274 | -863286.6931 | -346608.3983 | -98308.4046 | -7712.4869 | -1615.1624 | -454244.4522 | -20767.7547 | -226024.3856 | -1495153.8487 | -232665.1656 | -1974611.1546 | -94111.385 | -2261.1852 | -96372.5701 | -1645.0136 | -9114.3904 | -2296.9898
[5 empty] | RB_GUP-Land_T | PRODUCTION | -4159733.7171 | -2039695.9652 | -515963.768 | -6032.4012 | -148.6113 | -522144.7805 | -215885.7139 | -61483.1915 | -4865.5023 | -1027.0217 | -283261.4295 | -12968.3204 | -141377.4425 | -944208.7755 | -148128.5155 | -1246683.0539 | -58597.2539 | -1414.5591 | -60011.8131 | -1021.6314 | -5539.4892 | -1375.5543
[5 empty] | RB_GUP-Land_T | BULKTRAN | -206790827.6634 | -101398417.6689 | -25649856.9112 | -299885.8415 | -7387.8398 | -25957130.5924 | -10732221.9389 | -3056484.1225 | -241876.3601 | -51055.8348 | -14081638.2562 | -644687.8291 | -7028228.3296 | -46938993.5656 | -7363841.15 | -61975750.8743 | -2913016.906 | -70321.2931 | -2983338.1991 | -50787.8659 | -275381.9431 | -68382.2635
[5 empty] | RB_GUP-Land_T | SUBTRAN | -84372295.9495 | -40068555.849 | -10256959.0562 | -119526.6274 | -3918.5873 | -10380404.2709 | -4470481.0905 | -1267147.7709 | -129797.6487 | 0 | -5867426.5102 | -250367.0185 | -2893712.0939 | -23571441.8051 | 0 | -26715520.9175 | -1213263.2211 | -29028.1307 | -1242291.3518 | -19922.9177 | -62583.8424 | -15590.2899
[5 empty] | RB_GUP-Land_T | DISTPRI | 0 | 0 | 0 | 0 | 0 | 0 | 0 | 0 | 0 | 0 | 0 | 0 | 0 | 0 | 0 | 0 | 0 | 0 | 0 | 0 | 0 | 0
[5 empty] | RB_GUP-Land_T | DISTSEC | 0 | 0 | 0 | 0 | 0 | 0 | 0 | 0 | 0 | 0 | 0 | 0 | 0 | 0 | 0 | 0 | 0 | 0 | 0 | 0 | 0 | 0
[5 empty] | RB_GUP-Land_T | ENERGY | 0 | 0 | 0 | 0 | 0 | 0 | 0 | 0 | 0 | 0 | 0 | 0 | 0 | 0 | 0 | 0 | 0 | 0 | 0 | 0 | 0 | 0
[5 empty] | RB_GUP-Land_T | CUSTOMER | 0 | 0 | 0 | 0 | 0 | 0 | 0 | 0 | 0 | 0 | 0 | 0 | 0 | 0 | 0 | 0 | 0 | 0 | 0 | 0 | 0 | 0
|  |  | Transmission - All Other | -295322857.33 | RB_GUP-Land_T | TOTAL | -295322857.33 | -143506669.4831 | -36422779.7354 | -425444.8701 | -11455.0383 | -36859679.6439 | -15418588.7433 | -4385115.0849 | -376539.5111 | -52082.8566 | -20232326.1959 | -908023.168 | -10063317.866 | -71454644.1462 | -7511969.6654 | -89937954.8457 | -4184877.3811 | -100763.9829 | -4285641.364 | -71732.415 | -343505.2747 | -85348.1077
[5 empty] | RB_GUP-Land_D | PRODUCTION | 0 | 0 | 0 | 0 | 0 | 0 | 0 | 0 | 0 | 0 | 0 | 0 | 0 | 0 | 0 | 0 | 0 | 0 | 0 | 0 | 0 | 0
[5 empty] | RB_GUP-Land_D | BULKTRAN | 0 | 0 | 0 | 0 | 0 | 0 | 0 | 0 | 0 | 0 | 0 | 0 | 0 | 0 | 0 | 0 | 0 | 0 | 0 | 0 | 0 | 0
[5 empty] | RB_GUP-Land_D | SUBTRAN | 0 | 0 | 0 | 0 | 0 | 0 | 0 | 0 | 0 | 0 | 0 | 0 | 0 | 0 | 0 | 0 | 0 | 0 | 0 | 0 | 0 | 0
[5 empty] | RB_GUP-Land_D | DISTPRI | -130643123.2111 | -86812179.5465 | -21855975.5279 | -255051.4018 | 0 | -22111026.9296 | -9424902.0595 | -2675526.0678 | 0 | 0 | -12100428.1273 | -537536.7946 | -6217364.9311 | 0 | 0 | -6754901.7257 | -2557759.6215 | -61281.8061 | -2619041.4276 | -44005.6426 | -161310.8141 | -40228.9977
[5 empty] | RB_GUP-Land_D | DISTSEC | -47365253.2497 | -35362981.5372 | -7938520.7501 | 0 | 0 | -7938520.7501 | -2798412.2531 | 0 | 0 | 0 | -2798412.2531 | -123859.2835 | 0 | 0 | 0 | -123859.2835 | -778839.8743 | 0 | -778839.8743 | -12699.9767 | -280434.8112 | -69504.7637
[5 empty] | RB_GUP-Land_D | ENERGY | 0 | 0 | 0 | 0 | 0 | 0 | 0 | 0 | 0 | 0 | 0 | 0 | 0 | 0 | 0 | 0 | 0 | 0 | 0 | 0 | 0 | 0
[5 empty] | RB_GUP-Land_D | CUSTOMER | -207484828.5391 | -154131301.9396 | -37371989.8033 | -232400.1094 | -30332.1798 | -37634722.0924 | -569783.3471 | -195090.1044 | -87032.4322 | -37298.8307 | -889204.7145 | -8115.8811 | -120548.7203 | -225677.7396 | -55948.5887 | -410290.9296 | -194285.4104 | -2545.811 | -196831.2215 | -11705.8227 | -12326799.4975 | -1883972.3214
|  |  | Distribution | -385493205 | RB_GUP-Land_D | TOTAL | -385493205 | -276306463.0233 | -67166486.0813 | -487451.5111 | -30332.1798 | -67684269.7722 | -12793097.6597 | -2870616.1723 | -87032.4322 | -37298.8307 | -15788045.0949 | -669511.9592 | -6337913.6514 | -225677.7396 | -55948.5887 | -7289051.9388 | -3530884.9062 | -63827.6172 | -3594712.5233 | -68411.442 | -12768545.1227 | -1993706.0827
[5 empty] | RB_GUP-Land_G | PRODUCTION | -16031856.6607 | -7861107.3618 | -1988554.4925 | -23249.2267 | -572.7565 | -2012376.4757 | -832036.1484 | -236959.8105 | -18751.93 | -3958.2018 | -1091706.0908 | -49980.664 | -544876.9195 | -3639035.7597 | -570895.9489 | -4804789.2921 | -225837.2386 | -5451.7935 | -231289.0321 | -3937.427 | -21349.5148 | -5301.4665
[5 empty] | RB_GUP-Land_G | BULKTRAN | -4313743.4405 | -2115213.5423 | -535066.7786 | -6255.7445 | -154.1134 | -541476.6365 | -223878.6532 | -63759.5414 | -5045.6424 | -1065.0461 | -293748.8831 | -13448.4586 | -146611.7922 | -979167.1027 | -153612.8165 | -1292840.1701 | -60766.755 | -1466.9317 | -62233.6867 | -1059.4562 | -5744.5829 | -1426.4827
[5 empty] | RB_GUP-Land_G | SUBTRAN | -1654357.6117 | -785657.42 | -201116.7066 | -2343.6578 | -76.835 | -203537.1993 | -87656.432 | -24846.0177 | -2545.0502 | 0 | -115047.4999 | -4909.1539 | -56739.414 | -462184.8171 | 0 | -523833.3849 | -23789.4586 | -569.1786 | -24358.6373 | -390.6452 | -1227.1333 | -305.6918
[5 empty] | RB_GUP-Land_G | DISTPRI | -7668137.5465 | -5095467.0794 | -1282843.08 | -14970.319 | 0 | -1297813.399 | -553197.4709 | -157040.8101 | 0 | 0 | -710238.281 | -31550.8844 | -364930.1111 | 0 | 0 | -396480.9955 | -150128.4729 | -3596.9541 | -153725.427 | -2582.9245 | -9468.1869 | -2361.2532
[5 empty] | RB_GUP-Land_G | DISTSEC | -2812769.5721 | -2100018.7189 | -471426.3744 | 0 | 0 | -471426.3744 | -166182.7668 | 0 | 0 | 0 | -166182.7668 | -7355.3417 | 0 | 0 | 0 | -7355.3417 | -46251.143 | 0 | -46251.143 | -754.1838 | -16653.5266 | -4127.5169
[5 empty] | RB_GUP-Land_G | ENERGY | -11563621.9794 | -4203752.1819 | -1356828.9354 | -15533.1171 | -393.6859 | -1372755.7384 | -656593.5367 | -183274.8833 | -14510.0115 | -2974.486 | -857352.9174 | -43751.8243 | -522869.7075 | -3696444.1782 | -592390.9116 | -4855456.6215 | -178098.2816 | -4185.9386 | -182284.2203 | -4089.3232 | -70365.4553 | -17565.5213
[5 empty] | RB_GUP-Land_G | CUSTOMER | -21906920.0491 | -17304708.8354 | -4037086.1247 | -29969.8071 | -3937.309 | -4070993.2408 | -64545.6224 | -25259.3128 | -11260.1137 | -4797.203 | -105862.252 | -930.0614 | -15619.0784 | -29182.5158 | -7198.897 | -52930.5526 | -21817.9927 | -330.5032 | -22148.4958 | -1294.1278 | -289238.0765 | -59744.4683
|  |  | General & Intangible | -65951406.86 | RB_GUP-Land_G | TOTAL | -65951406.86 | -39465925.1397 | -9872922.4923 | -92321.8721 | -5134.6998 | -9970379.0641 | -2584090.6304 | -691140.3759 | -52112.7478 | -12794.9369 | -3340138.6909 | -151926.3883 | -1651647.0226 | -8806014.3735 | -1324098.5739 | -11933686.3584 | -706689.3425 | -15601.2997 | -722290.6422 | -14108.0877 | -414046.4764 | -90832.4006
[5 empty] | BULK_TRANS | PRODUCTION | 0 | 0 | 0 | 0 | 0 | 0 | 0 | 0 | 0 | 0 | 0 | 0 | 0 | 0 | 0 | 0 | 0 | 0 | 0 | 0 | 0 | 0
[5 empty] | BULK_TRANS | BULKTRAN | -1332726.67 | -653493.0831 | -165308.3397 | -1932.7059 | -47.6132 | -167288.6588 | -69167.0833 | -19698.4458 | -1558.8461 | -329.0449 | -90753.4201 | -4154.8877 | -45295.5648 | -302512.6854 | -47458.5242 | -399421.6621 | -18773.8275 | -453.2071 | -19227.0345 | -327.3179 | -1774.7831 | -440.7104
[5 empty] | BULK_TRANS | SUBTRAN | 0 | 0 | 0 | 0 | 0 | 0 | 0 | 0 | 0 | 0 | 0 | 0 | 0 | 0 | 0 | 0 | 0 | 0 | 0 | 0 | 0 | 0
[5 empty] | BULK_TRANS | DISTPRI | 0 | 0 | 0 | 0 | 0 | 0 | 0 | 0 | 0 | 0 | 0 | 0 | 0 | 0 | 0 | 0 | 0 | 0 | 0 | 0 | 0 | 0
[5 empty] | BULK_TRANS | DISTSEC | 0 | 0 | 0 | 0 | 0 | 0 | 0 | 0 | 0 | 0 | 0 | 0 | 0 | 0 | 0 | 0 | 0 | 0 | 0 | 0 | 0 | 0
[5 empty] | BULK_TRANS | ENERGY | 0 | 0 | 0 | 0 | 0 | 0 | 0 | 0 | 0 | 0 | 0 | 0 | 0 | 0 | 0 | 0 | 0 | 0 | 0 | 0 | 0 | 0
[5 empty] | BULK_TRANS | CUSTOMER | 0 | 0 | 0 | 0 | 0 | 0 | 0 | 0 | 0 | 0 | 0 | 0 | 0 | 0 | 0 | 0 | 0 | 0 | 0 | 0 | 0 | 0
|  |  | HR-J Post In-Service AFUDC | -1332726.67 | BULK_TRANS | TOTAL | -1332726.67 | -653493.0831 | -165308.3397 | -1932.7059 | -47.6132 | -167288.6588 | -69167.0833 | -19698.4458 | -1558.8461 | -329.0449 | -90753.4201 | -4154.8877 | -45295.5648 | -302512.6854 | -47458.5242 | -399421.6621 | -18773.8275 | -453.2071 | -19227.0345 | -327.3179 | -1774.7831 | -440.7104
[6 empty] | PRODUCTION | -613788610.7051 | -300966897.8646 | -76132922.4134 | -890109.6634 | -21928.3029 | -77044960.3797 | -31854969.9137 | -9072139.0516 | -717928.1436 | -151541.9725 | -41796579.0815 | -1913537.7107 | -20860918.015 | -139322522.0581 | -21857071.1281 | -183954048.9118 | -8646305.1573 | -208724.9675 | -8855030.1248 | -150746.5975 | -817378.1311 | -202969.6142
[6 empty] | BULKTRAN | -222929266.7766 | -109311786.9813 | -27651631.6451 | -323289.6329 | -7964.4041 | -27982885.682 | -11569789.6022 | -3295019.2812 | -260752.9561 | -55040.3514 | -15180602.1909 | -695000.7728 | -7576727.6816 | -50602222.241 | -7938532.5102 | -66812483.2055 | -3140355.5482 | -75809.331 | -3216164.8792 | -54751.4696 | -296873.393 | -73718.975
[6 empty] | SUBTRAN | -90050413.6712 | -42765104.2182 | -10947235.6492 | -127570.5742 | -4182.3018 | -11078988.5252 | -4771337.1668 | -1352424.7464 | -138532.8185 | 0 | -6262294.7317 | -267216.31 | -3088454.1919 | -25157761.342 | 0 | -28513431.8438 | -1294913.8544 | -30981.6765 | -1325895.5309 | -21263.6976 | -66795.6328 | -16639.491
[6 empty] | DISTPRI | -143108358.2349 | -95095311.4433 | -23941350.2872 | -279386.9779 | 0 | -24220737.2651 | -10324173.4207 | -2930809.7783 | 0 | 0 | -13254983.1991 | -588825.5446 | -6810591.0665 | 0 | 0 | -7399416.611 | -2801806.7173 | -67128.9728 | -2868935.6901 | -48204.4145 | -176702.1884 | -44067.4233
[6 empty] | DISTSEC | -52191632.3178 | -38966364.6538 | -8747432.5103 | 0 | 0 | -8747432.5103 | -3083562.1762 | 0 | 0 | 0 | -3083562.1762 | -136480.1777 | 0 | 0 | 0 | -136480.1777 | -858201.3515 | 0 | -858201.3515 | -13994.0667 | -309010.2881 | -76587.0933
[6 empty] | ENERGY | -12162378.0466 | -4421419.4603 | -1427084.5663 | -16337.4108 | -414.0707 | -1443836.0477 | -690591.4799 | -192764.7256 | -15261.3295 | -3128.5027 | -901746.0377 | -46017.2624 | -549943.5266 | -3887843.4113 | -623064.4888 | -5106868.6892 | -187320.0831 | -4402.6835 | -191722.7667 | -4301.0655 | -74008.9282 | -18475.0514
[6 empty] | CUSTOMER | -241942806.1078 | -181523866.0043 | -43792067.16 | -268861.413 | -34473.3598 | -44095401.9328 | -663357.4391 | -225891.3391 | -98875.5866 | -42344.4295 | -1030468.7943 | -9446.9348 | -139375.8172 | -256371.3052 | -63520.2394 | -468714.2966 | -226195.1166 | -2963.9943 | -229159.1109 | -13631.4945 | -12631014.1145 | -1950550.36
|  |  | Total Depreciation Reserve | -1376173465.86 |  | TOTAL | -1376173465.86 | -773050750.6258 | -192639724.2315 | -1905555.6721 | -68962.4393 | -194614242.3429 | -62957781.1987 | -17069048.9223 | -1231350.8342 | -252055.2561 | -81510236.2113 | -3656524.713 | -39026010.2986 | -219226720.3575 | -30482188.3666 | -292391443.7357 | -17155097.8285 | -390011.6256 | -17545109.4541 | -306892.8059 | -14371782.6762 | -2383008.0081
[5 empty] | DIST_OHLINES | PRODUCTION | 0 | 0 | 0 | 0 | 0 | 0 | 0 | 0 | 0 | 0 | 0 | 0 | 0 | 0 | 0 | 0 | 0 | 0 | 0 | 0 | 0 | 0
[5 empty] | DIST_OHLINES | BULKTRAN | 0 | 0 | 0 | 0 | 0 | 0 | 0 | 0 | 0 | 0 | 0 | 0 | 0 | 0 | 0 | 0 | 0 | 0 | 0 | 0 | 0 | 0
[5 empty] | DIST_OHLINES | SUBTRAN | 0 | 0 | 0 | 0 | 0 | 0 | 0 | 0 | 0 | 0 | 0 | 0 | 0 | 0 | 0 | 0 | 0 | 0 | 0 | 0 | 0 | 0
[5 empty] | DIST_OHLINES | DISTPRI | 96008.6039 | 63797.5881 | 16061.7845 | 187.4353 | 0 | 16249.2198 | 6926.2864 | 1966.2231 | 0 | 0 | 8892.5095 | 395.0316 | 4569.0926 | 0 | 0 | 4964.1242 | 1879.6774 | 45.0355 | 1924.7129 | 32.3394 | 118.546 | 29.564
[5 empty] | DIST_OHLINES | DISTSEC | 40758.8475 | 30430.6274 | 6831.2726 | 0 | 0 | 6831.2726 | 2408.0956 | 0 | 0 | 0 | 2408.0956 | 106.5837 | 0 | 0 | 0 | 106.5837 | 670.2089 | 0 | 670.2089 | 10.9286 | 241.3204 | 59.8104
[5 empty] | DIST_OHLINES | ENERGY | 0 | 0 | 0 | 0 | 0 | 0 | 0 | 0 | 0 | 0 | 0 | 0 | 0 | 0 | 0 | 0 | 0 | 0 | 0 | 0 | 0 | 0
[5 empty] | DIST_OHLINES | CUSTOMER | 249112.0286 | 200564.8542 | 47435.4658 | 107.7834 | 0 | 47543.2491 | 560.4736 | 92.3858 | 0 | 0 | 652.8593 | 7.6988 | 52.3519 | 0 | 0 | 60.0507 | 195.5498 | 1.5398 | 197.0896 | 12.3181 | 0 | 81.6074
|  |  | Adj 18 - Wholesale Load - Distribution | 385879.48 | DIST_OHLINES | TOTAL | 385879.48 | 294793.0697 | 70328.5229 | 295.2187 | 0 | 70623.7416 | 9894.8556 | 2058.6088 | 0 | 0 | 11953.4644 | 509.314 | 4621.4445 | 0 | 0 | 5130.7586 | 2745.4362 | 46.5753 | 2792.0115 | 55.5861 | 359.8664 | 170.9818
[5 empty] | TRANS_TOTAL | PRODUCTION | 0 | 0 | 0 | 0 | 0 | 0 | 0 | 0 | 0 | 0 | 0 | 0 | 0 | 0 | 0 | 0 | 0 | 0 | 0 | 0 | 0 | 0
[5 empty] | TRANS_TOTAL | BULKTRAN | 3325314.8076 | 1630544.5631 | 412464.3726 | 4822.3359 | 118.8007 | 417405.5092 | 172580.2684 | 49150.0132 | 3889.5102 | 821.007 | 226440.7988 | 10366.9491 | 113017.9322 | 754805.8689 | 118414.7783 | 996605.5285 | 46842.9783 | 1130.8066 | 47973.7849 | 816.6979 | 4428.2992 | 1099.6259
[5 empty] | TRANS_TOTAL | SUBTRAN | 1275286.7524 | 605635.9838 | 155033.8752 | 1806.6443 | 59.2294 | 156899.7489 | 67571.2951 | 19152.931 | 1961.8907 | 0 | 88686.1169 | 3784.296 | 43738.4411 | 356282.203 | 0 | 403804.9401 | 18338.4664 | 438.76 | 18777.2264 | 301.1348 | 945.9544 | 235.6471
[5 empty] | TRANS_TOTAL | DISTPRI | 0 | 0 | 0 | 0 | 0 | 0 | 0 | 0 | 0 | 0 | 0 | 0 | 0 | 0 | 0 | 0 | 0 | 0 | 0 | 0 | 0 | 0
[5 empty] | TRANS_TOTAL | DISTSEC | 0 | 0 | 0 | 0 | 0 | 0 | 0 | 0 | 0 | 0 | 0 | 0 | 0 | 0 | 0 | 0 | 0 | 0 | 0 | 0 | 0 | 0
[5 empty] | TRANS_TOTAL | ENERGY | 0 | 0 | 0 | 0 | 0 | 0 | 0 | 0 | 0 | 0 | 0 | 0 | 0 | 0 | 0 | 0 | 0 | 0 | 0 | 0 | 0 | 0
[5 empty] | TRANS_TOTAL | CUSTOMER | 0 | 0 | 0 | 0 | 0 | 0 | 0 | 0 | 0 | 0 | 0 | 0 | 0 | 0 | 0 | 0 | 0 | 0 | 0 | 0 | 0 | 0
|  |  | Adj 18 - Wholesale Load - Transmission | 4600601.56 | TRANS_TOTAL | TOTAL | 4600601.56 | 2236180.5469 | 567498.2479 | 6628.9802 | 178.0301 | 574305.2581 | 240151.5635 | 68302.9442 | 5851.4009 | 821.007 | 315126.9157 | 14151.2451 | 156756.3733 | 1111088.0719 | 118414.7783 | 1400410.4686 | 65181.4447 | 1569.5666 | 66751.0113 | 1117.8327 | 5374.2536 | 1335.2731
[5 empty] | PROD_DEMAND | PRODUCTION | 9597532.18 | 4706081.9262 | 1190455.7368 | 13918.2383 | 342.8829 | 1204716.858 | 498101.6159 | 141856.895 | 11225.9145 | 2369.5926 | 653554.018 | 29921.1152 | 326192.6475 | 2178522.6469 | 341769.0388 | 2876405.4485 | 135198.3249 | 3263.737 | 138462.0618 | 2357.1557 | 12780.9685 | 3173.7432
[5 empty] | PROD_DEMAND | BULKTRAN | 0 | 0 | 0 | 0 | 0 | 0 | 0 | 0 | 0 | 0 | 0 | 0 | 0 | 0 | 0 | 0 | 0 | 0 | 0 | 0 | 0 | 0
[5 empty] | PROD_DEMAND | SUBTRAN | 0 | 0 | 0 | 0 | 0 | 0 | 0 | 0 | 0 | 0 | 0 | 0 | 0 | 0 | 0 | 0 | 0 | 0 | 0 | 0 | 0 | 0
[5 empty] | PROD_DEMAND | DISTPRI | 0 | 0 | 0 | 0 | 0 | 0 | 0 | 0 | 0 | 0 | 0 | 0 | 0 | 0 | 0 | 0 | 0 | 0 | 0 | 0 | 0 | 0
[5 empty] | PROD_DEMAND | DISTSEC | 0 | 0 | 0 | 0 | 0 | 0 | 0 | 0 | 0 | 0 | 0 | 0 | 0 | 0 | 0 | 0 | 0 | 0 | 0 | 0 | 0 | 0
[5 empty] | PROD_DEMAND | ENERGY | 0 | 0 | 0 | 0 | 0 | 0 | 0 | 0 | 0 | 0 | 0 | 0 | 0 | 0 | 0 | 0 | 0 | 0 | 0 | 0 | 0 | 0
[5 empty] | PROD_DEMAND | CUSTOMER | 0 | 0 | 0 | 0 | 0 | 0 | 0 | 0 | 0 | 0 | 0 | 0 | 0 | 0 | 0 | 0 | 0 | 0 | 0 | 0 | 0 | 0
|  |  | Adj 18 - Wholesale Load - Production | 9597532.18 | PROD_DEMAND | TOTAL | 9597532.18 | 4706081.9262 | 1190455.7368 | 13918.2383 | 342.8829 | 1204716.858 | 498101.6159 | 141856.895 | 11225.9145 | 2369.5926 | 653554.018 | 29921.1152 | 326192.6475 | 2178522.6469 | 341769.0388 | 2876405.4485 | 135198.3249 | 3263.737 | 138462.0618 | 2357.1557 | 12780.9685 | 3173.7432
[5 empty] | PROD_DEMAND | PRODUCTION | -200045017 | -98090657.1899 | -24813122.1284 | -290103.1392 | -7146.8379 | -25110372.1055 | -10382121.608 | -2956777.2669 | -233986.0095 | -49390.3209 | -13622275.2053 | -623657.1959 | -6798957.5338 | -45407776.8917 | -7123622.1871 | -59954013.8086 | -2817990.1549 | -68027.3126 | -2886017.4675 | -49131.0936 | -266398.5927 | -66151.5369
[5 empty] | PROD_DEMAND | BULKTRAN | 0 | 0 | 0 | 0 | 0 | 0 | 0 | 0 | 0 | 0 | 0 | 0 | 0 | 0 | 0 | 0 | 0 | 0 | 0 | 0 | 0 | 0
[5 empty] | PROD_DEMAND | SUBTRAN | 0 | 0 | 0 | 0 | 0 | 0 | 0 | 0 | 0 | 0 | 0 | 0 | 0 | 0 | 0 | 0 | 0 | 0 | 0 | 0 | 0 | 0
[5 empty] | PROD_DEMAND | DISTPRI | 0 | 0 | 0 | 0 | 0 | 0 | 0 | 0 | 0 | 0 | 0 | 0 | 0 | 0 | 0 | 0 | 0 | 0 | 0 | 0 | 0 | 0
[5 empty] | PROD_DEMAND | DISTSEC | 0 | 0 | 0 | 0 | 0 | 0 | 0 | 0 | 0 | 0 | 0 | 0 | 0 | 0 | 0 | 0 | 0 | 0 | 0 | 0 | 0 | 0
[5 empty] | PROD_DEMAND | ENERGY | 0 | 0 | 0 | 0 | 0 | 0 | 0 | 0 | 0 | 0 | 0 | 0 | 0 | 0 | 0 | 0 | 0 | 0 | 0 | 0 | 0 | 0
[5 empty] | PROD_DEMAND | CUSTOMER | 0 | 0 | 0 | 0 | 0 | 0 | 0 | 0 | 0 | 0 | 0 | 0 | 0 | 0 | 0 | 0 | 0 | 0 | 0 | 0 | 0 | 0
|  |  | Adj 49 - Remove Mitchell from Rate base and Cost of Service | -200045017 | PROD_DEMAND | TOTAL | -200045017 | -98090657.1899 | -24813122.1284 | -290103.1392 | -7146.8379 | -25110372.1055 | -10382121.608 | -2956777.2669 | -233986.0095 | -49390.3209 | -13622275.2053 | -623657.1959 | -6798957.5338 | -45407776.8917 | -7123622.1871 | -59954013.8086 | -2817990.1549 | -68027.3126 | -2886017.4675 | -49131.0936 | -266398.5927 | -66151.5369
[5 empty] | PROD_DEMAND | PRODUCTION | -166612406 | -81697213.1854 | -20666218.2352 | -241619.5251 | -5952.4195 | -20913790.1798 | -8647004.9913 | -2462624.5724 | -194880.9953 | -41135.9419 | -11345646.5009 | -519428.2142 | -5662678.781 | -37818982.3096 | -5933083.712 | -49934173.0167 | -2347032.3172 | -56658.2182 | -2403690.5354 | -40920.0381 | -221876.6114 | -55095.9323
[5 empty] | PROD_DEMAND | BULKTRAN | 0 | 0 | 0 | 0 | 0 | 0 | 0 | 0 | 0 | 0 | 0 | 0 | 0 | 0 | 0 | 0 | 0 | 0 | 0 | 0 | 0 | 0
[5 empty] | PROD_DEMAND | SUBTRAN | 0 | 0 | 0 | 0 | 0 | 0 | 0 | 0 | 0 | 0 | 0 | 0 | 0 | 0 | 0 | 0 | 0 | 0 | 0 | 0 | 0 | 0
[5 empty] | PROD_DEMAND | DISTPRI | 0 | 0 | 0 | 0 | 0 | 0 | 0 | 0 | 0 | 0 | 0 | 0 | 0 | 0 | 0 | 0 | 0 | 0 | 0 | 0 | 0 | 0
[5 empty] | PROD_DEMAND | DISTSEC | 0 | 0 | 0 | 0 | 0 | 0 | 0 | 0 | 0 | 0 | 0 | 0 | 0 | 0 | 0 | 0 | 0 | 0 | 0 | 0 | 0 | 0
[5 empty] | PROD_DEMAND | ENERGY | 0 | 0 | 0 | 0 | 0 | 0 | 0 | 0 | 0 | 0 | 0 | 0 | 0 | 0 | 0 | 0 | 0 | 0 | 0 | 0 | 0 | 0
[5 empty] | PROD_DEMAND | CUSTOMER | 0 | 0 | 0 | 0 | 0 | 0 | 0 | 0 | 0 | 0 | 0 | 0 | 0 | 0 | 0 | 0 | 0 | 0 | 0 | 0 | 0 | 0
|  |  | Adj 57 - Remove FGD from Base Rates (Mitchell) | -166612406 | PROD_DEMAND | TOTAL | -166612406 | -81697213.1854 | -20666218.2352 | -241619.5251 | -5952.4195 | -20913790.1798 | -8647004.9913 | -2462624.5724 | -194880.9953 | -41135.9419 | -11345646.5009 | -519428.2142 | -5662678.781 | -37818982.3096 | -5933083.712 | -49934173.0167 | -2347032.3172 | -56658.2182 | -2403690.5354 | -40920.0381 | -221876.6114 | -55095.9323
[6 empty] | PRODUCTION | -357059890.82 | -175081788.4491 | -44288884.6267 | -517804.426 | -12756.3746 | -44819445.4273 | -18531024.9833 | -5277544.9443 | -417641.0903 | -88156.6702 | -24314367.6881 | -1113164.2949 | -12135443.6673 | -81048236.5544 | -12714936.8602 | -107011781.3768 | -5029824.1473 | -121421.7937 | -5151245.9411 | -87693.9759 | -475494.2356 | -118073.7261
[6 empty] | BULKTRAN | 3325314.8076 | 1630544.5631 | 412464.3726 | 4822.3359 | 118.8007 | 417405.5092 | 172580.2684 | 49150.0132 | 3889.5102 | 821.007 | 226440.7988 | 10366.9491 | 113017.9322 | 754805.8689 | 118414.7783 | 996605.5285 | 46842.9783 | 1130.8066 | 47973.7849 | 816.6979 | 4428.2992 | 1099.6259
[6 empty] | SUBTRAN | 1275286.7524 | 605635.9838 | 155033.8752 | 1806.6443 | 59.2294 | 156899.7489 | 67571.2951 | 19152.931 | 1961.8907 | 0 | 88686.1169 | 3784.296 | 43738.4411 | 356282.203 | 0 | 403804.9401 | 18338.4664 | 438.76 | 18777.2264 | 301.1348 | 945.9544 | 235.6471
[6 empty] | DISTPRI | 96008.6039 | 63797.5881 | 16061.7845 | 187.4353 | 0 | 16249.2198 | 6926.2864 | 1966.2231 | 0 | 0 | 8892.5095 | 395.0316 | 4569.0926 | 0 | 0 | 4964.1242 | 1879.6774 | 45.0355 | 1924.7129 | 32.3394 | 118.546 | 29.564
[6 empty] | DISTSEC | 40758.8475 | 30430.6274 | 6831.2726 | 0 | 0 | 6831.2726 | 2408.0956 | 0 | 0 | 0 | 2408.0956 | 106.5837 | 0 | 0 | 0 | 106.5837 | 670.2089 | 0 | 670.2089 | 10.9286 | 241.3204 | 59.8104
[6 empty] | ENERGY | 0 | 0 | 0 | 0 | 0 | 0 | 0 | 0 | 0 | 0 | 0 | 0 | 0 | 0 | 0 | 0 | 0 | 0 | 0 | 0 | 0 | 0
[6 empty] | CUSTOMER | 249112.0286 | 200564.8542 | 47435.4658 | 107.7834 | 0 | 47543.2491 | 560.4736 | 92.3858 | 0 | 0 | 652.8593 | 7.6988 | 52.3519 | 0 | 0 | 60.0507 | 195.5498 | 1.5398 | 197.0896 | 12.3181 | 0 | 81.6074
|  | Total Depreciation Adjustments |  | -352073409.78 |  | TOTAL | -352073409.78 | -172550814.8326 | -43651057.8559 | -510880.2272 | -12578.3445 | -44174516.4276 | -18280978.5642 | -5207183.3912 | -411789.6893 | -87335.6632 | -23987287.308 | -1098503.7358 | -11974065.8495 | -79937148.4825 | -12596522.0819 | -105606240.1497 | -4961897.2664 | -119805.6518 | -5081702.9182 | -86520.5571 | -469760.1156 | -116567.4712
[6 empty] | PRODUCTION | -256728719.8851 | -125885109.4155 | -31844037.7866 | -372305.2374 | -9171.9283 | -32225514.9524 | -13323944.9304 | -3794594.1074 | -300287.0533 | -63385.3023 | -17482211.3933 | -800373.4158 | -8725474.3477 | -58274285.5037 | -9142134.2679 | -76942267.535 | -3616481.01 | -87303.1737 | -3703784.1837 | -63052.6216 | -341883.8955 | -84895.8881
[6 empty] | BULKTRAN | -226254581.5841 | -110942331.5444 | -28064096.0177 | -328111.9687 | -8083.2047 | -28400291.1912 | -11742369.8705 | -3344169.2944 | -264642.4663 | -55861.3584 | -15407042.9897 | -705367.7219 | -7689745.6137 | -51357028.1099 | -8056947.2885 | -67809088.734 | -3187198.5265 | -76940.1376 | -3264138.6641 | -55568.1675 | -301301.6922 | -74818.6009
[6 empty] | SUBTRAN | -91325700.4236 | -43370740.202 | -11102269.5244 | -129377.2185 | -4241.5312 | -11235888.2741 | -4838908.4619 | -1371577.6775 | -140494.7092 | 0 | -6350980.8486 | -271000.606 | -3132192.633 | -25514043.545 | 0 | -28917236.7839 | -1313252.3208 | -31420.4365 | -1344672.7573 | -21564.8324 | -67741.5872 | -16875.1381
[6 empty] | DISTPRI | -143204366.8388 | -95159109.0314 | -23957412.0718 | -279574.4131 | 0 | -24236986.4849 | -10331099.7071 | -2932776.0014 | 0 | 0 | -13263875.7085 | -589220.5761 | -6815160.1591 | 0 | 0 | -7404380.7352 | -2803686.3948 | -67174.0083 | -2870860.4031 | -48236.7539 | -176820.7344 | -44096.9873
[6 empty] | DISTSEC | -52232391.1653 | -38996795.2812 | -8754263.7829 | 0 | 0 | -8754263.7829 | -3085970.2718 | 0 | 0 | 0 | -3085970.2718 | -136586.7614 | 0 | 0 | 0 | -136586.7614 | -858871.5605 | 0 | -858871.5605 | -14004.9953 | -309251.6085 | -76646.9037
[6 empty] | ENERGY | -12162378.0466 | -4421419.4603 | -1427084.5663 | -16337.4108 | -414.0707 | -1443836.0477 | -690591.4799 | -192764.7256 | -15261.3295 | -3128.5027 | -901746.0377 | -46017.2624 | -549943.5266 | -3887843.4113 | -623064.4888 | -5106868.6892 | -187320.0831 | -4402.6835 | -191722.7667 | -4301.0655 | -74008.9282 | -18475.0514
[6 empty] | CUSTOMER | -242191918.1364 | -181724430.8585 | -43839502.6258 | -268969.1964 | -34473.3598 | -44142945.182 | -663917.9127 | -225983.7248 | -98875.5866 | -42344.4295 | -1031121.6536 | -9454.6337 | -139428.1691 | -256371.3052 | -63520.2394 | -468774.3473 | -226390.6664 | -2965.5341 | -229356.2005 | -13643.8126 | -12631014.1145 | -1950631.9674
| Total Adjusted Depreciation Reserve |  |  | -1024100056.08 |  | TOTAL | -1024100056.08 | -600499935.7932 | -148988666.3756 | -1394675.445 | -56384.0948 | -150439725.9153 | -44676802.6344 | -11861865.5311 | -819561.1449 | -164719.5929 | -57522948.9033 | -2558020.9773 | -27051944.4491 | -139289571.875 | -17885666.2846 | -186785203.586 | -12193200.5621 | -270205.9738 | -12463406.5359 | -220372.2488 | -13902022.5606 | -2266440.5369
[6 empty] | PRODUCTION | 402808484.6898 | 197514287.4211 | 49963434.6051 | 584148.5464 | 14390.7957 | 50561973.9472 | 20905327.8881 | 5953734.7558 | 471151.7004 | 99451.8165 | 27429666.1609 | 1255789.391 | 13690307.4255 | 91432608.9057 | 14344048.6632 | 120722754.3854 | 5674274.5268 | 136979.0615 | 5811253.5884 | 98929.8391 | 536417.3278 | 133202.0199
[6 empty] | BULKTRAN | 472231778.0892 | 231555507.6222 | 58574539.6629 | 684825.4622 | 16871.0225 | 59276236.1477 | 24508322.2806 | 6979849.8713 | 552353.82 | 116592.1522 | 32157118.1241 | 1472222.3576 | 16049806.4561 | 107190849.0511 | 16816218.7806 | 141529096.6454 | 6652225.1914 | 160587.1481 | 6812812.3395 | 115980.2129 | 628867.8569 | 156159.1403
[6 empty] | SUBTRAN | 176440303.2989 | 83791818.9517 | 21449469.2415 | 249955.4404 | 8194.5942 | 21707619.2761 | 9348720.8168 | 2649873.8065 | 271434.3168 | 0 | 12270028.9401 | 523570.3519 | 6051363.5876 | 49292866.7458 | 0 | 55867800.6854 | 2537189.824 | 60703.9566 | 2597893.7806 | 41663.0318 | 130876.0419 | 32602.5914
[6 empty] | DISTPRI | 303085983.2793 | 201400227.978 | 50704848.9853 | 591707.4163 | 0 | 51296556.4016 | 21865335.4099 | 6207096.318 | 0 | 0 | 28072431.7279 | 1247060.4188 | 14423998.1197 | 0 | 0 | 15671058.5385 | 5933883.6275 | 142170.9463 | 6076054.5738 | 102091.0488 | 374233.6029 | 93329.4078
[6 empty] | DISTSEC | 105572204.9978 | 78820394.277 | 17694134.0436 | 0 | 0 | 17694134.0436 | 6237368.7838 | 0 | 0 | 0 | 6237368.7838 | 276069.413 | 0 | 0 | 0 | 276069.413 | 1735952.7761 | 0 | 1735952.7761 | 28306.9223 | 625059.9193 | 154918.8626
[6 empty] | ENERGY | 17611590.0347 | 6402385.0112 | 2066473.2037 | 23657.1976 | 599.5902 | 2090729.9915 | 1000002.9582 | 279130.7183 | 22098.9906 | 4530.192 | 1305762.8591 | 66634.7615 | 796339.3257 | 5629746.4211 | 902221.2844 | 7394941.7927 | 271246.6671 | 6375.2547 | 277621.9218 | 6228.1078 | 107167.7675 | 26752.5832
[6 empty] | CUSTOMER | 477047990.3903 | 355945284.3463 | 86063951.7902 | 542637.8196 | 70865.2684 | 86677454.8782 | 1316745.4321 | 455674.9537 | 203277.7082 | 87073.8457 | 2062771.9397 | 18771.7887 | 281585.147 | 527081.9665 | 130616.2111 | 958055.1133 | 448693.9577 | 5947.5751 | 454641.5329 | 27002.9047 | 26802722.1139 | 4120057.5613
| Net Electric Plant in Service |  |  | 1954798334.78 |  | TOTAL | 1954798334.78 | 1155429905.6076 | 286516851.5324 | 2676931.8825 | 110921.271 | 289304704.6859 | 85181823.5695 | 22525360.4236 | 1520316.5361 | 307648.0064 | 109535148.5356 | 4860118.4826 | 51293400.0616 | 254073153.0902 | 32193104.9393 | 342419776.5737 | 23253466.5708 | 512763.9423 | 23766230.5131 | 420202.0674 | 29205344.6303 | 4717022.1665
[5 empty] | RB_GUP_EPIS_T | PRODUCTION | 0 | 0 | 0 | 0 | 0 | 0 | 0 | 0 | 0 | 0 | 0 | 0 | 0 | 0 | 0 | 0 | 0 | 0 | 0 | 0 | 0 | 0
[5 empty] | RB_GUP_EPIS_T | BULKTRAN | 0 | 0 | 0 | 0 | 0 | 0 | 0 | 0 | 0 | 0 | 0 | 0 | 0 | 0 | 0 | 0 | 0 | 0 | 0 | 0 | 0 | 0
[5 empty] | RB_GUP_EPIS_T | SUBTRAN | 0 | 0 | 0 | 0 | 0 | 0 | 0 | 0 | 0 | 0 | 0 | 0 | 0 | 0 | 0 | 0 | 0 | 0 | 0 | 0 | 0 | 0
[5 empty] | RB_GUP_EPIS_T | DISTPRI | 0 | 0 | 0 | 0 | 0 | 0 | 0 | 0 | 0 | 0 | 0 | 0 | 0 | 0 | 0 | 0 | 0 | 0 | 0 | 0 | 0 | 0
[5 empty] | RB_GUP_EPIS_T | DISTSEC | 0 | 0 | 0 | 0 | 0 | 0 | 0 | 0 | 0 | 0 | 0 | 0 | 0 | 0 | 0 | 0 | 0 | 0 | 0 | 0 | 0 | 0
[5 empty] | RB_GUP_EPIS_T | ENERGY | 0 | 0 | 0 | 0 | 0 | 0 | 0 | 0 | 0 | 0 | 0 | 0 | 0 | 0 | 0 | 0 | 0 | 0 | 0 | 0 | 0 | 0
[5 empty] | RB_GUP_EPIS_T | CUSTOMER | 0 | 0 | 0 | 0 | 0 | 0 | 0 | 0 | 0 | 0 | 0 | 0 | 0 | 0 | 0 | 0 | 0 | 0 | 0 | 0 | 0 | 0
|  |  | Plant Held for Future Use - Tranmsission | 0 | RB_GUP_EPIS_T | TOTAL | 0 | 0 | 0 | 0 | 0 | 0 | 0 | 0 | 0 | 0 | 0 | 0 | 0 | 0 | 0 | 0 | 0 | 0 | 0 | 0 | 0 | 0
[5 empty] | RB_GUP_EPIS_D | PRODUCTION | 0 | 0 | 0 | 0 | 0 | 0 | 0 | 0 | 0 | 0 | 0 | 0 | 0 | 0 | 0 | 0 | 0 | 0 | 0 | 0 | 0 | 0
[5 empty] | RB_GUP_EPIS_D | BULKTRAN | 0 | 0 | 0 | 0 | 0 | 0 | 0 | 0 | 0 | 0 | 0 | 0 | 0 | 0 | 0 | 0 | 0 | 0 | 0 | 0 | 0 | 0
[5 empty] | RB_GUP_EPIS_D | SUBTRAN | 0 | 0 | 0 | 0 | 0 | 0 | 0 | 0 | 0 | 0 | 0 | 0 | 0 | 0 | 0 | 0 | 0 | 0 | 0 | 0 | 0 | 0
[5 empty] | RB_GUP_EPIS_D | DISTPRI | 276903.0955 | 184001.7343 | 46324.5759 | 540.5912 | 0 | 46865.1671 | 19976.4403 | 5670.8798 | 0 | 0 | 25647.3201 | 1139.3298 | 13177.9427 | 0 | 0 | 14317.2725 | 5421.2693 | 129.8891 | 5551.1585 | 93.2716 | 341.9044 | 85.2669
[5 empty] | RB_GUP_EPIS_D | DISTSEC | 97530.9659 | 72816.791 | 16346.4047 | 0 | 0 | 16346.4047 | 5762.28 | 0 | 0 | 0 | 5762.28 | 255.0417 | 0 | 0 | 0 | 255.0417 | 1603.7285 | 0 | 1603.7285 | 26.1508 | 577.4503 | 143.119
[5 empty] | RB_GUP_EPIS_D | ENERGY | 0 | 0 | 0 | 0 | 0 | 0 | 0 | 0 | 0 | 0 | 0 | 0 | 0 | 0 | 0 | 0 | 0 | 0 | 0 | 0 | 0 | 0
[5 empty] | RB_GUP_EPIS_D | CUSTOMER | 427237.1486 | 317375.5807 | 76953.5897 | 478.5408 | 62.4577 | 77494.5882 | 1173.255 | 401.7149 | 179.2106 | 76.8029 | 1830.9834 | 16.7116 | 248.2249 | 464.6986 | 115.2051 | 844.8402 | 400.0579 | 5.2421 | 405.3 | 24.1037 | 25382.4181 | 3879.3341
|  |  | Plant Held for Future Use - Distribution | 801671.21 | RB_GUP_EPIS_D | TOTAL | 801671.21 | 574194.106 | 139624.5703 | 1019.132 | 62.4577 | 140706.16 | 26911.9753 | 6072.5947 | 179.2106 | 76.8029 | 33240.5836 | 1411.0831 | 13426.1676 | 464.6986 | 115.2051 | 15417.1544 | 7425.0557 | 135.1313 | 7560.187 | 143.5262 | 26301.7728 | 4107.7199
[6 empty] | PRODUCTION | 0 | 0 | 0 | 0 | 0 | 0 | 0 | 0 | 0 | 0 | 0 | 0 | 0 | 0 | 0 | 0 | 0 | 0 | 0 | 0 | 0 | 0
[6 empty] | BULKTRAN | 0 | 0 | 0 | 0 | 0 | 0 | 0 | 0 | 0 | 0 | 0 | 0 | 0 | 0 | 0 | 0 | 0 | 0 | 0 | 0 | 0 | 0
[6 empty] | SUBTRAN | 0 | 0 | 0 | 0 | 0 | 0 | 0 | 0 | 0 | 0 | 0 | 0 | 0 | 0 | 0 | 0 | 0 | 0 | 0 | 0 | 0 | 0
[6 empty] | DISTPRI | 276903.0955 | 184001.7343 | 46324.5759 | 540.5912 | 0 | 46865.1671 | 19976.4403 | 5670.8798 | 0 | 0 | 25647.3201 | 1139.3298 | 13177.9427 | 0 | 0 | 14317.2725 | 5421.2693 | 129.8891 | 5551.1585 | 93.2716 | 341.9044 | 85.2669
[6 empty] | DISTSEC | 97530.9659 | 72816.791 | 16346.4047 | 0 | 0 | 16346.4047 | 5762.28 | 0 | 0 | 0 | 5762.28 | 255.0417 | 0 | 0 | 0 | 255.0417 | 1603.7285 | 0 | 1603.7285 | 26.1508 | 577.4503 | 143.119
[6 empty] | ENERGY | 0 | 0 | 0 | 0 | 0 | 0 | 0 | 0 | 0 | 0 | 0 | 0 | 0 | 0 | 0 | 0 | 0 | 0 | 0 | 0 | 0 | 0
[6 empty] | CUSTOMER | 427237.1486 | 317375.5807 | 76953.5897 | 478.5408 | 62.4577 | 77494.5882 | 1173.255 | 401.7149 | 179.2106 | 76.8029 | 1830.9834 | 16.7116 | 248.2249 | 464.6986 | 115.2051 | 844.8402 | 400.0579 | 5.2421 | 405.3 | 24.1037 | 25382.4181 | 3879.3341
|  | Total Plant Held for Future Use |  | 801671.21 |  | TOTAL | 801671.21 | 574194.106 | 139624.5703 | 1019.132 | 62.4577 | 140706.16 | 26911.9753 | 6072.5947 | 179.2106 | 76.8029 | 33240.5836 | 1411.0831 | 13426.1676 | 464.6986 | 115.2051 | 15417.1544 | 7425.0557 | 135.1313 | 7560.187 | 143.5262 | 26301.7728 | 4107.7199
Working Capital
Working Capital - Cash
[5 empty] | EXP_OM_LPP | PRODUCTION | -44093428.2017 | -21636683.5096 | -5469112.0734 | -58342.485 | -1058.9456 | -5528513.504 | -2276516.629 | -654825.2736 | -50702.8443 | -32585.4032 | -3014630.1501 | -138485.9498 | -1508346.8818 | -9970203.7597 | -1579922.5287 | -13196959.12 | -617074.0184 | -15080.6534 | -632154.6718 | -10922.3366 | -58855.0094 | -14709.9002
[5 empty] | EXP_OM_LPP | BULKTRAN | -3648428.4957 | -1803489.1822 | -458517.4604 | -4510.6641 | 64.5363 | -462963.5882 | -190766.8208 | -55389.9625 | -4288.4714 | 36643.2097 | -213802.045 | -11556.315 | -126793.3158 | -840205.7849 | -129721.9434 | -1108277.3591 | -51487.5096 | -1272.3132 | -52759.8228 | -927.3647 | -4955.744 | -1253.3898
[5 empty] | EXP_OM_LPP | SUBTRAN | -1414494.8287 | -669913.9156 | -172331.2605 | -1698.9341 | 26.4021 | -174003.7926 | -74696.7944 | -21574.9929 | -2163.5494 | 0 | -98435.3368 | -4217.875 | -49054.608 | -396546.3917 | 0 | -449818.8747 | -20160.9068 | -493.4832 | -20654.3901 | -341.7363 | -1058.3702 | -268.4126
[5 empty] | EXP_OM_LPP | DISTPRI | -5350637.8136 | -3557039.2468 | -895572.4575 | -8316.276 | 0 | -903888.7335 | -381932.1636 | -111015.1016 | 0 | 0 | -492947.2652 | -22343.8613 | -258465.5523 | 0 | 0 | -280809.4136 | -103226.8474 | -2546.2315 | -105773.0789 | -1842.5005 | -6650.622 | -1686.9532
[5 empty] | EXP_OM_LPP | DISTSEC | -1960729.8837 | -1464997.4428 | -328872.5924 | 0 | 0 | -328872.5924 | -114693.1092 | 0 | 0 | 0 | -114693.1092 | -5202.986 | 0 | 0 | 0 | -5202.986 | -31795.9079 | 0 | -31795.9079 | -537.1726 | -11686.5497 | -2944.123
[5 empty] | EXP_OM_LPP | ENERGY | 9952213.9811 | 3609286.0486 | 1169281.8579 | 17455.1072 | 740.2877 | 1187477.2528 | 576267.974 | 155466.8147 | 13283.8683 | -34465.8643 | 710552.7927 | 36666.0178 | 440265.497 | 3231923.9801 | 497271.8102 | 4206127.305 | 156933.143 | 3536.7561 | 160469.8991 | 3423.3499 | 60176.8136 | 14700.5193
[5 empty] | EXP_OM_LPP | CUSTOMER | -14256659.6369 | -11233769.0426 | -2640865.5801 | -17437.1193 | -1231.367 | -2659534.0664 | -42052.0446 | -16803.7385 | -7321.1503 | 3867.7778 | -62309.1556 | -615.7906 | -10409.4898 | -19293.2065 | -4812.0847 | -35130.5716 | -14188.2574 | -219.6636 | -14407.9209 | -862.3537 | -205789.8551 | -44856.671
|  |  | Working Capital Cash - Excl Sys Sales | -60772164.8793 | EXP_OM_LPP | TOTAL | -60772164.8793 | -36756606.2909 | -8795989.5663 | -72850.3713 | -1459.0865 | -8870299.0242 | -2504389.5876 | -704142.2544 | -51192.1471 | -26540.28 | -3286264.2691 | -145756.7599 | -1512804.3507 | -7994325.1627 | -1217184.7468 | -10870071.02 | -681000.3045 | -16075.5888 | -697075.8934 | -12010.1144 | -228819.3368 | -51018.9305
[6 empty] | PRODUCTION | -44093428.2017 | -21636683.5096 | -5469112.0734 | -58342.485 | -1058.9456 | -5528513.504 | -2276516.629 | -654825.2736 | -50702.8443 | -32585.4032 | -3014630.1501 | -138485.9498 | -1508346.8818 | -9970203.7597 | -1579922.5287 | -13196959.12 | -617074.0184 | -15080.6534 | -632154.6718 | -10922.3366 | -58855.0094 | -14709.9002
[6 empty] | BULKTRAN | -3648428.4957 | -1803489.1822 | -458517.4604 | -4510.6641 | 64.5363 | -462963.5882 | -190766.8208 | -55389.9625 | -4288.4714 | 36643.2097 | -213802.045 | -11556.315 | -126793.3158 | -840205.7849 | -129721.9434 | -1108277.3591 | -51487.5096 | -1272.3132 | -52759.8228 | -927.3647 | -4955.744 | -1253.3898
[6 empty] | SUBTRAN | -1414494.8287 | -669913.9156 | -172331.2605 | -1698.9341 | 26.4021 | -174003.7926 | -74696.7944 | -21574.9929 | -2163.5494 | 0 | -98435.3368 | -4217.875 | -49054.608 | -396546.3917 | 0 | -449818.8747 | -20160.9068 | -493.4832 | -20654.3901 | -341.7363 | -1058.3702 | -268.4126
[6 empty] | DISTPRI | -5350637.8136 | -3557039.2468 | -895572.4575 | -8316.276 | 0 | -903888.7335 | -381932.1636 | -111015.1016 | 0 | 0 | -492947.2652 | -22343.8613 | -258465.5523 | 0 | 0 | -280809.4136 | -103226.8474 | -2546.2315 | -105773.0789 | -1842.5005 | -6650.622 | -1686.9532
[6 empty] | DISTSEC | -1960729.8837 | -1464997.4428 | -328872.5924 | 0 | 0 | -328872.5924 | -114693.1092 | 0 | 0 | 0 | -114693.1092 | -5202.986 | 0 | 0 | 0 | -5202.986 | -31795.9079 | 0 | -31795.9079 | -537.1726 | -11686.5497 | -2944.123
[6 empty] | ENERGY | 9952213.9811 | 3609286.0486 | 1169281.8579 | 17455.1072 | 740.2877 | 1187477.2528 | 576267.974 | 155466.8147 | 13283.8683 | -34465.8643 | 710552.7927 | 36666.0178 | 440265.497 | 3231923.9801 | 497271.8102 | 4206127.305 | 156933.143 | 3536.7561 | 160469.8991 | 3423.3499 | 60176.8136 | 14700.5193
[6 empty] | CUSTOMER | -14256659.6369 | -11233769.0426 | -2640865.5801 | -17437.1193 | -1231.367 | -2659534.0664 | -42052.0446 | -16803.7385 | -7321.1503 | 3867.7778 | -62309.1556 | -615.7906 | -10409.4898 | -19293.2065 | -4812.0847 | -35130.5716 | -14188.2574 | -219.6636 | -14407.9209 | -862.3537 | -205789.8551 | -44856.671
|  |  | Total Working Capital - Cash | -60772164.8793 |  | TOTAL | -60772164.8793 | -36756606.2909 | -8795989.5663 | -72850.3713 | -1459.0865 | -8870299.0242 | -2504389.5876 | -704142.2544 | -51192.1471 | -26540.28 | -3286264.2691 | -145756.7599 | -1512804.3507 | -7994325.1627 | -1217184.7468 | -10870071.02 | -681000.3045 | -16075.5888 | -697075.8934 | -12010.1144 | -228819.3368 | -51018.9305
Cash Working Capital Adjustments
[5 empty] | PROD_ENERGY | PRODUCTION | 0 | 0 | 0 | 0 | 0 | 0 | 0 | 0 | 0 | 0 | 0 | 0 | 0 | 0 | 0 | 0 | 0 | 0 | 0 | 0 | 0 | 0
[5 empty] | PROD_ENERGY | BULKTRAN | 0 | 0 | 0 | 0 | 0 | 0 | 0 | 0 | 0 | 0 | 0 | 0 | 0 | 0 | 0 | 0 | 0 | 0 | 0 | 0 | 0 | 0
[5 empty] | PROD_ENERGY | SUBTRAN | 0 | 0 | 0 | 0 | 0 | 0 | 0 | 0 | 0 | 0 | 0 | 0 | 0 | 0 | 0 | 0 | 0 | 0 | 0 | 0 | 0 | 0
[5 empty] | PROD_ENERGY | DISTPRI | 0 | 0 | 0 | 0 | 0 | 0 | 0 | 0 | 0 | 0 | 0 | 0 | 0 | 0 | 0 | 0 | 0 | 0 | 0 | 0 | 0 | 0
[5 empty] | PROD_ENERGY | DISTSEC | 0 | 0 | 0 | 0 | 0 | 0 | 0 | 0 | 0 | 0 | 0 | 0 | 0 | 0 | 0 | 0 | 0 | 0 | 0 | 0 | 0 | 0
[5 empty] | PROD_ENERGY | ENERGY | 0 | 0 | 0 | 0 | 0 | 0 | 0 | 0 | 0 | 0 | 0 | 0 | 0 | 0 | 0 | 0 | 0 | 0 | 0 | 0 | 0 | 0
[5 empty] | PROD_ENERGY | CUSTOMER | 0 | 0 | 0 | 0 | 0 | 0 | 0 | 0 | 0 | 0 | 0 | 0 | 0 | 0 | 0 | 0 | 0 | 0 | 0 | 0 | 0 | 0
|  |  |  | 0 | PROD_ENERGY | TOTAL | 0 | 0 | 0 | 0 | 0 | 0 | 0 | 0 | 0 | 0 | 0 | 0 | 0 | 0 | 0 | 0 | 0 | 0 | 0 | 0 | 0 | 0
[5 empty] | PROD_ENERGY | PRODUCTION | 0 | 0 | 0 | 0 | 0 | 0 | 0 | 0 | 0 | 0 | 0 | 0 | 0 | 0 | 0 | 0 | 0 | 0 | 0 | 0 | 0 | 0
[5 empty] | PROD_ENERGY | BULKTRAN | 0 | 0 | 0 | 0 | 0 | 0 | 0 | 0 | 0 | 0 | 0 | 0 | 0 | 0 | 0 | 0 | 0 | 0 | 0 | 0 | 0 | 0
[5 empty] | PROD_ENERGY | SUBTRAN | 0 | 0 | 0 | 0 | 0 | 0 | 0 | 0 | 0 | 0 | 0 | 0 | 0 | 0 | 0 | 0 | 0 | 0 | 0 | 0 | 0 | 0
[5 empty] | PROD_ENERGY | DISTPRI | 0 | 0 | 0 | 0 | 0 | 0 | 0 | 0 | 0 | 0 | 0 | 0 | 0 | 0 | 0 | 0 | 0 | 0 | 0 | 0 | 0 | 0
[5 empty] | PROD_ENERGY | DISTSEC | 0 | 0 | 0 | 0 | 0 | 0 | 0 | 0 | 0 | 0 | 0 | 0 | 0 | 0 | 0 | 0 | 0 | 0 | 0 | 0 | 0 | 0
[5 empty] | PROD_ENERGY | ENERGY | 0 | 0 | 0 | 0 | 0 | 0 | 0 | 0 | 0 | 0 | 0 | 0 | 0 | 0 | 0 | 0 | 0 | 0 | 0 | 0 | 0 | 0
[5 empty] | PROD_ENERGY | CUSTOMER | 0 | 0 | 0 | 0 | 0 | 0 | 0 | 0 | 0 | 0 | 0 | 0 | 0 | 0 | 0 | 0 | 0 | 0 | 0 | 0 | 0 | 0
|  |  |  | 0 | PROD_ENERGY | TOTAL | 0 | 0 | 0 | 0 | 0 | 0 | 0 | 0 | 0 | 0 | 0 | 0 | 0 | 0 | 0 | 0 | 0 | 0 | 0 | 0 | 0 | 0
[5 empty] | PROD_ENERGY | PRODUCTION | 0 | 0 | 0 | 0 | 0 | 0 | 0 | 0 | 0 | 0 | 0 | 0 | 0 | 0 | 0 | 0 | 0 | 0 | 0 | 0 | 0 | 0
[5 empty] | PROD_ENERGY | BULKTRAN | 0 | 0 | 0 | 0 | 0 | 0 | 0 | 0 | 0 | 0 | 0 | 0 | 0 | 0 | 0 | 0 | 0 | 0 | 0 | 0 | 0 | 0
[5 empty] | PROD_ENERGY | SUBTRAN | 0 | 0 | 0 | 0 | 0 | 0 | 0 | 0 | 0 | 0 | 0 | 0 | 0 | 0 | 0 | 0 | 0 | 0 | 0 | 0 | 0 | 0
[5 empty] | PROD_ENERGY | DISTPRI | 0 | 0 | 0 | 0 | 0 | 0 | 0 | 0 | 0 | 0 | 0 | 0 | 0 | 0 | 0 | 0 | 0 | 0 | 0 | 0 | 0 | 0
[5 empty] | PROD_ENERGY | DISTSEC | 0 | 0 | 0 | 0 | 0 | 0 | 0 | 0 | 0 | 0 | 0 | 0 | 0 | 0 | 0 | 0 | 0 | 0 | 0 | 0 | 0 | 0
[5 empty] | PROD_ENERGY | ENERGY | 0 | 0 | 0 | 0 | 0 | 0 | 0 | 0 | 0 | 0 | 0 | 0 | 0 | 0 | 0 | 0 | 0 | 0 | 0 | 0 | 0 | 0
[5 empty] | PROD_ENERGY | CUSTOMER | 0 | 0 | 0 | 0 | 0 | 0 | 0 | 0 | 0 | 0 | 0 | 0 | 0 | 0 | 0 | 0 | 0 | 0 | 0 | 0 | 0 | 0
|  |  |  | 0 | PROD_ENERGY | TOTAL | 0 | 0 | 0 | 0 | 0 | 0 | 0 | 0 | 0 | 0 | 0 | 0 | 0 | 0 | 0 | 0 | 0 | 0 | 0 | 0 | 0 | 0
[5 empty] | PROD_DEMAND | PRODUCTION | 0 | 0 | 0 | 0 | 0 | 0 | 0 | 0 | 0 | 0 | 0 | 0 | 0 | 0 | 0 | 0 | 0 | 0 | 0 | 0 | 0 | 0
[5 empty] | PROD_DEMAND | BULKTRAN | 0 | 0 | 0 | 0 | 0 | 0 | 0 | 0 | 0 | 0 | 0 | 0 | 0 | 0 | 0 | 0 | 0 | 0 | 0 | 0 | 0 | 0
[5 empty] | PROD_DEMAND | SUBTRAN | 0 | 0 | 0 | 0 | 0 | 0 | 0 | 0 | 0 | 0 | 0 | 0 | 0 | 0 | 0 | 0 | 0 | 0 | 0 | 0 | 0 | 0
[5 empty] | PROD_DEMAND | DISTPRI | 0 | 0 | 0 | 0 | 0 | 0 | 0 | 0 | 0 | 0 | 0 | 0 | 0 | 0 | 0 | 0 | 0 | 0 | 0 | 0 | 0 | 0
[5 empty] | PROD_DEMAND | DISTSEC | 0 | 0 | 0 | 0 | 0 | 0 | 0 | 0 | 0 | 0 | 0 | 0 | 0 | 0 | 0 | 0 | 0 | 0 | 0 | 0 | 0 | 0
[5 empty] | PROD_DEMAND | ENERGY | 0 | 0 | 0 | 0 | 0 | 0 | 0 | 0 | 0 | 0 | 0 | 0 | 0 | 0 | 0 | 0 | 0 | 0 | 0 | 0 | 0 | 0
[5 empty] | PROD_DEMAND | CUSTOMER | 0 | 0 | 0 | 0 | 0 | 0 | 0 | 0 | 0 | 0 | 0 | 0 | 0 | 0 | 0 | 0 | 0 | 0 | 0 | 0 | 0 | 0
|  |  |  | 0 | PROD_DEMAND | TOTAL | 0 | 0 | 0 | 0 | 0 | 0 | 0 | 0 | 0 | 0 | 0 | 0 | 0 | 0 | 0 | 0 | 0 | 0 | 0 | 0 | 0 | 0
[5 empty] | CUST_TOTAL | PRODUCTION | 0 | 0 | 0 | 0 | 0 | 0 | 0 | 0 | 0 | 0 | 0 | 0 | 0 | 0 | 0 | 0 | 0 | 0 | 0 | 0 | 0 | 0
[5 empty] | CUST_TOTAL | BULKTRAN | 0 | 0 | 0 | 0 | 0 | 0 | 0 | 0 | 0 | 0 | 0 | 0 | 0 | 0 | 0 | 0 | 0 | 0 | 0 | 0 | 0 | 0
[5 empty] | CUST_TOTAL | SUBTRAN | 0 | 0 | 0 | 0 | 0 | 0 | 0 | 0 | 0 | 0 | 0 | 0 | 0 | 0 | 0 | 0 | 0 | 0 | 0 | 0 | 0 | 0
[5 empty] | CUST_TOTAL | DISTPRI | 0 | 0 | 0 | 0 | 0 | 0 | 0 | 0 | 0 | 0 | 0 | 0 | 0 | 0 | 0 | 0 | 0 | 0 | 0 | 0 | 0 | 0
[5 empty] | CUST_TOTAL | DISTSEC | 0 | 0 | 0 | 0 | 0 | 0 | 0 | 0 | 0 | 0 | 0 | 0 | 0 | 0 | 0 | 0 | 0 | 0 | 0 | 0 | 0 | 0
[5 empty] | CUST_TOTAL | ENERGY | 0 | 0 | 0 | 0 | 0 | 0 | 0 | 0 | 0 | 0 | 0 | 0 | 0 | 0 | 0 | 0 | 0 | 0 | 0 | 0 | 0 | 0
[5 empty] | CUST_TOTAL | CUSTOMER | 0 | 0 | 0 | 0 | 0 | 0 | 0 | 0 | 0 | 0 | 0 | 0 | 0 | 0 | 0 | 0 | 0 | 0 | 0 | 0 | 0 | 0
|  |  |  | 0 | CUST_TOTAL | TOTAL | 0 | 0 | 0 | 0 | 0 | 0 | 0 | 0 | 0 | 0 | 0 | 0 | 0 | 0 | 0 | 0 | 0 | 0 | 0 | 0 | 0 | 0
[5 empty] | CUST_TOTAL | PRODUCTION | 0 | 0 | 0 | 0 | 0 | 0 | 0 | 0 | 0 | 0 | 0 | 0 | 0 | 0 | 0 | 0 | 0 | 0 | 0 | 0 | 0 | 0
[5 empty] | CUST_TOTAL | BULKTRAN | 0 | 0 | 0 | 0 | 0 | 0 | 0 | 0 | 0 | 0 | 0 | 0 | 0 | 0 | 0 | 0 | 0 | 0 | 0 | 0 | 0 | 0
[5 empty] | CUST_TOTAL | SUBTRAN | 0 | 0 | 0 | 0 | 0 | 0 | 0 | 0 | 0 | 0 | 0 | 0 | 0 | 0 | 0 | 0 | 0 | 0 | 0 | 0 | 0 | 0
[5 empty] | CUST_TOTAL | DISTPRI | 0 | 0 | 0 | 0 | 0 | 0 | 0 | 0 | 0 | 0 | 0 | 0 | 0 | 0 | 0 | 0 | 0 | 0 | 0 | 0 | 0 | 0
[5 empty] | CUST_TOTAL | DISTSEC | 0 | 0 | 0 | 0 | 0 | 0 | 0 | 0 | 0 | 0 | 0 | 0 | 0 | 0 | 0 | 0 | 0 | 0 | 0 | 0 | 0 | 0
[5 empty] | CUST_TOTAL | ENERGY | 0 | 0 | 0 | 0 | 0 | 0 | 0 | 0 | 0 | 0 | 0 | 0 | 0 | 0 | 0 | 0 | 0 | 0 | 0 | 0 | 0 | 0
[5 empty] | CUST_TOTAL | CUSTOMER | 0 | 0 | 0 | 0 | 0 | 0 | 0 | 0 | 0 | 0 | 0 | 0 | 0 | 0 | 0 | 0 | 0 | 0 | 0 | 0 | 0 | 0
|  |  |  | 0 | CUST_TOTAL | TOTAL | 0 | 0 | 0 | 0 | 0 | 0 | 0 | 0 | 0 | 0 | 0 | 0 | 0 | 0 | 0 | 0 | 0 | 0 | 0 | 0 | 0 | 0
[5 empty] | RSALE | PRODUCTION | 0 | 0 | 0 | 0 | 0 | 0 | 0 | 0 | 0 | 0 | 0 | 0 | 0 | 0 | 0 | 0 | 0 | 0 | 0 | 0 | 0 | 0
[5 empty] | RSALE | BULKTRAN | 0 | 0 | 0 | 0 | 0 | 0 | 0 | 0 | 0 | 0 | 0 | 0 | 0 | 0 | 0 | 0 | 0 | 0 | 0 | 0 | 0 | 0
[5 empty] | RSALE | SUBTRAN | 0 | 0 | 0 | 0 | 0 | 0 | 0 | 0 | 0 | 0 | 0 | 0 | 0 | 0 | 0 | 0 | 0 | 0 | 0 | 0 | 0 | 0
[5 empty] | RSALE | DISTPRI | 0 | 0 | 0 | 0 | 0 | 0 | 0 | 0 | 0 | 0 | 0 | 0 | 0 | 0 | 0 | 0 | 0 | 0 | 0 | 0 | 0 | 0
[5 empty] | RSALE | DISTSEC | 0 | 0 | 0 | 0 | 0 | 0 | 0 | 0 | 0 | 0 | 0 | 0 | 0 | 0 | 0 | 0 | 0 | 0 | 0 | 0 | 0 | 0
[5 empty] | RSALE | ENERGY | 0 | 0 | 0 | 0 | 0 | 0 | 0 | 0 | 0 | 0 | 0 | 0 | 0 | 0 | 0 | 0 | 0 | 0 | 0 | 0 | 0 | 0
[5 empty] | RSALE | CUSTOMER | 0 | 0 | 0 | 0 | 0 | 0 | 0 | 0 | 0 | 0 | 0 | 0 | 0 | 0 | 0 | 0 | 0 | 0 | 0 | 0 | 0 | 0
|  |  |  | 0 | RSALE | TOTAL | 0 | 0 | 0 | 0 | 0 | 0 | 0 | 0 | 0 | 0 | 0 | 0 | 0 | 0 | 0 | 0 | 0 | 0 | 0 | 0 | 0 | 0
[5 empty] | RSALE | PRODUCTION | 0 | 0 | 0 | 0 | 0 | 0 | 0 | 0 | 0 | 0 | 0 | 0 | 0 | 0 | 0 | 0 | 0 | 0 | 0 | 0 | 0 | 0
[5 empty] | RSALE | BULKTRAN | 0 | 0 | 0 | 0 | 0 | 0 | 0 | 0 | 0 | 0 | 0 | 0 | 0 | 0 | 0 | 0 | 0 | 0 | 0 | 0 | 0 | 0
[5 empty] | RSALE | SUBTRAN | 0 | 0 | 0 | 0 | 0 | 0 | 0 | 0 | 0 | 0 | 0 | 0 | 0 | 0 | 0 | 0 | 0 | 0 | 0 | 0 | 0 | 0
[5 empty] | RSALE | DISTPRI | 0 | 0 | 0 | 0 | 0 | 0 | 0 | 0 | 0 | 0 | 0 | 0 | 0 | 0 | 0 | 0 | 0 | 0 | 0 | 0 | 0 | 0
[5 empty] | RSALE | DISTSEC | 0 | 0 | 0 | 0 | 0 | 0 | 0 | 0 | 0 | 0 | 0 | 0 | 0 | 0 | 0 | 0 | 0 | 0 | 0 | 0 | 0 | 0
[5 empty] | RSALE | ENERGY | 0 | 0 | 0 | 0 | 0 | 0 | 0 | 0 | 0 | 0 | 0 | 0 | 0 | 0 | 0 | 0 | 0 | 0 | 0 | 0 | 0 | 0
[5 empty] | RSALE | CUSTOMER | 0 | 0 | 0 | 0 | 0 | 0 | 0 | 0 | 0 | 0 | 0 | 0 | 0 | 0 | 0 | 0 | 0 | 0 | 0 | 0 | 0 | 0
|  |  |  | 0 | RSALE | TOTAL | 0 | 0 | 0 | 0 | 0 | 0 | 0 | 0 | 0 | 0 | 0 | 0 | 0 | 0 | 0 | 0 | 0 | 0 | 0 | 0 | 0 | 0
[5 empty] | RSALE | PRODUCTION | 0 | 0 | 0 | 0 | 0 | 0 | 0 | 0 | 0 | 0 | 0 | 0 | 0 | 0 | 0 | 0 | 0 | 0 | 0 | 0 | 0 | 0
[5 empty] | RSALE | BULKTRAN | 0 | 0 | 0 | 0 | 0 | 0 | 0 | 0 | 0 | 0 | 0 | 0 | 0 | 0 | 0 | 0 | 0 | 0 | 0 | 0 | 0 | 0
[5 empty] | RSALE | SUBTRAN | 0 | 0 | 0 | 0 | 0 | 0 | 0 | 0 | 0 | 0 | 0 | 0 | 0 | 0 | 0 | 0 | 0 | 0 | 0 | 0 | 0 | 0
[5 empty] | RSALE | DISTPRI | 0 | 0 | 0 | 0 | 0 | 0 | 0 | 0 | 0 | 0 | 0 | 0 | 0 | 0 | 0 | 0 | 0 | 0 | 0 | 0 | 0 | 0
[5 empty] | RSALE | DISTSEC | 0 | 0 | 0 | 0 | 0 | 0 | 0 | 0 | 0 | 0 | 0 | 0 | 0 | 0 | 0 | 0 | 0 | 0 | 0 | 0 | 0 | 0
[5 empty] | RSALE | ENERGY | 0 | 0 | 0 | 0 | 0 | 0 | 0 | 0 | 0 | 0 | 0 | 0 | 0 | 0 | 0 | 0 | 0 | 0 | 0 | 0 | 0 | 0
[5 empty] | RSALE | CUSTOMER | 0 | 0 | 0 | 0 | 0 | 0 | 0 | 0 | 0 | 0 | 0 | 0 | 0 | 0 | 0 | 0 | 0 | 0 | 0 | 0 | 0 | 0
|  |  |  | 0 | RSALE | TOTAL | 0 | 0 | 0 | 0 | 0 | 0 | 0 | 0 | 0 | 0 | 0 | 0 | 0 | 0 | 0 | 0 | 0 | 0 | 0 | 0 | 0 | 0
[5 empty] | TDOMX | PRODUCTION | 0 | 0 | 0 | 0 | 0 | 0 | 0 | 0 | 0 | 0 | 0 | 0 | 0 | 0 | 0 | 0 | 0 | 0 | 0 | 0 | 0 | 0
[5 empty] | TDOMX | BULKTRAN | 0 | 0 | 0 | 0 | 0 | 0 | 0 | 0 | 0 | 0 | 0 | 0 | 0 | 0 | 0 | 0 | 0 | 0 | 0 | 0 | 0 | 0
[5 empty] | TDOMX | SUBTRAN | 0 | 0 | 0 | 0 | 0 | 0 | 0 | 0 | 0 | 0 | 0 | 0 | 0 | 0 | 0 | 0 | 0 | 0 | 0 | 0 | 0 | 0
[5 empty] | TDOMX | DISTPRI | 0 | 0 | 0 | 0 | 0 | 0 | 0 | 0 | 0 | 0 | 0 | 0 | 0 | 0 | 0 | 0 | 0 | 0 | 0 | 0 | 0 | 0
[5 empty] | TDOMX | DISTSEC | 0 | 0 | 0 | 0 | 0 | 0 | 0 | 0 | 0 | 0 | 0 | 0 | 0 | 0 | 0 | 0 | 0 | 0 | 0 | 0 | 0 | 0
[5 empty] | TDOMX | ENERGY | 0 | 0 | 0 | 0 | 0 | 0 | 0 | 0 | 0 | 0 | 0 | 0 | 0 | 0 | 0 | 0 | 0 | 0 | 0 | 0 | 0 | 0
[5 empty] | TDOMX | CUSTOMER | 0 | 0 | 0 | 0 | 0 | 0 | 0 | 0 | 0 | 0 | 0 | 0 | 0 | 0 | 0 | 0 | 0 | 0 | 0 | 0 | 0 | 0
|  |  |  | 0 | TDOMX | TOTAL | 0 | 0 | 0 | 0 | 0 | 0 | 0 | 0 | 0 | 0 | 0 | 0 | 0 | 0 | 0 | 0 | 0 | 0 | 0 | 0 | 0 | 0
[5 empty] | TDOMX | PRODUCTION | 0 | 0 | 0 | 0 | 0 | 0 | 0 | 0 | 0 | 0 | 0 | 0 | 0 | 0 | 0 | 0 | 0 | 0 | 0 | 0 | 0 | 0
[5 empty] | TDOMX | BULKTRAN | 0 | 0 | 0 | 0 | 0 | 0 | 0 | 0 | 0 | 0 | 0 | 0 | 0 | 0 | 0 | 0 | 0 | 0 | 0 | 0 | 0 | 0
[5 empty] | TDOMX | SUBTRAN | 0 | 0 | 0 | 0 | 0 | 0 | 0 | 0 | 0 | 0 | 0 | 0 | 0 | 0 | 0 | 0 | 0 | 0 | 0 | 0 | 0 | 0
[5 empty] | TDOMX | DISTPRI | 0 | 0 | 0 | 0 | 0 | 0 | 0 | 0 | 0 | 0 | 0 | 0 | 0 | 0 | 0 | 0 | 0 | 0 | 0 | 0 | 0 | 0
[5 empty] | TDOMX | DISTSEC | 0 | 0 | 0 | 0 | 0 | 0 | 0 | 0 | 0 | 0 | 0 | 0 | 0 | 0 | 0 | 0 | 0 | 0 | 0 | 0 | 0 | 0
[5 empty] | TDOMX | ENERGY | 0 | 0 | 0 | 0 | 0 | 0 | 0 | 0 | 0 | 0 | 0 | 0 | 0 | 0 | 0 | 0 | 0 | 0 | 0 | 0 | 0 | 0
[5 empty] | TDOMX | CUSTOMER | 0 | 0 | 0 | 0 | 0 | 0 | 0 | 0 | 0 | 0 | 0 | 0 | 0 | 0 | 0 | 0 | 0 | 0 | 0 | 0 | 0 | 0
|  |  |  | 0 | TDOMX | TOTAL | 0 | 0 | 0 | 0 | 0 | 0 | 0 | 0 | 0 | 0 | 0 | 0 | 0 | 0 | 0 | 0 | 0 | 0 | 0 | 0 | 0 | 0
[5 empty] | RSALE | PRODUCTION | 0 | 0 | 0 | 0 | 0 | 0 | 0 | 0 | 0 | 0 | 0 | 0 | 0 | 0 | 0 | 0 | 0 | 0 | 0 | 0 | 0 | 0
[5 empty] | RSALE | BULKTRAN | 0 | 0 | 0 | 0 | 0 | 0 | 0 | 0 | 0 | 0 | 0 | 0 | 0 | 0 | 0 | 0 | 0 | 0 | 0 | 0 | 0 | 0
[5 empty] | RSALE | SUBTRAN | 0 | 0 | 0 | 0 | 0 | 0 | 0 | 0 | 0 | 0 | 0 | 0 | 0 | 0 | 0 | 0 | 0 | 0 | 0 | 0 | 0 | 0
[5 empty] | RSALE | DISTPRI | 0 | 0 | 0 | 0 | 0 | 0 | 0 | 0 | 0 | 0 | 0 | 0 | 0 | 0 | 0 | 0 | 0 | 0 | 0 | 0 | 0 | 0
[5 empty] | RSALE | DISTSEC | 0 | 0 | 0 | 0 | 0 | 0 | 0 | 0 | 0 | 0 | 0 | 0 | 0 | 0 | 0 | 0 | 0 | 0 | 0 | 0 | 0 | 0
[5 empty] | RSALE | ENERGY | 0 | 0 | 0 | 0 | 0 | 0 | 0 | 0 | 0 | 0 | 0 | 0 | 0 | 0 | 0 | 0 | 0 | 0 | 0 | 0 | 0 | 0
[5 empty] | RSALE | CUSTOMER | 0 | 0 | 0 | 0 | 0 | 0 | 0 | 0 | 0 | 0 | 0 | 0 | 0 | 0 | 0 | 0 | 0 | 0 | 0 | 0 | 0 | 0
|  |  |  | 0 | RSALE | TOTAL | 0 | 0 | 0 | 0 | 0 | 0 | 0 | 0 | 0 | 0 | 0 | 0 | 0 | 0 | 0 | 0 | 0 | 0 | 0 | 0 | 0 | 0
[5 empty] | LABOR_M | PRODUCTION | 0 | 0 | 0 | 0 | 0 | 0 | 0 | 0 | 0 | 0 | 0 | 0 | 0 | 0 | 0 | 0 | 0 | 0 | 0 | 0 | 0 | 0
[5 empty] | LABOR_M | BULKTRAN | 0 | 0 | 0 | 0 | 0 | 0 | 0 | 0 | 0 | 0 | 0 | 0 | 0 | 0 | 0 | 0 | 0 | 0 | 0 | 0 | 0 | 0
[5 empty] | LABOR_M | SUBTRAN | 0 | 0 | 0 | 0 | 0 | 0 | 0 | 0 | 0 | 0 | 0 | 0 | 0 | 0 | 0 | 0 | 0 | 0 | 0 | 0 | 0 | 0
[5 empty] | LABOR_M | DISTPRI | 0 | 0 | 0 | 0 | 0 | 0 | 0 | 0 | 0 | 0 | 0 | 0 | 0 | 0 | 0 | 0 | 0 | 0 | 0 | 0 | 0 | 0
[5 empty] | LABOR_M | DISTSEC | 0 | 0 | 0 | 0 | 0 | 0 | 0 | 0 | 0 | 0 | 0 | 0 | 0 | 0 | 0 | 0 | 0 | 0 | 0 | 0 | 0 | 0
[5 empty] | LABOR_M | ENERGY | 0 | 0 | 0 | 0 | 0 | 0 | 0 | 0 | 0 | 0 | 0 | 0 | 0 | 0 | 0 | 0 | 0 | 0 | 0 | 0 | 0 | 0
[5 empty] | LABOR_M | CUSTOMER | 0 | 0 | 0 | 0 | 0 | 0 | 0 | 0 | 0 | 0 | 0 | 0 | 0 | 0 | 0 | 0 | 0 | 0 | 0 | 0 | 0 | 0
|  |  |  | 0 | LABOR_M | TOTAL | 0 | 0 | 0 | 0 | 0 | 0 | 0 | 0 | 0 | 0 | 0 | 0 | 0 | 0 | 0 | 0 | 0 | 0 | 0 | 0 | 0 | 0
[5 empty] | RB_GUP | PRODUCTION | 0 | 0 | 0 | 0 | 0 | 0 | 0 | 0 | 0 | 0 | 0 | 0 | 0 | 0 | 0 | 0 | 0 | 0 | 0 | 0 | 0 | 0
[5 empty] | RB_GUP | BULKTRAN | 0 | 0 | 0 | 0 | 0 | 0 | 0 | 0 | 0 | 0 | 0 | 0 | 0 | 0 | 0 | 0 | 0 | 0 | 0 | 0 | 0 | 0
[5 empty] | RB_GUP | SUBTRAN | 0 | 0 | 0 | 0 | 0 | 0 | 0 | 0 | 0 | 0 | 0 | 0 | 0 | 0 | 0 | 0 | 0 | 0 | 0 | 0 | 0 | 0
[5 empty] | RB_GUP | DISTPRI | 0 | 0 | 0 | 0 | 0 | 0 | 0 | 0 | 0 | 0 | 0 | 0 | 0 | 0 | 0 | 0 | 0 | 0 | 0 | 0 | 0 | 0
[5 empty] | RB_GUP | DISTSEC | 0 | 0 | 0 | 0 | 0 | 0 | 0 | 0 | 0 | 0 | 0 | 0 | 0 | 0 | 0 | 0 | 0 | 0 | 0 | 0 | 0 | 0
[5 empty] | RB_GUP | ENERGY | 0 | 0 | 0 | 0 | 0 | 0 | 0 | 0 | 0 | 0 | 0 | 0 | 0 | 0 | 0 | 0 | 0 | 0 | 0 | 0 | 0 | 0
[5 empty] | RB_GUP | CUSTOMER | 0 | 0 | 0 | 0 | 0 | 0 | 0 | 0 | 0 | 0 | 0 | 0 | 0 | 0 | 0 | 0 | 0 | 0 | 0 | 0 | 0 | 0
|  |  |  | 0 | RB_GUP | TOTAL | 0 | 0 | 0 | 0 | 0 | 0 | 0 | 0 | 0 | 0 | 0 | 0 | 0 | 0 | 0 | 0 | 0 | 0 | 0 | 0 | 0 | 0
[5 empty] | LABOR_M | PRODUCTION | 0 | 0 | 0 | 0 | 0 | 0 | 0 | 0 | 0 | 0 | 0 | 0 | 0 | 0 | 0 | 0 | 0 | 0 | 0 | 0 | 0 | 0
[5 empty] | LABOR_M | BULKTRAN | 0 | 0 | 0 | 0 | 0 | 0 | 0 | 0 | 0 | 0 | 0 | 0 | 0 | 0 | 0 | 0 | 0 | 0 | 0 | 0 | 0 | 0
[5 empty] | LABOR_M | SUBTRAN | 0 | 0 | 0 | 0 | 0 | 0 | 0 | 0 | 0 | 0 | 0 | 0 | 0 | 0 | 0 | 0 | 0 | 0 | 0 | 0 | 0 | 0
[5 empty] | LABOR_M | DISTPRI | 0 | 0 | 0 | 0 | 0 | 0 | 0 | 0 | 0 | 0 | 0 | 0 | 0 | 0 | 0 | 0 | 0 | 0 | 0 | 0 | 0 | 0
[5 empty] | LABOR_M | DISTSEC | 0 | 0 | 0 | 0 | 0 | 0 | 0 | 0 | 0 | 0 | 0 | 0 | 0 | 0 | 0 | 0 | 0 | 0 | 0 | 0 | 0 | 0
[5 empty] | LABOR_M | ENERGY | 0 | 0 | 0 | 0 | 0 | 0 | 0 | 0 | 0 | 0 | 0 | 0 | 0 | 0 | 0 | 0 | 0 | 0 | 0 | 0 | 0 | 0
[5 empty] | LABOR_M | CUSTOMER | 0 | 0 | 0 | 0 | 0 | 0 | 0 | 0 | 0 | 0 | 0 | 0 | 0 | 0 | 0 | 0 | 0 | 0 | 0 | 0 | 0 | 0
|  |  |  | 0 | LABOR_M | TOTAL | 0 | 0 | 0 | 0 | 0 | 0 | 0 | 0 | 0 | 0 | 0 | 0 | 0 | 0 | 0 | 0 | 0 | 0 | 0 | 0 | 0 | 0
[5 empty] | LABOR_M | PRODUCTION | 0 | 0 | 0 | 0 | 0 | 0 | 0 | 0 | 0 | 0 | 0 | 0 | 0 | 0 | 0 | 0 | 0 | 0 | 0 | 0 | 0 | 0
[5 empty] | LABOR_M | BULKTRAN | 0 | 0 | 0 | 0 | 0 | 0 | 0 | 0 | 0 | 0 | 0 | 0 | 0 | 0 | 0 | 0 | 0 | 0 | 0 | 0 | 0 | 0
[5 empty] | LABOR_M | SUBTRAN | 0 | 0 | 0 | 0 | 0 | 0 | 0 | 0 | 0 | 0 | 0 | 0 | 0 | 0 | 0 | 0 | 0 | 0 | 0 | 0 | 0 | 0
[5 empty] | LABOR_M | DISTPRI | 0 | 0 | 0 | 0 | 0 | 0 | 0 | 0 | 0 | 0 | 0 | 0 | 0 | 0 | 0 | 0 | 0 | 0 | 0 | 0 | 0 | 0
[5 empty] | LABOR_M | DISTSEC | 0 | 0 | 0 | 0 | 0 | 0 | 0 | 0 | 0 | 0 | 0 | 0 | 0 | 0 | 0 | 0 | 0 | 0 | 0 | 0 | 0 | 0
[5 empty] | LABOR_M | ENERGY | 0 | 0 | 0 | 0 | 0 | 0 | 0 | 0 | 0 | 0 | 0 | 0 | 0 | 0 | 0 | 0 | 0 | 0 | 0 | 0 | 0 | 0
[5 empty] | LABOR_M | CUSTOMER | 0 | 0 | 0 | 0 | 0 | 0 | 0 | 0 | 0 | 0 | 0 | 0 | 0 | 0 | 0 | 0 | 0 | 0 | 0 | 0 | 0 | 0
|  |  |  | 0 | LABOR_M | TOTAL | 0 | 0 | 0 | 0 | 0 | 0 | 0 | 0 | 0 | 0 | 0 | 0 | 0 | 0 | 0 | 0 | 0 | 0 | 0 | 0 | 0 | 0
[5 empty] | TRAN_LSE | PRODUCTION | 0 | 0 | 0 | 0 | 0 | 0 | 0 | 0 | 0 | 0 | 0 | 0 | 0 | 0 | 0 | 0 | 0 | 0 | 0 | 0 | 0 | 0
[5 empty] | TRAN_LSE | BULKTRAN | 0 | 0 | 0 | 0 | 0 | 0 | 0 | 0 | 0 | 0 | 0 | 0 | 0 | 0 | 0 | 0 | 0 | 0 | 0 | 0 | 0 | 0
[5 empty] | TRAN_LSE | SUBTRAN | 0 | 0 | 0 | 0 | 0 | 0 | 0 | 0 | 0 | 0 | 0 | 0 | 0 | 0 | 0 | 0 | 0 | 0 | 0 | 0 | 0 | 0
[5 empty] | TRAN_LSE | DISTPRI | 0 | 0 | 0 | 0 | 0 | 0 | 0 | 0 | 0 | 0 | 0 | 0 | 0 | 0 | 0 | 0 | 0 | 0 | 0 | 0 | 0 | 0
[5 empty] | TRAN_LSE | DISTSEC | 0 | 0 | 0 | 0 | 0 | 0 | 0 | 0 | 0 | 0 | 0 | 0 | 0 | 0 | 0 | 0 | 0 | 0 | 0 | 0 | 0 | 0
[5 empty] | TRAN_LSE | ENERGY | 0 | 0 | 0 | 0 | 0 | 0 | 0 | 0 | 0 | 0 | 0 | 0 | 0 | 0 | 0 | 0 | 0 | 0 | 0 | 0 | 0 | 0
[5 empty] | TRAN_LSE | CUSTOMER | 0 | 0 | 0 | 0 | 0 | 0 | 0 | 0 | 0 | 0 | 0 | 0 | 0 | 0 | 0 | 0 | 0 | 0 | 0 | 0 | 0 | 0
|  |  |  | 0 | TRAN_LSE | TOTAL | 0 | 0 | 0 | 0 | 0 | 0 | 0 | 0 | 0 | 0 | 0 | 0 | 0 | 0 | 0 | 0 | 0 | 0 | 0 | 0 | 0 | 0
[5 empty] | CUST_TOTAL | PRODUCTION | 0 | 0 | 0 | 0 | 0 | 0 | 0 | 0 | 0 | 0 | 0 | 0 | 0 | 0 | 0 | 0 | 0 | 0 | 0 | 0 | 0 | 0
[5 empty] | CUST_TOTAL | BULKTRAN | 0 | 0 | 0 | 0 | 0 | 0 | 0 | 0 | 0 | 0 | 0 | 0 | 0 | 0 | 0 | 0 | 0 | 0 | 0 | 0 | 0 | 0
[5 empty] | CUST_TOTAL | SUBTRAN | 0 | 0 | 0 | 0 | 0 | 0 | 0 | 0 | 0 | 0 | 0 | 0 | 0 | 0 | 0 | 0 | 0 | 0 | 0 | 0 | 0 | 0
[5 empty] | CUST_TOTAL | DISTPRI | 0 | 0 | 0 | 0 | 0 | 0 | 0 | 0 | 0 | 0 | 0 | 0 | 0 | 0 | 0 | 0 | 0 | 0 | 0 | 0 | 0 | 0
[5 empty] | CUST_TOTAL | DISTSEC | 0 | 0 | 0 | 0 | 0 | 0 | 0 | 0 | 0 | 0 | 0 | 0 | 0 | 0 | 0 | 0 | 0 | 0 | 0 | 0 | 0 | 0
[5 empty] | CUST_TOTAL | ENERGY | 0 | 0 | 0 | 0 | 0 | 0 | 0 | 0 | 0 | 0 | 0 | 0 | 0 | 0 | 0 | 0 | 0 | 0 | 0 | 0 | 0 | 0
[5 empty] | CUST_TOTAL | CUSTOMER | 0 | 0 | 0 | 0 | 0 | 0 | 0 | 0 | 0 | 0 | 0 | 0 | 0 | 0 | 0 | 0 | 0 | 0 | 0 | 0 | 0 | 0
|  |  |  | 0 | CUST_TOTAL | TOTAL | 0 | 0 | 0 | 0 | 0 | 0 | 0 | 0 | 0 | 0 | 0 | 0 | 0 | 0 | 0 | 0 | 0 | 0 | 0 | 0 | 0 | 0
[5 empty] | LABOR_M | PRODUCTION | 0 | 0 | 0 | 0 | 0 | 0 | 0 | 0 | 0 | 0 | 0 | 0 | 0 | 0 | 0 | 0 | 0 | 0 | 0 | 0 | 0 | 0
[5 empty] | LABOR_M | BULKTRAN | 0 | 0 | 0 | 0 | 0 | 0 | 0 | 0 | 0 | 0 | 0 | 0 | 0 | 0 | 0 | 0 | 0 | 0 | 0 | 0 | 0 | 0
[5 empty] | LABOR_M | SUBTRAN | 0 | 0 | 0 | 0 | 0 | 0 | 0 | 0 | 0 | 0 | 0 | 0 | 0 | 0 | 0 | 0 | 0 | 0 | 0 | 0 | 0 | 0
[5 empty] | LABOR_M | DISTPRI | 0 | 0 | 0 | 0 | 0 | 0 | 0 | 0 | 0 | 0 | 0 | 0 | 0 | 0 | 0 | 0 | 0 | 0 | 0 | 0 | 0 | 0
[5 empty] | LABOR_M | DISTSEC | 0 | 0 | 0 | 0 | 0 | 0 | 0 | 0 | 0 | 0 | 0 | 0 | 0 | 0 | 0 | 0 | 0 | 0 | 0 | 0 | 0 | 0
[5 empty] | LABOR_M | ENERGY | 0 | 0 | 0 | 0 | 0 | 0 | 0 | 0 | 0 | 0 | 0 | 0 | 0 | 0 | 0 | 0 | 0 | 0 | 0 | 0 | 0 | 0
[5 empty] | LABOR_M | CUSTOMER | 0 | 0 | 0 | 0 | 0 | 0 | 0 | 0 | 0 | 0 | 0 | 0 | 0 | 0 | 0 | 0 | 0 | 0 | 0 | 0 | 0 | 0
|  |  |  | 0 | LABOR_M | TOTAL | 0 | 0 | 0 | 0 | 0 | 0 | 0 | 0 | 0 | 0 | 0 | 0 | 0 | 0 | 0 | 0 | 0 | 0 | 0 | 0 | 0 | 0
[5 empty] | LABOR_M | PRODUCTION | 0 | 0 | 0 | 0 | 0 | 0 | 0 | 0 | 0 | 0 | 0 | 0 | 0 | 0 | 0 | 0 | 0 | 0 | 0 | 0 | 0 | 0
[5 empty] | LABOR_M | BULKTRAN | 0 | 0 | 0 | 0 | 0 | 0 | 0 | 0 | 0 | 0 | 0 | 0 | 0 | 0 | 0 | 0 | 0 | 0 | 0 | 0 | 0 | 0
[5 empty] | LABOR_M | SUBTRAN | 0 | 0 | 0 | 0 | 0 | 0 | 0 | 0 | 0 | 0 | 0 | 0 | 0 | 0 | 0 | 0 | 0 | 0 | 0 | 0 | 0 | 0
[5 empty] | LABOR_M | DISTPRI | 0 | 0 | 0 | 0 | 0 | 0 | 0 | 0 | 0 | 0 | 0 | 0 | 0 | 0 | 0 | 0 | 0 | 0 | 0 | 0 | 0 | 0
[5 empty] | LABOR_M | DISTSEC | 0 | 0 | 0 | 0 | 0 | 0 | 0 | 0 | 0 | 0 | 0 | 0 | 0 | 0 | 0 | 0 | 0 | 0 | 0 | 0 | 0 | 0
[5 empty] | LABOR_M | ENERGY | 0 | 0 | 0 | 0 | 0 | 0 | 0 | 0 | 0 | 0 | 0 | 0 | 0 | 0 | 0 | 0 | 0 | 0 | 0 | 0 | 0 | 0
[5 empty] | LABOR_M | CUSTOMER | 0 | 0 | 0 | 0 | 0 | 0 | 0 | 0 | 0 | 0 | 0 | 0 | 0 | 0 | 0 | 0 | 0 | 0 | 0 | 0 | 0 | 0
|  |  |  | 0 | LABOR_M | TOTAL | 0 | 0 | 0 | 0 | 0 | 0 | 0 | 0 | 0 | 0 | 0 | 0 | 0 | 0 | 0 | 0 | 0 | 0 | 0 | 0 | 0 | 0
[5 empty] | RB_GUP | PRODUCTION | 0 | 0 | 0 | 0 | 0 | 0 | 0 | 0 | 0 | 0 | 0 | 0 | 0 | 0 | 0 | 0 | 0 | 0 | 0 | 0 | 0 | 0
[5 empty] | RB_GUP | BULKTRAN | 0 | 0 | 0 | 0 | 0 | 0 | 0 | 0 | 0 | 0 | 0 | 0 | 0 | 0 | 0 | 0 | 0 | 0 | 0 | 0 | 0 | 0
[5 empty] | RB_GUP | SUBTRAN | 0 | 0 | 0 | 0 | 0 | 0 | 0 | 0 | 0 | 0 | 0 | 0 | 0 | 0 | 0 | 0 | 0 | 0 | 0 | 0 | 0 | 0
[5 empty] | RB_GUP | DISTPRI | 0 | 0 | 0 | 0 | 0 | 0 | 0 | 0 | 0 | 0 | 0 | 0 | 0 | 0 | 0 | 0 | 0 | 0 | 0 | 0 | 0 | 0
[5 empty] | RB_GUP | DISTSEC | 0 | 0 | 0 | 0 | 0 | 0 | 0 | 0 | 0 | 0 | 0 | 0 | 0 | 0 | 0 | 0 | 0 | 0 | 0 | 0 | 0 | 0
[5 empty] | RB_GUP | ENERGY | 0 | 0 | 0 | 0 | 0 | 0 | 0 | 0 | 0 | 0 | 0 | 0 | 0 | 0 | 0 | 0 | 0 | 0 | 0 | 0 | 0 | 0
[5 empty] | RB_GUP | CUSTOMER | 0 | 0 | 0 | 0 | 0 | 0 | 0 | 0 | 0 | 0 | 0 | 0 | 0 | 0 | 0 | 0 | 0 | 0 | 0 | 0 | 0 | 0
|  |  |  | 0 | RB_GUP | TOTAL | 0 | 0 | 0 | 0 | 0 | 0 | 0 | 0 | 0 | 0 | 0 | 0 | 0 | 0 | 0 | 0 | 0 | 0 | 0 | 0 | 0 | 0
[5 empty] | TOTOHLINES | PRODUCTION | 0 | 0 | 0 | 0 | 0 | 0 | 0 | 0 | 0 | 0 | 0 | 0 | 0 | 0 | 0 | 0 | 0 | 0 | 0 | 0 | 0 | 0
[5 empty] | TOTOHLINES | BULKTRAN | 0 | 0 | 0 | 0 | 0 | 0 | 0 | 0 | 0 | 0 | 0 | 0 | 0 | 0 | 0 | 0 | 0 | 0 | 0 | 0 | 0 | 0
[5 empty] | TOTOHLINES | SUBTRAN | 0 | 0 | 0 | 0 | 0 | 0 | 0 | 0 | 0 | 0 | 0 | 0 | 0 | 0 | 0 | 0 | 0 | 0 | 0 | 0 | 0 | 0
[5 empty] | TOTOHLINES | DISTPRI | 0 | 0 | 0 | 0 | 0 | 0 | 0 | 0 | 0 | 0 | 0 | 0 | 0 | 0 | 0 | 0 | 0 | 0 | 0 | 0 | 0 | 0
[5 empty] | TOTOHLINES | DISTSEC | 0 | 0 | 0 | 0 | 0 | 0 | 0 | 0 | 0 | 0 | 0 | 0 | 0 | 0 | 0 | 0 | 0 | 0 | 0 | 0 | 0 | 0
[5 empty] | TOTOHLINES | ENERGY | 0 | 0 | 0 | 0 | 0 | 0 | 0 | 0 | 0 | 0 | 0 | 0 | 0 | 0 | 0 | 0 | 0 | 0 | 0 | 0 | 0 | 0
[5 empty] | TOTOHLINES | CUSTOMER | 0 | 0 | 0 | 0 | 0 | 0 | 0 | 0 | 0 | 0 | 0 | 0 | 0 | 0 | 0 | 0 | 0 | 0 | 0 | 0 | 0 | 0
|  |  |  | 0 | TOTOHLINES | TOTAL | 0 | 0 | 0 | 0 | 0 | 0 | 0 | 0 | 0 | 0 | 0 | 0 | 0 | 0 | 0 | 0 | 0 | 0 | 0 | 0 | 0 | 0
[5 empty] | TDOMX | PRODUCTION | 0 | 0 | 0 | 0 | 0 | 0 | 0 | 0 | 0 | 0 | 0 | 0 | 0 | 0 | 0 | 0 | 0 | 0 | 0 | 0 | 0 | 0
[5 empty] | TDOMX | BULKTRAN | 0 | 0 | 0 | 0 | 0 | 0 | 0 | 0 | 0 | 0 | 0 | 0 | 0 | 0 | 0 | 0 | 0 | 0 | 0 | 0 | 0 | 0
[5 empty] | TDOMX | SUBTRAN | 0 | 0 | 0 | 0 | 0 | 0 | 0 | 0 | 0 | 0 | 0 | 0 | 0 | 0 | 0 | 0 | 0 | 0 | 0 | 0 | 0 | 0
[5 empty] | TDOMX | DISTPRI | 0 | 0 | 0 | 0 | 0 | 0 | 0 | 0 | 0 | 0 | 0 | 0 | 0 | 0 | 0 | 0 | 0 | 0 | 0 | 0 | 0 | 0
[5 empty] | TDOMX | DISTSEC | 0 | 0 | 0 | 0 | 0 | 0 | 0 | 0 | 0 | 0 | 0 | 0 | 0 | 0 | 0 | 0 | 0 | 0 | 0 | 0 | 0 | 0
[5 empty] | TDOMX | ENERGY | 0 | 0 | 0 | 0 | 0 | 0 | 0 | 0 | 0 | 0 | 0 | 0 | 0 | 0 | 0 | 0 | 0 | 0 | 0 | 0 | 0 | 0
[5 empty] | TDOMX | CUSTOMER | 0 | 0 | 0 | 0 | 0 | 0 | 0 | 0 | 0 | 0 | 0 | 0 | 0 | 0 | 0 | 0 | 0 | 0 | 0 | 0 | 0 | 0
|  |  |  | 0 | TDOMX | TOTAL | 0 | 0 | 0 | 0 | 0 | 0 | 0 | 0 | 0 | 0 | 0 | 0 | 0 | 0 | 0 | 0 | 0 | 0 | 0 | 0 | 0 | 0
[5 empty] | CUST_TOTAL | PRODUCTION | 0 | 0 | 0 | 0 | 0 | 0 | 0 | 0 | 0 | 0 | 0 | 0 | 0 | 0 | 0 | 0 | 0 | 0 | 0 | 0 | 0 | 0
[5 empty] | CUST_TOTAL | BULKTRAN | 0 | 0 | 0 | 0 | 0 | 0 | 0 | 0 | 0 | 0 | 0 | 0 | 0 | 0 | 0 | 0 | 0 | 0 | 0 | 0 | 0 | 0
[5 empty] | CUST_TOTAL | SUBTRAN | 0 | 0 | 0 | 0 | 0 | 0 | 0 | 0 | 0 | 0 | 0 | 0 | 0 | 0 | 0 | 0 | 0 | 0 | 0 | 0 | 0 | 0
[5 empty] | CUST_TOTAL | DISTPRI | 0 | 0 | 0 | 0 | 0 | 0 | 0 | 0 | 0 | 0 | 0 | 0 | 0 | 0 | 0 | 0 | 0 | 0 | 0 | 0 | 0 | 0
[5 empty] | CUST_TOTAL | DISTSEC | 0 | 0 | 0 | 0 | 0 | 0 | 0 | 0 | 0 | 0 | 0 | 0 | 0 | 0 | 0 | 0 | 0 | 0 | 0 | 0 | 0 | 0
[5 empty] | CUST_TOTAL | ENERGY | 0 | 0 | 0 | 0 | 0 | 0 | 0 | 0 | 0 | 0 | 0 | 0 | 0 | 0 | 0 | 0 | 0 | 0 | 0 | 0 | 0 | 0
[5 empty] | CUST_TOTAL | CUSTOMER | 0 | 0 | 0 | 0 | 0 | 0 | 0 | 0 | 0 | 0 | 0 | 0 | 0 | 0 | 0 | 0 | 0 | 0 | 0 | 0 | 0 | 0
|  |  |  | 0 | CUST_TOTAL | TOTAL | 0 | 0 | 0 | 0 | 0 | 0 | 0 | 0 | 0 | 0 | 0 | 0 | 0 | 0 | 0 | 0 | 0 | 0 | 0 | 0 | 0 | 0
|  |  |  | 0 | LABOR_M | PRODUCTION | 0 | 0 | 0 | 0 | 0 | 0 | 0 | 0 | 0 | 0 | 0 | 0 | 0 | 0 | 0 | 0 | 0 | 0 | 0 | 0 | 0 | 0
|  |  |  | 0 | LABOR_M | BULKTRAN | 0 | 0 | 0 | 0 | 0 | 0 | 0 | 0 | 0 | 0 | 0 | 0 | 0 | 0 | 0 | 0 | 0 | 0 | 0 | 0 | 0 | 0
|  |  |  | 0 | LABOR_M | SUBTRAN | 0 | 0 | 0 | 0 | 0 | 0 | 0 | 0 | 0 | 0 | 0 | 0 | 0 | 0 | 0 | 0 | 0 | 0 | 0 | 0 | 0 | 0
|  |  |  | 0 | LABOR_M | DISTPRI | 0 | 0 | 0 | 0 | 0 | 0 | 0 | 0 | 0 | 0 | 0 | 0 | 0 | 0 | 0 | 0 | 0 | 0 | 0 | 0 | 0 | 0
|  |  |  | 0 | LABOR_M | DISTSEC | 0 | 0 | 0 | 0 | 0 | 0 | 0 | 0 | 0 | 0 | 0 | 0 | 0 | 0 | 0 | 0 | 0 | 0 | 0 | 0 | 0 | 0
|  |  |  | 0 | LABOR_M | ENERGY | 0 | 0 | 0 | 0 | 0 | 0 | 0 | 0 | 0 | 0 | 0 | 0 | 0 | 0 | 0 | 0 | 0 | 0 | 0 | 0 | 0 | 0
|  |  |  | 0 | LABOR_M | CUSTOMER | 0 | 0 | 0 | 0 | 0 | 0 | 0 | 0 | 0 | 0 | 0 | 0 | 0 | 0 | 0 | 0 | 0 | 0 | 0 | 0 | 0 | 0
|  |  |  | 0 | LABOR_M | TOTAL | 0 | 0 | 0 | 0 | 0 | 0 | 0 | 0 | 0 | 0 | 0 | 0 | 0 | 0 | 0 | 0 | 0 | 0 | 0 | 0 | 0 | 0
[5 empty] | LABOR_M | PRODUCTION | 0 | 0 | 0 | 0 | 0 | 0 | 0 | 0 | 0 | 0 | 0 | 0 | 0 | 0 | 0 | 0 | 0 | 0 | 0 | 0 | 0 | 0
[5 empty] | LABOR_M | BULKTRAN | 0 | 0 | 0 | 0 | 0 | 0 | 0 | 0 | 0 | 0 | 0 | 0 | 0 | 0 | 0 | 0 | 0 | 0 | 0 | 0 | 0 | 0
[5 empty] | LABOR_M | SUBTRAN | 0 | 0 | 0 | 0 | 0 | 0 | 0 | 0 | 0 | 0 | 0 | 0 | 0 | 0 | 0 | 0 | 0 | 0 | 0 | 0 | 0 | 0
[5 empty] | LABOR_M | DISTPRI | 0 | 0 | 0 | 0 | 0 | 0 | 0 | 0 | 0 | 0 | 0 | 0 | 0 | 0 | 0 | 0 | 0 | 0 | 0 | 0 | 0 | 0
[5 empty] | LABOR_M | DISTSEC | 0 | 0 | 0 | 0 | 0 | 0 | 0 | 0 | 0 | 0 | 0 | 0 | 0 | 0 | 0 | 0 | 0 | 0 | 0 | 0 | 0 | 0
[5 empty] | LABOR_M | ENERGY | 0 | 0 | 0 | 0 | 0 | 0 | 0 | 0 | 0 | 0 | 0 | 0 | 0 | 0 | 0 | 0 | 0 | 0 | 0 | 0 | 0 | 0
[5 empty] | LABOR_M | CUSTOMER | 0 | 0 | 0 | 0 | 0 | 0 | 0 | 0 | 0 | 0 | 0 | 0 | 0 | 0 | 0 | 0 | 0 | 0 | 0 | 0 | 0 | 0
|  |  |  | 0 | LABOR_M | TOTAL | 0 | 0 | 0 | 0 | 0 | 0 | 0 | 0 | 0 | 0 | 0 | 0 | 0 | 0 | 0 | 0 | 0 | 0 | 0 | 0 | 0 | 0
[5 empty] | TRANS_TOTAL | PRODUCTION | 0 | 0 | 0 | 0 | 0 | 0 | 0 | 0 | 0 | 0 | 0 | 0 | 0 | 0 | 0 | 0 | 0 | 0 | 0 | 0 | 0 | 0
[5 empty] | TRANS_TOTAL | BULKTRAN | 0 | 0 | 0 | 0 | 0 | 0 | 0 | 0 | 0 | 0 | 0 | 0 | 0 | 0 | 0 | 0 | 0 | 0 | 0 | 0 | 0 | 0
[5 empty] | TRANS_TOTAL | SUBTRAN | 0 | 0 | 0 | 0 | 0 | 0 | 0 | 0 | 0 | 0 | 0 | 0 | 0 | 0 | 0 | 0 | 0 | 0 | 0 | 0 | 0 | 0
[5 empty] | TRANS_TOTAL | DISTPRI | 0 | 0 | 0 | 0 | 0 | 0 | 0 | 0 | 0 | 0 | 0 | 0 | 0 | 0 | 0 | 0 | 0 | 0 | 0 | 0 | 0 | 0
[5 empty] | TRANS_TOTAL | DISTSEC | 0 | 0 | 0 | 0 | 0 | 0 | 0 | 0 | 0 | 0 | 0 | 0 | 0 | 0 | 0 | 0 | 0 | 0 | 0 | 0 | 0 | 0
[5 empty] | TRANS_TOTAL | ENERGY | 0 | 0 | 0 | 0 | 0 | 0 | 0 | 0 | 0 | 0 | 0 | 0 | 0 | 0 | 0 | 0 | 0 | 0 | 0 | 0 | 0 | 0
[5 empty] | TRANS_TOTAL | CUSTOMER | 0 | 0 | 0 | 0 | 0 | 0 | 0 | 0 | 0 | 0 | 0 | 0 | 0 | 0 | 0 | 0 | 0 | 0 | 0 | 0 | 0 | 0
|  |  |  | 0 | TRANS_TOTAL | TOTAL | 0 | 0 | 0 | 0 | 0 | 0 | 0 | 0 | 0 | 0 | 0 | 0 | 0 | 0 | 0 | 0 | 0 | 0 | 0 | 0 | 0 | 0
[5 empty] | RB_GUP_EPIS_D | PRODUCTION | 0 | 0 | 0 | 0 | 0 | 0 | 0 | 0 | 0 | 0 | 0 | 0 | 0 | 0 | 0 | 0 | 0 | 0 | 0 | 0 | 0 | 0
[5 empty] | RB_GUP_EPIS_D | BULKTRAN | 0 | 0 | 0 | 0 | 0 | 0 | 0 | 0 | 0 | 0 | 0 | 0 | 0 | 0 | 0 | 0 | 0 | 0 | 0 | 0 | 0 | 0
[5 empty] | RB_GUP_EPIS_D | SUBTRAN | 0 | 0 | 0 | 0 | 0 | 0 | 0 | 0 | 0 | 0 | 0 | 0 | 0 | 0 | 0 | 0 | 0 | 0 | 0 | 0 | 0 | 0
[5 empty] | RB_GUP_EPIS_D | DISTPRI | 0 | 0 | 0 | 0 | 0 | 0 | 0 | 0 | 0 | 0 | 0 | 0 | 0 | 0 | 0 | 0 | 0 | 0 | 0 | 0 | 0 | 0
[5 empty] | RB_GUP_EPIS_D | DISTSEC | 0 | 0 | 0 | 0 | 0 | 0 | 0 | 0 | 0 | 0 | 0 | 0 | 0 | 0 | 0 | 0 | 0 | 0 | 0 | 0 | 0 | 0
[5 empty] | RB_GUP_EPIS_D | ENERGY | 0 | 0 | 0 | 0 | 0 | 0 | 0 | 0 | 0 | 0 | 0 | 0 | 0 | 0 | 0 | 0 | 0 | 0 | 0 | 0 | 0 | 0
[5 empty] | RB_GUP_EPIS_D | CUSTOMER | 0 | 0 | 0 | 0 | 0 | 0 | 0 | 0 | 0 | 0 | 0 | 0 | 0 | 0 | 0 | 0 | 0 | 0 | 0 | 0 | 0 | 0
|  |  |  | 0 | RB_GUP_EPIS_D | TOTAL | 0 | 0 | 0 | 0 | 0 | 0 | 0 | 0 | 0 | 0 | 0 | 0 | 0 | 0 | 0 | 0 | 0 | 0 | 0 | 0 | 0 | 0
|  |  |  | 0 | LABOR_M | PRODUCTION | 0 | 0 | 0 | 0 | 0 | 0 | 0 | 0 | 0 | 0 | 0 | 0 | 0 | 0 | 0 | 0 | 0 | 0 | 0 | 0 | 0 | 0
|  |  |  | 0 | LABOR_M | BULKTRAN | 0 | 0 | 0 | 0 | 0 | 0 | 0 | 0 | 0 | 0 | 0 | 0 | 0 | 0 | 0 | 0 | 0 | 0 | 0 | 0 | 0 | 0
|  |  |  | 0 | LABOR_M | SUBTRAN | 0 | 0 | 0 | 0 | 0 | 0 | 0 | 0 | 0 | 0 | 0 | 0 | 0 | 0 | 0 | 0 | 0 | 0 | 0 | 0 | 0 | 0
|  |  |  | 0 | LABOR_M | DISTPRI | 0 | 0 | 0 | 0 | 0 | 0 | 0 | 0 | 0 | 0 | 0 | 0 | 0 | 0 | 0 | 0 | 0 | 0 | 0 | 0 | 0 | 0
|  |  |  | 0 | LABOR_M | DISTSEC | 0 | 0 | 0 | 0 | 0 | 0 | 0 | 0 | 0 | 0 | 0 | 0 | 0 | 0 | 0 | 0 | 0 | 0 | 0 | 0 | 0 | 0
|  |  |  | 0 | LABOR_M | ENERGY | 0 | 0 | 0 | 0 | 0 | 0 | 0 | 0 | 0 | 0 | 0 | 0 | 0 | 0 | 0 | 0 | 0 | 0 | 0 | 0 | 0 | 0
|  |  |  | 0 | LABOR_M | CUSTOMER | 0 | 0 | 0 | 0 | 0 | 0 | 0 | 0 | 0 | 0 | 0 | 0 | 0 | 0 | 0 | 0 | 0 | 0 | 0 | 0 | 0 | 0
|  |  |  | 0 | LABOR_M | TOTAL | 0 | 0 | 0 | 0 | 0 | 0 | 0 | 0 | 0 | 0 | 0 | 0 | 0 | 0 | 0 | 0 | 0 | 0 | 0 | 0 | 0 | 0
|  |  |  | 0 | CUST_903 | PRODUCTION | 0 | 0 | 0 | 0 | 0 | 0 | 0 | 0 | 0 | 0 | 0 | 0 | 0 | 0 | 0 | 0 | 0 | 0 | 0 | 0 | 0 | 0
|  |  |  | 0 | CUST_903 | BULKTRAN | 0 | 0 | 0 | 0 | 0 | 0 | 0 | 0 | 0 | 0 | 0 | 0 | 0 | 0 | 0 | 0 | 0 | 0 | 0 | 0 | 0 | 0
|  |  |  | 0 | CUST_903 | SUBTRAN | 0 | 0 | 0 | 0 | 0 | 0 | 0 | 0 | 0 | 0 | 0 | 0 | 0 | 0 | 0 | 0 | 0 | 0 | 0 | 0 | 0 | 0
|  |  |  | 0 | CUST_903 | DISTPRI | 0 | 0 | 0 | 0 | 0 | 0 | 0 | 0 | 0 | 0 | 0 | 0 | 0 | 0 | 0 | 0 | 0 | 0 | 0 | 0 | 0 | 0
|  |  |  | 0 | CUST_903 | DISTSEC | 0 | 0 | 0 | 0 | 0 | 0 | 0 | 0 | 0 | 0 | 0 | 0 | 0 | 0 | 0 | 0 | 0 | 0 | 0 | 0 | 0 | 0
|  |  |  | 0 | CUST_903 | ENERGY | 0 | 0 | 0 | 0 | 0 | 0 | 0 | 0 | 0 | 0 | 0 | 0 | 0 | 0 | 0 | 0 | 0 | 0 | 0 | 0 | 0 | 0
|  |  |  | 0 | CUST_903 | CUSTOMER | 0 | 0 | 0 | 0 | 0 | 0 | 0 | 0 | 0 | 0 | 0 | 0 | 0 | 0 | 0 | 0 | 0 | 0 | 0 | 0 | 0 | 0
|  |  |  | 0 | CUST_903 | TOTAL | 0 | 0 | 0 | 0 | 0 | 0 | 0 | 0 | 0 | 0 | 0 | 0 | 0 | 0 | 0 | 0 | 0 | 0 | 0 | 0 | 0 | 0
[5 empty] | PROD_ENERGY | PRODUCTION | 0 | 0 | 0 | 0 | 0 | 0 | 0 | 0 | 0 | 0 | 0 | 0 | 0 | 0 | 0 | 0 | 0 | 0 | 0 | 0 | 0 | 0
[5 empty] | PROD_ENERGY | BULKTRAN | 0 | 0 | 0 | 0 | 0 | 0 | 0 | 0 | 0 | 0 | 0 | 0 | 0 | 0 | 0 | 0 | 0 | 0 | 0 | 0 | 0 | 0
[5 empty] | PROD_ENERGY | SUBTRAN | 0 | 0 | 0 | 0 | 0 | 0 | 0 | 0 | 0 | 0 | 0 | 0 | 0 | 0 | 0 | 0 | 0 | 0 | 0 | 0 | 0 | 0
[5 empty] | PROD_ENERGY | DISTPRI | 0 | 0 | 0 | 0 | 0 | 0 | 0 | 0 | 0 | 0 | 0 | 0 | 0 | 0 | 0 | 0 | 0 | 0 | 0 | 0 | 0 | 0
[5 empty] | PROD_ENERGY | DISTSEC | 0 | 0 | 0 | 0 | 0 | 0 | 0 | 0 | 0 | 0 | 0 | 0 | 0 | 0 | 0 | 0 | 0 | 0 | 0 | 0 | 0 | 0
[5 empty] | PROD_ENERGY | ENERGY | 0 | 0 | 0 | 0 | 0 | 0 | 0 | 0 | 0 | 0 | 0 | 0 | 0 | 0 | 0 | 0 | 0 | 0 | 0 | 0 | 0 | 0
[5 empty] | PROD_ENERGY | CUSTOMER | 0 | 0 | 0 | 0 | 0 | 0 | 0 | 0 | 0 | 0 | 0 | 0 | 0 | 0 | 0 | 0 | 0 | 0 | 0 | 0 | 0 | 0
|  |  |  | 0 | PROD_ENERGY | TOTAL | 0 | 0 | 0 | 0 | 0 | 0 | 0 | 0 | 0 | 0 | 0 | 0 | 0 | 0 | 0 | 0 | 0 | 0 | 0 | 0 | 0 | 0
[5 empty] | PROD_ENERGY | PRODUCTION | 0 | 0 | 0 | 0 | 0 | 0 | 0 | 0 | 0 | 0 | 0 | 0 | 0 | 0 | 0 | 0 | 0 | 0 | 0 | 0 | 0 | 0
[5 empty] | PROD_ENERGY | BULKTRAN | 0 | 0 | 0 | 0 | 0 | 0 | 0 | 0 | 0 | 0 | 0 | 0 | 0 | 0 | 0 | 0 | 0 | 0 | 0 | 0 | 0 | 0
[5 empty] | PROD_ENERGY | SUBTRAN | 0 | 0 | 0 | 0 | 0 | 0 | 0 | 0 | 0 | 0 | 0 | 0 | 0 | 0 | 0 | 0 | 0 | 0 | 0 | 0 | 0 | 0
[5 empty] | PROD_ENERGY | DISTPRI | 0 | 0 | 0 | 0 | 0 | 0 | 0 | 0 | 0 | 0 | 0 | 0 | 0 | 0 | 0 | 0 | 0 | 0 | 0 | 0 | 0 | 0
[5 empty] | PROD_ENERGY | DISTSEC | 0 | 0 | 0 | 0 | 0 | 0 | 0 | 0 | 0 | 0 | 0 | 0 | 0 | 0 | 0 | 0 | 0 | 0 | 0 | 0 | 0 | 0
[5 empty] | PROD_ENERGY | ENERGY | 0 | 0 | 0 | 0 | 0 | 0 | 0 | 0 | 0 | 0 | 0 | 0 | 0 | 0 | 0 | 0 | 0 | 0 | 0 | 0 | 0 | 0
[5 empty] | PROD_ENERGY | CUSTOMER | 0 | 0 | 0 | 0 | 0 | 0 | 0 | 0 | 0 | 0 | 0 | 0 | 0 | 0 | 0 | 0 | 0 | 0 | 0 | 0 | 0 | 0
|  |  |  | 0 | PROD_ENERGY | TOTAL | 0 | 0 | 0 | 0 | 0 | 0 | 0 | 0 | 0 | 0 | 0 | 0 | 0 | 0 | 0 | 0 | 0 | 0 | 0 | 0 | 0 | 0
|  |  |  | 0 | PROD_ENERGY | PRODUCTION | 0 | 0 | 0 | 0 | 0 | 0 | 0 | 0 | 0 | 0 | 0 | 0 | 0 | 0 | 0 | 0 | 0 | 0 | 0 | 0 | 0 | 0
|  |  |  | 0 | PROD_ENERGY | BULKTRAN | 0 | 0 | 0 | 0 | 0 | 0 | 0 | 0 | 0 | 0 | 0 | 0 | 0 | 0 | 0 | 0 | 0 | 0 | 0 | 0 | 0 | 0
|  |  |  | 0 | PROD_ENERGY | SUBTRAN | 0 | 0 | 0 | 0 | 0 | 0 | 0 | 0 | 0 | 0 | 0 | 0 | 0 | 0 | 0 | 0 | 0 | 0 | 0 | 0 | 0 | 0
|  |  |  | 0 | PROD_ENERGY | DISTPRI | 0 | 0 | 0 | 0 | 0 | 0 | 0 | 0 | 0 | 0 | 0 | 0 | 0 | 0 | 0 | 0 | 0 | 0 | 0 | 0 | 0 | 0
|  |  |  | 0 | PROD_ENERGY | DISTSEC | 0 | 0 | 0 | 0 | 0 | 0 | 0 | 0 | 0 | 0 | 0 | 0 | 0 | 0 | 0 | 0 | 0 | 0 | 0 | 0 | 0 | 0
|  |  |  | 0 | PROD_ENERGY | ENERGY | 0 | 0 | 0 | 0 | 0 | 0 | 0 | 0 | 0 | 0 | 0 | 0 | 0 | 0 | 0 | 0 | 0 | 0 | 0 | 0 | 0 | 0
|  |  |  | 0 | PROD_ENERGY | CUSTOMER | 0 | 0 | 0 | 0 | 0 | 0 | 0 | 0 | 0 | 0 | 0 | 0 | 0 | 0 | 0 | 0 | 0 | 0 | 0 | 0 | 0 | 0
|  |  |  | 0 | PROD_ENERGY | TOTAL | 0 | 0 | 0 | 0 | 0 | 0 | 0 | 0 | 0 | 0 | 0 | 0 | 0 | 0 | 0 | 0 | 0 | 0 | 0 | 0 | 0 | 0
|  |  |  | 0 | RSALE | PRODUCTION | 0 | 0 | 0 | 0 | 0 | 0 | 0 | 0 | 0 | 0 | 0 | 0 | 0 | 0 | 0 | 0 | 0 | 0 | 0 | 0 | 0 | 0
|  |  |  | 0 | RSALE | BULKTRAN | 0 | 0 | 0 | 0 | 0 | 0 | 0 | 0 | 0 | 0 | 0 | 0 | 0 | 0 | 0 | 0 | 0 | 0 | 0 | 0 | 0 | 0
|  |  |  | 0 | RSALE | SUBTRAN | 0 | 0 | 0 | 0 | 0 | 0 | 0 | 0 | 0 | 0 | 0 | 0 | 0 | 0 | 0 | 0 | 0 | 0 | 0 | 0 | 0 | 0
|  |  |  | 0 | RSALE | DISTPRI | 0 | 0 | 0 | 0 | 0 | 0 | 0 | 0 | 0 | 0 | 0 | 0 | 0 | 0 | 0 | 0 | 0 | 0 | 0 | 0 | 0 | 0
|  |  |  | 0 | RSALE | DISTSEC | 0 | 0 | 0 | 0 | 0 | 0 | 0 | 0 | 0 | 0 | 0 | 0 | 0 | 0 | 0 | 0 | 0 | 0 | 0 | 0 | 0 | 0
|  |  |  | 0 | RSALE | ENERGY | 0 | 0 | 0 | 0 | 0 | 0 | 0 | 0 | 0 | 0 | 0 | 0 | 0 | 0 | 0 | 0 | 0 | 0 | 0 | 0 | 0 | 0
|  |  |  | 0 | RSALE | CUSTOMER | 0 | 0 | 0 | 0 | 0 | 0 | 0 | 0 | 0 | 0 | 0 | 0 | 0 | 0 | 0 | 0 | 0 | 0 | 0 | 0 | 0 | 0
|  |  |  | 0 | RSALE | TOTAL | 0 | 0 | 0 | 0 | 0 | 0 | 0 | 0 | 0 | 0 | 0 | 0 | 0 | 0 | 0 | 0 | 0 | 0 | 0 | 0 | 0 | 0
[6 empty] | PRODUCTION | 0 | 0 | 0 | 0 | 0 | 0 | 0 | 0 | 0 | 0 | 0 | 0 | 0 | 0 | 0 | 0 | 0 | 0 | 0 | 0 | 0 | 0
[6 empty] | BULKTRAN | 0 | 0 | 0 | 0 | 0 | 0 | 0 | 0 | 0 | 0 | 0 | 0 | 0 | 0 | 0 | 0 | 0 | 0 | 0 | 0 | 0 | 0
[6 empty] | SUBTRAN | 0 | 0 | 0 | 0 | 0 | 0 | 0 | 0 | 0 | 0 | 0 | 0 | 0 | 0 | 0 | 0 | 0 | 0 | 0 | 0 | 0 | 0
[6 empty] | DISTPRI | 0 | 0 | 0 | 0 | 0 | 0 | 0 | 0 | 0 | 0 | 0 | 0 | 0 | 0 | 0 | 0 | 0 | 0 | 0 | 0 | 0 | 0
[6 empty] | DISTSEC | 0 | 0 | 0 | 0 | 0 | 0 | 0 | 0 | 0 | 0 | 0 | 0 | 0 | 0 | 0 | 0 | 0 | 0 | 0 | 0 | 0 | 0
[6 empty] | ENERGY | 0 | 0 | 0 | 0 | 0 | 0 | 0 | 0 | 0 | 0 | 0 | 0 | 0 | 0 | 0 | 0 | 0 | 0 | 0 | 0 | 0 | 0
[6 empty] | CUSTOMER | 0 | 0 | 0 | 0 | 0 | 0 | 0 | 0 | 0 | 0 | 0 | 0 | 0 | 0 | 0 | 0 | 0 | 0 | 0 | 0 | 0 | 0
|  |  | Total Cash Working Capital Adjustments | 0 |  | TOTAL | 0 | 0 | 0 | 0 | 0 | 0 | 0 | 0 | 0 | 0 | 0 | 0 | 0 | 0 | 0 | 0 | 0 | 0 | 0 | 0 | 0 | 0
Working Capital - Materials & Supplies
[5 empty] | PROD_ENERGY | PRODUCTION | 0 | 0 | 0 | 0 | 0 | 0 | 0 | 0 | 0 | 0 | 0 | 0 | 0 | 0 | 0 | 0 | 0 | 0 | 0 | 0 | 0 | 0
[5 empty] | PROD_ENERGY | BULKTRAN | 0 | 0 | 0 | 0 | 0 | 0 | 0 | 0 | 0 | 0 | 0 | 0 | 0 | 0 | 0 | 0 | 0 | 0 | 0 | 0 | 0 | 0
[5 empty] | PROD_ENERGY | SUBTRAN | 0 | 0 | 0 | 0 | 0 | 0 | 0 | 0 | 0 | 0 | 0 | 0 | 0 | 0 | 0 | 0 | 0 | 0 | 0 | 0 | 0 | 0
[5 empty] | PROD_ENERGY | DISTPRI | 0 | 0 | 0 | 0 | 0 | 0 | 0 | 0 | 0 | 0 | 0 | 0 | 0 | 0 | 0 | 0 | 0 | 0 | 0 | 0 | 0 | 0
[5 empty] | PROD_ENERGY | DISTSEC | 0 | 0 | 0 | 0 | 0 | 0 | 0 | 0 | 0 | 0 | 0 | 0 | 0 | 0 | 0 | 0 | 0 | 0 | 0 | 0 | 0 | 0
[5 empty] | PROD_ENERGY | ENERGY | 67185885 | 24424251.4299 | 7883321.7639 | 90249.0777 | 2287.3573 | 7975858.1989 | 3814878.9302 | 1064846.7459 | 84304.7242 | 17282.0828 | 4981312.483 | 254202.7957 | 3037929.1279 | 21476737.4711 | 3441854.7865 | 28210724.1813 | 1034770.1343 | 24320.7528 | 1059090.8871 | 23759.4069 | 408830.8488 | 102057.5641
[5 empty] | PROD_ENERGY | CUSTOMER | 0 | 0 | 0 | 0 | 0 | 0 | 0 | 0 | 0 | 0 | 0 | 0 | 0 | 0 | 0 | 0 | 0 | 0 | 0 | 0 | 0 | 0
|  |  | Fuel / Allowance Inventory | 67185885 | PROD_ENERGY | TOTAL | 67185885 | 24424251.4299 | 7883321.7639 | 90249.0777 | 2287.3573 | 7975858.1989 | 3814878.9302 | 1064846.7459 | 84304.7242 | 17282.0828 | 4981312.483 | 254202.7957 | 3037929.1279 | 21476737.4711 | 3441854.7865 | 28210724.1813 | 1034770.1343 | 24320.7528 | 1059090.8871 | 23759.4069 | 408830.8488 | 102057.5641
[5 empty] | PROD_DEMAND | PRODUCTION | 12062603 | 5914811.943 | 1496217.431 | 17493.0576 | 430.9503 | 1514141.4389 | 626036.1449 | 178292.0208 | 14109.2259 | 2978.2088 | 821415.6005 | 37606.1812 | 409973.3489 | 2738063.6317 | 429550.4465 | 3615193.6083 | 169923.2353 | 4102.009 | 174025.2443 | 2962.5776 | 16063.6866 | 3988.9008
[5 empty] | PROD_DEMAND | BULKTRAN | 0 | 0 | 0 | 0 | 0 | 0 | 0 | 0 | 0 | 0 | 0 | 0 | 0 | 0 | 0 | 0 | 0 | 0 | 0 | 0 | 0 | 0
[5 empty] | PROD_DEMAND | SUBTRAN | 0 | 0 | 0 | 0 | 0 | 0 | 0 | 0 | 0 | 0 | 0 | 0 | 0 | 0 | 0 | 0 | 0 | 0 | 0 | 0 | 0 | 0
[5 empty] | PROD_DEMAND | DISTPRI | 0 | 0 | 0 | 0 | 0 | 0 | 0 | 0 | 0 | 0 | 0 | 0 | 0 | 0 | 0 | 0 | 0 | 0 | 0 | 0 | 0 | 0
[5 empty] | PROD_DEMAND | DISTSEC | 0 | 0 | 0 | 0 | 0 | 0 | 0 | 0 | 0 | 0 | 0 | 0 | 0 | 0 | 0 | 0 | 0 | 0 | 0 | 0 | 0 | 0
[5 empty] | PROD_DEMAND | ENERGY | 0 | 0 | 0 | 0 | 0 | 0 | 0 | 0 | 0 | 0 | 0 | 0 | 0 | 0 | 0 | 0 | 0 | 0 | 0 | 0 | 0 | 0
[5 empty] | PROD_DEMAND | CUSTOMER | 0 | 0 | 0 | 0 | 0 | 0 | 0 | 0 | 0 | 0 | 0 | 0 | 0 | 0 | 0 | 0 | 0 | 0 | 0 | 0 | 0 | 0
|  |  | Production - Demand Related | 12062603 | PROD_DEMAND | TOTAL | 12062603 | 5914811.943 | 1496217.431 | 17493.0576 | 430.9503 | 1514141.4389 | 626036.1449 | 178292.0208 | 14109.2259 | 2978.2088 | 821415.6005 | 37606.1812 | 409973.3489 | 2738063.6317 | 429550.4465 | 3615193.6083 | 169923.2353 | 4102.009 | 174025.2443 | 2962.5776 | 16063.6866 | 3988.9008
[5 empty] | PROD_ENERGY | PRODUCTION | 0 | 0 | 0 | 0 | 0 | 0 | 0 | 0 | 0 | 0 | 0 | 0 | 0 | 0 | 0 | 0 | 0 | 0 | 0 | 0 | 0 | 0
[5 empty] | PROD_ENERGY | BULKTRAN | 0 | 0 | 0 | 0 | 0 | 0 | 0 | 0 | 0 | 0 | 0 | 0 | 0 | 0 | 0 | 0 | 0 | 0 | 0 | 0 | 0 | 0
[5 empty] | PROD_ENERGY | SUBTRAN | 0 | 0 | 0 | 0 | 0 | 0 | 0 | 0 | 0 | 0 | 0 | 0 | 0 | 0 | 0 | 0 | 0 | 0 | 0 | 0 | 0 | 0
[5 empty] | PROD_ENERGY | DISTPRI | 0 | 0 | 0 | 0 | 0 | 0 | 0 | 0 | 0 | 0 | 0 | 0 | 0 | 0 | 0 | 0 | 0 | 0 | 0 | 0 | 0 | 0
[5 empty] | PROD_ENERGY | DISTSEC | 0 | 0 | 0 | 0 | 0 | 0 | 0 | 0 | 0 | 0 | 0 | 0 | 0 | 0 | 0 | 0 | 0 | 0 | 0 | 0 | 0 | 0
[5 empty] | PROD_ENERGY | ENERGY | 1828457 | 664703.5087 | 214543.7968 | 2456.1194 | 62.2502 | 217062.1665 | 103821.5406 | 28979.6955 | 2294.3445 | 470.3301 | 135565.9106 | 6918.1031 | 82676.931 | 584487.2173 | 93669.7266 | 767751.978 | 28161.1635 | 661.8868 | 28823.0503 | 646.6098 | 11126.2898 | 2777.4862
[5 empty] | PROD_ENERGY | CUSTOMER | 0 | 0 | 0 | 0 | 0 | 0 | 0 | 0 | 0 | 0 | 0 | 0 | 0 | 0 | 0 | 0 | 0 | 0 | 0 | 0 | 0 | 0
|  |  | Emissions - Energy Related | 1828457 | PROD_ENERGY | TOTAL | 1828457 | 664703.5087 | 214543.7968 | 2456.1194 | 62.2502 | 217062.1665 | 103821.5406 | 28979.6955 | 2294.3445 | 470.3301 | 135565.9106 | 6918.1031 | 82676.931 | 584487.2173 | 93669.7266 | 767751.978 | 28161.1635 | 661.8868 | 28823.0503 | 646.6098 | 11126.2898 | 2777.4862
[5 empty] | TDPLANT | PRODUCTION | 51236.9737 | 25123.6871 | 6355.3159 | 74.3033 | 1.8305 | 6431.4498 | 2659.1439 | 757.3111 | 59.9302 | 12.6502 | 3489.0355 | 159.7356 | 1741.3981 | 11630.1676 | 1824.5535 | 15355.8548 | 721.764 | 17.4236 | 739.1876 | 12.5838 | 68.2319 | 16.9432
[5 empty] | TDPLANT | BULKTRAN | 2710977.7688 | 1329308.7474 | 336263.4245 | 3931.4309 | 96.8528 | 340291.7082 | 140696.8356 | 40069.7681 | 3170.9406 | 669.3297 | 184606.874 | 8451.7016 | 92138.3747 | 615358.8604 | 96538.1776 | 812487.1143 | 38188.9476 | 921.8952 | 39110.8427 | 665.8166 | 3610.1907 | 896.4749
[5 empty] | TDPLANT | SUBTRAN | 1039244.6733 | 493539.1738 | 126338.746 | 1472.2535 | 48.2667 | 127859.2662 | 55064.5636 | 15607.9262 | 1598.7655 | 0 | 72271.2554 | 3083.8629 | 35642.9186 | 290338.1384 | 0 | 329064.9199 | 14944.2104 | 357.5502 | 15301.7606 | 245.3979 | 770.8683 | 192.0313
[5 empty] | TDPLANT | DISTPRI | 1690308.8976 | 1123207.9875 | 282780.6699 | 3299.9491 | 0 | 286080.619 | 121942.8579 | 34616.9428 | 0 | 0 | 156559.8007 | 6954.8492 | 80442.5599 | 0 | 0 | 87397.4091 | 33093.2371 | 792.8866 | 33886.1237 | 569.3612 | 2087.0988 | 520.4976
[5 empty] | TDPLANT | DISTSEC | 595361.5621 | 444497.9914 | 99783.9089 | 0 | 0 | 99783.9089 | 35174.8798 | 0 | 0 | 0 | 35174.8798 | 1556.8598 | 0 | 0 | 0 | 1556.8598 | 9789.6938 | 0 | 9789.6938 | 159.6334 | 3524.9491 | 873.646
[5 empty] | TDPLANT | ENERGY | 0 | 0 | 0 | 0 | 0 | 0 | 0 | 0 | 0 | 0 | 0 | 0 | 0 | 0 | 0 | 0 | 0 | 0 | 0 | 0 | 0 | 0
[5 empty] | TDPLANT | CUSTOMER | 2607998.1244 | 1937366.4532 | 469750.3909 | 2921.1729 | 381.2629 | 473052.8267 | 7161.94 | 2452.2016 | 1093.9615 | 468.8308 | 11176.934 | 102.0133 | 1515.2473 | 2836.6755 | 703.2505 | 5157.1866 | 2442.0869 | 31.9998 | 2474.0867 | 147.1373 | 154942.7503 | 23680.7496
|  |  | Transmission & Distribution | 8695128 | TDPLANT | TOTAL | 8695128 | 5353044.0405 | 1321272.4561 | 11699.1097 | 528.2129 | 1333499.7786 | 362700.2209 | 93504.1498 | 5923.5978 | 1150.8107 | 463278.7792 | 20309.0223 | 211480.4986 | 920163.8418 | 99065.9817 | 1251019.3444 | 99179.9396 | 2121.7554 | 101301.695 | 1799.9304 | 165004.0891 | 26180.3428
[6 empty] | PRODUCTION | 12113839.9737 | 5939935.6302 | 1502572.747 | 17567.3609 | 432.7808 | 1520572.8887 | 628695.2889 | 179049.3319 | 14169.1561 | 2990.859 | 824904.6359 | 37765.9168 | 411714.747 | 2749693.7993 | 431375 | 3630549.4631 | 170644.9993 | 4119.4327 | 174764.432 | 2975.1614 | 16131.9186 | 4005.844
[6 empty] | BULKTRAN | 2710977.7688 | 1329308.7474 | 336263.4245 | 3931.4309 | 96.8528 | 340291.7082 | 140696.8356 | 40069.7681 | 3170.9406 | 669.3297 | 184606.874 | 8451.7016 | 92138.3747 | 615358.8604 | 96538.1776 | 812487.1143 | 38188.9476 | 921.8952 | 39110.8427 | 665.8166 | 3610.1907 | 896.4749
[6 empty] | SUBTRAN | 1039244.6733 | 493539.1738 | 126338.746 | 1472.2535 | 48.2667 | 127859.2662 | 55064.5636 | 15607.9262 | 1598.7655 | 0 | 72271.2554 | 3083.8629 | 35642.9186 | 290338.1384 | 0 | 329064.9199 | 14944.2104 | 357.5502 | 15301.7606 | 245.3979 | 770.8683 | 192.0313
[6 empty] | DISTPRI | 1690308.8976 | 1123207.9875 | 282780.6699 | 3299.9491 | 0 | 286080.619 | 121942.8579 | 34616.9428 | 0 | 0 | 156559.8007 | 6954.8492 | 80442.5599 | 0 | 0 | 87397.4091 | 33093.2371 | 792.8866 | 33886.1237 | 569.3612 | 2087.0988 | 520.4976
[6 empty] | DISTSEC | 595361.5621 | 444497.9914 | 99783.9089 | 0 | 0 | 99783.9089 | 35174.8798 | 0 | 0 | 0 | 35174.8798 | 1556.8598 | 0 | 0 | 0 | 1556.8598 | 9789.6938 | 0 | 9789.6938 | 159.6334 | 3524.9491 | 873.646
[6 empty] | ENERGY | 69014342 | 25088954.9386 | 8097865.5608 | 92705.1971 | 2349.6075 | 8192920.3654 | 3918700.4707 | 1093826.4414 | 86599.0687 | 17752.4129 | 5116878.3936 | 261120.8989 | 3120606.0589 | 22061224.6884 | 3535524.5131 | 28978476.1593 | 1062931.2978 | 24982.6396 | 1087913.9374 | 24406.0167 | 419957.1386 | 104835.0503
[6 empty] | CUSTOMER | 2607998.1244 | 1937366.4532 | 469750.3909 | 2921.1729 | 381.2629 | 473052.8267 | 7161.94 | 2452.2016 | 1093.9615 | 468.8308 | 11176.934 | 102.0133 | 1515.2473 | 2836.6755 | 703.2505 | 5157.1866 | 2442.0869 | 31.9998 | 2474.0867 | 147.1373 | 154942.7503 | 23680.7496
|  |  | Total Working Cap - Materials & Supplies | 89772073 |  | TOTAL | 89772073 | 36356810.9221 | 10915355.4479 | 121897.3643 | 3308.7707 | 11040561.5829 | 4907436.8366 | 1365622.612 | 106631.8924 | 21881.4324 | 6401572.7733 | 319036.1024 | 3742059.9064 | 25719452.162 | 4064140.9412 | 33844689.112 | 1332034.4728 | 31206.404 | 1363240.8768 | 29168.5246 | 601024.9143 | 135004.2939
Working Capital - Materials & Supplies Adjustments
[5 empty] | PROD_ENERGY | PRODUCTION | 0 | 0 | 0 | 0 | 0 | 0 | 0 | 0 | 0 | 0 | 0 | 0 | 0 | 0 | 0 | 0 | 0 | 0 | 0 | 0 | 0 | 0
[5 empty] | PROD_ENERGY | BULKTRAN | 0 | 0 | 0 | 0 | 0 | 0 | 0 | 0 | 0 | 0 | 0 | 0 | 0 | 0 | 0 | 0 | 0 | 0 | 0 | 0 | 0 | 0
[5 empty] | PROD_ENERGY | SUBTRAN | 0 | 0 | 0 | 0 | 0 | 0 | 0 | 0 | 0 | 0 | 0 | 0 | 0 | 0 | 0 | 0 | 0 | 0 | 0 | 0 | 0 | 0
[5 empty] | PROD_ENERGY | DISTPRI | 0 | 0 | 0 | 0 | 0 | 0 | 0 | 0 | 0 | 0 | 0 | 0 | 0 | 0 | 0 | 0 | 0 | 0 | 0 | 0 | 0 | 0
[5 empty] | PROD_ENERGY | DISTSEC | 0 | 0 | 0 | 0 | 0 | 0 | 0 | 0 | 0 | 0 | 0 | 0 | 0 | 0 | 0 | 0 | 0 | 0 | 0 | 0 | 0 | 0
[5 empty] | PROD_ENERGY | ENERGY | -1025060 | -372642.6045 | -120276.4213 | -1376.9368 | -34.8984 | -121688.2565 | -58203.889 | -16246.4453 | -1286.2434 | -263.674 | -76000.2517 | -3878.3908 | -46349.9086 | -327672.1667 | -52512.6322 | -430413.0984 | -15787.5642 | -371.0635 | -16158.6277 | -362.499 | -6237.5624 | -1557.0998
[5 empty] | PROD_ENERGY | CUSTOMER | 0 | 0 | 0 | 0 | 0 | 0 | 0 | 0 | 0 | 0 | 0 | 0 | 0 | 0 | 0 | 0 | 0 | 0 | 0 | 0 | 0 | 0
|  |  | Adj 57 - Remove FGD from Base Rates (Mitchell) | -1025060 | PROD_ENERGY | TOTAL | -1025060 | -372642.6045 | -120276.4213 | -1376.9368 | -34.8984 | -121688.2565 | -58203.889 | -16246.4453 | -1286.2434 | -263.674 | -76000.2517 | -3878.3908 | -46349.9086 | -327672.1667 | -52512.6322 | -430413.0984 | -15787.5642 | -371.0635 | -16158.6277 | -362.499 | -6237.5624 | -1557.0998
[5 empty] | PROD_DEMAND | PRODUCTION | 183694.382 | 90073.2391 | 22785.0271 | 266.3916 | 6.5627 | 23057.9814 | 9533.5412 | 2715.1057 | 214.8612 | 45.3534 | 12508.8616 | 572.6827 | 6243.2463 | 41696.3823 | 6541.3745 | 55053.6858 | 2587.6624 | 62.4671 | 2650.1295 | 45.1154 | 244.6246 | 60.7447
[5 empty] | PROD_DEMAND | BULKTRAN | 0 | 0 | 0 | 0 | 0 | 0 | 0 | 0 | 0 | 0 | 0 | 0 | 0 | 0 | 0 | 0 | 0 | 0 | 0 | 0 | 0 | 0
[5 empty] | PROD_DEMAND | SUBTRAN | 0 | 0 | 0 | 0 | 0 | 0 | 0 | 0 | 0 | 0 | 0 | 0 | 0 | 0 | 0 | 0 | 0 | 0 | 0 | 0 | 0 | 0
[5 empty] | PROD_DEMAND | DISTPRI | 0 | 0 | 0 | 0 | 0 | 0 | 0 | 0 | 0 | 0 | 0 | 0 | 0 | 0 | 0 | 0 | 0 | 0 | 0 | 0 | 0 | 0
[5 empty] | PROD_DEMAND | DISTSEC | 0 | 0 | 0 | 0 | 0 | 0 | 0 | 0 | 0 | 0 | 0 | 0 | 0 | 0 | 0 | 0 | 0 | 0 | 0 | 0 | 0 | 0
[5 empty] | PROD_DEMAND | ENERGY | 0 | 0 | 0 | 0 | 0 | 0 | 0 | 0 | 0 | 0 | 0 | 0 | 0 | 0 | 0 | 0 | 0 | 0 | 0 | 0 | 0 | 0
[5 empty] | PROD_DEMAND | CUSTOMER | 0 | 0 | 0 | 0 | 0 | 0 | 0 | 0 | 0 | 0 | 0 | 0 | 0 | 0 | 0 | 0 | 0 | 0 | 0 | 0 | 0 | 0
|  |  | Adj 18 - Wholesale Load | 183694.382 | PROD_DEMAND | TOTAL | 183694.382 | 90073.2391 | 22785.0271 | 266.3916 | 6.5627 | 23057.9814 | 9533.5412 | 2715.1057 | 214.8612 | 45.3534 | 12508.8616 | 572.6827 | 6243.2463 | 41696.3823 | 6541.3745 | 55053.6858 | 2587.6624 | 62.4671 | 2650.1295 | 45.1154 | 244.6246 | 60.7447
[5 empty] | PROD_ENERGY | PRODUCTION | 0 | 0 | 0 | 0 | 0 | 0 | 0 | 0 | 0 | 0 | 0 | 0 | 0 | 0 | 0 | 0 | 0 | 0 | 0 | 0 | 0 | 0
[5 empty] | PROD_ENERGY | BULKTRAN | 0 | 0 | 0 | 0 | 0 | 0 | 0 | 0 | 0 | 0 | 0 | 0 | 0 | 0 | 0 | 0 | 0 | 0 | 0 | 0 | 0 | 0
[5 empty] | PROD_ENERGY | SUBTRAN | 0 | 0 | 0 | 0 | 0 | 0 | 0 | 0 | 0 | 0 | 0 | 0 | 0 | 0 | 0 | 0 | 0 | 0 | 0 | 0 | 0 | 0
[5 empty] | PROD_ENERGY | DISTPRI | 0 | 0 | 0 | 0 | 0 | 0 | 0 | 0 | 0 | 0 | 0 | 0 | 0 | 0 | 0 | 0 | 0 | 0 | 0 | 0 | 0 | 0
[5 empty] | PROD_ENERGY | DISTSEC | 0 | 0 | 0 | 0 | 0 | 0 | 0 | 0 | 0 | 0 | 0 | 0 | 0 | 0 | 0 | 0 | 0 | 0 | 0 | 0 | 0 | 0
[5 empty] | PROD_ENERGY | ENERGY | 979919.83 | 356232.6865 | 114979.8551 | 1316.3012 | 33.3616 | 116329.5179 | 55640.7869 | 15531.0069 | 1229.6016 | 252.0627 | 72653.4581 | 3707.5996 | 44308.8157 | 313242.5945 | 50200.1538 | 411459.1635 | 15092.3334 | 354.7231 | 15447.0565 | 346.5358 | 5962.8813 | 1488.5304
[5 empty] | PROD_ENERGY | CUSTOMER | 0 | 0 | 0 | 0 | 0 | 0 | 0 | 0 | 0 | 0 | 0 | 0 | 0 | 0 | 0 | 0 | 0 | 0 | 0 | 0 | 0 | 0
|  |  | Adj 18 - Wholesale Load | 979919.83 | PROD_ENERGY | TOTAL | 979919.83 | 356232.6865 | 114979.8551 | 1316.3012 | 33.3616 | 116329.5179 | 55640.7869 | 15531.0069 | 1229.6016 | 252.0627 | 72653.4581 | 3707.5996 | 44308.8157 | 313242.5945 | 50200.1538 | 411459.1635 | 15092.3334 | 354.7231 | 15447.0565 | 346.5358 | 5962.8813 | 1488.5304
[5 empty] | TDPLANT | PRODUCTION | 272.5521 | 133.644 | 33.8067 | 0.39525 | 0.0097372 | 34.2117 | 14.1452 | 4.0285 | 0.3188 | 0.067292 | 18.5597 | 0.8497 | 9.2633 | 61.866 | 9.7056 | 81.6846 | 3.8394 | 0.092684 | 3.9321 | 0.066939 | 0.36296 | 0.090128
[5 empty] | TDPLANT | BULKTRAN | 14420.8893 | 7071.1809 | 1788.7338 | 20.913 | 0.5152 | 1810.162 | 748.4287 | 213.1488 | 16.8676 | 3.5605 | 982.0056 | 44.9583 | 490.1247 | 3273.3658 | 513.5292 | 4321.9782 | 203.1439 | 4.904 | 208.0479 | 3.5418 | 19.2042 | 4.7687
[5 empty] | TDPLANT | SUBTRAN | 5528.2019 | 2625.3531 | 672.0516 | 7.8316 | 0.25675 | 680.14 | 292.9128 | 83.0255 | 8.5045 | 0 | 384.4428 | 16.4044 | 189.6004 | 1544.4369 | 0 | 1750.4418 | 79.4949 | 1.902 | 81.3968 | 1.3054 | 4.1006 | 1.0215
[5 empty] | TDPLANT | DISTPRI | 8991.5003 | 5974.8399 | 1504.2354 | 17.5539 | 0 | 1521.7893 | 648.668 | 184.1428 | 0 | 0 | 832.8108 | 36.9959 | 427.9095 | 0 | 0 | 464.9055 | 176.0376 | 4.2177 | 180.2553 | 3.0287 | 11.1022 | 2.7688
[5 empty] | TDPLANT | DISTSEC | 3166.9914 | 2364.4813 | 530.7947 | 0 | 0 | 530.7947 | 187.1107 | 0 | 0 | 0 | 187.1107 | 8.2816 | 0 | 0 | 0 | 8.2816 | 52.0757 | 0 | 52.0757 | 0.84916 | 18.7508 | 4.6473
[5 empty] | TDPLANT | ENERGY | 0 | 0 | 0 | 0 | 0 | 0 | 0 | 0 | 0 | 0 | 0 | 0 | 0 | 0 | 0 | 0 | 0 | 0 | 0 | 0 | 0 | 0
[5 empty] | TDPLANT | CUSTOMER | 13873.095 | 10305.7087 | 2498.81 | 15.539 | 2.0281 | 2516.3771 | 38.0975 | 13.0443 | 5.8193 | 2.4939 | 59.4551 | 0.54265 | 8.0603 | 15.0895 | 3.7409 | 27.4334 | 12.9905 | 0.17022 | 13.1608 | 0.78269 | 824.209 | 125.9684
|  |  | Adj 18 - Wholesale Load | 46253.23 | TDPLANT | TOTAL | 46253.23 | 28475.2079 | 7028.4323 | 62.2327 | 2.8098 | 7093.4749 | 1929.3628 | 497.3899 | 31.5102 | 6.1217 | 2464.3846 | 108.0327 | 1124.9583 | 4894.7583 | 526.9758 | 6654.725 | 527.5819 | 11.2866 | 538.8685 | 9.5746 | 877.7297 | 139.2648
[6 empty] | PRODUCTION | 183966.9341 | 90206.8831 | 22818.8338 | 266.7869 | 6.5724 | 23092.1931 | 9547.6864 | 2719.1342 | 215.18 | 45.4207 | 12527.4213 | 573.5324 | 6252.5095 | 41758.2483 | 6551.0801 | 55135.3704 | 2591.5017 | 62.5598 | 2654.0615 | 45.1823 | 244.9875 | 60.8348
[6 empty] | BULKTRAN | 14420.8893 | 7071.1809 | 1788.7338 | 20.913 | 0.5152 | 1810.162 | 748.4287 | 213.1488 | 16.8676 | 3.5605 | 982.0056 | 44.9583 | 490.1247 | 3273.3658 | 513.5292 | 4321.9782 | 203.1439 | 4.904 | 208.0479 | 3.5418 | 19.2042 | 4.7687
[6 empty] | SUBTRAN | 5528.2019 | 2625.3531 | 672.0516 | 7.8316 | 0.25675 | 680.14 | 292.9128 | 83.0255 | 8.5045 | 0 | 384.4428 | 16.4044 | 189.6004 | 1544.4369 | 0 | 1750.4418 | 79.4949 | 1.902 | 81.3968 | 1.3054 | 4.1006 | 1.0215
[6 empty] | DISTPRI | 8991.5003 | 5974.8399 | 1504.2354 | 17.5539 | 0 | 1521.7893 | 648.668 | 184.1428 | 0 | 0 | 832.8108 | 36.9959 | 427.9095 | 0 | 0 | 464.9055 | 176.0376 | 4.2177 | 180.2553 | 3.0287 | 11.1022 | 2.7688
[6 empty] | DISTSEC | 3166.9914 | 2364.4813 | 530.7947 | 0 | 0 | 530.7947 | 187.1107 | 0 | 0 | 0 | 187.1107 | 8.2816 | 0 | 0 | 0 | 8.2816 | 52.0757 | 0 | 52.0757 | 0.84916 | 18.7508 | 4.6473
[6 empty] | ENERGY | -45140.17 | -16409.918 | -5296.5662 | -60.6356 | -1.5368 | -5358.7386 | -2563.1021 | -715.4384 | -56.6418 | -11.6113 | -3346.7936 | -170.7912 | -2041.093 | -14429.5722 | -2312.4784 | -18953.9348 | -695.2308 | -16.3404 | -711.5712 | -15.9632 | -274.6811 | -68.5694
[6 empty] | CUSTOMER | 13873.095 | 10305.7087 | 2498.81 | 15.539 | 2.0281 | 2516.3771 | 38.0975 | 13.0443 | 5.8193 | 2.4939 | 59.4551 | 0.54265 | 8.0603 | 15.0895 | 3.7409 | 27.4334 | 12.9905 | 0.17022 | 13.1608 | 0.78269 | 824.209 | 125.9684
|  |  | Total Working Cap - Materials & Supplies Adjustments | 184807.442 |  | TOTAL | 184807.442 | 102138.529 | 24516.8933 | 267.9887 | 7.8357 | 24792.7177 | 8899.8019 | 2497.0572 | 189.7296 | 39.8638 | 11626.4526 | 509.9242 | 5327.1116 | 32161.5684 | 4755.8718 | 42754.476 | 2420.0135 | 57.4133 | 2477.4267 | 38.7268 | 847.6731 | 131.4401
Working Capital - Prepayments
[5 empty] | RB_GUP_EPIS | PRODUCTION | 310726.7893 | 152362.6803 | 38541.8337 | 450.6127 | 11.1011 | 39003.5474 | 16126.3868 | 4592.7158 | 363.4468 | 76.7172 | 21159.2666 | 968.7169 | 10560.7142 | 70531.1881 | 11065.0107 | 93125.6299 | 4377.1399 | 105.6658 | 4482.8057 | 76.3146 | 413.7928 | 102.7521
[5 empty] | RB_GUP_EPIS | BULKTRAN | 329076.8472 | 161360.5012 | 40817.9325 | 477.2237 | 11.7566 | 41306.9129 | 17078.7351 | 4863.9399 | 384.9103 | 81.2478 | 22408.833 | 1025.9248 | 11184.3801 | 74696.4272 | 11718.458 | 98625.1902 | 4635.6332 | 111.9059 | 4747.539 | 80.8213 | 438.2294 | 108.8202
[5 empty] | RB_GUP_EPIS | SUBTRAN | 126152.2019 | 59909.9087 | 15336.0526 | 178.7144 | 5.859 | 15520.6261 | 6684.1968 | 1894.6205 | 194.0715 | 0 | 8772.8888 | 374.345 | 4326.6353 | 35243.6692 | 0 | 39944.6495 | 1814.0531 | 43.4024 | 1857.4556 | 29.7885 | 93.5744 | 23.3104
[5 empty] | RB_GUP_EPIS | DISTPRI | 210260.1136 | 139717.5625 | 35175.5208 | 410.4857 | 0 | 35586.0065 | 15168.6589 | 4306.0545 | 0 | 0 | 19474.7135 | 865.1244 | 10006.3733 | 0 | 0 | 10871.4976 | 4116.5185 | 98.6284 | 4215.1468 | 70.8237 | 259.6174 | 64.7455
[5 empty] | RB_GUP_EPIS | DISTSEC | 74346.2464 | 55507.0385 | 12460.5946 | 0 | 0 | 12460.5946 | 4392.491 | 0 | 0 | 0 | 4392.491 | 194.4141 | 0 | 0 | 0 | 194.4141 | 1222.4958 | 0 | 1222.4958 | 19.9344 | 440.1808 | 109.0972
[5 empty] | RB_GUP_EPIS | ENERGY | 14027.3656 | 5099.403 | 1645.9147 | 18.8426 | 0.47756 | 1665.2349 | 796.4873 | 222.3234 | 17.6015 | 3.6082 | 1040.0204 | 53.0736 | 634.2723 | 4484.008 | 718.6056 | 5889.9595 | 216.0439 | 5.0778 | 221.1217 | 4.9606 | 85.3575 | 21.308
[5 empty] | RB_GUP_EPIS | CUSTOMER | 338854.436 | 253311.539 | 61201.2227 | 382.3712 | 49.628 | 61633.2219 | 933.147 | 321.1488 | 142.353 | 60.9726 | 1457.6215 | 13.2983 | 198.3514 | 369.1072 | 91.4632 | 672.2201 | 318.0516 | 4.1992 | 322.2508 | 19.1498 | 18578.3579 | 2860.075
|  |  | Working Capital - Prepayments | 1403444 | RB_GUP_EPIS | TOTAL | 1403444 | 827268.6332 | 205179.0715 | 1918.2503 | 78.8223 | 207176.1442 | 61180.1028 | 16200.803 | 1102.3831 | 222.5458 | 78705.8348 | 3494.8971 | 36910.7265 | 185324.3997 | 23593.5375 | 249323.5608 | 16699.9359 | 368.8795 | 17068.8154 | 301.7928 | 20309.1102 | 3290.1085
Working Capital - Prepayments Adjustments
[5 empty] | RB_GUP_EPIS | PRODUCTION | 6341.371 | 3109.4463 | 786.569 | 9.1962 | 0.22655 | 795.9918 | 329.1103 | 93.729 | 7.4173 | 1.5657 | 431.8223 | 19.7698 | 215.525 | 1439.4138 | 225.8168 | 1900.5254 | 89.3295 | 2.1564 | 91.4859 | 1.5574 | 8.4448 | 2.097
[5 empty] | RB_GUP_EPIS | BULKTRAN | 6715.8624 | 3293.0756 | 833.0201 | 9.7393 | 0.23993 | 842.9993 | 348.546 | 99.2642 | 7.8553 | 1.6581 | 457.3237 | 20.9373 | 228.2529 | 1524.4188 | 239.1525 | 2012.7615 | 94.6049 | 2.2838 | 96.8887 | 1.6494 | 8.9435 | 2.2208
[5 empty] | RB_GUP_EPIS | SUBTRAN | 2574.5379 | 1222.6527 | 312.9811 | 3.6472 | 0.11957 | 316.7479 | 136.4124 | 38.6658 | 3.9606 | 0 | 179.0388 | 7.6397 | 88.2988 | 719.2595 | 0 | 815.1979 | 37.0215 | 0.88576 | 37.9073 | 0.60793 | 1.9097 | 0.47572
[5 empty] | RB_GUP_EPIS | DISTPRI | 4291.0281 | 2851.3824 | 717.8687 | 8.3773 | 0 | 726.2459 | 309.5649 | 87.8788 | 0 | 0 | 397.4436 | 17.6556 | 204.212 | 0 | 0 | 221.8676 | 84.0107 | 2.0128 | 86.0235 | 1.4454 | 5.2983 | 1.3213
[5 empty] | RB_GUP_EPIS | DISTSEC | 1517.2722 | 1132.7981 | 254.2982 | 0 | 0 | 254.2982 | 89.6428 | 0 | 0 | 0 | 89.6428 | 3.9676 | 0 | 0 | 0 | 3.9676 | 24.9489 | 0 | 24.9489 | 0.40682 | 8.9833 | 2.2265
[5 empty] | RB_GUP_EPIS | ENERGY | 286.2731 | 104.0696 | 33.5901 | 0.38454 | 0.0097462 | 33.9844 | 16.2549 | 4.5372 | 0.35921 | 0.073637 | 21.2249 | 1.0831 | 12.9443 | 91.5105 | 14.6654 | 120.2034 | 4.4091 | 0.10363 | 4.5127 | 0.10124 | 1.742 | 0.43486
[5 empty] | RB_GUP_EPIS | CUSTOMER | 6915.4053 | 5169.6297 | 1249.0061 | 7.8035 | 1.0128 | 1257.8224 | 19.0438 | 6.5541 | 2.9052 | 1.2443 | 29.7474 | 0.27139 | 4.048 | 7.5328 | 1.8666 | 13.7188 | 6.4909 | 0.085698 | 6.5766 | 0.39081 | 379.1506 | 58.369
|  |  | Adj 18 - Wholesale Load | 28641.75 | RB_GUP_EPIS | TOTAL | 28641.75 | 16883.0544 | 4187.3332 | 39.148 | 1.6086 | 4228.0898 | 1248.5751 | 330.629 | 22.4976 | 4.5418 | 1606.2435 | 71.3245 | 753.2811 | 3782.1353 | 481.5014 | 5088.2423 | 340.8154 | 7.5282 | 348.3436 | 6.159 | 414.4722 | 67.1452
[6 empty] | PRODUCTION | -31478553.1337 | -15451068.8697 | -3904392.0899 | -40048.5284 | -608.2647 | -3945048.883 | -1621818.1567 | -468370.3626 | -35947.6441 | -29470.8406 | -2155607.004 | -99158.0138 | -1079603.3861 | -7106781.1102 | -1130705.6211 | -9416248.1312 | -439371.048 | -10790.8387 | -450161.8867 | -7824.1209 | -42055.8658 | -10538.3723
[6 empty] | BULKTRAN | -587237.128 | -302455.6771 | -78814.3495 | -71.3572 | 173.9009 | -78711.8059 | -31894.2754 | -10143.8415 | -707.8975 | 37399.0057 | -5347.0087 | -2012.7929 | -22752.1833 | -145352.7127 | -20712.6261 | -190830.315 | -8365.1801 | -231.3244 | -8596.5045 | -175.5356 | -879.1762 | -241.1051
[6 empty] | SUBTRAN | -240995.2136 | -112616.8273 | -29671.4293 | -36.4873 | 80.9041 | -29627.0125 | -12518.7089 | -3950.7549 | -358.2472 | 0 | -16827.711 | -735.623 | -8807.1548 | -68700.8877 | 0 | -78243.6655 | -3286.127 | -89.7429 | -3375.8698 | -64.6366 | -187.9173 | -51.5736
[6 empty] | DISTPRI | -3436786.274 | -2285287.4744 | -575394.1627 | -4579.91 | 0 | -579974.0728 | -243862.414 | -71820.0827 | 0 | 0 | -315682.4966 | -14469.2362 | -167384.4976 | 0 | 0 | -181853.7338 | -65757.0436 | -1648.486 | -67405.5296 | -1197.8414 | -4287.5052 | -1097.62
[6 empty] | DISTSEC | -1286337.8116 | -961495.1335 | -215842.996 | 0 | 0 | -215842.996 | -74848.9849 | 0 | 0 | 0 | -74848.9849 | -3439.4629 | 0 | 0 | 0 | -3439.4629 | -20706.6938 | 0 | -20706.6938 | -356.3488 | -7693.6857 | -1954.506
[6 empty] | ENERGY | 78935729.4498 | 28687034.5418 | 9263530.3574 | 110118.8959 | 3088.8456 | 9376738.0989 | 4493218.0847 | 1248804.6783 | 99844.2558 | -16721.3809 | 5825145.638 | 297670.2822 | 3559477.6795 | 25283294.6148 | 4031217.1159 | 33171659.6924 | 1219389.6629 | 28508.2367 | 1247897.8996 | 27818.4653 | 479946.3706 | 119488.7431
[6 empty] | CUSTOMER | -11289018.5762 | -9027615.712 | -2106166.1504 | -14110.2328 | -797.4351 | -2121073.8182 | -33899.8162 | -14010.7897 | -6076.1113 | 4401.3195 | -49585.3976 | -499.665 | -8683.7828 | -16064.8015 | -4011.7635 | -29260.0128 | -11408.6374 | -183.2087 | -11591.8461 | -694.8931 | -31065.3873 | -18131.509
|  | Total Working Capital |  | 30616801.3127 |  | TOTAL | 30616801.3127 | 546494.8479 | 2353249.1796 | 51272.3801 | 1937.9508 | 2406459.5105 | 2474375.7288 | 680508.8469 | 56754.3557 | -4391.8963 | 3207247.0351 | 177355.4883 | 2272246.6748 | 17946395.1027 | 2875787.1052 | 23271784.3711 | 670494.9331 | 15564.6361 | 686059.5691 | 17505.0889 | 393776.833 | 87474.0571
Construction Work-In-Progress excluding AFUDC
[5 empty] | RB_GUP_EPIS_P | PRODUCTION | 6658096.3273 | 3264750.3756 | 825854.899 | 9655.4999 | 237.8681 | 835748.2671 | 345548.0511 | 98410.3886 | 7787.754 | 1643.8576 | 453390.0513 | 20757.1763 | 226289.6365 | 1511306.5903 | 237095.447 | 1995448.8501 | 93791.1385 | 2264.1524 | 96055.2909 | 1635.2297 | 8866.5417 | 2201.7209
[5 empty] | RB_GUP_EPIS_P | BULKTRAN | 117269.8423 | 57502.4366 | 14545.8805 | 170.0635 | 4.1896 | 14720.1336 | 6086.1789 | 1733.3139 | 137.1666 | 28.9535 | 7985.6129 | 365.5986 | 3985.6663 | 26618.8227 | 4175.9903 | 35146.0779 | 1651.9545 | 39.8788 | 1691.8333 | 28.8015 | 156.1675 | 38.7792
[5 empty] | RB_GUP_EPIS_P | SUBTRAN | 44973.9904 | 21358.2293 | 5467.3916 | 63.7127 | 2.0888 | 5533.1931 | 2382.9549 | 675.4432 | 69.1876 | 0 | 3127.5857 | 133.4562 | 1542.4705 | 12564.5721 | 0 | 14240.4988 | 646.7204 | 15.4732 | 662.1937 | 10.6198 | 33.3598 | 8.3103
[5 empty] | RB_GUP_EPIS_P | DISTPRI | 53617.6636 | 35628.8653 | 8969.9811 | 104.6765 | 0 | 9074.6575 | 3868.1043 | 1098.0712 | 0 | 0 | 4966.1756 | 220.6122 | 2551.6887 | 0 | 0 | 2772.3009 | 1049.7383 | 25.1509 | 1074.8892 | 18.0605 | 66.2041 | 16.5105
[5 empty] | RB_GUP_EPIS_P | DISTSEC | 22506.3254 | 16803.2622 | 3772.1097 | 0 | 0 | 3772.1097 | 1329.7084 | 0 | 0 | 0 | 1329.7084 | 58.8536 | 0 | 0 | 0 | 58.8536 | 370.0777 | 0 | 370.0777 | 6.0346 | 133.2529 | 33.0263
[5 empty] | RB_GUP_EPIS_P | ENERGY | 6692.3596 | 2432.8901 | 785.2546 | 8.9897 | 0.22784 | 794.4721 | 379.9986 | 106.069 | 8.3976 | 1.7215 | 496.1866 | 25.321 | 302.6069 | 2139.2894 | 342.8418 | 2810.0592 | 103.073 | 2.4226 | 105.4956 | 2.3667 | 40.7235 | 10.1659
[5 empty] | RB_GUP_EPIS_P | CUSTOMER | 140284.4914 | 112753.0201 | 26634.9439 | 72.5561 | 2.2787 | 26709.7787 | 324.4543 | 61.9426 | 6.5167 | 2.7763 | 395.69 | 4.4819 | 35.8564 | 16.8892 | 4.1663 | 61.3938 | 112.7961 | 0.98001 | 113.7762 | 7.0588 | 167.3944 | 76.3795
|  |  | Production | 7043441 | RB_GUP_EPIS_P | TOTAL | 7043441 | 3511229.0791 | 886030.4604 | 10075.4984 | 246.653 | 896352.6118 | 359919.4504 | 102085.2285 | 8009.0226 | 1677.3088 | 471691.0103 | 21565.4999 | 234707.9253 | 1552646.1637 | 241618.4454 | 2050538.0343 | 97725.4987 | 2348.0578 | 100073.5565 | 1708.1715 | 9463.6438 | 2384.8926
[5 empty] | RB_GUP_EPIS_T | PRODUCTION | 1291579.2478 | 633316.736 | 160204.5084 | 1873.0344 | 46.1432 | 162123.686 | 67031.5763 | 19090.2639 | 1510.7173 | 318.8858 | 87951.4433 | 4026.6071 | 43897.0817 | 293172.7228 | 45993.2605 | 387089.6722 | 18194.1928 | 439.2145 | 18633.4072 | 317.2121 | 1719.9873 | 427.1036
[5 empty] | RB_GUP_EPIS_T | BULKTRAN | 68338201.4031 | 33509153.0263 | 8476512.7514 | 99103.3271 | 2441.4607 | 8578057.5392 | 3546679.2829 | 1010076.8487 | 79932.9235 | 16872.4308 | 4653561.4858 | 213050.1009 | 2322619.8595 | 15511937.508 | 2433529.8876 | 20481137.3561 | 962665.2123 | 23239.0902 | 985904.3025 | 16783.875 | 91005.5194 | 22598.2987
[5 empty] | RB_GUP_EPIS_T | SUBTRAN | 26197231.3491 | 12441112.5191 | 3184741.2271 | 37112.4985 | 1216.7043 | 3223070.43 | 1388064.9573 | 393443.8779 | 40301.606 | 0 | 1821810.4412 | 77737.8716 | 898485.0338 | 7318830.2778 | 0 | 8295053.1832 | 376712.9593 | 9013.1085 | 385726.0678 | 6185.9794 | 19432.0112 | 4840.7173
[5 empty] | RB_GUP_EPIS_T | DISTPRI | 0 | 0 | 0 | 0 | 0 | 0 | 0 | 0 | 0 | 0 | 0 | 0 | 0 | 0 | 0 | 0 | 0 | 0 | 0 | 0 | 0 | 0
[5 empty] | RB_GUP_EPIS_T | DISTSEC | 0 | 0 | 0 | 0 | 0 | 0 | 0 | 0 | 0 | 0 | 0 | 0 | 0 | 0 | 0 | 0 | 0 | 0 | 0 | 0 | 0 | 0
[5 empty] | RB_GUP_EPIS_T | ENERGY | 0 | 0 | 0 | 0 | 0 | 0 | 0 | 0 | 0 | 0 | 0 | 0 | 0 | 0 | 0 | 0 | 0 | 0 | 0 | 0 | 0 | 0
[5 empty] | RB_GUP_EPIS_T | CUSTOMER | 0 | 0 | 0 | 0 | 0 | 0 | 0 | 0 | 0 | 0 | 0 | 0 | 0 | 0 | 0 | 0 | 0 | 0 | 0 | 0 | 0 | 0
|  |  | Transmission | 95827012 | RB_GUP_EPIS_T | TOTAL | 95827012 | 46583582.2814 | 11821458.4869 | 138088.86 | 3704.3082 | 11963251.6551 | 5001775.8164 | 1422610.9905 | 121745.2469 | 17191.3166 | 6563323.3703 | 294814.5796 | 3265001.9751 | 23123940.5086 | 2479523.1482 | 29163280.2115 | 1357572.3644 | 32691.4131 | 1390263.7775 | 23287.0665 | 112157.518 | 27866.1196
[5 empty] | RB_GUP_EPIS_D | PRODUCTION | 0 | 0 | 0 | 0 | 0 | 0 | 0 | 0 | 0 | 0 | 0 | 0 | 0 | 0 | 0 | 0 | 0 | 0 | 0 | 0 | 0 | 0
[5 empty] | RB_GUP_EPIS_D | BULKTRAN | 0 | 0 | 0 | 0 | 0 | 0 | 0 | 0 | 0 | 0 | 0 | 0 | 0 | 0 | 0 | 0 | 0 | 0 | 0 | 0 | 0 | 0
[5 empty] | RB_GUP_EPIS_D | SUBTRAN | 0 | 0 | 0 | 0 | 0 | 0 | 0 | 0 | 0 | 0 | 0 | 0 | 0 | 0 | 0 | 0 | 0 | 0 | 0 | 0 | 0 | 0
[5 empty] | RB_GUP_EPIS_D | DISTPRI | 18234411.0746 | 12116741.6181 | 3050530.5784 | 35598.5986 | 0 | 3086129.177 | 1315473.2853 | 373434.4446 | 0 | 0 | 1688907.7299 | 75026.2749 | 867783.8157 | 0 | 0 | 942810.0906 | 356997.2856 | 8553.3598 | 365550.6454 | 6142.0529 | 22514.8299 | 5614.9307
[5 empty] | RB_GUP_EPIS_D | DISTSEC | 6422534.6487 | 4795075.6857 | 1076430.9505 | 0 | 0 | 1076430.9505 | 379453.2579 | 0 | 0 | 0 | 379453.2579 | 16794.8123 | 0 | 0 | 0 | 16794.8123 | 105607.502 | 0 | 105607.502 | 1722.0649 | 38025.8136 | 9424.5617
[5 empty] | RB_GUP_EPIS_D | ENERGY | 0 | 0 | 0 | 0 | 0 | 0 | 0 | 0 | 0 | 0 | 0 | 0 | 0 | 0 | 0 | 0 | 0 | 0 | 0 | 0 | 0 | 0
[5 empty] | RB_GUP_EPIS_D | CUSTOMER | 28134094.2767 | 20899574.2498 | 5067488.9911 | 31512.5045 | 4112.9195 | 5103114.4151 | 77260.2918 | 26453.4204 | 11801.2419 | 5057.5689 | 120572.523 | 1100.4803 | 16345.9135 | 30600.9786 | 7586.3998 | 55633.7722 | 26344.3072 | 345.2016 | 26689.5087 | 1587.2617 | 1671463.6036 | 255458.9426
|  |  | Distribution | 52791040 | RB_GUP_EPIS_D | TOTAL | 52791040 | 37811391.5536 | 9194450.52 | 67111.1031 | 4112.9195 | 9265674.5426 | 1772186.835 | 399887.865 | 11801.2419 | 5057.5689 | 2188933.5109 | 92921.5676 | 884129.7292 | 30600.9786 | 7586.3998 | 1015238.6752 | 488949.0948 | 8898.5614 | 497847.6562 | 9451.3795 | 1732004.247 | 270498.435
[5 empty] | RB_GUP_EPIS_G | PRODUCTION | 358282.1106 | 175681.0953 | 44440.4859 | 519.5769 | 12.8 | 44972.8629 | 18594.4569 | 5295.61 | 419.0707 | 88.4584 | 24397.596 | 1116.9747 | 12176.9834 | 81325.6655 | 12758.4602 | 107378.0838 | 5047.0413 | 121.8374 | 5168.8787 | 87.9942 | 477.1219 | 118.4779
[5 empty] | RB_GUP_EPIS_G | BULKTRAN | 96404.1244 | 47271.0796 | 11957.7451 | 139.8042 | 3.4441 | 12100.9934 | 5003.2706 | 1424.9069 | 112.7607 | 23.8018 | 6564.7399 | 300.548 | 3276.5002 | 21882.5594 | 3432.9601 | 28892.5678 | 1358.0237 | 32.7832 | 1390.8069 | 23.6769 | 128.3807 | 31.8792
[5 empty] | RB_GUP_EPIS_G | SUBTRAN | 36971.8086 | 17557.9788 | 4494.5835 | 52.3764 | 1.7171 | 4548.677 | 1958.9578 | 555.2622 | 56.8771 | 0 | 2571.0972 | 109.7104 | 1268.0201 | 10328.9691 | 0 | 11706.6996 | 531.6501 | 12.7201 | 544.3701 | 8.7302 | 27.4241 | 6.8316
[5 empty] | RB_GUP_EPIS_G | DISTPRI | 171368.5796 | 113874.1905 | 28669.1514 | 334.5587 | 0 | 29003.7101 | 12362.9322 | 3509.5694 | 0 | 0 | 15872.5016 | 705.1035 | 8155.5077 | 0 | 0 | 8860.6111 | 3355.0915 | 80.3852 | 3435.4767 | 57.7235 | 211.5963 | 52.7696
[5 empty] | RB_GUP_EPIS_G | DISTSEC | 62860.1565 | 46931.5036 | 10535.5007 | 0 | 0 | 10535.5007 | 3713.875 | 0 | 0 | 0 | 3713.875 | 164.3782 | 0 | 0 | 0 | 164.3782 | 1033.6268 | 0 | 1033.6268 | 16.8546 | 372.1753 | 92.2423
[5 empty] | RB_GUP_EPIS_G | ENERGY | 258425.3949 | 93946.0248 | 30322.5974 | 347.1362 | 8.7981 | 30678.5317 | 14673.6416 | 4095.852 | 324.2717 | 66.4742 | 19160.2395 | 977.7717 | 11685.1633 | 82608.6367 | 13238.8326 | 108510.4042 | 3980.1646 | 93.5479 | 4073.7125 | 91.3888 | 1572.5368 | 392.5567
[5 empty] | RB_GUP_EPIS_G | CUSTOMER | 489578.8253 | 386727.9839 | 90221.3492 | 669.7693 | 87.9915 | 90979.11 | 1442.4743 | 564.4986 | 251.6426 | 107.2085 | 2365.824 | 20.7851 | 349.0573 | 652.1748 | 160.8819 | 1182.8992 | 487.5915 | 7.3861 | 494.9776 | 28.9213 | 6463.9318 | 1335.1775
|  |  | General | 1473891 | RB_GUP_EPIS_G | TOTAL | 1473891 | 881989.8565 | 220641.4131 | 2063.2217 | 114.751 | 222819.3858 | 57749.6085 | 15445.699 | 1164.6228 | 285.943 | 74645.8732 | 3395.2716 | 36911.232 | 196798.0055 | 29591.1348 | 266695.6439 | 15793.1894 | 348.66 | 16141.8494 | 315.2895 | 9253.1669 | 2029.9348
[6 empty] | PRODUCTION | 8307957.6857 | 4073748.2068 | 1030499.8934 | 12048.1112 | 296.8113 | 1042844.8159 | 431174.0842 | 122796.2625 | 9717.5421 | 2051.2018 | 565739.0906 | 25900.7581 | 282363.7017 | 1885804.9787 | 295847.1677 | 2489916.6062 | 117032.3726 | 2825.2043 | 119857.5769 | 2040.436 | 11063.6509 | 2747.3025
[6 empty] | BULKTRAN | 68551875.3698 | 33613926.5425 | 8503016.377 | 99413.1948 | 2449.0945 | 8604878.6662 | 3557768.7323 | 1013235.0695 | 80182.8508 | 16925.186 | 4668111.8387 | 213716.2475 | 2329882.026 | 15560438.8901 | 2441138.838 | 20545176.0017 | 965675.1905 | 23311.7521 | 988986.9426 | 16836.3534 | 91290.0676 | 22668.9571
[6 empty] | SUBTRAN | 26279177.1482 | 12480028.7272 | 3194703.2021 | 37228.5877 | 1220.5102 | 3233152.3 | 1392406.87 | 394674.5833 | 40427.6708 | 0 | 1827509.1241 | 77981.0382 | 901295.5245 | 7341723.819 | 0 | 8321000.3817 | 377891.3298 | 9041.3018 | 386932.6316 | 6205.3294 | 19492.7952 | 4855.8592
[6 empty] | DISTPRI | 18459397.3178 | 12266244.6739 | 3088169.7109 | 36037.8338 | 0 | 3124207.5447 | 1331704.3218 | 378042.0852 | 0 | 0 | 1709746.4071 | 75951.9906 | 878491.0121 | 0 | 0 | 954443.0027 | 361402.1154 | 8658.8959 | 370061.0114 | 6217.837 | 22792.6303 | 5684.2108
[6 empty] | DISTSEC | 6507901.1306 | 4858810.4515 | 1090738.5609 | 0 | 0 | 1090738.5609 | 384496.8414 | 0 | 0 | 0 | 384496.8414 | 17018.0441 | 0 | 0 | 0 | 17018.0441 | 107011.2065 | 0 | 107011.2065 | 1744.9541 | 38531.2418 | 9549.8303
[6 empty] | ENERGY | 265117.7545 | 96378.9149 | 31107.852 | 356.1259 | 9.026 | 31473.0038 | 15053.6401 | 4201.921 | 332.6693 | 68.1957 | 19656.426 | 1003.0928 | 11987.7702 | 84747.926 | 13581.6744 | 111320.4633 | 4083.2376 | 95.9705 | 4179.2081 | 93.7554 | 1613.2602 | 402.7226
[6 empty] | CUSTOMER | 28763957.5935 | 21399055.2538 | 5184345.2841 | 32254.8299 | 4203.1897 | 5220803.3038 | 79027.2204 | 27079.8616 | 12059.4012 | 5167.5538 | 123334.037 | 1125.7474 | 16730.8271 | 31270.0426 | 7751.4481 | 56878.0652 | 26944.6948 | 353.5677 | 27298.2625 | 1623.2419 | 1678094.9298 | 256870.4996
|  |  | Total CWIP | 157135384 |  | TOTAL | 157135384 | 88788192.7706 | 22122580.8803 | 217338.6832 | 8178.6317 | 22348098.1953 | 7191631.7103 | 1940029.783 | 142720.1341 | 24212.1373 | 9298593.7648 | 412696.9187 | 4420750.8616 | 24903985.6564 | 2758319.1282 | 32495752.5649 | 1960040.1473 | 44286.6923 | 2004326.8396 | 34761.9071 | 1862878.5758 | 302779.3821
[5 empty] | RB_GUP_EPIS_P | PRODUCTION | 1559235.2019 | 764559.9374 | 193403.9351 | 2261.1862 | 55.7055 | 195720.8268 | 80922.6329 | 23046.3686 | 1823.7856 | 384.969 | 106177.7561 | 4861.0471 | 52993.9415 | 353927.3571 | 55524.5147 | 467306.8604 | 21964.6033 | 530.2336 | 22494.8369 | 382.9485 | 2076.4229 | 515.613
[5 empty] | RB_GUP_EPIS_P | BULKTRAN | 27462.995 | 13466.2851 | 3406.4465 | 39.8265 | 0.98115 | 3447.2542 | 1425.3 | 405.9184 | 32.1226 | 6.7805 | 1870.1214 | 85.6182 | 933.3886 | 6233.7646 | 977.9599 | 8230.7313 | 386.8652 | 9.3391 | 396.2042 | 6.7449 | 36.5723 | 9.0816
[5 empty] | RB_GUP_EPIS_P | SUBTRAN | 10532.2942 | 5001.8055 | 1280.3884 | 14.9207 | 0.48916 | 1295.7982 | 558.0555 | 158.1796 | 16.2028 | 0 | 732.4378 | 31.2536 | 361.2255 | 2942.4511 | 0 | 3334.9303 | 151.4531 | 3.6236 | 155.0767 | 2.487 | 7.8124 | 1.9462
[5 empty] | RB_GUP_EPIS_P | DISTPRI | 12556.5243 | 8343.7935 | 2100.647 | 24.5138 | 0 | 2125.1608 | 905.8572 | 257.1533 | 0 | 0 | 1163.0105 | 51.6644 | 597.5706 | 0 | 0 | 649.235 | 245.8344 | 5.89 | 251.7244 | 4.2295 | 15.5041 | 3.8665
[5 empty] | RB_GUP_EPIS_P | DISTSEC | 5270.6739 | 3935.0944 | 883.3766 | 0 | 0 | 883.3766 | 311.3995 | 0 | 0 | 0 | 311.3995 | 13.7827 | 0 | 0 | 0 | 13.7827 | 86.6671 | 0 | 86.6671 | 1.4132 | 31.206 | 7.7343
[5 empty] | RB_GUP_EPIS_P | ENERGY | 1567.2592 | 569.7496 | 183.8959 | 2.1053 | 0.053358 | 186.0545 | 88.9905 | 24.8399 | 1.9666 | 0.40314 | 116.2001 | 5.9298 | 70.8664 | 500.9923 | 80.2889 | 658.0775 | 24.1383 | 0.56734 | 24.7056 | 0.55424 | 9.5369 | 2.3807
[5 empty] | RB_GUP_EPIS_P | CUSTOMER | 32852.7114 | 26405.217 | 6237.54 | 16.9917 | 0.53364 | 6255.0653 | 75.9828 | 14.5061 | 1.5261 | 0.65018 | 92.6652 | 1.0496 | 8.3971 | 3.9552 | 0.97569 | 14.3776 | 26.4153 | 0.2295 | 26.6448 | 1.6531 | 39.2015 | 17.887
|  |  | Adjustments to CWIP | 1649477.66 | RB_GUP_EPIS_P | TOTAL | 1649477.66 | 822281.8825 | 207496.2295 | 2359.5441 | 57.7628 | 209913.5364 | 84288.2183 | 23906.9659 | 1875.6037 | 392.8028 | 110463.5907 | 5050.3455 | 54965.3897 | 363608.5204 | 56583.7391 | 480207.9947 | 22885.9767 | 549.8831 | 23435.8598 | 400.0304 | 2216.2561 | 558.5093
[6 empty] | PRODUCTION | 9867192.8876 | 4838308.1442 | 1223903.8285 | 14309.2973 | 352.5168 | 1238565.6427 | 512096.7172 | 145842.6311 | 11541.3277 | 2436.1708 | 671916.8467 | 30761.8052 | 335357.6431 | 2239732.3358 | 351371.6824 | 2957223.4665 | 138996.9759 | 3355.4378 | 142352.4138 | 2423.3844 | 13140.0739 | 3262.9154
[6 empty] | BULKTRAN | 68579338.3648 | 33627392.8276 | 8506422.8235 | 99453.0213 | 2450.0756 | 8608325.9204 | 3559194.0323 | 1013640.9879 | 80214.9734 | 16931.9665 | 4669981.9601 | 213801.8657 | 2330815.4146 | 15566672.6547 | 2442116.7979 | 20553406.733 | 966062.0556 | 23321.0912 | 989383.1468 | 16843.0983 | 91326.6399 | 22678.0387
[6 empty] | SUBTRAN | 26289709.4423 | 12485030.5327 | 3195983.5905 | 37243.5083 | 1220.9994 | 3234448.0982 | 1392964.9255 | 394832.7629 | 40443.8736 | 0 | 1828241.5619 | 78012.2918 | 901656.75 | 7344666.2701 | 0 | 8324335.3119 | 378042.7829 | 9044.9254 | 387087.7083 | 6207.8164 | 19500.6076 | 4857.8054
[6 empty] | DISTPRI | 18471953.8421 | 12274588.4675 | 3090270.3579 | 36062.3476 | 0 | 3126332.7055 | 1332610.179 | 378299.2385 | 0 | 0 | 1710909.4175 | 76003.655 | 879088.5827 | 0 | 0 | 955092.2377 | 361647.9498 | 8664.7859 | 370312.7357 | 6222.0665 | 22808.1344 | 5688.0773
[6 empty] | DISTSEC | 6513171.8045 | 4862745.5459 | 1091621.9374 | 0 | 0 | 1091621.9374 | 384808.2409 | 0 | 0 | 0 | 384808.2409 | 17031.8269 | 0 | 0 | 0 | 17031.8269 | 107097.8737 | 0 | 107097.8737 | 1746.3673 | 38562.4478 | 9557.5646
[6 empty] | ENERGY | 266685.0137 | 96948.6646 | 31291.7479 | 358.2311 | 9.0793 | 31659.0583 | 15142.6306 | 4226.7609 | 334.6359 | 68.5988 | 19772.6262 | 1009.0226 | 12058.6366 | 85248.9184 | 13661.9632 | 111978.5408 | 4107.3759 | 96.5378 | 4203.9138 | 94.3097 | 1622.7971 | 405.1033
[6 empty] | CUSTOMER | 28796810.3049 | 21425460.4707 | 5190582.8241 | 32271.8216 | 4203.7234 | 5227058.3691 | 79103.2032 | 27094.3677 | 12060.9273 | 5168.204 | 123426.7022 | 1126.797 | 16739.2242 | 31273.9978 | 7752.4238 | 56892.4428 | 26971.1101 | 353.7972 | 27324.9073 | 1624.8949 | 1678134.1312 | 256888.3867
|  | Total Adjusted CWIP |  | 158784861.66 |  | TOTAL | 158784861.66 | 89610474.6531 | 22330077.1099 | 219698.2273 | 8236.3945 | 22558011.7317 | 7275919.9287 | 1963936.7489 | 144595.7378 | 24604.9401 | 9409057.3555 | 417747.2641 | 4475716.2513 | 25267594.1769 | 2814902.8673 | 32975960.5596 | 1982926.124 | 44836.5754 | 2027762.6994 | 35161.9375 | 1865094.8319 | 303337.8914
Rate Base Offsets
[5 empty] | RB_GUP | PRODUCTION | -75194660.6358 | -36871169.2476 | -9326972.1273 | -109046.4908 | -2686.4156 | -9438705.0336 | -3902522.1558 | -1111419.152 | -87952.6961 | -18565.2633 | -5120459.2672 | -234425.6903 | -2555651.2834 | -17068270.0564 | -2677689.0566 | -22536036.0868 | -1059250.6454 | -25570.6978 | -1084821.3433 | -18467.8227 | -100136.2197 | -24865.615
[5 empty] | RB_GUP | BULKTRAN | -79635302.4667 | -39048606.5168 | -9877779.0893 | -115486.2619 | -2845.0626 | -9996110.4138 | -4132986.6992 | -1177054.3226 | -93146.7673 | -19661.6402 | -5422849.4292 | -248269.7654 | -2706575.9887 | -18076241.5447 | -2835820.7369 | -23866908.0357 | -1121804.9902 | -27080.7826 | -1148885.7728 | -19558.4452 | -106049.7923 | -26334.0608
[5 empty] | RB_GUP | SUBTRAN | -30528336.5973 | -14497962.2299 | -3711264.4027 | -43248.1903 | -1417.8582 | -3755930.4513 | -1617549.3383 | -458490.7076 | -46964.5429 | 0 | -2123004.5887 | -90590.0275 | -1047028.7175 | -8528829.2965 | 0 | -9666448.0415 | -438993.7192 | -10503.2171 | -449496.9363 | -7208.6878 | -22644.644 | -5641.0178
[5 empty] | RB_GUP | DISTPRI | -50882120.3556 | -33811100.4961 | -8512337.6567 | -99335.9298 | 0 | -8611673.5865 | -3670755.7898 | -1042048.2613 | 0 | 0 | -4712804.0512 | -209356.6903 | -2421502.9689 | 0 | 0 | -2630859.6591 | -996181.2738 | -23867.6798 | -1020048.9537 | -17139.0606 | -62826.3934 | -15668.155
[5 empty] | RB_GUP | DISTSEC | -17991499.1496 | -13432484.9674 | -3015414.8775 | 0 | 0 | -3015414.8775 | -1062965.5331 | 0 | 0 | 0 | -1062965.5331 | -47047.446 | 0 | 0 | 0 | -47047.446 | -295839.1643 | 0 | -295839.1643 | -4824.0346 | -106522.0245 | -26401.1023
[5 empty] | RB_GUP | ENERGY | -3394567.2968 | -1234035.4697 | -398304.8858 | -4559.8353 | -115.5687 | -402980.2898 | -192746.7839 | -53801.3891 | -4259.4968 | -873.1773 | -251680.8471 | -12843.598 | -153491.3899 | -1085112.3069 | -173899.7365 | -1425347.0312 | -52281.7681 | -1228.8062 | -53510.5743 | -1200.4442 | -20656.1814 | -5156.4591
[5 empty] | RB_GUP | CUSTOMER | -82001440.4983 | -61300395.9269 | -14810455.1229 | -92532.3298 | -12009.7886 | -14914997.2413 | -225817.9023 | -77716.7575 | -34448.8746 | -14755.1392 | -352738.6737 | -3218.1297 | -48000.2541 | -89322.4863 | -22133.7393 | -162674.6093 | -76967.2414 | -1016.1947 | -77983.4361 | -4634.183 | -4495889.5309 | -692126.8971
|  |  | Accumulated Deferred FIT | -339627927 | RB_GUP | TOTAL | -339627927 | -200195754.8543 | -49652528.1621 | -464209.0379 | -19074.6938 | -50135811.8938 | -14805344.2024 | -3920530.5901 | -266772.3775 | -53855.2201 | -19046502.3902 | -845751.3471 | -8932250.6024 | -44847775.6908 | -5709543.2693 | -60335320.9096 | -4041318.8024 | -89267.3783 | -4130586.1807 | -73032.678 | -4914724.7863 | -796193.3071
[5 empty] | TDPLANT | PRODUCTION | -7789.8676 | -3819.7064 | -966.2372 | -11.2968 | -0.2783 | -977.8123 | -404.2858 | -115.1386 | -9.1115 | -1.9233 | -530.4592 | -24.2856 | -264.7553 | -1768.2049 | -277.3979 | -2334.6437 | -109.7342 | -2.649 | -112.3832 | -1.9132 | -10.3737 | -2.576
[5 empty] | TDPLANT | BULKTRAN | -412166.378 | -202102.8641 | -51124.1661 | -597.7193 | -14.7251 | -51736.6105 | -21390.9925 | -6092.0497 | -482.0973 | -101.7622 | -28066.9017 | -1284.9634 | -14008.3554 | -93556.7365 | -14677.2841 | -123527.3394 | -5806.0971 | -140.1613 | -5946.2584 | -101.2281 | -548.8792 | -136.2965
[5 empty] | TDPLANT | SUBTRAN | -158002.6652 | -75035.7513 | -19208.0451 | -223.8356 | -7.3383 | -19439.219 | -8371.7993 | -2372.9676 | -243.07 | 0 | -10987.8369 | -468.8584 | -5419.0089 | -44141.8666 | 0 | -50029.7338 | -2272.0589 | -54.3605 | -2326.4194 | -37.3093 | -117.1998 | -29.1957
[5 empty] | TDPLANT | DISTPRI | -256987.9045 | -170768.1167 | -42992.8588 | -501.7113 | 0 | -43494.5701 | -18539.7116 | -5263.0236 | 0 | 0 | -23802.7352 | -1057.3879 | -12230.1698 | 0 | 0 | -13287.5577 | -5031.3654 | -120.5474 | -5151.9127 | -86.5634 | -317.3143 | -79.1344
[5 empty] | TDPLANT | DISTSEC | -90516.426 | -67579.7232 | -15170.7523 | 0 | 0 | -15170.7523 | -5347.8501 | 0 | 0 | 0 | -5347.8501 | -236.6988 | 0 | 0 | 0 | -236.6988 | -1488.3865 | 0 | -1488.3865 | -24.27 | -535.9194 | -132.8257
[5 empty] | TDPLANT | ENERGY | 0 | 0 | 0 | 0 | 0 | 0 | 0 | 0 | 0 | 0 | 0 | 0 | 0 | 0 | 0 | 0 | 0 | 0 | 0 | 0 | 0 | 0
[5 empty] | TDPLANT | CUSTOMER | -396509.7586 | -294549.5618 | -71418.9985 | -444.1236 | -57.9657 | -71921.0878 | -1088.8731 | -372.8231 | -166.3216 | -71.2792 | -1699.297 | -15.5097 | -230.3722 | -431.277 | -106.9194 | -784.0783 | -371.2853 | -4.8651 | -376.1504 | -22.3702 | -23556.8852 | -3600.3279
|  |  | Customer Advances | -1321973 | TDPLANT | TOTAL | -1321973 | -813855.7235 | -200881.0581 | -1778.6865 | -80.3074 | -202740.052 | -55143.5125 | -14216.0025 | -900.6005 | -174.9647 | -70435.0802 | -3087.7037 | -32152.6617 | -139898.0848 | -15061.6015 | -190200.0518 | -15078.9272 | -322.5833 | -15401.5106 | -273.6543 | -25086.5715 | -3980.3562
[5 empty] | CUST_DEP_FXNL | PRODUCTION | -7433103.4448 | -4373558.995 | -963590.4595 | -70468.1579 | -8568.0421 | -1042626.6594 | -327502.829 | -379860.0962 | -85606.0231 | -5323.417 | -798292.3654 | -55864.257 | -426765.1291 | -565323.8491 | -161022.4073 | -1208975.6424 | -7065.5085 | 0 | -7065.5085 | 0 | -2584.2741 | 0
[5 empty] | CUST_DEP_FXNL | BULKTRAN | -7872067.4591 | -4631840.7514 | -1020495.565 | -74629.6748 | -9074.0302 | -1104199.27 | -346843.6006 | -402292.841 | -90661.5109 | -5637.7929 | -845435.7455 | -59163.3364 | -451967.8638 | -598709.208 | -170531.6308 | -1280372.039 | -7482.7641 | 0 | -7482.7641 | 0 | -2736.8892 | 0
[5 empty] | CUST_DEP_FXNL | SUBTRAN | -2956187.2877 | -1719709.3125 | -383419.0691 | -27947.899 | -4522.1107 | -415889.0788 | -135746.0543 | -156702.6481 | -45711.4781 | 0 | -338160.1805 | -21587.8412 | -174842.0642 | -282486.1916 | 0 | -478916.0971 | -2928.2152 | 0 | -2928.2152 | 0 | -584.4036 | 0
[5 empty] | CUST_DEP_FXNL | DISTPRI | -6080927.2865 | -4010581.8644 | -879428.7408 | -64192.9872 | 0 | -943621.7281 | -308052.8073 | -356150.5595 | 0 | 0 | -664203.3668 | -49890.2485 | -404363.8637 | 0 | 0 | -454254.1122 | -6644.8175 | 0 | -6644.8175 | 0 | -1621.3976 | 0
[5 empty] | CUST_DEP_FXNL | DISTSEC | -2009993.4236 | -1593325.2634 | -311529.2903 | 0 | 0 | -311529.2903 | -89204.9309 | 0 | 0 | 0 | -89204.9309 | -11211.5298 | 0 | 0 | 0 | -11211.5298 | -1973.3329 | 0 | -1973.3329 | 0 | -2749.0763 | 0
[5 empty] | CUST_DEP_FXNL | ENERGY | -305774.5193 | -146377.9706 | -41149.7732 | -2946.6624 | -368.5944 | -44465.03 | -16175.4667 | -18388.2029 | -4145.8488 | -250.3755 | -38959.8938 | -3060.6631 | -25631.3423 | -35940.3656 | -10457.4331 | -75089.8041 | -348.7345 | 0 | -348.7345 | 0 | -533.0862 | 0
[5 empty] | CUST_DEP_FXNL | CUSTOMER | -9112376.719 | -7271288.2036 | -1530101.4157 | -59796.3564 | -38303.9668 | -1628201.7389 | -18950.8218 | -26561.9815 | -33529.7414 | -4230.8993 | -83273.444 | -766.8887 | -8015.5046 | -2958.4798 | -1331.0089 | -13071.882 | -513.3938 | 0 | -513.3938 | 0 | -116028.0567 | 0
|  |  | Customer Deposits | -35770430.14 | CUST_DEP_FXNL | TOTAL | -35770430.14 | -23746682.3609 | -5129714.3137 | -299981.7377 | -60836.7441 | -5490532.7955 | -1242476.5105 | -1339956.3292 | -259654.6024 | -15442.4848 | -2857529.9269 | -201544.7647 | -1491585.7677 | -1485418.094 | -343342.4801 | -3521891.1066 | -26956.7665 | 0 | -26956.7665 | 0 | -126837.1836 | 0
Adjustments to Rate Base Offsets
[5 empty] | PROD_DEMAND | PRODUCTION | 10000000 | 4903429.1711 | 1240376.9162 | 14501.8928 | 357.2615 | 1255236.0705 | 518989.2637 | 147805.5945 | 11696.6677 | 2468.9603 | 680960.4863 | 31175.8426 | 339871.3767 | 2269877.9291 | 356100.9564 | 2997026.1048 | 140867.8005 | 3400.6002 | 144268.4007 | 2456.0019 | 13316.9322 | 3306.8325
[5 empty] | PROD_DEMAND | BULKTRAN | 0 | 0 | 0 | 0 | 0 | 0 | 0 | 0 | 0 | 0 | 0 | 0 | 0 | 0 | 0 | 0 | 0 | 0 | 0 | 0 | 0 | 0
[5 empty] | PROD_DEMAND | SUBTRAN | 0 | 0 | 0 | 0 | 0 | 0 | 0 | 0 | 0 | 0 | 0 | 0 | 0 | 0 | 0 | 0 | 0 | 0 | 0 | 0 | 0 | 0
[5 empty] | PROD_DEMAND | DISTPRI | 0 | 0 | 0 | 0 | 0 | 0 | 0 | 0 | 0 | 0 | 0 | 0 | 0 | 0 | 0 | 0 | 0 | 0 | 0 | 0 | 0 | 0
[5 empty] | PROD_DEMAND | DISTSEC | 0 | 0 | 0 | 0 | 0 | 0 | 0 | 0 | 0 | 0 | 0 | 0 | 0 | 0 | 0 | 0 | 0 | 0 | 0 | 0 | 0 | 0
[5 empty] | PROD_DEMAND | ENERGY | 0 | 0 | 0 | 0 | 0 | 0 | 0 | 0 | 0 | 0 | 0 | 0 | 0 | 0 | 0 | 0 | 0 | 0 | 0 | 0 | 0 | 0
[5 empty] | PROD_DEMAND | CUSTOMER | 0 | 0 | 0 | 0 | 0 | 0 | 0 | 0 | 0 | 0 | 0 | 0 | 0 | 0 | 0 | 0 | 0 | 0 | 0 | 0 | 0 | 0
|  |  | Adj 52 - Turbine Reservation Fee | 10000000 | PROD_DEMAND | TOTAL | 10000000 | 4903429.1711 | 1240376.9162 | 14501.8928 | 357.2615 | 1255236.0705 | 518989.2637 | 147805.5945 | 11696.6677 | 2468.9603 | 680960.4863 | 31175.8426 | 339871.3767 | 2269877.9291 | 356100.9564 | 2997026.1048 | 140867.8005 | 3400.6002 | 144268.4007 | 2456.0019 | 13316.9322 | 3306.8325
[5 empty] | PROD_DEMAND | PRODUCTION | 44877672 | 22005448.6018 | 5566522.8401 | 65081.1188 | 1603.3064 | 5633207.2653 | 2329102.9948 | 663317.0991 | 52491.9218 | 11080.1191 | 3055992.1348 | 139909.9238 | 1525263.6168 | 10186683.7183 | 1598098.1919 | 13449955.4507 | 632181.8947 | 15261.1021 | 647442.9968 | 11021.9646 | 59763.2915 | 14840.2945
[5 empty] | PROD_DEMAND | BULKTRAN | 0 | 0 | 0 | 0 | 0 | 0 | 0 | 0 | 0 | 0 | 0 | 0 | 0 | 0 | 0 | 0 | 0 | 0 | 0 | 0 | 0 | 0
[5 empty] | PROD_DEMAND | SUBTRAN | 0 | 0 | 0 | 0 | 0 | 0 | 0 | 0 | 0 | 0 | 0 | 0 | 0 | 0 | 0 | 0 | 0 | 0 | 0 | 0 | 0 | 0
[5 empty] | PROD_DEMAND | DISTPRI | 0 | 0 | 0 | 0 | 0 | 0 | 0 | 0 | 0 | 0 | 0 | 0 | 0 | 0 | 0 | 0 | 0 | 0 | 0 | 0 | 0 | 0
[5 empty] | PROD_DEMAND | DISTSEC | 0 | 0 | 0 | 0 | 0 | 0 | 0 | 0 | 0 | 0 | 0 | 0 | 0 | 0 | 0 | 0 | 0 | 0 | 0 | 0 | 0 | 0
[5 empty] | PROD_DEMAND | ENERGY | 0 | 0 | 0 | 0 | 0 | 0 | 0 | 0 | 0 | 0 | 0 | 0 | 0 | 0 | 0 | 0 | 0 | 0 | 0 | 0 | 0 | 0
[5 empty] | PROD_DEMAND | CUSTOMER | 0 | 0 | 0 | 0 | 0 | 0 | 0 | 0 | 0 | 0 | 0 | 0 | 0 | 0 | 0 | 0 | 0 | 0 | 0 | 0 | 0 | 0
|  |  | Adj 57 - Remove FGD from Base Rates (Mitchell) | 44877672 | PROD_DEMAND | TOTAL | 44877672 | 22005448.6018 | 5566522.8401 | 65081.1188 | 1603.3064 | 5633207.2653 | 2329102.9948 | 663317.0991 | 52491.9218 | 11080.1191 | 3055992.1348 | 139909.9238 | 1525263.6168 | 10186683.7183 | 1598098.1919 | 13449955.4507 | 632181.8947 | 15261.1021 | 647442.9968 | 11021.9646 | 59763.2915 | 14840.2945
[5 empty] | RB_GUP | PRODUCTION | 2155596.0855 | 1056981.2727 | 267375.1625 | 3126.0223 | 77.0111 | 270578.196 | 111873.1225 | 31860.9161 | 2521.3291 | 532.2081 | 146787.5759 | 6720.2524 | 73262.5409 | 489293.9979 | 76760.9828 | 646037.774 | 30365.4079 | 733.032 | 31098.44 | 529.4148 | 2870.5927 | 712.8195
[5 empty] | RB_GUP | BULKTRAN | 2282895.4185 | 1119401.599 | 283165.0779 | 3310.6305 | 81.5591 | 286557.2674 | 118479.8212 | 33742.4715 | 2670.2269 | 563.6378 | 155456.1574 | 7117.1188 | 77589.0809 | 518189.3925 | 81294.1242 | 684189.7164 | 32158.6456 | 776.3215 | 32934.9671 | 560.6795 | 3040.1163 | 754.9153
[5 empty] | RB_GUP | SUBTRAN | 875152.0694 | 415611.2996 | 106390.36 | 1239.7906 | 40.6456 | 107670.7962 | 46370.0879 | 13143.4967 | 1346.3268 | 0 | 60859.9114 | 2596.9332 | 30015.0434 | 244494.9002 | 0 | 277106.8768 | 12584.5789 | 301.0944 | 12885.6734 | 206.6506 | 649.1512 | 161.7104
[5 empty] | RB_GUP | DISTPRI | 1458631.4844 | 969258.6583 | 244022.1364 | 2847.6509 | 0 | 246869.7872 | 105229.1046 | 29872.2693 | 0 | 0 | 135101.3739 | 6001.6025 | 69416.9277 | 0 | 0 | 75418.5302 | 28557.406 | 684.2118 | 29241.6179 | 491.3233 | 1801.0365 | 449.1571
[5 empty] | RB_GUP | DISTSEC | 515760.0927 | 385067.394 | 86442.5273 | 0 | 0 | 86442.5273 | 30471.9022 | 0 | 0 | 0 | 30471.9022 | 1348.7033 | 0 | 0 | 0 | 1348.7033 | 8480.7849 | 0 | 8480.7849 | 138.29 | 3053.6538 | 756.8372
[5 empty] | RB_GUP | ENERGY | 97311.6431 | 35375.943 | 11418.1572 | 130.7162 | 3.313 | 11552.1864 | 5525.4483 | 1542.3178 | 122.1065 | 25.0313 | 7214.9039 | 368.1858 | 4400.1188 | 31106.781 | 4985.1624 | 40860.248 | 1498.755 | 35.226 | 1533.981 | 34.413 | 592.1482 | 147.8196
[5 empty] | RB_GUP | CUSTOMER | 2350725.2064 | 1757290.9084 | 424569.4949 | 2652.6129 | 344.2831 | 427566.391 | 6473.494 | 2227.8967 | 987.5417 | 422.9838 | 10111.9162 | 92.2537 | 1376.0174 | 2560.5967 | 634.5052 | 4663.373 | 2206.4104 | 29.1311 | 2235.5416 | 132.8476 | 128883.1121 | 19841.1166
|  |  | Adj - Amortization of Excess | 9736072 | RB_GUP | TOTAL | 9736072 | 5738987.075 | 1423382.9162 | 13307.4234 | 546.8119 | 1437237.1515 | 424422.9808 | 112389.3681 | 7647.5309 | 1543.861 | 546003.7408 | 24245.0498 | 256059.7291 | 1285645.6683 | 163674.7745 | 1729625.2217 | 115851.9889 | 2559.017 | 118411.0059 | 2093.6188 | 140889.8108 | 22824.3756
[5 empty] | RB_GUP | PRODUCTION | 9936242.1416 | 4872165.9569 | 1232468.5386 | 14409.4318 | 354.9837 | 1247232.9541 | 515680.2993 | 146863.2177 | 11622.0923 | 2453.2188 | 676618.828 | 30977.0721 | 337704.4296 | 2255405.6736 | 353830.5329 | 2977917.7082 | 139969.6576 | 3378.9187 | 143348.5763 | 2440.3429 | 13232.0263 | 3285.7489
[5 empty] | RB_GUP | BULKTRAN | 10523029.7156 | 5159893.0876 | 1305252.3148 | 15260.3849 | 375.9473 | 1320888.647 | 546133.9444 | 155536.2663 | 12308.4382 | 2598.0943 | 716576.7432 | 32806.4318 | 357647.6597 | 2388599.2899 | 374726.0946 | 3153779.4759 | 148235.6051 | 3578.4617 | 151814.0668 | 2584.4581 | 14013.4473 | 3479.7897
[5 empty] | RB_GUP | SUBTRAN | 4034022.39 | 1915764.5245 | 490407.4497 | 5714.8272 | 187.3562 | 496309.6331 | 213743.393 | 60585.0821 | 6205.907 | 0 | 280534.3821 | 11970.59 | 138354.6488 | 1127001.736 | 0 | 1277326.9748 | 58008.745 | 1387.8979 | 59396.6428 | 952.5579 | 2992.2692 | 745.4056
[5 empty] | RB_GUP | DISTPRI | 6723576.7042 | 4467807.6709 | 1124822.5264 | 13126.2758 | 0 | 1137948.8022 | 485054.631 | 137696.53 | 0 | 0 | 622751.1611 | 27664.4479 | 319978.0362 | 0 | 0 | 347642.4841 | 131635.6543 | 3153.8815 | 134789.5358 | 2264.76 | 8301.8961 | 2070.3941
[5 empty] | RB_GUP | DISTSEC | 2377401.4076 | 1774972.0801 | 398457.7113 | 0 | 0 | 398457.7113 | 140460.5438 | 0 | 0 | 0 | 140460.5438 | 6216.8618 | 0 | 0 | 0 | 6216.8618 | 39092.2646 | 0 | 39092.2646 | 637.4492 | 14075.8482 | 3488.6486
[5 empty] | RB_GUP | ENERGY | 448559.0113 | 163065.77 | 52632.1119 | 602.5378 | 15.2713 | 53249.921 | 25469.6105 | 7109.3296 | 562.851 | 115.3819 | 33257.173 | 1697.1564 | 20282.3924 | 143387.0243 | 22979.1567 | 188345.7298 | 6908.5265 | 162.3748 | 7070.9013 | 158.627 | 2729.5132 | 681.3759
[5 empty] | RB_GUP | CUSTOMER | 10835691.8146 | 8100250.3656 | 1957057.4172 | 12227.2463 | 1586.9766 | 1970871.6401 | 29839.6367 | 10269.5127 | 4552.0833 | 1949.748 | 46610.9807 | 425.2445 | 6342.7661 | 11803.0967 | 2924.7581 | 21495.8655 | 10170.4714 | 134.2802 | 10304.7517 | 612.3622 | 594088.0196 | 91457.8294
|  |  | Adj - NOLC | 44878523.1848 | RB_GUP | TOTAL | 44878523.1848 | 26453919.4556 | 6561098.0698 | 61340.7038 | 2520.535 | 6624959.3087 | 1956382.0588 | 518059.9385 | 35251.3718 | 7116.4429 | 2516809.812 | 111757.8044 | 1180309.933 | 5926196.8205 | 754460.5423 | 7972725.1002 | 534020.9245 | 11795.8147 | 545816.7393 | 9650.5572 | 649433.0199 | 105209.192
[5 empty] | RB_GUP | PRODUCTION | -1220881.9524 | -598650.818 | -151435.3791 | -1770.5099 | -43.6174 | -153249.5064 | -63362.4626 | -18045.3183 | -1428.0251 | -301.4309 | -83137.2368 | -3806.2024 | -41494.283 | -277125.2998 | -43475.7231 | -365901.5082 | -17198.2955 | -415.1731 | -17613.4687 | -299.8488 | -1625.8402 | -403.7252
[5 empty] | RB_GUP | BULKTRAN | -1292981.4794 | -634004.3104 | -160378.438 | -1875.0679 | -46.1932 | -162299.6991 | -67104.3506 | -19110.9896 | -1512.3575 | -319.232 | -88046.9297 | -4030.9787 | -43944.7396 | -293491.0123 | -46043.1941 | -387509.9247 | -18213.9457 | -439.6913 | -18653.637 | -317.5565 | -1721.8547 | -427.5673
[5 empty] | RB_GUP | SUBTRAN | -495666.7784 | -235393.049 | -60257.1471 | -702.19 | -23.0207 | -60982.3578 | -26262.9923 | -7444.1859 | -762.5297 | 0 | -34469.7079 | -1470.8455 | -16999.8568 | -138476.5045 | 0 | -156947.2069 | -7127.6272 | -170.5332 | -7298.1604 | -117.0423 | -367.6649 | -91.5892
[5 empty] | RB_GUP | DISTPRI | -826136.6155 | -548966.6691 | -138208.7415 | -1612.8465 | 0 | -139821.588 | -59599.4377 | -16918.9927 | 0 | 0 | -76518.4305 | -3399.1749 | -39316.2127 | 0 | 0 | -42715.3876 | -16174.2832 | -387.5225 | -16561.8057 | -278.2747 | -1020.0672 | -254.3926
[5 empty] | RB_GUP | DISTSEC | -292115.1106 | -218093.6563 | -48959.1358 | 0 | 0 | -48959.1358 | -17258.6115 | 0 | 0 | 0 | -17258.6115 | -763.8757 | 0 | 0 | 0 | -763.8757 | -4803.329 | 0 | -4803.329 | -78.3244 | -1729.522 | -428.6558
[5 empty] | RB_GUP | ENERGY | -55115.1626 | -20036.1518 | -6466.9917 | -74.0348 | -1.8764 | -6542.9029 | -3129.4917 | -873.5347 | -69.1584 | -14.1772 | -4086.362 | -208.5323 | -2492.13 | -17618.1928 | -2823.4857 | -23142.3408 | -848.8617 | -19.9512 | -868.8129 | -19.4908 | -335.3797 | -83.7217
[5 empty] | RB_GUP | CUSTOMER | -1331398.7712 | -995290.7085 | -240466.7727 | -1502.3813 | -194.9944 | -242164.1483 | -3666.4439 | -1261.8314 | -559.3218 | -239.5686 | -5727.1657 | -52.2505 | -779.3458 | -1450.2654 | -359.3697 | -2641.2313 | -1249.6621 | -16.4992 | -1266.1613 | -75.2419 | -72996.5445 | -11237.5697
|  |  | Adj 18 - Wholesale Load Going Level Adjustment | -5514295.87 | RB_GUP | TOTAL | -5514295.87 | -3250435.363 | -806172.606 | -7537.0303 | -309.7022 | -814019.3385 | -240383.7903 | -63654.8526 | -4331.3924 | -874.4087 | -309244.444 | -13731.86 | -145026.5679 | -728161.2748 | -92701.7726 | -979621.4753 | -65616.0045 | -1449.3706 | -67065.3751 | -1185.7794 | -79796.8731 | -12927.2216
[5 empty] | RB_GUP | PRODUCTION | 0 | 0 | 0 | 0 | 0 | 0 | 0 | 0 | 0 | 0 | 0 | 0 | 0 | 0 | 0 | 0 | 0 | 0 | 0 | 0 | 0 | 0
[5 empty] | RB_GUP | BULKTRAN | 0 | 0 | 0 | 0 | 0 | 0 | 0 | 0 | 0 | 0 | 0 | 0 | 0 | 0 | 0 | 0 | 0 | 0 | 0 | 0 | 0 | 0
[5 empty] | RB_GUP | SUBTRAN | 0 | 0 | 0 | 0 | 0 | 0 | 0 | 0 | 0 | 0 | 0 | 0 | 0 | 0 | 0 | 0 | 0 | 0 | 0 | 0 | 0 | 0
[5 empty] | RB_GUP | DISTPRI | 0 | 0 | 0 | 0 | 0 | 0 | 0 | 0 | 0 | 0 | 0 | 0 | 0 | 0 | 0 | 0 | 0 | 0 | 0 | 0 | 0 | 0
[5 empty] | RB_GUP | DISTSEC | 0 | 0 | 0 | 0 | 0 | 0 | 0 | 0 | 0 | 0 | 0 | 0 | 0 | 0 | 0 | 0 | 0 | 0 | 0 | 0 | 0 | 0
[5 empty] | RB_GUP | ENERGY | 0 | 0 | 0 | 0 | 0 | 0 | 0 | 0 | 0 | 0 | 0 | 0 | 0 | 0 | 0 | 0 | 0 | 0 | 0 | 0 | 0 | 0
[5 empty] | RB_GUP | CUSTOMER | 0 | 0 | 0 | 0 | 0 | 0 | 0 | 0 | 0 | 0 | 0 | 0 | 0 | 0 | 0 | 0 | 0 | 0 | 0 | 0 | 0 | 0
|  |  | Adj - CAMT & NERC | 0 | RB_GUP | TOTAL | 0 | 0 | 0 | 0 | 0 | 0 | 0 | 0 | 0 | 0 | 0 | 0 | 0 | 0 | 0 | 0 | 0 | 0 | 0 | 0 | 0 | 0
[6 empty] | PRODUCTION | 65748628.2747 | 32239374.1845 | 8155308.0783 | 95347.9559 | 2348.9452 | 8253004.9794 | 3412283.2178 | 971801.5091 | 76903.9859 | 16233.0754 | 4477221.7882 | 204976.8885 | 2234607.6811 | 14924136.019 | 2341314.9409 | 19705035.5295 | 926186.4652 | 22358.4799 | 948544.9451 | 16147.8754 | 87557.0025 | 21741.9702
[6 empty] | BULKTRAN | 11512943.6548 | 5645290.3763 | 1428038.9547 | 16695.9475 | 411.3131 | 1445146.2153 | 597509.415 | 170167.7482 | 13466.3077 | 2842.5001 | 783985.971 | 35892.5719 | 391292.001 | 2613297.6701 | 409977.0246 | 3450459.2677 | 162180.305 | 3915.0919 | 166095.3969 | 2827.5811 | 15331.709 | 3807.1377
[6 empty] | SUBTRAN | 4413507.681 | 2095982.7751 | 536540.6627 | 6252.4278 | 204.981 | 542998.0714 | 233850.4886 | 66284.393 | 6789.7041 | 0 | 306924.5856 | 13096.6776 | 151369.8354 | 1233020.1317 | 0 | 1397486.6447 | 63465.6967 | 1518.4591 | 64984.1558 | 1042.1661 | 3273.7555 | 815.5268
[6 empty] | DISTPRI | 7356071.5731 | 4888099.6601 | 1230635.9212 | 14361.0802 | 0 | 1244997.0014 | 530684.2979 | 150649.8066 | 0 | 0 | 681334.1046 | 30266.8754 | 350078.7512 | 0 | 0 | 380345.6266 | 144018.7771 | 3450.5708 | 147469.3479 | 2477.8086 | 9082.8653 | 2265.1585
[6 empty] | DISTSEC | 2601046.3897 | 1941945.8178 | 435941.1028 | 0 | 0 | 435941.1028 | 153673.8345 | 0 | 0 | 0 | 153673.8345 | 6801.6894 | 0 | 0 | 0 | 6801.6894 | 42769.7205 | 0 | 42769.7205 | 697.4148 | 15399.98 | 3816.8299
[6 empty] | ENERGY | 490755.4917 | 178405.5612 | 57583.2773 | 659.2193 | 16.7079 | 58259.2045 | 27865.5671 | 7778.1127 | 615.7991 | 126.236 | 36385.7149 | 1856.8099 | 22190.3813 | 156875.6125 | 25140.8333 | 206063.637 | 7558.4198 | 177.6496 | 7736.0694 | 173.5492 | 2986.2818 | 745.4737
[6 empty] | CUSTOMER | 11855018.2498 | 8862250.5655 | 2141160.1394 | 13377.4779 | 1736.2654 | 2156273.8827 | 32646.6869 | 11235.578 | 4980.3032 | 2133.1631 | 50995.7312 | 465.2478 | 6939.4377 | 12913.4281 | 3199.8936 | 23518.0071 | 11127.2198 | 146.9121 | 11274.1319 | 669.9678 | 649974.5872 | 100061.3763
|  |  | Total Adjustments to Rate Base Offsets | 103977971.3148 |  | TOTAL | 103977971.3148 | 55851348.9405 | 13985208.1363 | 146694.1085 | 4718.2126 | 14136620.4575 | 4988513.5078 | 1377917.1476 | 102756.0999 | 21334.9746 | 6490521.7298 | 293356.7605 | 3156478.0877 | 18940242.8613 | 2779632.6924 | 25169710.402 | 1357306.6042 | 31567.1633 | 1388873.7675 | 24036.3631 | 783606.1813 | 133253.4731
[6 empty] | PRODUCTION | -16886925.6734 | -9009173.7644 | -2136220.7457 | -84177.9896 | -8905.7907 | -2229304.5259 | -818146.0527 | -519592.8777 | -96663.8449 | -7657.5282 | -1442060.3036 | -85337.3443 | -748073.4867 | -2711226.0913 | -497673.921 | -4042310.8434 | -140239.4229 | -3214.867 | -143454.2898 | -2321.8605 | -15173.8651 | -3126.2207
[6 empty] | BULKTRAN | -76406592.649 | -38237259.756 | -9521359.8657 | -174017.7085 | -11522.5048 | -9706900.079 | -3903711.8773 | -1415271.4651 | -170824.0678 | -22558.6953 | -5512366.1055 | -272825.4933 | -2781260.2069 | -16155209.819 | -2611052.6273 | -21820348.1465 | -972913.5464 | -23305.852 | -996219.3984 | -16832.0922 | -94003.8517 | -22663.2197
[6 empty] | SUBTRAN | -29229018.8692 | -14196724.5186 | -3577350.8543 | -65167.4971 | -5742.3262 | -3648260.6776 | -1527816.7033 | -551281.9303 | -86129.387 | 0 | -2165228.0205 | -99550.0495 | -1075919.9552 | -7622437.223 | 0 | -8797907.2277 | -380728.2965 | -9039.1186 | -389767.4151 | -6203.831 | -20072.4919 | -4854.6867
[6 empty] | DISTPRI | -49863963.9735 | -33104350.8171 | -8204123.3351 | -149669.5482 | 0 | -8353792.8833 | -3466664.0108 | -1252812.0377 | 0 | 0 | -4719476.0486 | -230037.4512 | -2488018.2512 | 0 | 0 | -2718055.7024 | -863838.6796 | -20537.6563 | -884376.3359 | -14747.8154 | -55682.2399 | -13482.1308
[6 empty] | DISTSEC | -17490962.6095 | -13151444.1362 | -2906173.8173 | 0 | 0 | -2906173.8173 | -1003844.4797 | 0 | 0 | 0 | -1003844.4797 | -51693.9852 | 0 | 0 | 0 | -51693.9852 | -256531.1631 | 0 | -256531.1631 | -4150.8898 | -94407.0402 | -22717.0981
[6 empty] | ENERGY | -3209586.3243 | -1202007.8791 | -381871.3817 | -6847.2784 | -467.4553 | -389186.1153 | -181056.6835 | -64411.4792 | -7789.5465 | -997.3169 | -254255.026 | -14047.4512 | -156932.3509 | -964177.06 | -159216.3363 | -1294373.1983 | -45072.0828 | -1051.1566 | -46123.2394 | -1026.895 | -18202.9858 | -4410.9854
[6 empty] | CUSTOMER | -79655308.7262 | -60003983.1267 | -14270815.3977 | -139395.3319 | -48635.4557 | -14458846.1853 | -213210.9103 | -93415.9841 | -63164.6344 | -16924.1546 | -386715.6836 | -3535.2804 | -49306.6933 | -79798.8149 | -20371.774 | -153012.5625 | -66724.7006 | -874.1477 | -67598.8483 | -3986.5854 | -3985499.8856 | -595665.8487
|  | Total Rate Base Offsets |  | -272742358.8252 |  | TOTAL | -272742358.8252 | -168904943.9982 | -40997915.3975 | -619275.3536 | -75273.5327 | -41692464.2838 | -11114450.7176 | -3896785.7743 | -424571.4806 | -48137.695 | -15483945.6674 | -757027.055 | -7299510.9441 | -27532849.0083 | -3288314.6585 | -38877701.666 | -2726047.8919 | -58022.7983 | -2784070.6902 | -49269.9693 | -4283042.3602 | -666920.1901
[6 empty] | PRODUCTION | 364310198.7703 | 177892352.9312 | 45146725.5981 | 474231.3258 | 5229.2571 | 45626186.1809 | 18977460.3959 | 5111614.1466 | 350081.5391 | 64759.6185 | 24503915.7 | 1102055.838 | 12197988.1958 | 83854334.04 | 13067040.8035 | 110221418.8773 | 5233661.032 | 126328.7936 | 5359989.8256 | 91207.2421 | 492327.6708 | 122800.3423
[6 empty] | BULKTRAN | 463817286.677 | 226643185.0167 | 57480788.2711 | 610189.4178 | 7972.4942 | 58098950.1832 | 24131910.1603 | 6568075.5525 | 461036.828 | 148364.4292 | 31309386.97 | 1411185.9372 | 15576609.4805 | 106456959.1741 | 16626570.3251 | 140071324.9169 | 6637008.5206 | 160371.0628 | 6797379.5835 | 115815.6835 | 625311.469 | 155932.8542
[6 empty] | SUBTRAN | 173259998.6584 | 81967508.1385 | 21038430.5485 | 221994.9643 | 3754.1715 | 21264179.6842 | 9201350.3301 | 2489473.8841 | 225390.5562 | 0 | 11916214.7704 | 501296.9713 | 5868293.2276 | 48946394.9052 | 0 | 55315985.104 | 2531218.1834 | 60620.0205 | 2591838.2039 | 41602.3806 | 130116.2403 | 32554.1364
[6 empty] | DISTPRI | 268534089.9694 | 178469179.8882 | 45061926.4213 | 474060.8969 | 0 | 45535987.3182 | 19507395.6044 | 5266434.3159 | 0 | 0 | 24773829.9203 | 1079696.7162 | 12660861.8964 | 0 | 0 | 13740558.6125 | 5371357.1234 | 128779.4791 | 5500136.6024 | 92460.7301 | 337413.8966 | 84523.0011
[6 empty] | DISTSEC | 93405607.347 | 69643017.3443 | 15680085.5724 | 0 | 0 | 15680085.5724 | 5549245.8401 | 0 | 0 | 0 | 5549245.8401 | 238222.8336 | 0 | 0 | 0 | 238222.8336 | 1567416.5214 | 0 | 1567416.5214 | 25572.2018 | 562099.0914 | 139947.9421
[6 empty] | ENERGY | 93604418.1739 | 33984360.3385 | 10979423.9273 | 127287.0462 | 3230.0599 | 11109941.0334 | 5327306.9901 | 1467750.6783 | 114488.3358 | -13119.9069 | 6896426.0972 | 351266.6151 | 4210943.2909 | 30034112.8943 | 4787884.0273 | 39384206.8276 | 1449671.6232 | 33928.8726 | 1483600.4958 | 33113.9878 | 570533.9494 | 142235.4442
[6 empty] | CUSTOMER | 415327710.5413 | 308656521.559 | 74954506.6559 | 421882.6173 | 25698.5588 | 75402087.832 | 1149911.1637 | 375744.2625 | 146277.1004 | 79796.0175 | 1751728.5441 | 15880.3519 | 240582.12 | 462957.0465 | 114100.3025 | 833519.8209 | 397931.7876 | 5249.2581 | 403181.0458 | 23970.4249 | 24489673.3902 | 3767027.9244
Total Rate Base |  |  |  | 1872259310.1375 |  | TOTAL | 1872259310.1375 | 1077256125.2164 | 270341886.9946 | 2329646.2683 | 45884.5415 | 272717417.8043 | 83844580.4847 | 21279092.8398 | 1297274.3596 | 279800.1582 | 106700747.8423 | 4699605.2632 | 50755278.2112 | 269754758.0601 | 34595595.4584 | 359805236.9929 | 23188264.7916 | 515277.4867 | 23703542.2784 | 423742.6507 | 27207475.7078 | 4445021.6448
Operating Revenues
[5 empty] | RSALE | PRODUCTION | 246855905.4746 | 115548821.0198 | 32840553.6632 | 400870.343 | 9764.7384 | 33251188.7446 | 14914363.7756 | 4417148.507 | 305023.4715 | 130981.3743 | 19767517.1284 | 841133.7653 | 9544921.0115 | 54563122.6284 | 8369769.2209 | 73318946.6261 | 4302546.2175 | 99517.6568 | 4402063.8743 | 74396.2637 | 390374.1823 | 102597.6355
[5 empty] | RSALE | BULKTRAN | -15983042.886 | -15090899.1075 | 1034534.5657 | 61978.7591 | 3739.1321 | 1100252.4569 | 1926268.7057 | 793665.3876 | 12744.8793 | -226465.7867 | 2506213.1859 | 26231.8485 | 935524.7111 | -5225354.1991 | -1176512.8534 | -5440110.4929 | 837649.2588 | 13831.9428 | 851481.2016 | 13062.0659 | 56287.1363 | 20670.6679
[5 empty] | RSALE | SUBTRAN | -5691577.7981 | -5449943.2807 | 380689.8266 | 22547.9643 | 1754.2587 | 404992.0497 | 735393.9926 | 300963.6435 | 6211.3527 | 0 | 1042568.9888 | 9357.0782 | 352961.5548 | -2397235.4825 | 0 | -2034916.8494 | 319743.5759 | 5235.3053 | 324978.8812 | 4696.7608 | 11726.5458 | 4319.1058
[5 empty] | RSALE | DISTPRI | 50092767.4441 | 26280136.7451 | 10390691.7395 | 153429.7075 | 0 | 10544121.447 | 5696945.2858 | 1805761.1726 | 0 | 0 | 7502706.4585 | 260779.3764 | 3503018.4873 | 0 | 0 | 3763797.8637 | 1803167.8917 | 38282.9341 | 1841450.8258 | 29974.4591 | 101506.234 | 29073.4109
[5 empty] | RSALE | DISTSEC | 16822913.6319 | 10645746.0607 | 3702768.3238 | 0 | 0 | 3702768.3238 | 1651285.8484 | 0 | 0 | 0 | 1651285.8484 | 58947.3382 | 0 | 0 | 0 | 58947.3382 | 534663.0642 | 0 | 534663.0642 | 8429.7266 | 172171.4174 | 48901.8527
[5 empty] | RSALE | ENERGY | 217300506.6905 | 77903476.1674 | 25912337.8055 | 290862.7663 | 7583.295 | 26210783.8668 | 12866824.158 | 3638665.4213 | 273162.1308 | 223407.5233 | 17002059.2333 | 852297.104 | 10206027.0398 | 68643425.894 | 11007773.1174 | 90709523.1553 | 3561338.0875 | 82962.4336 | 3644300.521 | 82051.2743 | 1393051.9076 | 355260.5649
[5 empty] | RSALE | CUSTOMER | 92160674.6884 | 62109010.9724 | 21039404.5802 | 170542.876 | 26159.2248 | 21236106.6809 | 401131.7734 | 159037.3759 | 54306.0485 | -42505.121 | 571970.0768 | 4812.7323 | 85393.7201 | 110703.6678 | 25291.7318 | 226201.852 | 155427.7667 | 1954.6463 | 157382.413 | 9054.3007 | 6630718.3766 | 1220230.0157
|  |  | Year End Migration Revenue | 601558147.2454 | RSALE | TOTAL | 601558147.2454 | 271946348.577 | 95300980.5045 | 1100232.4161 | 49000.649 | 96450213.5697 | 38192213.5394 | 11115241.5079 | 651447.8827 | 85417.9899 | 50044320.92 | 2053559.243 | 24627846.5246 | 115694662.5086 | 18226321.2167 | 160602389.493 | 11514535.8623 | 241784.9189 | 11756320.7812 | 221664.8511 | 8755835.8 | 1781053.2534
[5 empty] | RB_GUP | PRODUCTION | 0 | 0 | 0 | 0 | 0 | 0 | 0 | 0 | 0 | 0 | 0 | 0 | 0 | 0 | 0 | 0 | 0 | 0 | 0 | 0 | 0 | 0
[5 empty] | RB_GUP | BULKTRAN | 0 | 0 | 0 | 0 | 0 | 0 | 0 | 0 | 0 | 0 | 0 | 0 | 0 | 0 | 0 | 0 | 0 | 0 | 0 | 0 | 0 | 0
[5 empty] | RB_GUP | SUBTRAN | 0 | 0 | 0 | 0 | 0 | 0 | 0 | 0 | 0 | 0 | 0 | 0 | 0 | 0 | 0 | 0 | 0 | 0 | 0 | 0 | 0 | 0
[5 empty] | RB_GUP | DISTPRI | 0 | 0 | 0 | 0 | 0 | 0 | 0 | 0 | 0 | 0 | 0 | 0 | 0 | 0 | 0 | 0 | 0 | 0 | 0 | 0 | 0 | 0
[5 empty] | RB_GUP | DISTSEC | 0 | 0 | 0 | 0 | 0 | 0 | 0 | 0 | 0 | 0 | 0 | 0 | 0 | 0 | 0 | 0 | 0 | 0 | 0 | 0 | 0 | 0
[5 empty] | RB_GUP | ENERGY | 0 | 0 | 0 | 0 | 0 | 0 | 0 | 0 | 0 | 0 | 0 | 0 | 0 | 0 | 0 | 0 | 0 | 0 | 0 | 0 | 0 | 0
[5 empty] | RB_GUP | CUSTOMER | 0 | 0 | 0 | 0 | 0 | 0 | 0 | 0 | 0 | 0 | 0 | 0 | 0 | 0 | 0 | 0 | 0 | 0 | 0 | 0 | 0 | 0
|  |  | Adj - Adjustment | 0 | RB_GUP | TOTAL | 0 | 0 | 0 | 0 | 0 | 0 | 0 | 0 | 0 | 0 | 0 | 0 | 0 | 0 | 0 | 0 | 0 | 0 | 0 | 0 | 0 | 0
[5 empty] | REVYEC_FXNL | PRODUCTION | -1496292.739 | -621195.1495 | -109188.5061 | -38433.8573 | -3406.5569 | -151028.9203 | -129840.1286 | -2366.6842 | -7987.2087 | 138772.5045 | -1421.517 | 0 | -12716.0041 | -660977.8258 | 0 | -673693.8299 | -46709.1663 | 0 | -46709.1663 | 0 | -2244.1558 | 0
[5 empty] | REVYEC_FXNL | BULKTRAN | -134385.7825 | 81129.2858 | -3439.6279 | -5942.2774 | -1304.4452 | -10686.3505 | -16769.5371 | -425.2416 | -333.7317 | -239936.5907 | -257465.1012 | 0 | -1246.3315 | 63299.9559 | 0 | 62053.6244 | -9093.6614 | 0 | -9093.6614 | 0 | -323.5796 | 0
[5 empty] | REVYEC_FXNL | SUBTRAN | 43564.8508 | 29299.1162 | -1265.7202 | -2161.8093 | -611.9961 | -4039.5257 | -6402.127 | -161.2547 | -162.6477 | 0 | -6726.0294 | 0 | -470.225 | 29040.1176 | 0 | 28569.8926 | -3471.1901 | 0 | -3471.1901 | 0 | -67.4127 | 0
[5 empty] | REVYEC_FXNL | DISTPRI | -265929.673 | -141283.0813 | -34547.0457 | -14710.2313 | 0 | -49257.277 | -49595.9546 | -967.517 | 0 | 0 | -50563.4716 | 0 | -4666.8168 | 0 | 0 | -4666.8168 | -19575.4943 | 0 | -19575.4943 | 0 | -583.5319 | 0
[5 empty] | REVYEC_FXNL | DISTSEC | -90712.7284 | -57231.9627 | -12310.9904 | 0 | 0 | -12310.9904 | -14375.616 | 0 | 0 | 0 | -14375.616 | 0 | 0 | 0 | 0 | 0 | -5804.3923 | 0 | -5804.3923 | 0 | -989.767 | 0
[5 empty] | REVYEC_FXNL | ENERGY | -1311733.1537 | -418812.2484 | -86153.5248 | -27886.7675 | -2645.5318 | -116685.8241 | -112014.8421 | -1949.5772 | -7152.9018 | 236696.4135 | 115579.0923 | 0 | -13596.7475 | -831546.6605 | 0 | -845143.408 | -38662.486 | 0 | -38662.486 | 0 | -8008.2794 | 0
[5 empty] | REVYEC_FXNL | CUSTOMER | -520622.6996 | -333900.5627 | -69951.9618 | -16350.974 | -9125.9883 | -95428.9241 | -3492.137 | -85.2114 | -1422.034 | -45033.4418 | -50032.8241 | 0 | -113.7638 | -1341.0646 | 0 | -1454.8284 | -1687.35 | 0 | -1687.35 | 0 | -38118.2104 | 0
|  |  | Adj 14 - Year End Customer Annualization | -3776111.9253 | REVYEC_FXNL | TOTAL | -3776111.9253 | -1461994.6026 | -316857.3769 | -105485.9168 | -17094.5185 | -439437.8122 | -332490.3424 | -5955.4861 | -17058.5239 | 90498.8854 | -265005.467 | 0 | -32809.8887 | -1401525.4773 | 0 | -1434335.3661 | -125003.7405 | 0 | -125003.7405 | 0 | -50334.9369 | 0
[5 empty] | WEATHER_FXNL | PRODUCTION | -387264.6597 | -145915.7315 | -147420.3986 | -847.0106 | 0 | -148267.4092 | -65488.4495 | -13131.9211 | 0 | 0 | -78620.3706 | 0 | 0 | 0 | 0 | 0 | -14221.8058 | -239.3426 | -14461.1484 | 0 | 0 | 0
[5 empty] | WEATHER_FXNL | BULKTRAN | 662.1568 | 19056.8762 | -4643.999 | -130.9567 | 0 | -4774.9557 | -8458.1785 | -2359.5202 | 0 | 0 | -10817.6987 | 0 | 0 | 0 | 0 | 0 | -2768.7989 | -33.2662 | -2802.0651 | 0 | 0 | 0
[5 empty] | WEATHER_FXNL | SUBTRAN | -67.6491 | 6882.2205 | -1708.9068 | -47.6423 | 0 | -1756.5491 | -3229.0893 | -894.7471 | 0 | 0 | -4123.8364 | 0 | 0 | 0 | 0 | 0 | -1056.893 | -12.591 | -1069.4841 | 0 | 0 | 0
[5 empty] | WEATHER_FXNL | DISTPRI | -116590.287 | -33186.7114 | -46643.5473 | -324.1861 | 0 | -46967.7334 | -25015.0874 | -5368.4211 | 0 | 0 | -30383.5085 | 0 | 0 | 0 | 0 | 0 | -5960.2622 | -92.0715 | -6052.3337 | 0 | 0 | 0
[5 empty] | WEATHER_FXNL | DISTSEC | -39083.1771 | -13443.5108 | -16621.6315 | 0 | 0 | -16621.6315 | -7250.7384 | 0 | 0 | 0 | -7250.7384 | 0 | 0 | 0 | 0 | 0 | -1767.2964 | 0 | -1767.2964 | 0 | 0 | 0
[5 empty] | WEATHER_FXNL | ENERGY | -294597.9828 | -98376.9684 | -116319.8163 | -614.5724 | 0 | -116934.3887 | -56497.7747 | -10817.537 | 0 | 0 | -67315.3116 | 0 | 0 | 0 | 0 | 0 | -11771.7873 | -199.5268 | -11971.3141 | 0 | 0 | 0
[5 empty] | WEATHER_FXNL | CUSTOMER | -175989.9367 | -78431.6247 | -94445.3447 | -360.345 | 0 | -94805.6897 | -1761.3556 | -472.8087 | 0 | 0 | -2234.1643 | 0 | 0 | 0 | 0 | 0 | -513.7571 | -4.701 | -518.458 | 0 | 0 | 0
|  |  | Adj 15 - Weather Normalization Adjustment | -1012931.5357 | WEATHER_FXNL | TOTAL | -1012931.5357 | -343415.4501 | -427803.6442 | -2324.7131 | 0 | -430128.3573 | -167700.6733 | -33044.9552 | 0 | 0 | -200745.6285 | 0 | 0 | 0 | 0 | 0 | -38060.6006 | -581.4991 | -38642.0997 | 0 | 0 | 0
[6 empty] | PRODUCTION | 244972348.0759 | 114781710.1387 | 32583944.7585 | 361589.4751 | 6358.1815 | 32951892.415 | 14719035.1974 | 4401649.9017 | 297036.2628 | 269753.8788 | 19687475.2408 | 841133.7653 | 9532205.0075 | 53902144.8025 | 8369769.2209 | 72645252.7962 | 4241615.2454 | 99278.3142 | 4340893.5596 | 74396.2637 | 388130.0265 | 102597.6355
[6 empty] | BULKTRAN | -16116766.5118 | -14990712.9454 | 1026450.9389 | 55905.525 | 2434.6869 | 1084791.1507 | 1901040.9901 | 790880.6258 | 12411.1475 | -466402.3774 | 2237930.386 | 26231.8485 | 934278.3796 | -5162054.2432 | -1176512.8534 | -5378056.8685 | 825786.7985 | 13798.6766 | 839585.4751 | 13062.0659 | 55963.5567 | 20670.6679
[6 empty] | SUBTRAN | -5648080.5963 | -5413761.9441 | 377715.1996 | 20338.5127 | 1142.2626 | 399195.9749 | 725762.7763 | 299907.6417 | 6048.705 | 0 | 1031719.123 | 9357.0782 | 352491.3298 | -2368195.3649 | 0 | -2006346.9568 | 315215.4927 | 5222.7143 | 320438.207 | 4696.7608 | 11659.1331 | 4319.1058
[6 empty] | DISTPRI | 49710247.4841 | 26105666.9523 | 10309501.1465 | 138395.29 | 0 | 10447896.4366 | 5622334.2438 | 1799425.2345 | 0 | 0 | 7421759.4783 | 260779.3764 | 3498351.6706 | 0 | 0 | 3759131.047 | 1777632.1352 | 38190.8626 | 1815822.9978 | 29974.4591 | 100922.702 | 29073.4109
[6 empty] | DISTSEC | 16693117.7264 | 10575070.5871 | 3673835.7018 | 0 | 0 | 3673835.7018 | 1629659.4939 | 0 | 0 | 0 | 1629659.4939 | 58947.3382 | 0 | 0 | 0 | 58947.3382 | 527091.3756 | 0 | 527091.3756 | 8429.7266 | 171181.6504 | 48901.8527
[6 empty] | ENERGY | 215694175.5541 | 77386286.9506 | 25709864.4644 | 262361.4264 | 4937.7632 | 25977163.654 | 12698311.5411 | 3625898.3071 | 266009.2289 | 460103.9367 | 17050323.0139 | 852297.104 | 10192430.2923 | 67811879.2336 | 11007773.1174 | 89864379.7473 | 3510903.8142 | 82762.9067 | 3593666.7209 | 82051.2743 | 1385043.6282 | 355260.5649
[6 empty] | CUSTOMER | 91464062.0521 | 61696678.7849 | 20875007.2737 | 153831.557 | 17033.2364 | 21045872.0671 | 395878.2809 | 158479.3559 | 52884.0145 | -87538.5628 | 519703.0884 | 4812.7323 | 85279.9562 | 109362.6033 | 25291.7318 | 224747.0236 | 153226.6596 | 1949.9454 | 155176.605 | 9054.3007 | 6592600.1663 | 1220230.0157
|  |  | Total Firm Sales | 596769103.7844 |  | TOTAL | 596769103.7844 | 270140938.5243 | 94556319.4834 | 992421.7862 | 31906.1306 | 95580647.4001 | 37692022.5237 | 11076241.0667 | 634389.3587 | 175916.8753 | 49578569.8244 | 2053559.243 | 24595036.6359 | 114293137.0313 | 18226321.2167 | 159168054.1269 | 11351471.5212 | 241203.4198 | 11592674.941 | 221664.8511 | 8705500.8631 | 1781053.2534
[5 empty] | PROD_ENERGY | PRODUCTION | 0 | 0 | 0 | 0 | 0 | 0 | 0 | 0 | 0 | 0 | 0 | 0 | 0 | 0 | 0 | 0 | 0 | 0 | 0 | 0 | 0 | 0
[5 empty] | PROD_ENERGY | BULKTRAN | 0 | 0 | 0 | 0 | 0 | 0 | 0 | 0 | 0 | 0 | 0 | 0 | 0 | 0 | 0 | 0 | 0 | 0 | 0 | 0 | 0 | 0
[5 empty] | PROD_ENERGY | SUBTRAN | 0 | 0 | 0 | 0 | 0 | 0 | 0 | 0 | 0 | 0 | 0 | 0 | 0 | 0 | 0 | 0 | 0 | 0 | 0 | 0 | 0 | 0
[5 empty] | PROD_ENERGY | DISTPRI | 0 | 0 | 0 | 0 | 0 | 0 | 0 | 0 | 0 | 0 | 0 | 0 | 0 | 0 | 0 | 0 | 0 | 0 | 0 | 0 | 0 | 0
[5 empty] | PROD_ENERGY | DISTSEC | 0 | 0 | 0 | 0 | 0 | 0 | 0 | 0 | 0 | 0 | 0 | 0 | 0 | 0 | 0 | 0 | 0 | 0 | 0 | 0 | 0 | 0
[5 empty] | PROD_ENERGY | ENERGY | 22287073.0864 | 8102074.9626 | 2615075.5969 | 29937.6542 | 758.768 | 2645772.019 | 1265481.3661 | 353233.6778 | 27965.7781 | 5732.8566 | 1652413.6785 | 84324.7996 | 1007749.5966 | 7124318.1165 | 1141740.846 | 9358133.3586 | 343256.5875 | 8067.7421 | 351324.3296 | 7881.531 | 135618.4116 | 33854.7954
[5 empty] | PROD_ENERGY | CUSTOMER | 0 | 0 | 0 | 0 | 0 | 0 | 0 | 0 | 0 | 0 | 0 | 0 | 0 | 0 | 0 | 0 | 0 | 0 | 0 | 0 | 0 | 0
|  |  | Non-Firm Sales: Energy | 22287073.0864 | PROD_ENERGY | TOTAL | 22287073.0864 | 8102074.9626 | 2615075.5969 | 29937.6542 | 758.768 | 2645772.019 | 1265481.3661 | 353233.6778 | 27965.7781 | 5732.8566 | 1652413.6785 | 84324.7996 | 1007749.5966 | 7124318.1165 | 1141740.846 | 9358133.3586 | 343256.5875 | 8067.7421 | 351324.3296 | 7881.531 | 135618.4116 | 33854.7954
[5 empty] | PROD_DEMAND | PRODUCTION | 0 | 0 | 0 | 0 | 0 | 0 | 0 | 0 | 0 | 0 | 0 | 0 | 0 | 0 | 0 | 0 | 0 | 0 | 0 | 0 | 0 | 0
[5 empty] | PROD_DEMAND | BULKTRAN | 0 | 0 | 0 | 0 | 0 | 0 | 0 | 0 | 0 | 0 | 0 | 0 | 0 | 0 | 0 | 0 | 0 | 0 | 0 | 0 | 0 | 0
[5 empty] | PROD_DEMAND | SUBTRAN | 0 | 0 | 0 | 0 | 0 | 0 | 0 | 0 | 0 | 0 | 0 | 0 | 0 | 0 | 0 | 0 | 0 | 0 | 0 | 0 | 0 | 0
[5 empty] | PROD_DEMAND | DISTPRI | 0 | 0 | 0 | 0 | 0 | 0 | 0 | 0 | 0 | 0 | 0 | 0 | 0 | 0 | 0 | 0 | 0 | 0 | 0 | 0 | 0 | 0
[5 empty] | PROD_DEMAND | DISTSEC | 0 | 0 | 0 | 0 | 0 | 0 | 0 | 0 | 0 | 0 | 0 | 0 | 0 | 0 | 0 | 0 | 0 | 0 | 0 | 0 | 0 | 0
[5 empty] | PROD_DEMAND | ENERGY | 0 | 0 | 0 | 0 | 0 | 0 | 0 | 0 | 0 | 0 | 0 | 0 | 0 | 0 | 0 | 0 | 0 | 0 | 0 | 0 | 0 | 0
[5 empty] | PROD_DEMAND | CUSTOMER | 0 | 0 | 0 | 0 | 0 | 0 | 0 | 0 | 0 | 0 | 0 | 0 | 0 | 0 | 0 | 0 | 0 | 0 | 0 | 0 | 0 | 0
|  |  | Non-Firm Sales: Demand | 0 | PROD_DEMAND | TOTAL | 0 | 0 | 0 | 0 | 0 | 0 | 0 | 0 | 0 | 0 | 0 | 0 | 0 | 0 | 0 | 0 | 0 | 0 | 0 | 0 | 0 | 0
[5 empty] | PROD_ENERGY | PRODUCTION | 0 | 0 | 0 | 0 | 0 | 0 | 0 | 0 | 0 | 0 | 0 | 0 | 0 | 0 | 0 | 0 | 0 | 0 | 0 | 0 | 0 | 0
[5 empty] | PROD_ENERGY | BULKTRAN | 0 | 0 | 0 | 0 | 0 | 0 | 0 | 0 | 0 | 0 | 0 | 0 | 0 | 0 | 0 | 0 | 0 | 0 | 0 | 0 | 0 | 0
[5 empty] | PROD_ENERGY | SUBTRAN | 0 | 0 | 0 | 0 | 0 | 0 | 0 | 0 | 0 | 0 | 0 | 0 | 0 | 0 | 0 | 0 | 0 | 0 | 0 | 0 | 0 | 0
[5 empty] | PROD_ENERGY | DISTPRI | 0 | 0 | 0 | 0 | 0 | 0 | 0 | 0 | 0 | 0 | 0 | 0 | 0 | 0 | 0 | 0 | 0 | 0 | 0 | 0 | 0 | 0
[5 empty] | PROD_ENERGY | DISTSEC | 0 | 0 | 0 | 0 | 0 | 0 | 0 | 0 | 0 | 0 | 0 | 0 | 0 | 0 | 0 | 0 | 0 | 0 | 0 | 0 | 0 | 0
[5 empty] | PROD_ENERGY | ENERGY | 316449.3136 | 115039.6039 | 37130.8908 | 425.0783 | 10.7736 | 37566.7427 | 17968.2953 | 5015.4883 | 397.08 | 81.3996 | 23462.2632 | 1197.3095 | 14308.8178 | 101156.6467 | 16211.3305 | 132874.1045 | 4873.8258 | 114.5521 | 4988.3779 | 111.9081 | 1925.6164 | 480.6969
[5 empty] | PROD_ENERGY | CUSTOMER | 0 | 0 | 0 | 0 | 0 | 0 | 0 | 0 | 0 | 0 | 0 | 0 | 0 | 0 | 0 | 0 | 0 | 0 | 0 | 0 | 0 | 0
|  |  | Adj 18 - Wholesale Load | 316449.3136 | PROD_ENERGY | TOTAL | 316449.3136 | 115039.6039 | 37130.8908 | 425.0783 | 10.7736 | 37566.7427 | 17968.2953 | 5015.4883 | 397.08 | 81.3996 | 23462.2632 | 1197.3095 | 14308.8178 | 101156.6467 | 16211.3305 | 132874.1045 | 4873.8258 | 114.5521 | 4988.3779 | 111.9081 | 1925.6164 | 480.6969
[6 empty] | PRODUCTION | 0 | 0 | 0 | 0 | 0 | 0 | 0 | 0 | 0 | 0 | 0 | 0 | 0 | 0 | 0 | 0 | 0 | 0 | 0 | 0 | 0 | 0
[6 empty] | BULKTRAN | 0 | 0 | 0 | 0 | 0 | 0 | 0 | 0 | 0 | 0 | 0 | 0 | 0 | 0 | 0 | 0 | 0 | 0 | 0 | 0 | 0 | 0
[6 empty] | SUBTRAN | 0 | 0 | 0 | 0 | 0 | 0 | 0 | 0 | 0 | 0 | 0 | 0 | 0 | 0 | 0 | 0 | 0 | 0 | 0 | 0 | 0 | 0
[6 empty] | DISTPRI | 0 | 0 | 0 | 0 | 0 | 0 | 0 | 0 | 0 | 0 | 0 | 0 | 0 | 0 | 0 | 0 | 0 | 0 | 0 | 0 | 0 | 0
[6 empty] | DISTSEC | 0 | 0 | 0 | 0 | 0 | 0 | 0 | 0 | 0 | 0 | 0 | 0 | 0 | 0 | 0 | 0 | 0 | 0 | 0 | 0 | 0 | 0
[6 empty] | ENERGY | 316449.3136 | 115039.6039 | 37130.8908 | 425.0783 | 10.7736 | 37566.7427 | 17968.2953 | 5015.4883 | 397.08 | 81.3996 | 23462.2632 | 1197.3095 | 14308.8178 | 101156.6467 | 16211.3305 | 132874.1045 | 4873.8258 | 114.5521 | 4988.3779 | 111.9081 | 1925.6164 | 480.6969
[6 empty] | CUSTOMER | 0 | 0 | 0 | 0 | 0 | 0 | 0 | 0 | 0 | 0 | 0 | 0 | 0 | 0 | 0 | 0 | 0 | 0 | 0 | 0 | 0 | 0
|  | Total Sales of Electricity Adjustments |  | 316449.3136 |  | TOTAL | 316449.3136 | 115039.6039 | 37130.8908 | 425.0783 | 10.7736 | 37566.7427 | 17968.2953 | 5015.4883 | 397.08 | 81.3996 | 23462.2632 | 1197.3095 | 14308.8178 | 101156.6467 | 16211.3305 | 132874.1045 | 4873.8258 | 114.5521 | 4988.3779 | 111.9081 | 1925.6164 | 480.6969
[6 empty] | PRODUCTION | 244972348.0759 | 114781710.1387 | 32583944.7585 | 361589.4751 | 6358.1815 | 32951892.415 | 14719035.1974 | 4401649.9017 | 297036.2628 | 269753.8788 | 19687475.2408 | 841133.7653 | 9532205.0075 | 53902144.8025 | 8369769.2209 | 72645252.7962 | 4241615.2454 | 99278.3142 | 4340893.5596 | 74396.2637 | 388130.0265 | 102597.6355
[6 empty] | BULKTRAN | -16116766.5118 | -14990712.9454 | 1026450.9389 | 55905.525 | 2434.6869 | 1084791.1507 | 1901040.9901 | 790880.6258 | 12411.1475 | -466402.3774 | 2237930.386 | 26231.8485 | 934278.3796 | -5162054.2432 | -1176512.8534 | -5378056.8685 | 825786.7985 | 13798.6766 | 839585.4751 | 13062.0659 | 55963.5567 | 20670.6679
[6 empty] | SUBTRAN | -5648080.5963 | -5413761.9441 | 377715.1996 | 20338.5127 | 1142.2626 | 399195.9749 | 725762.7763 | 299907.6417 | 6048.705 | 0 | 1031719.123 | 9357.0782 | 352491.3298 | -2368195.3649 | 0 | -2006346.9568 | 315215.4927 | 5222.7143 | 320438.207 | 4696.7608 | 11659.1331 | 4319.1058
[6 empty] | DISTPRI | 49710247.4841 | 26105666.9523 | 10309501.1465 | 138395.29 | 0 | 10447896.4366 | 5622334.2438 | 1799425.2345 | 0 | 0 | 7421759.4783 | 260779.3764 | 3498351.6706 | 0 | 0 | 3759131.047 | 1777632.1352 | 38190.8626 | 1815822.9978 | 29974.4591 | 100922.702 | 29073.4109
[6 empty] | DISTSEC | 16693117.7264 | 10575070.5871 | 3673835.7018 | 0 | 0 | 3673835.7018 | 1629659.4939 | 0 | 0 | 0 | 1629659.4939 | 58947.3382 | 0 | 0 | 0 | 58947.3382 | 527091.3756 | 0 | 527091.3756 | 8429.7266 | 171181.6504 | 48901.8527
[6 empty] | ENERGY | 238297697.9541 | 85603401.5172 | 28362070.9521 | 292724.1588 | 5707.3048 | 28660502.4157 | 13981761.2025 | 3984147.4732 | 294372.087 | 465918.1929 | 18726198.9556 | 937819.2131 | 11214488.7066 | 75037353.9967 | 12165725.2939 | 99355387.2104 | 3859034.2274 | 90945.201 | 3949979.4284 | 90044.7134 | 1522587.6562 | 389596.0572
[6 empty] | CUSTOMER | 91464062.0521 | 61696678.7849 | 20875007.2737 | 153831.557 | 17033.2364 | 21045872.0671 | 395878.2809 | 158479.3559 | 52884.0145 | -87538.5628 | 519703.0884 | 4812.7323 | 85279.9562 | 109362.6033 | 25291.7318 | 224747.0236 | 153226.6596 | 1949.9454 | 155176.605 | 9054.3007 | 6592600.1663 | 1220230.0157
| Sales of Electricity |  |  | 619372626.1844 |  | TOTAL | 619372626.1844 | 278358053.0908 | 97208525.9711 | 1022784.5186 | 32675.6721 | 98263986.1618 | 38975472.185 | 11434490.2328 | 662752.2168 | 181731.1315 | 51254445.7661 | 2139081.3522 | 25617095.0503 | 121518611.7944 | 19384273.3932 | 168659061.59 | 11699601.9345 | 249385.7141 | 11948987.6485 | 229658.2903 | 8843044.8912 | 1815388.7457
Other Operating Revenues
[5 empty] | FORF_DISC_FXNL | PRODUCTION | 393061.9748 | 46.3136 | 177544.6134 | 2153.6764 | 245.3109 | 179943.6007 | 29382.2102 | 54686.8061 | 4225.2525 | 0 | 88294.2688 | -7359.2473 | 52636.529 | 79287.1288 | 0 | 124564.4105 | 0 | 0 | 0 | 0 | 213.3812 | 0
[5 empty] | FORF_DISC_FXNL | BULKTRAN | 17178.4845 | -6.0486 | 5592.9642 | 332.981 | 93.9349 | 6019.88 | 3794.8673 | 9826.0281 | 176.5449 | 0 | 13797.4403 | -229.5077 | 5159.0551 | -7593.1016 | 0 | -2663.5541 | 0 | 0 | 0 | 0 | 30.7669 | 0
[5 empty] | FORF_DISC_FXNL | SUBTRAN | 5869.5487 | -2.1844 | 2058.1087 | 121.139 | 44.0707 | 2223.3183 | 1448.7712 | 3726.1008 | 86.041 | 0 | 5260.913 | -81.8669 | 1946.4458 | -3483.4868 | 0 | -1618.908 | 0 | 0 | 0 | 0 | 6.4098 | 0
[5 empty] | FORF_DISC_FXNL | DISTPRI | 107680.9671 | 10.5335 | 56174.7943 | 824.3013 | 0 | 56999.0956 | 11223.3312 | 22356.3484 | 0 | 0 | 33579.6796 | -2281.6109 | 19317.7852 | 0 | 0 | 17036.1744 | 0 | 0 | 0 | 0 | 55.484 | 0
[5 empty] | FORF_DISC_FXNL | DISTSEC | 22853.9023 | 4.267 | 20018.133 | 0 | 0 | 20018.133 | 3253.1343 | 0 | 0 | 0 | 3253.1343 | -515.742 | 0 | 0 | 0 | -515.742 | 0 | 0 | 0 | 0 | 94.1101 | 0
[5 empty] | FORF_DISC_FXNL | ENERGY | 365388.7386 | 31.2248 | 140088.8683 | 1562.6606 | 190.5084 | 141842.0373 | 25348.4317 | 45048.7436 | 3783.9022 | 0 | 74181.0775 | -7456.9176 | 56282.2717 | 99747.5931 | 0 | 148572.9472 | 0 | 0 | 0 | 0 | 761.4517 | 0
[5 empty] | FORF_DISC_FXNL | CUSTOMER | 123068.3841 | 24.8942 | 113744.5181 | 916.2418 | 657.1751 | 115317.935 | 790.2542 | 1968.973 | 752.2594 | 0 | 3511.4865 | -42.1076 | 470.9132 | 160.8665 | 0 | 589.6721 | 0 | 0 | 0 | 0 | 3624.3962 | 0
|  |  | 450-Forfeited Discounts | 1035102 | FORF_DISC_FXNL | TOTAL | 1035102 | 109 | 515222 | 5911 | 1231 | 522364 | 75241 | 137613 | 9024 | 0 | 221878 | -17967 | 135813 | 168119 | 0 | 285965 | 0 | 0 | 0 | 0 | 4786 | 0
[5 empty] | MISC_SERV_REV | PRODUCTION | 0 | 0 | 0 | 0 | 0 | 0 | 0 | 0 | 0 | 0 | 0 | 0 | 0 | 0 | 0 | 0 | 0 | 0 | 0 | 0 | 0 | 0
[5 empty] | MISC_SERV_REV | BULKTRAN | 0 | 0 | 0 | 0 | 0 | 0 | 0 | 0 | 0 | 0 | 0 | 0 | 0 | 0 | 0 | 0 | 0 | 0 | 0 | 0 | 0 | 0
[5 empty] | MISC_SERV_REV | SUBTRAN | 0 | 0 | 0 | 0 | 0 | 0 | 0 | 0 | 0 | 0 | 0 | 0 | 0 | 0 | 0 | 0 | 0 | 0 | 0 | 0 | 0 | 0
[5 empty] | MISC_SERV_REV | DISTPRI | 31057.2783 | 27899.3079 | 2976.1246 | 27.1223 | 0 | 3003.2469 | 65.1518 | 63.8669 | 0 | 0 | 129.0188 | 0 | 0 | 0 | 0 | 0 | 0 | 0 | 0 | 0 | 25.7048 | 0
[5 empty] | MISC_SERV_REV | DISTSEC | 12153.246 | 11040.8637 | 1050.1756 | 0 | 0 | 1050.1756 | 18.7933 | 0 | 0 | 0 | 18.7933 | 0 | 0 | 0 | 0 | 0 | 0 | 0 | 0 | 0 | 43.4134 | 0
[5 empty] | MISC_SERV_REV | ENERGY | 0 | 0 | 0 | 0 | 0 | 0 | 0 | 0 | 0 | 0 | 0 | 0 | 0 | 0 | 0 | 0 | 0 | 0 | 0 | 0 | 0 | 0
[5 empty] | MISC_SERV_REV | CUSTOMER | 55029.4757 | 48122.1499 | 4943.8871 | 24.0091 | 2.7686 | 4970.6648 | 3.8265 | 4.5242 | 0 | 0 | 8.3507 | 0 | 0 | 20.0284 | 0 | 20.0284 | 0 | 0 | 0 | 0 | 1908.2818 | 0
|  |  | 451-Miscellaneous Service Revenue | 98240 | MISC_SERV_REV | TOTAL | 98240 | 87062.3215 | 8970.1873 | 51.1314 | 2.7686 | 9024.0873 | 87.7716 | 68.3912 | 0 | 0 | 156.1628 | 0 | 0 | 20.0284 | 0 | 20.0284 | 0 | 0 | 0 | 0 | 1977.4 | 0
[5 empty] | DIST_OHLINES | PRODUCTION | 0 | 0 | 0 | 0 | 0 | 0 | 0 | 0 | 0 | 0 | 0 | 0 | 0 | 0 | 0 | 0 | 0 | 0 | 0 | 0 | 0 | 0
[5 empty] | DIST_OHLINES | BULKTRAN | 0 | 0 | 0 | 0 | 0 | 0 | 0 | 0 | 0 | 0 | 0 | 0 | 0 | 0 | 0 | 0 | 0 | 0 | 0 | 0 | 0 | 0
[5 empty] | DIST_OHLINES | SUBTRAN | 0 | 0 | 0 | 0 | 0 | 0 | 0 | 0 | 0 | 0 | 0 | 0 | 0 | 0 | 0 | 0 | 0 | 0 | 0 | 0 | 0 | 0
[5 empty] | DIST_OHLINES | DISTPRI | 1279471.6253 | 850207.173 | 214049.5408 | 2497.8814 | 0 | 216547.4222 | 92304.0912 | 26203.1372 | 0 | 0 | 118507.2284 | 5264.4415 | 60890.6295 | 0 | 0 | 66155.071 | 25049.7751 | 600.1719 | 25649.947 | 430.9754 | 1579.8199 | 393.9883
[5 empty] | DIST_OHLINES | DISTSEC | 543178.2854 | 405537.865 | 91037.8768 | 0 | 0 | 91037.8768 | 32091.8113 | 0 | 0 | 0 | 32091.8113 | 1420.4014 | 0 | 0 | 0 | 1420.4014 | 8931.6298 | 0 | 8931.6298 | 145.6416 | 3215.9883 | 797.0712
[5 empty] | DIST_OHLINES | ENERGY | 0 | 0 | 0 | 0 | 0 | 0 | 0 | 0 | 0 | 0 | 0 | 0 | 0 | 0 | 0 | 0 | 0 | 0 | 0 | 0 | 0 | 0
[5 empty] | DIST_OHLINES | CUSTOMER | 3319825.0893 | 2672854.6145 | 632155.1403 | 1436.3898 | 0 | 633591.5301 | 7469.2268 | 1231.1912 | 0 | 0 | 8700.4181 | 102.5993 | 697.675 | 0 | 0 | 800.2743 | 2606.0215 | 20.5199 | 2626.5413 | 164.1588 | 0 | 1087.5523
|  |  | 454x-Rent from Electric Prop - Poles | 5142475 | DIST_OHLINES | TOTAL | 5142475 | 3928599.6525 | 937242.5579 | 3934.2712 | 0 | 941176.8291 | 131865.1293 | 27434.3285 | 0 | 0 | 159299.4578 | 6787.4422 | 61588.3045 | 0 | 0 | 68375.7467 | 36587.4264 | 620.6918 | 37208.1182 | 740.7758 | 4795.8082 | 2278.6117
[5 empty] | RB_GUP_EPIS_P | PRODUCTION | 2318387.7504 | 1136805.0125 | 287567.4648 | 3362.1011 | 82.8271 | 291012.393 | 120321.8352 | 34267.068 | 2711.7411 | 572.4007 | 157873.045 | 7227.7692 | 78795.3637 | 526245.7186 | 82558.0095 | 694826.8609 | 32658.6183 | 788.391 | 33447.0093 | 569.3965 | 3087.3812 | 766.652
[5 empty] | RB_GUP_EPIS_P | BULKTRAN | 40834.0391 | 20022.6819 | 5064.96 | 59.2171 | 1.4588 | 5125.6359 | 2119.2428 | 603.5499 | 47.7622 | 10.0818 | 2780.6367 | 127.3036 | 1387.8321 | 9268.8284 | 1454.104 | 12238.0681 | 575.2201 | 13.886 | 589.1062 | 10.0288 | 54.3784 | 13.5031
[5 empty] | RB_GUP_EPIS_P | SUBTRAN | 15660.2043 | 7437.0593 | 1903.7774 | 22.1851 | 0.72732 | 1926.6899 | 829.7587 | 235.1932 | 24.0915 | 0 | 1089.0435 | 46.4702 | 537.0972 | 4375.0569 | 0 | 4958.6243 | 225.1918 | 5.3879 | 230.5797 | 3.6979 | 11.6161 | 2.8937
[5 empty] | RB_GUP_EPIS_P | DISTPRI | 18669.9814 | 12406.1775 | 3123.3994 | 36.449 | 0 | 3159.8484 | 1346.8964 | 382.3548 | 0 | 0 | 1729.2511 | 76.8184 | 888.5128 | 0 | 0 | 965.3313 | 365.525 | 8.7577 | 374.2827 | 6.2888 | 23.0526 | 5.7491
[5 empty] | RB_GUP_EPIS_P | DISTSEC | 7836.833 | 5850.9933 | 1313.4705 | 0 | 0 | 1313.4705 | 463.0122 | 0 | 0 | 0 | 463.0122 | 20.4932 | 0 | 0 | 0 | 20.4932 | 128.8632 | 0 | 128.8632 | 2.1013 | 46.3994 | 11.4999
[5 empty] | RB_GUP_EPIS_P | ENERGY | 2330.3184 | 847.1464 | 273.4302 | 3.1303 | 0.079336 | 276.6398 | 132.3177 | 36.9338 | 2.9241 | 0.59942 | 172.775 | 8.8169 | 105.3695 | 744.913 | 119.3795 | 978.4789 | 35.8906 | 0.84356 | 36.7342 | 0.82409 | 14.1802 | 3.5398
[5 empty] | RB_GUP_EPIS_P | CUSTOMER | 48847.8734 | 39261.2554 | 9274.4419 | 25.2645 | 0.79345 | 9300.4998 | 112.9769 | 21.5688 | 2.2692 | 0.96674 | 137.7815 | 1.5606 | 12.4854 | 5.8809 | 1.4507 | 21.3777 | 39.2763 | 0.34125 | 39.6175 | 2.4579 | 58.2877 | 26.5958
|  |  | 454x-Rent from Electric Prop - Production | 2452567 | RB_GUP_EPIS_P | TOTAL | 2452567 | 1222630.3264 | 308520.9443 | 3508.347 | 85.886 | 312115.1772 | 125326.0398 | 35546.6685 | 2788.7881 | 584.0487 | 164245.5451 | 7509.2321 | 81726.6606 | 540640.3977 | 84132.9438 | 714009.2343 | 34028.5853 | 817.6074 | 34846.1927 | 594.7952 | 3295.2957 | 830.4334
[5 empty] | TRANS_TOTAL | PRODUCTION | 0 | 0 | 0 | 0 | 0 | 0 | 0 | 0 | 0 | 0 | 0 | 0 | 0 | 0 | 0 | 0 | 0 | 0 | 0 | 0 | 0 | 0
[5 empty] | TRANS_TOTAL | BULKTRAN | 370789.172 | 181813.8442 | 45991.833 | 537.7145 | 13.2469 | 46542.7943 | 19243.5599 | 5480.4714 | 433.6998 | 91.5464 | 25249.2775 | 1155.9665 | 12602.0626 | 84164.6158 | 13203.8379 | 111126.4828 | 5223.2255 | 126.0906 | 5349.3161 | 91.0659 | 493.7774 | 122.6138
[5 empty] | TRANS_TOTAL | SUBTRAN | 142200.828 | 67531.4302 | 17287.0497 | 201.4498 | 6.6044 | 17495.1039 | 7534.5361 | 2135.6473 | 218.7606 | 0 | 9888.944 | 421.9679 | 4877.0541 | 39727.2411 | 0 | 45026.2631 | 2044.8304 | 48.9239 | 2093.7543 | 33.578 | 105.4786 | 26.2758
[5 empty] | TRANS_TOTAL | DISTPRI | 0 | 0 | 0 | 0 | 0 | 0 | 0 | 0 | 0 | 0 | 0 | 0 | 0 | 0 | 0 | 0 | 0 | 0 | 0 | 0 | 0 | 0
[5 empty] | TRANS_TOTAL | DISTSEC | 0 | 0 | 0 | 0 | 0 | 0 | 0 | 0 | 0 | 0 | 0 | 0 | 0 | 0 | 0 | 0 | 0 | 0 | 0 | 0 | 0 | 0
[5 empty] | TRANS_TOTAL | ENERGY | 0 | 0 | 0 | 0 | 0 | 0 | 0 | 0 | 0 | 0 | 0 | 0 | 0 | 0 | 0 | 0 | 0 | 0 | 0 | 0 | 0 | 0
[5 empty] | TRANS_TOTAL | CUSTOMER | 0 | 0 | 0 | 0 | 0 | 0 | 0 | 0 | 0 | 0 | 0 | 0 | 0 | 0 | 0 | 0 | 0 | 0 | 0 | 0 | 0 | 0
|  |  | 454x-Rent from Electric Prop - Transmission | 512990 | TRANS_TOTAL | TOTAL | 512990 | 249345.2745 | 63278.8826 | 739.1643 | 19.8512 | 64037.8982 | 26778.0961 | 7616.1187 | 652.4604 | 91.5464 | 35138.2215 | 1577.9343 | 17479.1168 | 123891.8569 | 13203.8379 | 156152.7459 | 7268.0559 | 175.0145 | 7443.0704 | 124.6439 | 599.2561 | 148.8896
[5 empty] | RB_GUP_EPIS_D | PRODUCTION | 0 | 0 | 0 | 0 | 0 | 0 | 0 | 0 | 0 | 0 | 0 | 0 | 0 | 0 | 0 | 0 | 0 | 0 | 0 | 0 | 0 | 0
[5 empty] | RB_GUP_EPIS_D | BULKTRAN | 0 | 0 | 0 | 0 | 0 | 0 | 0 | 0 | 0 | 0 | 0 | 0 | 0 | 0 | 0 | 0 | 0 | 0 | 0 | 0 | 0 | 0
[5 empty] | RB_GUP_EPIS_D | SUBTRAN | 0 | 0 | 0 | 0 | 0 | 0 | 0 | 0 | 0 | 0 | 0 | 0 | 0 | 0 | 0 | 0 | 0 | 0 | 0 | 0 | 0 | 0
[5 empty] | RB_GUP_EPIS_D | DISTPRI | 359720.2972 | 239033.6534 | 60179.5014 | 702.2732 | 0 | 60881.7746 | 25951.068 | 7366.9475 | 0 | 0 | 33318.0155 | 1480.0848 | 17119.2506 | 0 | 0 | 18599.3353 | 7042.6826 | 168.7369 | 7211.4195 | 121.1677 | 444.1625 | 110.7688
[5 empty] | RB_GUP_EPIS_D | DISTSEC | 126700.8879 | 94595.1061 | 21235.3478 | 0 | 0 | 21235.3478 | 7485.684 | 0 | 0 | 0 | 7485.684 | 331.3205 | 0 | 0 | 0 | 331.3205 | 2083.3775 | 0 | 2083.3775 | 33.9721 | 750.1562 | 185.9235
[5 empty] | RB_GUP_EPIS_D | ENERGY | 0 | 0 | 0 | 0 | 0 | 0 | 0 | 0 | 0 | 0 | 0 | 0 | 0 | 0 | 0 | 0 | 0 | 0 | 0 | 0 | 0 | 0
[5 empty] | RB_GUP_EPIS_D | CUSTOMER | 555016.8149 | 412297.443 | 99969.1539 | 621.6646 | 81.1378 | 100671.9563 | 1524.1564 | 521.8612 | 232.8096 | 99.7735 | 2378.6007 | 21.7098 | 322.4649 | 603.6824 | 149.6611 | 1097.5181 | 519.7087 | 6.81 | 526.5187 | 31.3128 | 32973.8856 | 5039.5796
|  |  | 454x-Rent from Electric Prop - Other Dist | 1041438 | RB_GUP_EPIS_D | TOTAL | 1041438 | 745926.2026 | 181384.0031 | 1323.9378 | 81.1378 | 182789.0787 | 34960.9084 | 7888.8088 | 232.8096 | 99.7735 | 43182.3002 | 1833.1151 | 17441.7154 | 603.6824 | 149.6611 | 20028.174 | 9645.7688 | 175.5468 | 9821.3157 | 186.4526 | 34168.2043 | 5336.272
[5 empty] | PROD_ENERGY | PRODUCTION | 0 | 0 | 0 | 0 | 0 | 0 | 0 | 0 | 0 | 0 | 0 | 0 | 0 | 0 | 0 | 0 | 0 | 0 | 0 | 0 | 0 | 0
[5 empty] | PROD_ENERGY | BULKTRAN | 0 | 0 | 0 | 0 | 0 | 0 | 0 | 0 | 0 | 0 | 0 | 0 | 0 | 0 | 0 | 0 | 0 | 0 | 0 | 0 | 0 | 0
[5 empty] | PROD_ENERGY | SUBTRAN | 0 | 0 | 0 | 0 | 0 | 0 | 0 | 0 | 0 | 0 | 0 | 0 | 0 | 0 | 0 | 0 | 0 | 0 | 0 | 0 | 0 | 0
[5 empty] | PROD_ENERGY | DISTPRI | 0 | 0 | 0 | 0 | 0 | 0 | 0 | 0 | 0 | 0 | 0 | 0 | 0 | 0 | 0 | 0 | 0 | 0 | 0 | 0 | 0 | 0
[5 empty] | PROD_ENERGY | DISTSEC | 0 | 0 | 0 | 0 | 0 | 0 | 0 | 0 | 0 | 0 | 0 | 0 | 0 | 0 | 0 | 0 | 0 | 0 | 0 | 0 | 0 | 0
[5 empty] | PROD_ENERGY | ENERGY | 0 | 0 | 0 | 0 | 0 | 0 | 0 | 0 | 0 | 0 | 0 | 0 | 0 | 0 | 0 | 0 | 0 | 0 | 0 | 0 | 0 | 0
[5 empty] | PROD_ENERGY | CUSTOMER | 0 | 0 | 0 | 0 | 0 | 0 | 0 | 0 | 0 | 0 | 0 | 0 | 0 | 0 | 0 | 0 | 0 | 0 | 0 | 0 | 0 | 0
|  |  | 456-Other Electric Revenue - Production Energy | 0 | PROD_ENERGY | TOTAL | 0 | 0 | 0 | 0 | 0 | 0 | 0 | 0 | 0 | 0 | 0 | 0 | 0 | 0 | 0 | 0 | 0 | 0 | 0 | 0 | 0 | 0
[5 empty] | TRANS_TOTAL | PRODUCTION | 0 | 0 | 0 | 0 | 0 | 0 | 0 | 0 | 0 | 0 | 0 | 0 | 0 | 0 | 0 | 0 | 0 | 0 | 0 | 0 | 0 | 0
[5 empty] | TRANS_TOTAL | BULKTRAN | 69638480.418 | 34146735.6316 | 8637796.3588 | 100988.9778 | 2487.9147 | 8741273.2513 | 3614162.3677 | 1029295.7 | 81453.8167 | 17193.4645 | 4742105.3489 | 217103.8303 | 2366812.6214 | 15807084.9718 | 2479832.9477 | 20870834.3712 | 980981.9568 | 23681.2631 | 1004663.2199 | 17103.2238 | 92737.0922 | 23028.2792
[5 empty] | TRANS_TOTAL | SUBTRAN | 26706954.582 | 12683181.0037 | 3246707.1873 | 37834.6017 | 1240.3779 | 3285782.1668 | 1415072.7333 | 401099.1711 | 41085.7601 | 0 | 1857257.6645 | 79250.4283 | 915966.9841 | 7461233.7929 | 0 | 8456451.2053 | 384042.7166 | 9188.4778 | 393231.1944 | 6306.3409 | 19810.1026 | 4934.9038
[5 empty] | TRANS_TOTAL | DISTPRI | 0 | 0 | 0 | 0 | 0 | 0 | 0 | 0 | 0 | 0 | 0 | 0 | 0 | 0 | 0 | 0 | 0 | 0 | 0 | 0 | 0 | 0
[5 empty] | TRANS_TOTAL | DISTSEC | 0 | 0 | 0 | 0 | 0 | 0 | 0 | 0 | 0 | 0 | 0 | 0 | 0 | 0 | 0 | 0 | 0 | 0 | 0 | 0 | 0 | 0
[5 empty] | TRANS_TOTAL | ENERGY | 0 | 0 | 0 | 0 | 0 | 0 | 0 | 0 | 0 | 0 | 0 | 0 | 0 | 0 | 0 | 0 | 0 | 0 | 0 | 0 | 0 | 0
[5 empty] | TRANS_TOTAL | CUSTOMER | 0 | 0 | 0 | 0 | 0 | 0 | 0 | 0 | 0 | 0 | 0 | 0 | 0 | 0 | 0 | 0 | 0 | 0 | 0 | 0 | 0 | 0
|  |  | 456-Other Electric Revenue - Transmission | 96345435 | TRANS_TOTAL | TOTAL | 96345435 | 46829916.6352 | 11884503.5461 | 138823.5794 | 3728.2926 | 12027055.4181 | 5029235.101 | 1430394.8711 | 122539.5768 | 17193.4645 | 6599363.0133 | 296354.2586 | 3282779.6055 | 23268318.7647 | 2479832.9477 | 29327285.5765 | 1365024.6734 | 32869.7409 | 1397894.4143 | 23409.5647 | 112547.1948 | 27963.183
[5 empty] | RB_GUP_EPIS_D | PRODUCTION | 0 | 0 | 0 | 0 | 0 | 0 | 0 | 0 | 0 | 0 | 0 | 0 | 0 | 0 | 0 | 0 | 0 | 0 | 0 | 0 | 0 | 0
[5 empty] | RB_GUP_EPIS_D | BULKTRAN | 0 | 0 | 0 | 0 | 0 | 0 | 0 | 0 | 0 | 0 | 0 | 0 | 0 | 0 | 0 | 0 | 0 | 0 | 0 | 0 | 0 | 0
[5 empty] | RB_GUP_EPIS_D | SUBTRAN | 0 | 0 | 0 | 0 | 0 | 0 | 0 | 0 | 0 | 0 | 0 | 0 | 0 | 0 | 0 | 0 | 0 | 0 | 0 | 0 | 0 | 0
[5 empty] | RB_GUP_EPIS_D | DISTPRI | 135218.3264 | 89852.3959 | 22621.3853 | 263.9835 | 0 | 22885.3688 | 9754.968 | 2769.2246 | 0 | 0 | 12524.1926 | 556.3617 | 6435.1009 | 0 | 0 | 6991.4626 | 2647.3339 | 63.4279 | 2710.7619 | 45.5467 | 166.96 | 41.6378
[5 empty] | RB_GUP_EPIS_D | DISTSEC | 47626.6759 | 35558.1601 | 7982.3358 | 0 | 0 | 7982.3358 | 2813.8575 | 0 | 0 | 0 | 2813.8575 | 124.5429 | 0 | 0 | 0 | 124.5429 | 783.1385 | 0 | 783.1385 | 12.7701 | 281.9826 | 69.8884
[5 empty] | RB_GUP_EPIS_D | ENERGY | 0 | 0 | 0 | 0 | 0 | 0 | 0 | 0 | 0 | 0 | 0 | 0 | 0 | 0 | 0 | 0 | 0 | 0 | 0 | 0 | 0 | 0
[5 empty] | RB_GUP_EPIS_D | CUSTOMER | 208629.9978 | 154981.9975 | 37578.2567 | 233.6828 | 30.4996 | 37842.4391 | 572.9281 | 196.1669 | 87.5128 | 37.5047 | 894.1125 | 8.1607 | 121.2141 | 226.9233 | 56.2574 | 412.5554 | 195.3577 | 2.5599 | 197.9176 | 11.7704 | 12394.8347 | 1894.3705
|  |  | 456-Other Electric Revenue - Dist | 391475 | RB_GUP_EPIS_D | TOTAL | 391475 | 280392.5535 | 68181.9778 | 497.6663 | 30.4996 | 68710.1436 | 13141.7536 | 2965.3915 | 87.5128 | 37.5047 | 16232.1626 | 689.0652 | 6556.315 | 226.9233 | 56.2574 | 7528.5609 | 3625.8302 | 65.9878 | 3691.818 | 70.0872 | 12843.7773 | 2005.8967
[5 empty] | TRAN_LSE | PRODUCTION | -58560679.07 | -28714814.2034 | -7263731.4514 | -84924.069 | -2092.1475 | -7350747.668 | -3039236.3712 | -865559.5986 | -68496.4805 | -14458.3993 | -3987750.8496 | -182567.8512 | -1990309.8619 | -13292559.2935 | -2085351.3823 | -17550788.3888 | -824931.4057 | -19914.1457 | -844845.5515 | -14382.5137 | -77984.8593 | -19365.0358
[5 empty] | TRAN_LSE | BULKTRAN | 0 | 0 | 0 | 0 | 0 | 0 | 0 | 0 | 0 | 0 | 0 | 0 | 0 | 0 | 0 | 0 | 0 | 0 | 0 | 0 | 0 | 0
[5 empty] | TRAN_LSE | SUBTRAN | 0 | 0 | 0 | 0 | 0 | 0 | 0 | 0 | 0 | 0 | 0 | 0 | 0 | 0 | 0 | 0 | 0 | 0 | 0 | 0 | 0 | 0
[5 empty] | TRAN_LSE | DISTPRI | 0 | 0 | 0 | 0 | 0 | 0 | 0 | 0 | 0 | 0 | 0 | 0 | 0 | 0 | 0 | 0 | 0 | 0 | 0 | 0 | 0 | 0
[5 empty] | TRAN_LSE | DISTSEC | 0 | 0 | 0 | 0 | 0 | 0 | 0 | 0 | 0 | 0 | 0 | 0 | 0 | 0 | 0 | 0 | 0 | 0 | 0 | 0 | 0 | 0
[5 empty] | TRAN_LSE | ENERGY | 0 | 0 | 0 | 0 | 0 | 0 | 0 | 0 | 0 | 0 | 0 | 0 | 0 | 0 | 0 | 0 | 0 | 0 | 0 | 0 | 0 | 0
[5 empty] | TRAN_LSE | CUSTOMER | 0 | 0 | 0 | 0 | 0 | 0 | 0 | 0 | 0 | 0 | 0 | 0 | 0 | 0 | 0 | 0 | 0 | 0 | 0 | 0 | 0 | 0
|  |  | 456-Other Electric LSE Charge | -58560679.07 | TRAN_LSE | TOTAL | -58560679.07 | -28714814.2034 | -7263731.4514 | -84924.069 | -2092.1475 | -7350747.668 | -3039236.3712 | -865559.5986 | -68496.4805 | -14458.3993 | -3987750.8496 | -182567.8512 | -1990309.8619 | -13292559.2935 | -2085351.3823 | -17550788.3888 | -824931.4057 | -19914.1457 | -844845.5515 | -14382.5137 | -77984.8593 | -19365.0358
[5 empty] | PROD_DEMAND | PRODUCTION | 573592.78 | 281257.157 | 71147.1244 | 831.8181 | 20.4923 | 71999.4347 | 29768.8495 | 8478.0222 | 670.9124 | 141.6178 | 39059.4018 | 1788.2238 | 19494.7768 | 130198.5592 | 20425.6938 | 171907.2535 | 8080.0753 | 195.056 | 8275.1313 | 140.8745 | 763.8496 | 189.6775
[5 empty] | PROD_DEMAND | BULKTRAN | 0 | 0 | 0 | 0 | 0 | 0 | 0 | 0 | 0 | 0 | 0 | 0 | 0 | 0 | 0 | 0 | 0 | 0 | 0 | 0 | 0 | 0
[5 empty] | PROD_DEMAND | SUBTRAN | 0 | 0 | 0 | 0 | 0 | 0 | 0 | 0 | 0 | 0 | 0 | 0 | 0 | 0 | 0 | 0 | 0 | 0 | 0 | 0 | 0 | 0
[5 empty] | PROD_DEMAND | DISTPRI | 0 | 0 | 0 | 0 | 0 | 0 | 0 | 0 | 0 | 0 | 0 | 0 | 0 | 0 | 0 | 0 | 0 | 0 | 0 | 0 | 0 | 0
[5 empty] | PROD_DEMAND | DISTSEC | 0 | 0 | 0 | 0 | 0 | 0 | 0 | 0 | 0 | 0 | 0 | 0 | 0 | 0 | 0 | 0 | 0 | 0 | 0 | 0 | 0 | 0
[5 empty] | PROD_DEMAND | ENERGY | 0 | 0 | 0 | 0 | 0 | 0 | 0 | 0 | 0 | 0 | 0 | 0 | 0 | 0 | 0 | 0 | 0 | 0 | 0 | 0 | 0 | 0
[5 empty] | PROD_DEMAND | CUSTOMER | 0 | 0 | 0 | 0 | 0 | 0 | 0 | 0 | 0 | 0 | 0 | 0 | 0 | 0 | 0 | 0 | 0 | 0 | 0 | 0 | 0 | 0
|  |  | 456-Other Electric Revenues DSM | 573592.78 | PROD_DEMAND | TOTAL | 573592.78 | 281257.157 | 71147.1244 | 831.8181 | 20.4923 | 71999.4347 | 29768.8495 | 8478.0222 | 670.9124 | 141.6178 | 39059.4018 | 1788.2238 | 19494.7768 | 130198.5592 | 20425.6938 | 171907.2535 | 8080.0753 | 195.056 | 8275.1313 | 140.8745 | 763.8496 | 189.6775
[6 empty] | PRODUCTION | -55275636.5647 | -27296705.7202 | -6727472.2488 | -78576.4734 | -1743.5173 | -6807792.2396 | -2859763.4765 | -768127.7023 | -60888.5745 | -13744.3808 | -3702524.134 | -180911.1056 | -1839383.1924 | -12556827.8869 | -1982367.679 | -16559489.8639 | -784192.7121 | -18930.6988 | -803123.4109 | -13672.2428 | -73920.2472 | -18408.7063
[6 empty] | BULKTRAN | 70067282.1136 | 34348566.109 | 8694446.1159 | 101918.8903 | 2596.5553 | 8798961.5615 | 3639320.0378 | 1045205.7494 | 82111.8235 | 17295.0926 | 4783932.7034 | 218157.5927 | 2385961.5713 | 15892925.3144 | 2494490.8896 | 20991535.368 | 986780.4024 | 23821.2397 | 1010601.6421 | 17204.3185 | 93316.015 | 23164.3961
[6 empty] | SUBTRAN | 26870685.163 | 12758147.3088 | 3267956.123 | 38179.3756 | 1291.7803 | 3307427.279 | 1424885.7994 | 407196.1123 | 41414.6532 | 0 | 1873496.5649 | 79636.9995 | 923327.5812 | 7501852.604 | 0 | 8504817.1847 | 386312.7388 | 9242.7896 | 395555.5284 | 6343.6168 | 19933.6071 | 4964.0733
[6 empty] | DISTPRI | 1931818.4757 | 1219409.2411 | 359124.7459 | 4352.0106 | 0 | 363476.7565 | 140645.5064 | 59141.8796 | 0 | 0 | 199787.386 | 5096.0955 | 104651.279 | 0 | 0 | 109747.3745 | 35105.3167 | 841.0944 | 35946.411 | 603.9786 | 2295.1839 | 552.144
[6 empty] | DISTSEC | 760349.8304 | 552587.2553 | 142637.3394 | 0 | 0 | 142637.3394 | 46126.2925 | 0 | 0 | 0 | 46126.2925 | 1381.016 | 0 | 0 | 0 | 1381.016 | 11927.009 | 0 | 11927.009 | 194.4851 | 4432.0501 | 1064.383
[6 empty] | ENERGY | 367719.057 | 878.3713 | 140362.2985 | 1565.7908 | 190.5878 | 142118.6771 | 25480.7494 | 45085.6774 | 3786.8263 | 0.59942 | 74353.8525 | -7448.1007 | 56387.6412 | 100492.5061 | 119.3795 | 149551.4261 | 35.8906 | 0.84356 | 36.7342 | 0.82409 | 775.6319 | 3.5398
[6 empty] | CUSTOMER | 4310417.6351 | 3327542.3546 | 897665.398 | 3257.2525 | 772.3746 | 901695.0251 | 10473.3689 | 3944.2853 | 1074.8509 | 138.2449 | 15630.7501 | 91.9228 | 1624.7525 | 1017.3815 | 207.3692 | 2941.426 | 3360.3641 | 30.2309 | 3390.5951 | 209.7 | 50959.6859 | 8048.0982
|  | Total Other Operating Revenues |  | 49032635.71 |  | TOTAL | 49032635.71 | 24910424.9198 | 6774719.7719 | 70696.8465 | 3107.7807 | 6848524.399 | 2427168.278 | 792446.0018 | 67499.5795 | 3689.5562 | 3290803.4155 | 116004.4202 | 1632569.6328 | 10939459.9191 | 512449.9594 | 13200483.9314 | 639329.0096 | 15005.4994 | 654334.509 | 10884.6803 | 97791.9267 | 19387.9282
Other Operating Revenue Adjustments
[5 empty] | MISC_SERV_REV | PRODUCTION | 0 | 0 | 0 | 0 | 0 | 0 | 0 | 0 | 0 | 0 | 0 | 0 | 0 | 0 | 0 | 0 | 0 | 0 | 0 | 0 | 0 | 0
[5 empty] | MISC_SERV_REV | BULKTRAN | 0 | 0 | 0 | 0 | 0 | 0 | 0 | 0 | 0 | 0 | 0 | 0 | 0 | 0 | 0 | 0 | 0 | 0 | 0 | 0 | 0 | 0
[5 empty] | MISC_SERV_REV | SUBTRAN | 0 | 0 | 0 | 0 | 0 | 0 | 0 | 0 | 0 | 0 | 0 | 0 | 0 | 0 | 0 | 0 | 0 | 0 | 0 | 0 | 0 | 0
[5 empty] | MISC_SERV_REV | DISTPRI | 203322.7448 | 182648.4535 | 19483.8009 | 177.5614 | 0 | 19661.3623 | 426.5296 | 418.1178 | 0 | 0 | 844.6474 | 0 | 0 | 0 | 0 | 0 | 0 | 0 | 0 | 0 | 168.2817 | 0
[5 empty] | MISC_SERV_REV | DISTSEC | 79563.6793 | 72281.2441 | 6875.1864 | 0 | 0 | 6875.1864 | 123.0341 | 0 | 0 | 0 | 123.0341 | 0 | 0 | 0 | 0 | 0 | 0 | 0 | 0 | 0 | 284.2148 | 0
[5 empty] | MISC_SERV_REV | ENERGY | 0 | 0 | 0 | 0 | 0 | 0 | 0 | 0 | 0 | 0 | 0 | 0 | 0 | 0 | 0 | 0 | 0 | 0 | 0 | 0 | 0 | 0
[5 empty] | MISC_SERV_REV | CUSTOMER | 360261.5758 | 315041.3729 | 32366.1553 | 157.1805 | 18.1254 | 32541.4612 | 25.0509 | 29.6187 | 0 | 0 | 54.6696 | 0 | 0 | 131.1201 | 0 | 131.1201 | 0 | 0 | 0 | 0 | 12492.952 | 0
|  |  | Adj 6 - Misc Charges Revenue | 643148 | MISC_SERV_REV | TOTAL | 643148 | 569971.0704 | 58725.1426 | 334.7419 | 18.1254 | 59078.0099 | 574.6145 | 447.7366 | 0 | 0 | 1022.3511 | 0 | 0 | 131.1201 | 0 | 131.1201 | 0 | 0 | 0 | 0 | 12945.4484 | 0
[5 empty] | PROD_DEMAND | PRODUCTION | -573589.96 | -281255.7742 | -71146.7746 | -831.814 | -20.4922 | -71999.0807 | -29768.7031 | -8477.9805 | -670.9091 | -141.6171 | -39059.2098 | -1788.215 | -19494.6809 | -130197.9191 | -20425.5933 | -171906.4084 | -8080.0356 | -195.055 | -8275.0906 | -140.8738 | -763.8459 | -189.6766
[5 empty] | PROD_DEMAND | BULKTRAN | 0 | 0 | 0 | 0 | 0 | 0 | 0 | 0 | 0 | 0 | 0 | 0 | 0 | 0 | 0 | 0 | 0 | 0 | 0 | 0 | 0 | 0
[5 empty] | PROD_DEMAND | SUBTRAN | 0 | 0 | 0 | 0 | 0 | 0 | 0 | 0 | 0 | 0 | 0 | 0 | 0 | 0 | 0 | 0 | 0 | 0 | 0 | 0 | 0 | 0
[5 empty] | PROD_DEMAND | DISTPRI | 0 | 0 | 0 | 0 | 0 | 0 | 0 | 0 | 0 | 0 | 0 | 0 | 0 | 0 | 0 | 0 | 0 | 0 | 0 | 0 | 0 | 0
[5 empty] | PROD_DEMAND | DISTSEC | 0 | 0 | 0 | 0 | 0 | 0 | 0 | 0 | 0 | 0 | 0 | 0 | 0 | 0 | 0 | 0 | 0 | 0 | 0 | 0 | 0 | 0
[5 empty] | PROD_DEMAND | ENERGY | 0 | 0 | 0 | 0 | 0 | 0 | 0 | 0 | 0 | 0 | 0 | 0 | 0 | 0 | 0 | 0 | 0 | 0 | 0 | 0 | 0 | 0
[5 empty] | PROD_DEMAND | CUSTOMER | 0 | 0 | 0 | 0 | 0 | 0 | 0 | 0 | 0 | 0 | 0 | 0 | 0 | 0 | 0 | 0 | 0 | 0 | 0 | 0 | 0 | 0
|  |  | Adj 11 - DSM | -573589.96 | PROD_DEMAND | TOTAL | -573589.96 | -281255.7742 | -71146.7746 | -831.814 | -20.4922 | -71999.0807 | -29768.7031 | -8477.9805 | -670.9091 | -141.6171 | -39059.2098 | -1788.215 | -19494.6809 | -130197.9191 | -20425.5933 | -171906.4084 | -8080.0356 | -195.055 | -8275.0906 | -140.8738 | -763.8459 | -189.6766
[5 empty] | TRAN_LSE | PRODUCTION | -4256853 | -2087317.7177 | -528010.2197 | -6173.2426 | -152.081 | -534335.5432 | -220926.1004 | -62918.6688 | -4979.0995 | -1051.0001 | -289874.8689 | -13271.0979 | -144678.249 | -966253.6672 | -151586.9424 | -1275789.9565 | -59965.3519 | -1447.5855 | -61412.9374 | -1045.4839 | -5668.8223 | -1407.67
[5 empty] | TRAN_LSE | BULKTRAN | 0 | 0 | 0 | 0 | 0 | 0 | 0 | 0 | 0 | 0 | 0 | 0 | 0 | 0 | 0 | 0 | 0 | 0 | 0 | 0 | 0 | 0
[5 empty] | TRAN_LSE | SUBTRAN | 0 | 0 | 0 | 0 | 0 | 0 | 0 | 0 | 0 | 0 | 0 | 0 | 0 | 0 | 0 | 0 | 0 | 0 | 0 | 0 | 0 | 0
[5 empty] | TRAN_LSE | DISTPRI | 0 | 0 | 0 | 0 | 0 | 0 | 0 | 0 | 0 | 0 | 0 | 0 | 0 | 0 | 0 | 0 | 0 | 0 | 0 | 0 | 0 | 0
[5 empty] | TRAN_LSE | DISTSEC | 0 | 0 | 0 | 0 | 0 | 0 | 0 | 0 | 0 | 0 | 0 | 0 | 0 | 0 | 0 | 0 | 0 | 0 | 0 | 0 | 0 | 0
[5 empty] | TRAN_LSE | ENERGY | 0 | 0 | 0 | 0 | 0 | 0 | 0 | 0 | 0 | 0 | 0 | 0 | 0 | 0 | 0 | 0 | 0 | 0 | 0 | 0 | 0 | 0
[5 empty] | TRAN_LSE | CUSTOMER | 0 | 0 | 0 | 0 | 0 | 0 | 0 | 0 | 0 | 0 | 0 | 0 | 0 | 0 | 0 | 0 | 0 | 0 | 0 | 0 | 0 | 0
|  |  | Adj 16 - PJM LSE OATT Expense | -4256853 | TRAN_LSE | TOTAL | -4256853 | -2087317.7177 | -528010.2197 | -6173.2426 | -152.081 | -534335.5432 | -220926.1004 | -62918.6688 | -4979.0995 | -1051.0001 | -289874.8689 | -13271.0979 | -144678.249 | -966253.6672 | -151586.9424 | -1275789.9565 | -59965.3519 | -1447.5855 | -61412.9374 | -1045.4839 | -5668.8223 | -1407.67
[5 empty] | TRANS_TOTAL | PRODUCTION | 0 | 0 | 0 | 0 | 0 | 0 | 0 | 0 | 0 | 0 | 0 | 0 | 0 | 0 | 0 | 0 | 0 | 0 | 0 | 0 | 0 | 0
[5 empty] | TRANS_TOTAL | BULKTRAN | 1066130.5291 | 522769.5537 | 132240.3698 | 1546.0911 | 38.0887 | 133824.5496 | 55331.0298 | 15758.0057 | 1247.0175 | 263.2234 | 72599.2764 | 3323.7518 | 36234.7251 | 241998.6158 | 37965.0101 | 319522.1027 | 15018.3463 | 362.5484 | 15380.8946 | 261.8419 | 1419.7588 | 352.5515
[5 empty] | TRANS_TOTAL | SUBTRAN | 408870.2029 | 194173.1984 | 49705.4736 | 579.229 | 18.9896 | 50303.6921 | 21664.0603 | 6140.629 | 629.0026 | 0 | 28433.6919 | 1213.2847 | 14022.9993 | 114227.7816 | 0 | 129464.0656 | 5879.5031 | 140.671 | 6020.1742 | 96.5469 | 303.2828 | 75.5509
[5 empty] | TRANS_TOTAL | DISTPRI | 0 | 0 | 0 | 0 | 0 | 0 | 0 | 0 | 0 | 0 | 0 | 0 | 0 | 0 | 0 | 0 | 0 | 0 | 0 | 0 | 0 | 0
[5 empty] | TRANS_TOTAL | DISTSEC | 0 | 0 | 0 | 0 | 0 | 0 | 0 | 0 | 0 | 0 | 0 | 0 | 0 | 0 | 0 | 0 | 0 | 0 | 0 | 0 | 0 | 0
[5 empty] | TRANS_TOTAL | ENERGY | 0 | 0 | 0 | 0 | 0 | 0 | 0 | 0 | 0 | 0 | 0 | 0 | 0 | 0 | 0 | 0 | 0 | 0 | 0 | 0 | 0 | 0
[5 empty] | TRANS_TOTAL | CUSTOMER | 0 | 0 | 0 | 0 | 0 | 0 | 0 | 0 | 0 | 0 | 0 | 0 | 0 | 0 | 0 | 0 | 0 | 0 | 0 | 0 | 0 | 0
|  |  | Adj 18 - Wholesale Load - Transmission | 1475000.732 | TRANS_TOTAL | TOTAL | 1475000.732 | 716942.7521 | 181945.8434 | 2125.32 | 57.0783 | 184128.2417 | 76995.0902 | 21898.6347 | 1876.02 | 263.2234 | 101032.9683 | 4537.0364 | 50257.7244 | 356226.3973 | 37965.0101 | 448986.1683 | 20897.8494 | 503.2194 | 21401.0688 | 358.3888 | 1723.0416 | 428.1024
[5 empty] | PROD_DEMAND | PRODUCTION | 37348.27 | 18313.4597 | 4632.5932 | 54.1621 | 1.3343 | 4688.0896 | 1938.3351 | 552.0283 | 43.685 | 9.2211 | 2543.2696 | 116.4364 | 1269.3608 | 8477.6014 | 1329.9755 | 11193.374 | 526.1169 | 12.7007 | 538.8175 | 9.1727 | 49.7364 | 12.3504
[5 empty] | PROD_DEMAND | BULKTRAN | 0 | 0 | 0 | 0 | 0 | 0 | 0 | 0 | 0 | 0 | 0 | 0 | 0 | 0 | 0 | 0 | 0 | 0 | 0 | 0 | 0 | 0
[5 empty] | PROD_DEMAND | SUBTRAN | 0 | 0 | 0 | 0 | 0 | 0 | 0 | 0 | 0 | 0 | 0 | 0 | 0 | 0 | 0 | 0 | 0 | 0 | 0 | 0 | 0 | 0
[5 empty] | PROD_DEMAND | DISTPRI | 0 | 0 | 0 | 0 | 0 | 0 | 0 | 0 | 0 | 0 | 0 | 0 | 0 | 0 | 0 | 0 | 0 | 0 | 0 | 0 | 0 | 0
[5 empty] | PROD_DEMAND | DISTSEC | 0 | 0 | 0 | 0 | 0 | 0 | 0 | 0 | 0 | 0 | 0 | 0 | 0 | 0 | 0 | 0 | 0 | 0 | 0 | 0 | 0 | 0
[5 empty] | PROD_DEMAND | ENERGY | 0 | 0 | 0 | 0 | 0 | 0 | 0 | 0 | 0 | 0 | 0 | 0 | 0 | 0 | 0 | 0 | 0 | 0 | 0 | 0 | 0 | 0
[5 empty] | PROD_DEMAND | CUSTOMER | 0 | 0 | 0 | 0 | 0 | 0 | 0 | 0 | 0 | 0 | 0 | 0 | 0 | 0 | 0 | 0 | 0 | 0 | 0 | 0 | 0 | 0
|  |  | Adj 18 - Wholesale Load - Production | 37348.27 | PROD_DEMAND | TOTAL | 37348.27 | 18313.4597 | 4632.5932 | 54.1621 | 1.3343 | 4688.0896 | 1938.3351 | 552.0283 | 43.685 | 9.2211 | 2543.2696 | 116.4364 | 1269.3608 | 8477.6014 | 1329.9755 | 11193.374 | 526.1169 | 12.7007 | 538.8175 | 9.1727 | 49.7364 | 12.3504
[5 empty] | DIST_OHLINES | PRODUCTION | 0 | 0 | 0 | 0 | 0 | 0 | 0 | 0 | 0 | 0 | 0 | 0 | 0 | 0 | 0 | 0 | 0 | 0 | 0 | 0 | 0 | 0
[5 empty] | DIST_OHLINES | BULKTRAN | 0 | 0 | 0 | 0 | 0 | 0 | 0 | 0 | 0 | 0 | 0 | 0 | 0 | 0 | 0 | 0 | 0 | 0 | 0 | 0 | 0 | 0
[5 empty] | DIST_OHLINES | SUBTRAN | 0 | 0 | 0 | 0 | 0 | 0 | 0 | 0 | 0 | 0 | 0 | 0 | 0 | 0 | 0 | 0 | 0 | 0 | 0 | 0 | 0 | 0
[5 empty] | DIST_OHLINES | DISTPRI | 1637.7461 | 1088.2801 | 273.9872 | 3.1973 | 0 | 277.1845 | 118.1509 | 33.5405 | 0 | 0 | 151.6913 | 6.7386 | 77.9411 | 0 | 0 | 84.6796 | 32.0642 | 0.76823 | 32.8324 | 0.55166 | 2.0222 | 0.50431
[5 empty] | DIST_OHLINES | DISTSEC | 695.2777 | 519.0956 | 116.5301 | 0 | 0 | 116.5301 | 41.0781 | 0 | 0 | 0 | 41.0781 | 1.8181 | 0 | 0 | 0 | 1.8181 | 11.4326 | 0 | 11.4326 | 0.18642 | 4.1165 | 1.0203
[5 empty] | DIST_OHLINES | ENERGY | 0 | 0 | 0 | 0 | 0 | 0 | 0 | 0 | 0 | 0 | 0 | 0 | 0 | 0 | 0 | 0 | 0 | 0 | 0 | 0 | 0 | 0
[5 empty] | DIST_OHLINES | CUSTOMER | 4249.4342 | 3421.3007 | 809.1696 | 1.8386 | 0 | 811.0082 | 9.5607 | 1.5759 | 0 | 0 | 11.1367 | 0.13133 | 0.89304 | 0 | 0 | 1.0244 | 3.3358 | 0.026266 | 3.362 | 0.21013 | 0 | 1.3921
|  |  | Adj 18 - Wholesale Load - Distribution | 6582.458 | DIST_OHLINES | TOTAL | 6582.458 | 5028.6763 | 1199.6869 | 5.0359 | 0 | 1204.7228 | 168.7897 | 35.1164 | 0 | 0 | 203.9061 | 8.688 | 78.8341 | 0 | 0 | 87.5222 | 46.8325 | 0.7945 | 47.627 | 0.94821 | 6.1387 | 2.9167
[5 empty] | DIST_OHLINES | PRODUCTION | 0 | 0 | 0 | 0 | 0 | 0 | 0 | 0 | 0 | 0 | 0 | 0 | 0 | 0 | 0 | 0 | 0 | 0 | 0 | 0 | 0 | 0
[5 empty] | DIST_OHLINES | BULKTRAN | 0 | 0 | 0 | 0 | 0 | 0 | 0 | 0 | 0 | 0 | 0 | 0 | 0 | 0 | 0 | 0 | 0 | 0 | 0 | 0 | 0 | 0
[5 empty] | DIST_OHLINES | SUBTRAN | 0 | 0 | 0 | 0 | 0 | 0 | 0 | 0 | 0 | 0 | 0 | 0 | 0 | 0 | 0 | 0 | 0 | 0 | 0 | 0 | 0 | 0
[5 empty] | DIST_OHLINES | DISTPRI | -67524.0831 | -44869.6624 | -11296.4592 | -131.8256 | 0 | -11428.2848 | -4871.3461 | -1382.8699 | 0 | 0 | -6254.216 | -277.8308 | -3213.5015 | 0 | 0 | -3491.3322 | -1322.0013 | -31.6741 | -1353.6753 | -22.7447 | -83.375 | -20.7927
[5 empty] | DIST_OHLINES | DISTSEC | -28666.2205 | -21402.2507 | -4804.5217 | 0 | 0 | -4804.5217 | -1693.6445 | 0 | 0 | 0 | -1693.6445 | -74.9616 | 0 | 0 | 0 | -74.9616 | -471.3665 | 0 | -471.3665 | -7.6862 | -169.7237 | -42.0654
[5 empty] | DIST_OHLINES | ENERGY | 0 | 0 | 0 | 0 | 0 | 0 | 0 | 0 | 0 | 0 | 0 | 0 | 0 | 0 | 0 | 0 | 0 | 0 | 0 | 0 | 0 | 0
[5 empty] | DIST_OHLINES | CUSTOMER | -175203.6864 | -141059.8357 | -33361.9718 | -75.8054 | 0 | -33437.7772 | -394.1883 | -64.9761 | 0 | 0 | -459.1643 | -5.4147 | -36.8198 | 0 | 0 | -42.2345 | -137.5327 | -1.0829 | -138.6157 | -8.6635 | 0 | -57.3955
|  |  | Adj 17 - Rent from Electric Prop - Pole Attch | -271393.99 | DIST_OHLINES | TOTAL | -271393.99 | -207331.7488 | -49462.9526 | -207.6311 | 0 | -49670.5837 | -6959.1789 | -1447.846 | 0 | 0 | -8407.0249 | -358.2071 | -3250.3212 | 0 | 0 | -3608.5283 | -1930.9005 | -32.757 | -1963.6575 | -39.0944 | -253.0987 | -120.2537
[6 empty] | PRODUCTION | -4793094.69 | -2350260.0323 | -594524.4011 | -6950.8945 | -171.2388 | -601646.5344 | -248756.4684 | -70844.621 | -5606.3236 | -1183.3961 | -326390.8091 | -14942.8766 | -162903.5691 | -1087973.9849 | -170682.5603 | -1436502.9909 | -67519.2707 | -1629.9399 | -69149.2105 | -1177.185 | -6382.9317 | -1584.9961
[6 empty] | BULKTRAN | 1066130.5291 | 522769.5537 | 132240.3698 | 1546.0911 | 38.0887 | 133824.5496 | 55331.0298 | 15758.0057 | 1247.0175 | 263.2234 | 72599.2764 | 3323.7518 | 36234.7251 | 241998.6158 | 37965.0101 | 319522.1027 | 15018.3463 | 362.5484 | 15380.8946 | 261.8419 | 1419.7588 | 352.5515
[6 empty] | SUBTRAN | 408870.2029 | 194173.1984 | 49705.4736 | 579.229 | 18.9896 | 50303.6921 | 21664.0603 | 6140.629 | 629.0026 | 0 | 28433.6919 | 1213.2847 | 14022.9993 | 114227.7816 | 0 | 129464.0656 | 5879.5031 | 140.671 | 6020.1742 | 96.5469 | 303.2828 | 75.5509
[6 empty] | DISTPRI | 137436.4078 | 138867.0711 | 8461.3289 | 48.9331 | 0 | 8510.262 | -4326.6657 | -931.2116 | 0 | 0 | -5257.8773 | -271.0922 | -3135.5604 | 0 | 0 | -3406.6526 | -1289.9371 | -30.9058 | -1320.8429 | -22.1931 | 86.9289 | -20.2884
[6 empty] | DISTSEC | 51592.7365 | 51398.0889 | 2187.1948 | 0 | 0 | 2187.1948 | -1529.5324 | 0 | 0 | 0 | -1529.5324 | -73.1435 | 0 | 0 | 0 | -73.1435 | -459.9339 | 0 | -459.9339 | -7.4998 | 118.6076 | -41.0451
[6 empty] | ENERGY | 0 | 0 | 0 | 0 | 0 | 0 | 0 | 0 | 0 | 0 | 0 | 0 | 0 | 0 | 0 | 0 | 0 | 0 | 0 | 0 | 0 | 0
[6 empty] | CUSTOMER | 189307.3237 | 177402.8379 | -186.6468 | 83.2136 | 18.1254 | -85.3077 | -359.5766 | -33.7814 | 0 | 0 | -393.358 | -5.2833 | -35.9267 | 131.1201 | 0 | 89.91 | -134.197 | -1.0567 | -135.2536 | -8.4534 | 12492.952 | -56.0035
|  | Total Other Operating Revenue Adjustments |  | -2939757.49 |  | TOTAL | -2939757.49 | -1265649.2823 | -402116.6808 | -4693.4278 | -96.0351 | -406906.1436 | -177977.1529 | -49910.9794 | -3730.3036 | -920.1727 | -232538.6086 | -10755.3592 | -115817.3318 | -731616.4675 | -132717.5502 | -990906.7087 | -48505.4892 | -1158.683 | -49664.1722 | -856.9424 | 8038.5984 | -1274.2307
[6 empty] | PRODUCTION | -60068731.2547 | -29646965.7525 | -7321996.6499 | -85527.368 | -1914.7561 | -7409438.774 | -3108519.9449 | -838972.3233 | -66494.8981 | -14927.7768 | -4028914.943 | -195853.9821 | -2002286.7616 | -13644801.8718 | -2153050.2393 | -17995992.8548 | -851711.9828 | -20560.6386 | -872272.6214 | -14849.4277 | -80303.1789 | -19993.7024
[6 empty] | BULKTRAN | 71133412.6427 | 34871335.6627 | 8826686.4857 | 103464.9814 | 2634.644 | 8932786.1111 | 3694651.0676 | 1060963.7551 | 83358.841 | 17558.316 | 4856531.9797 | 221481.3444 | 2422196.2963 | 16134923.9302 | 2532455.8997 | 21311057.4707 | 1001798.7487 | 24183.788 | 1025982.5367 | 17466.1604 | 94735.7738 | 23516.9476
[6 empty] | SUBTRAN | 27279555.3659 | 12952320.5072 | 3317661.5966 | 38758.6046 | 1310.7699 | 3357730.9711 | 1446549.8597 | 413336.7413 | 42043.6558 | 0 | 1901930.2568 | 80850.2841 | 937350.5806 | 7616080.3856 | 0 | 8634281.2503 | 392192.2419 | 9383.4606 | 401575.7026 | 6440.1637 | 20236.8899 | 5039.6243
[6 empty] | DISTPRI | 2069254.8834 | 1358276.3123 | 367586.0748 | 4400.9437 | 0 | 371987.0185 | 136318.8407 | 58210.668 | 0 | 0 | 194529.5087 | 4825.0033 | 101515.7186 | 0 | 0 | 106340.7219 | 33815.3796 | 810.1885 | 34625.5681 | 581.7855 | 2382.1128 | 531.8556
[6 empty] | DISTSEC | 811942.567 | 603985.3442 | 144824.5342 | 0 | 0 | 144824.5342 | 44596.7601 | 0 | 0 | 0 | 44596.7601 | 1307.8725 | 0 | 0 | 0 | 1307.8725 | 11467.0751 | 0 | 11467.0751 | 186.9853 | 4550.6577 | 1023.3379
[6 empty] | ENERGY | 367719.057 | 878.3713 | 140362.2985 | 1565.7908 | 190.5878 | 142118.6771 | 25480.7494 | 45085.6774 | 3786.8263 | 0.59942 | 74353.8525 | -7448.1007 | 56387.6412 | 100492.5061 | 119.3795 | 149551.4261 | 35.8906 | 0.84356 | 36.7342 | 0.82409 | 775.6319 | 3.5398
[6 empty] | CUSTOMER | 4499724.9588 | 3504945.1925 | 897478.7512 | 3340.4662 | 790.5 | 901609.7174 | 10113.7923 | 3910.5039 | 1074.8509 | 138.2449 | 15237.3921 | 86.6395 | 1588.8258 | 1148.5016 | 207.3692 | 3031.3361 | 3226.1672 | 29.1743 | 3255.3415 | 201.2466 | 63452.6379 | 7992.0947
| Total Other Operating Revenues |  |  | 46092878.22 |  | TOTAL | 46092878.22 | 23644775.6376 | 6372603.0912 | 66003.4187 | 3011.7456 | 6441618.2554 | 2249191.1251 | 742535.0224 | 63769.276 | 2769.3835 | 3058264.8069 | 105249.061 | 1516752.301 | 10207843.4516 | 379732.4091 | 12209577.2228 | 590823.5204 | 13846.8164 | 604670.3368 | 10027.7379 | 105830.5251 | 18113.6975
[6 empty] | PRODUCTION | 184903616.8211 | 85134744.3862 | 25261948.1086 | 276062.1071 | 4443.4254 | 25542453.641 | 11610515.2526 | 3562677.5785 | 230541.3647 | 254826.102 | 15658560.2977 | 645279.7832 | 7529918.2459 | 40257342.9307 | 6216718.9816 | 54649259.9414 | 3389903.2626 | 78717.6756 | 3468620.9382 | 59546.836 | 307826.8476 | 82603.9331
[6 empty] | BULKTRAN | 55016646.1309 | 19880622.7172 | 9853137.4246 | 159370.5063 | 5069.3309 | 10017577.2618 | 5595692.0577 | 1851844.3808 | 95769.9885 | -448844.0614 | 7094462.3657 | 247713.1929 | 3356474.6759 | 10972869.687 | 1355943.0463 | 15933000.6022 | 1827585.5472 | 37982.4647 | 1865568.0119 | 30528.2263 | 150699.3305 | 44187.6155
[6 empty] | SUBTRAN | 21631474.7696 | 7538558.5632 | 3695376.7962 | 59097.1173 | 2453.0325 | 3756926.946 | 2172312.636 | 713244.383 | 48092.3608 | 0 | 2933649.3798 | 90207.3624 | 1289841.9104 | 5247885.0207 | 0 | 6627934.2935 | 707407.7347 | 14606.1749 | 722013.9096 | 11136.9245 | 31896.023 | 9358.7301
[6 empty] | DISTPRI | 51779502.3675 | 27463943.2646 | 10677087.2213 | 142796.2338 | 0 | 10819883.4551 | 5758653.0846 | 1857635.9025 | 0 | 0 | 7616288.987 | 265604.3797 | 3599867.3892 | 0 | 0 | 3865471.7689 | 1811447.5148 | 39001.0511 | 1850448.5659 | 30556.2446 | 103304.8148 | 29605.2666
[6 empty] | DISTSEC | 17505060.2934 | 11179055.9314 | 3818660.236 | 0 | 0 | 3818660.236 | 1674256.2541 | 0 | 0 | 0 | 1674256.2541 | 60255.2107 | 0 | 0 | 0 | 60255.2107 | 538558.4507 | 0 | 538558.4507 | 8616.7119 | 175732.3081 | 49925.1906
[6 empty] | ENERGY | 238665417.0111 | 85604279.8884 | 28502433.2506 | 294289.9496 | 5897.8925 | 28802621.0928 | 14007241.9519 | 4029233.1506 | 298158.9133 | 465918.7923 | 18800552.8081 | 930371.1125 | 11270876.3478 | 75137846.5028 | 12165844.6734 | 99504938.6365 | 3859070.118 | 90946.0445 | 3950016.1626 | 90045.5375 | 1523363.2881 | 389599.597
[6 empty] | CUSTOMER | 95963787.0108 | 65201623.9774 | 21772486.0249 | 157172.0232 | 17823.7365 | 21947481.7846 | 405992.0732 | 162389.8598 | 53958.8654 | -87400.3179 | 534940.4805 | 4899.3718 | 86868.782 | 110511.1049 | 25499.101 | 227778.3597 | 156452.8268 | 1979.1196 | 158431.9464 | 9255.5473 | 6656052.8042 | 1228222.1104
Total Operating Revenues |  |  |  | 665465504.4044 |  | TOTAL | 665465504.4044 | 302002828.7284 | 103581129.0622 | 1088787.9373 | 35687.4177 | 104705604.4173 | 41224663.3101 | 12177025.2552 | 726521.4928 | 184500.515 | 54312710.573 | 2244330.4132 | 27133847.3513 | 131726455.246 | 19764005.8023 | 180868638.8128 | 12290425.4548 | 263232.5305 | 12553657.9853 | 239686.0282 | 8948875.4163 | 1833502.4432
Operating Expense
O&M Expense
Production
[5 empty] | LABOR_PROD | PRODUCTION | 2332041.9019 | 1143500.229 | 289261.0943 | 3381.9022 | 83.3149 | 292726.3113 | 121030.471 | 34468.884 | 2727.7119 | 575.7719 | 158802.8388 | 7270.3371 | 79259.4292 | 529345.0443 | 83044.2352 | 698919.0457 | 32850.9613 | 793.0342 | 33643.9956 | 572.7499 | 3105.5644 | 771.1672
[5 empty] | LABOR_PROD | BULKTRAN | 0 | 0 | 0 | 0 | 0 | 0 | 0 | 0 | 0 | 0 | 0 | 0 | 0 | 0 | 0 | 0 | 0 | 0 | 0 | 0 | 0 | 0
[5 empty] | LABOR_PROD | SUBTRAN | 0 | 0 | 0 | 0 | 0 | 0 | 0 | 0 | 0 | 0 | 0 | 0 | 0 | 0 | 0 | 0 | 0 | 0 | 0 | 0 | 0 | 0
[5 empty] | LABOR_PROD | DISTPRI | 0 | 0 | 0 | 0 | 0 | 0 | 0 | 0 | 0 | 0 | 0 | 0 | 0 | 0 | 0 | 0 | 0 | 0 | 0 | 0 | 0 | 0
[5 empty] | LABOR_PROD | DISTSEC | 0 | 0 | 0 | 0 | 0 | 0 | 0 | 0 | 0 | 0 | 0 | 0 | 0 | 0 | 0 | 0 | 0 | 0 | 0 | 0 | 0 | 0
[5 empty] | LABOR_PROD | ENERGY | 1682079.0981 | 611490.387 | 197368.4021 | 2259.4937 | 57.2667 | 199685.1625 | 95510.063 | 26659.7136 | 2110.6697 | 432.6776 | 124713.124 | 6364.2714 | 76058.1942 | 537695.8448 | 86170.9568 | 706289.2673 | 25906.7096 | 608.8992 | 26515.6088 | 594.8452 | 10235.5699 | 2555.1334
[5 empty] | LABOR_PROD | CUSTOMER | 0 | 0 | 0 | 0 | 0 | 0 | 0 | 0 | 0 | 0 | 0 | 0 | 0 | 0 | 0 | 0 | 0 | 0 | 0 | 0 | 0 | 0
|  |  | 500-Supervision & Engineering | 4014121 | LABOR_PROD | TOTAL | 4014121 | 1754990.616 | 486629.4963 | 5641.3959 | 140.5816 | 492411.4738 | 216540.534 | 61128.5976 | 4838.3817 | 1008.4495 | 283515.9628 | 13634.6086 | 155317.6234 | 1067040.8891 | 169215.192 | 1405208.313 | 58757.671 | 1401.9334 | 60159.6044 | 1167.5951 | 13341.1343 | 3326.3006
[5 empty] | PROD_ENERGY | PRODUCTION | 0 | 0 | 0 | 0 | 0 | 0 | 0 | 0 | 0 | 0 | 0 | 0 | 0 | 0 | 0 | 0 | 0 | 0 | 0 | 0 | 0 | 0
[5 empty] | PROD_ENERGY | BULKTRAN | 0 | 0 | 0 | 0 | 0 | 0 | 0 | 0 | 0 | 0 | 0 | 0 | 0 | 0 | 0 | 0 | 0 | 0 | 0 | 0 | 0 | 0
[5 empty] | PROD_ENERGY | SUBTRAN | 0 | 0 | 0 | 0 | 0 | 0 | 0 | 0 | 0 | 0 | 0 | 0 | 0 | 0 | 0 | 0 | 0 | 0 | 0 | 0 | 0 | 0
[5 empty] | PROD_ENERGY | DISTPRI | 0 | 0 | 0 | 0 | 0 | 0 | 0 | 0 | 0 | 0 | 0 | 0 | 0 | 0 | 0 | 0 | 0 | 0 | 0 | 0 | 0 | 0
[5 empty] | PROD_ENERGY | DISTSEC | 0 | 0 | 0 | 0 | 0 | 0 | 0 | 0 | 0 | 0 | 0 | 0 | 0 | 0 | 0 | 0 | 0 | 0 | 0 | 0 | 0 | 0
[5 empty] | PROD_ENERGY | ENERGY | 129122177 | 46940105.2947 | 15150677.3804 | 173446.5116 | 4395.9911 | 15328519.8831 | 7331680.9395 | 2046491.3129 | 162022.2688 | 33213.8238 | 9573408.345 | 488543.3657 | 5838488.5838 | 41275382.4279 | 6614779.0262 | 54217193.4035 | 1988688.1364 | 46741.1949 | 2035429.3313 | 45662.3641 | 785717.554 | 196140.8243
[5 empty] | PROD_ENERGY | CUSTOMER | 0 | 0 | 0 | 0 | 0 | 0 | 0 | 0 | 0 | 0 | 0 | 0 | 0 | 0 | 0 | 0 | 0 | 0 | 0 | 0 | 0 | 0
|  |  | 501-Fuel Delivered and Consumed | 129122177 | PROD_ENERGY | TOTAL | 129122177 | 46940105.2947 | 15150677.3804 | 173446.5116 | 4395.9911 | 15328519.8831 | 7331680.9395 | 2046491.3129 | 162022.2688 | 33213.8238 | 9573408.345 | 488543.3657 | 5838488.5838 | 41275382.4279 | 6614779.0262 | 54217193.4035 | 1988688.1364 | 46741.1949 | 2035429.3313 | 45662.3641 | 785717.554 | 196140.8243
[5 empty] | PROD_ENERGY | PRODUCTION | 0 | 0 | 0 | 0 | 0 | 0 | 0 | 0 | 0 | 0 | 0 | 0 | 0 | 0 | 0 | 0 | 0 | 0 | 0 | 0 | 0 | 0
[5 empty] | PROD_ENERGY | BULKTRAN | 0 | 0 | 0 | 0 | 0 | 0 | 0 | 0 | 0 | 0 | 0 | 0 | 0 | 0 | 0 | 0 | 0 | 0 | 0 | 0 | 0 | 0
[5 empty] | PROD_ENERGY | SUBTRAN | 0 | 0 | 0 | 0 | 0 | 0 | 0 | 0 | 0 | 0 | 0 | 0 | 0 | 0 | 0 | 0 | 0 | 0 | 0 | 0 | 0 | 0
[5 empty] | PROD_ENERGY | DISTPRI | 0 | 0 | 0 | 0 | 0 | 0 | 0 | 0 | 0 | 0 | 0 | 0 | 0 | 0 | 0 | 0 | 0 | 0 | 0 | 0 | 0 | 0
[5 empty] | PROD_ENERGY | DISTSEC | 0 | 0 | 0 | 0 | 0 | 0 | 0 | 0 | 0 | 0 | 0 | 0 | 0 | 0 | 0 | 0 | 0 | 0 | 0 | 0 | 0 | 0
[5 empty] | PROD_ENERGY | ENERGY | 5054588 | 1837506.9136 | 593085.0444 | 6789.6985 | 172.0845 | 600046.8274 | 287004.3501 | 80111.4934 | 6342.4877 | 1300.181 | 374758.5122 | 19124.4098 | 228552.1745 | 1615756.9332 | 258940.6674 | 2122374.185 | 77848.7431 | 1829.7204 | 79678.4635 | 1787.4887 | 30757.5245 | 7678.085
[5 empty] | PROD_ENERGY | CUSTOMER | 0 | 0 | 0 | 0 | 0 | 0 | 0 | 0 | 0 | 0 | 0 | 0 | 0 | 0 | 0 | 0 | 0 | 0 | 0 | 0 | 0 | 0
|  |  | 502-Steam / Consumables | 5054588 | PROD_ENERGY | TOTAL | 5054588 | 1837506.9136 | 593085.0444 | 6789.6985 | 172.0845 | 600046.8274 | 287004.3501 | 80111.4934 | 6342.4877 | 1300.181 | 374758.5122 | 19124.4098 | 228552.1745 | 1615756.9332 | 258940.6674 | 2122374.185 | 77848.7431 | 1829.7204 | 79678.4635 | 1787.4887 | 30757.5245 | 7678.085
[5 empty] | PROD_DEMAND | PRODUCTION | 0 | 0 | 0 | 0 | 0 | 0 | 0 | 0 | 0 | 0 | 0 | 0 | 0 | 0 | 0 | 0 | 0 | 0 | 0 | 0 | 0 | 0
[5 empty] | PROD_DEMAND | BULKTRAN | 0 | 0 | 0 | 0 | 0 | 0 | 0 | 0 | 0 | 0 | 0 | 0 | 0 | 0 | 0 | 0 | 0 | 0 | 0 | 0 | 0 | 0
[5 empty] | PROD_DEMAND | SUBTRAN | 0 | 0 | 0 | 0 | 0 | 0 | 0 | 0 | 0 | 0 | 0 | 0 | 0 | 0 | 0 | 0 | 0 | 0 | 0 | 0 | 0 | 0
[5 empty] | PROD_DEMAND | DISTPRI | 0 | 0 | 0 | 0 | 0 | 0 | 0 | 0 | 0 | 0 | 0 | 0 | 0 | 0 | 0 | 0 | 0 | 0 | 0 | 0 | 0 | 0
[5 empty] | PROD_DEMAND | DISTSEC | 0 | 0 | 0 | 0 | 0 | 0 | 0 | 0 | 0 | 0 | 0 | 0 | 0 | 0 | 0 | 0 | 0 | 0 | 0 | 0 | 0 | 0
[5 empty] | PROD_DEMAND | ENERGY | 0 | 0 | 0 | 0 | 0 | 0 | 0 | 0 | 0 | 0 | 0 | 0 | 0 | 0 | 0 | 0 | 0 | 0 | 0 | 0 | 0 | 0
[5 empty] | PROD_DEMAND | CUSTOMER | 0 | 0 | 0 | 0 | 0 | 0 | 0 | 0 | 0 | 0 | 0 | 0 | 0 | 0 | 0 | 0 | 0 | 0 | 0 | 0 | 0 | 0
|  |  | 503-Steam other Sources | 0 | PROD_DEMAND | TOTAL | 0 | 0 | 0 | 0 | 0 | 0 | 0 | 0 | 0 | 0 | 0 | 0 | 0 | 0 | 0 | 0 | 0 | 0 | 0 | 0 | 0 | 0
[5 empty] | PROD_DEMAND | PRODUCTION | 0 | 0 | 0 | 0 | 0 | 0 | 0 | 0 | 0 | 0 | 0 | 0 | 0 | 0 | 0 | 0 | 0 | 0 | 0 | 0 | 0 | 0
[5 empty] | PROD_DEMAND | BULKTRAN | 0 | 0 | 0 | 0 | 0 | 0 | 0 | 0 | 0 | 0 | 0 | 0 | 0 | 0 | 0 | 0 | 0 | 0 | 0 | 0 | 0 | 0
[5 empty] | PROD_DEMAND | SUBTRAN | 0 | 0 | 0 | 0 | 0 | 0 | 0 | 0 | 0 | 0 | 0 | 0 | 0 | 0 | 0 | 0 | 0 | 0 | 0 | 0 | 0 | 0
[5 empty] | PROD_DEMAND | DISTPRI | 0 | 0 | 0 | 0 | 0 | 0 | 0 | 0 | 0 | 0 | 0 | 0 | 0 | 0 | 0 | 0 | 0 | 0 | 0 | 0 | 0 | 0
[5 empty] | PROD_DEMAND | DISTSEC | 0 | 0 | 0 | 0 | 0 | 0 | 0 | 0 | 0 | 0 | 0 | 0 | 0 | 0 | 0 | 0 | 0 | 0 | 0 | 0 | 0 | 0
[5 empty] | PROD_DEMAND | ENERGY | 0 | 0 | 0 | 0 | 0 | 0 | 0 | 0 | 0 | 0 | 0 | 0 | 0 | 0 | 0 | 0 | 0 | 0 | 0 | 0 | 0 | 0
[5 empty] | PROD_DEMAND | CUSTOMER | 0 | 0 | 0 | 0 | 0 | 0 | 0 | 0 | 0 | 0 | 0 | 0 | 0 | 0 | 0 | 0 | 0 | 0 | 0 | 0 | 0 | 0
|  |  | 504-Steam Transferred Credit | 0 | PROD_DEMAND | TOTAL | 0 | 0 | 0 | 0 | 0 | 0 | 0 | 0 | 0 | 0 | 0 | 0 | 0 | 0 | 0 | 0 | 0 | 0 | 0 | 0 | 0 | 0
[5 empty] | PROD_DEMAND | PRODUCTION | 57265 | 28079.4871 | 7103.0184 | 83.0451 | 2.0459 | 7188.1094 | 2971.992 | 846.4087 | 66.981 | 14.1385 | 3899.5202 | 178.5285 | 1946.2734 | 12998.456 | 2039.2121 | 17162.47 | 806.6795 | 19.4735 | 826.153 | 14.0643 | 76.2594 | 18.9366
[5 empty] | PROD_DEMAND | BULKTRAN | 0 | 0 | 0 | 0 | 0 | 0 | 0 | 0 | 0 | 0 | 0 | 0 | 0 | 0 | 0 | 0 | 0 | 0 | 0 | 0 | 0 | 0
[5 empty] | PROD_DEMAND | SUBTRAN | 0 | 0 | 0 | 0 | 0 | 0 | 0 | 0 | 0 | 0 | 0 | 0 | 0 | 0 | 0 | 0 | 0 | 0 | 0 | 0 | 0 | 0
[5 empty] | PROD_DEMAND | DISTPRI | 0 | 0 | 0 | 0 | 0 | 0 | 0 | 0 | 0 | 0 | 0 | 0 | 0 | 0 | 0 | 0 | 0 | 0 | 0 | 0 | 0 | 0
[5 empty] | PROD_DEMAND | DISTSEC | 0 | 0 | 0 | 0 | 0 | 0 | 0 | 0 | 0 | 0 | 0 | 0 | 0 | 0 | 0 | 0 | 0 | 0 | 0 | 0 | 0 | 0
[5 empty] | PROD_DEMAND | ENERGY | 0 | 0 | 0 | 0 | 0 | 0 | 0 | 0 | 0 | 0 | 0 | 0 | 0 | 0 | 0 | 0 | 0 | 0 | 0 | 0 | 0 | 0
[5 empty] | PROD_DEMAND | CUSTOMER | 0 | 0 | 0 | 0 | 0 | 0 | 0 | 0 | 0 | 0 | 0 | 0 | 0 | 0 | 0 | 0 | 0 | 0 | 0 | 0 | 0 | 0
|  |  | 505-Electric | 57265 | PROD_DEMAND | TOTAL | 57265 | 28079.4871 | 7103.0184 | 83.0451 | 2.0459 | 7188.1094 | 2971.992 | 846.4087 | 66.981 | 14.1385 | 3899.5202 | 178.5285 | 1946.2734 | 12998.456 | 2039.2121 | 17162.47 | 806.6795 | 19.4735 | 826.153 | 14.0643 | 76.2594 | 18.9366
[5 empty] | PROD_DEMAND | PRODUCTION | 5986481 | 2935428.5568 | 742549.2842 | 8681.5306 | 213.8739 | 751444.6886 | 310691.9366 | 88483.5383 | 7002.1879 | 1478.0384 | 407655.7013 | 18663.3589 | 203463.3539 | 1358858.1095 | 213179.1609 | 1794163.9833 | 84330.2411 | 2035.7629 | 86366.004 | 1470.2809 | 7972.1562 | 1979.629
[5 empty] | PROD_DEMAND | BULKTRAN | 0 | 0 | 0 | 0 | 0 | 0 | 0 | 0 | 0 | 0 | 0 | 0 | 0 | 0 | 0 | 0 | 0 | 0 | 0 | 0 | 0 | 0
[5 empty] | PROD_DEMAND | SUBTRAN | 0 | 0 | 0 | 0 | 0 | 0 | 0 | 0 | 0 | 0 | 0 | 0 | 0 | 0 | 0 | 0 | 0 | 0 | 0 | 0 | 0 | 0
[5 empty] | PROD_DEMAND | DISTPRI | 0 | 0 | 0 | 0 | 0 | 0 | 0 | 0 | 0 | 0 | 0 | 0 | 0 | 0 | 0 | 0 | 0 | 0 | 0 | 0 | 0 | 0
[5 empty] | PROD_DEMAND | DISTSEC | 0 | 0 | 0 | 0 | 0 | 0 | 0 | 0 | 0 | 0 | 0 | 0 | 0 | 0 | 0 | 0 | 0 | 0 | 0 | 0 | 0 | 0
[5 empty] | PROD_DEMAND | ENERGY | 0 | 0 | 0 | 0 | 0 | 0 | 0 | 0 | 0 | 0 | 0 | 0 | 0 | 0 | 0 | 0 | 0 | 0 | 0 | 0 | 0 | 0
[5 empty] | PROD_DEMAND | CUSTOMER | 0 | 0 | 0 | 0 | 0 | 0 | 0 | 0 | 0 | 0 | 0 | 0 | 0 | 0 | 0 | 0 | 0 | 0 | 0 | 0 | 0 | 0
|  |  | 506-Misc. Steam Power Expenses | 5986481 | PROD_DEMAND | TOTAL | 5986481 | 2935428.5568 | 742549.2842 | 8681.5306 | 213.8739 | 751444.6886 | 310691.9366 | 88483.5383 | 7002.1879 | 1478.0384 | 407655.7013 | 18663.3589 | 203463.3539 | 1358858.1095 | 213179.1609 | 1794163.9833 | 84330.2411 | 2035.7629 | 86366.004 | 1470.2809 | 7972.1562 | 1979.629
[5 empty] | PROD_DEMAND | PRODUCTION | 951 | 466.3161 | 117.9598 | 1.3791 | 0.033976 | 119.373 | 49.3559 | 14.0563 | 1.1124 | 0.2348 | 64.7593 | 2.9648 | 32.3218 | 215.8654 | 33.8652 | 285.0172 | 13.3965 | 0.3234 | 13.7199 | 0.23357 | 1.2664 | 0.31448
[5 empty] | PROD_DEMAND | BULKTRAN | 0 | 0 | 0 | 0 | 0 | 0 | 0 | 0 | 0 | 0 | 0 | 0 | 0 | 0 | 0 | 0 | 0 | 0 | 0 | 0 | 0 | 0
[5 empty] | PROD_DEMAND | SUBTRAN | 0 | 0 | 0 | 0 | 0 | 0 | 0 | 0 | 0 | 0 | 0 | 0 | 0 | 0 | 0 | 0 | 0 | 0 | 0 | 0 | 0 | 0
[5 empty] | PROD_DEMAND | DISTPRI | 0 | 0 | 0 | 0 | 0 | 0 | 0 | 0 | 0 | 0 | 0 | 0 | 0 | 0 | 0 | 0 | 0 | 0 | 0 | 0 | 0 | 0
[5 empty] | PROD_DEMAND | DISTSEC | 0 | 0 | 0 | 0 | 0 | 0 | 0 | 0 | 0 | 0 | 0 | 0 | 0 | 0 | 0 | 0 | 0 | 0 | 0 | 0 | 0 | 0
[5 empty] | PROD_DEMAND | ENERGY | 0 | 0 | 0 | 0 | 0 | 0 | 0 | 0 | 0 | 0 | 0 | 0 | 0 | 0 | 0 | 0 | 0 | 0 | 0 | 0 | 0 | 0
[5 empty] | PROD_DEMAND | CUSTOMER | 0 | 0 | 0 | 0 | 0 | 0 | 0 | 0 | 0 | 0 | 0 | 0 | 0 | 0 | 0 | 0 | 0 | 0 | 0 | 0 | 0 | 0
|  |  | 507-Rents | 951 | PROD_DEMAND | TOTAL | 951 | 466.3161 | 117.9598 | 1.3791 | 0.033976 | 119.373 | 49.3559 | 14.0563 | 1.1124 | 0.2348 | 64.7593 | 2.9648 | 32.3218 | 215.8654 | 33.8652 | 285.0172 | 13.3965 | 0.3234 | 13.7199 | 0.23357 | 1.2664 | 0.31448
[5 empty] | PROD_DEMAND | PRODUCTION | 0 | 0 | 0 | 0 | 0 | 0 | 0 | 0 | 0 | 0 | 0 | 0 | 0 | 0 | 0 | 0 | 0 | 0 | 0 | 0 | 0 | 0
[5 empty] | PROD_DEMAND | BULKTRAN | 0 | 0 | 0 | 0 | 0 | 0 | 0 | 0 | 0 | 0 | 0 | 0 | 0 | 0 | 0 | 0 | 0 | 0 | 0 | 0 | 0 | 0
[5 empty] | PROD_DEMAND | SUBTRAN | 0 | 0 | 0 | 0 | 0 | 0 | 0 | 0 | 0 | 0 | 0 | 0 | 0 | 0 | 0 | 0 | 0 | 0 | 0 | 0 | 0 | 0
[5 empty] | PROD_DEMAND | DISTPRI | 0 | 0 | 0 | 0 | 0 | 0 | 0 | 0 | 0 | 0 | 0 | 0 | 0 | 0 | 0 | 0 | 0 | 0 | 0 | 0 | 0 | 0
[5 empty] | PROD_DEMAND | DISTSEC | 0 | 0 | 0 | 0 | 0 | 0 | 0 | 0 | 0 | 0 | 0 | 0 | 0 | 0 | 0 | 0 | 0 | 0 | 0 | 0 | 0 | 0
[5 empty] | PROD_DEMAND | ENERGY | 0 | 0 | 0 | 0 | 0 | 0 | 0 | 0 | 0 | 0 | 0 | 0 | 0 | 0 | 0 | 0 | 0 | 0 | 0 | 0 | 0 | 0
[5 empty] | PROD_DEMAND | CUSTOMER | 0 | 0 | 0 | 0 | 0 | 0 | 0 | 0 | 0 | 0 | 0 | 0 | 0 | 0 | 0 | 0 | 0 | 0 | 0 | 0 | 0 | 0
|  |  | 508-IPP Operations | 0 | PROD_DEMAND | TOTAL | 0 | 0 | 0 | 0 | 0 | 0 | 0 | 0 | 0 | 0 | 0 | 0 | 0 | 0 | 0 | 0 | 0 | 0 | 0 | 0 | 0 | 0
[5 empty] | PROD_ENERGY | PRODUCTION | 0 | 0 | 0 | 0 | 0 | 0 | 0 | 0 | 0 | 0 | 0 | 0 | 0 | 0 | 0 | 0 | 0 | 0 | 0 | 0 | 0 | 0
[5 empty] | PROD_ENERGY | BULKTRAN | 0 | 0 | 0 | 0 | 0 | 0 | 0 | 0 | 0 | 0 | 0 | 0 | 0 | 0 | 0 | 0 | 0 | 0 | 0 | 0 | 0 | 0
[5 empty] | PROD_ENERGY | SUBTRAN | 0 | 0 | 0 | 0 | 0 | 0 | 0 | 0 | 0 | 0 | 0 | 0 | 0 | 0 | 0 | 0 | 0 | 0 | 0 | 0 | 0 | 0
[5 empty] | PROD_ENERGY | DISTPRI | 0 | 0 | 0 | 0 | 0 | 0 | 0 | 0 | 0 | 0 | 0 | 0 | 0 | 0 | 0 | 0 | 0 | 0 | 0 | 0 | 0 | 0
[5 empty] | PROD_ENERGY | DISTSEC | 0 | 0 | 0 | 0 | 0 | 0 | 0 | 0 | 0 | 0 | 0 | 0 | 0 | 0 | 0 | 0 | 0 | 0 | 0 | 0 | 0 | 0
[5 empty] | PROD_ENERGY | ENERGY | 78692 | 28607.098 | 9233.4031 | 105.7049 | 2.6791 | 9341.7871 | 4468.2072 | 1247.2102 | 98.7426 | 20.2418 | 5834.4017 | 297.737 | 3558.1986 | 25154.7989 | 4031.2997 | 33042.0342 | 1211.9827 | 28.4859 | 1240.4686 | 27.8284 | 478.8464 | 119.5357
[5 empty] | PROD_ENERGY | CUSTOMER | 0 | 0 | 0 | 0 | 0 | 0 | 0 | 0 | 0 | 0 | 0 | 0 | 0 | 0 | 0 | 0 | 0 | 0 | 0 | 0 | 0 | 0
|  |  | 509-Allowances | 78692 | PROD_ENERGY | TOTAL | 78692 | 28607.098 | 9233.4031 | 105.7049 | 2.6791 | 9341.7871 | 4468.2072 | 1247.2102 | 98.7426 | 20.2418 | 5834.4017 | 297.737 | 3558.1986 | 25154.7989 | 4031.2997 | 33042.0342 | 1211.9827 | 28.4859 | 1240.4686 | 27.8284 | 478.8464 | 119.5357
[5 empty] | LABOR_PROD | PRODUCTION | 774175.0679 | 379611.2611 | 96026.8883 | 1122.7004 | 27.6583 | 97177.247 | 40178.8548 | 11442.7406 | 905.5269 | 191.1408 | 52718.2631 | 2413.556 | 26311.9946 | 175728.29 | 27568.4482 | 232022.2888 | 10905.6339 | 263.266 | 11168.8999 | 190.1375 | 1030.9637 | 256.0067
[5 empty] | LABOR_PROD | BULKTRAN | 0 | 0 | 0 | 0 | 0 | 0 | 0 | 0 | 0 | 0 | 0 | 0 | 0 | 0 | 0 | 0 | 0 | 0 | 0 | 0 | 0 | 0
[5 empty] | LABOR_PROD | SUBTRAN | 0 | 0 | 0 | 0 | 0 | 0 | 0 | 0 | 0 | 0 | 0 | 0 | 0 | 0 | 0 | 0 | 0 | 0 | 0 | 0 | 0 | 0
[5 empty] | LABOR_PROD | DISTPRI | 0 | 0 | 0 | 0 | 0 | 0 | 0 | 0 | 0 | 0 | 0 | 0 | 0 | 0 | 0 | 0 | 0 | 0 | 0 | 0 | 0 | 0
[5 empty] | LABOR_PROD | DISTSEC | 0 | 0 | 0 | 0 | 0 | 0 | 0 | 0 | 0 | 0 | 0 | 0 | 0 | 0 | 0 | 0 | 0 | 0 | 0 | 0 | 0 | 0
[5 empty] | LABOR_PROD | ENERGY | 558404.9321 | 202998.3301 | 65520.9908 | 750.091 | 19.011 | 66290.0929 | 31706.7671 | 8850.3065 | 700.6855 | 143.6373 | 41401.3964 | 2112.7666 | 25249.2709 | 178500.5307 | 28606.4355 | 234469.0037 | 8600.3295 | 202.1381 | 8802.4676 | 197.4726 | 3397.9334 | 848.2354
[5 empty] | LABOR_PROD | CUSTOMER | 0 | 0 | 0 | 0 | 0 | 0 | 0 | 0 | 0 | 0 | 0 | 0 | 0 | 0 | 0 | 0 | 0 | 0 | 0 | 0 | 0 | 0
|  |  | 510-Supervision & Engineering | 1332580 | LABOR_PROD | TOTAL | 1332580 | 582609.5912 | 161547.8792 | 1872.7914 | 46.6693 | 163467.3399 | 71885.622 | 20293.0471 | 1606.2123 | 334.7781 | 94119.6595 | 4526.3226 | 51561.2655 | 354228.8207 | 56174.8837 | 466491.2926 | 19505.9634 | 465.4041 | 19971.3675 | 387.6101 | 4428.8971 | 1104.2421
[5 empty] | PROD_DEMAND | PRODUCTION | 1959537 | 960845.0888 | 243056.4461 | 2841.6996 | 70.0067 | 245968.1524 | 101697.8665 | 28963.0531 | 2292.0053 | 483.8019 | 133436.7268 | 6109.0217 | 66599.0538 | 444790.9788 | 69779.3 | 587278.3542 | 27603.5667 | 666.3602 | 28269.9269 | 481.2627 | 2609.5021 | 647.9861
[5 empty] | PROD_DEMAND | BULKTRAN | 0 | 0 | 0 | 0 | 0 | 0 | 0 | 0 | 0 | 0 | 0 | 0 | 0 | 0 | 0 | 0 | 0 | 0 | 0 | 0 | 0 | 0
[5 empty] | PROD_DEMAND | SUBTRAN | 0 | 0 | 0 | 0 | 0 | 0 | 0 | 0 | 0 | 0 | 0 | 0 | 0 | 0 | 0 | 0 | 0 | 0 | 0 | 0 | 0 | 0
[5 empty] | PROD_DEMAND | DISTPRI | 0 | 0 | 0 | 0 | 0 | 0 | 0 | 0 | 0 | 0 | 0 | 0 | 0 | 0 | 0 | 0 | 0 | 0 | 0 | 0 | 0 | 0
[5 empty] | PROD_DEMAND | DISTSEC | 0 | 0 | 0 | 0 | 0 | 0 | 0 | 0 | 0 | 0 | 0 | 0 | 0 | 0 | 0 | 0 | 0 | 0 | 0 | 0 | 0 | 0
[5 empty] | PROD_DEMAND | ENERGY | 0 | 0 | 0 | 0 | 0 | 0 | 0 | 0 | 0 | 0 | 0 | 0 | 0 | 0 | 0 | 0 | 0 | 0 | 0 | 0 | 0 | 0
[5 empty] | PROD_DEMAND | CUSTOMER | 0 | 0 | 0 | 0 | 0 | 0 | 0 | 0 | 0 | 0 | 0 | 0 | 0 | 0 | 0 | 0 | 0 | 0 | 0 | 0 | 0 | 0
|  |  | 511-Structures | 1959537 | PROD_DEMAND | TOTAL | 1959537 | 960845.0888 | 243056.4461 | 2841.6996 | 70.0067 | 245968.1524 | 101697.8665 | 28963.0531 | 2292.0053 | 483.8019 | 133436.7268 | 6109.0217 | 66599.0538 | 444790.9788 | 69779.3 | 587278.3542 | 27603.5667 | 666.3602 | 28269.9269 | 481.2627 | 2609.5021 | 647.9861
[5 empty] | PROD_ENERGY | PRODUCTION | 0 | 0 | 0 | 0 | 0 | 0 | 0 | 0 | 0 | 0 | 0 | 0 | 0 | 0 | 0 | 0 | 0 | 0 | 0 | 0 | 0 | 0
[5 empty] | PROD_ENERGY | BULKTRAN | 0 | 0 | 0 | 0 | 0 | 0 | 0 | 0 | 0 | 0 | 0 | 0 | 0 | 0 | 0 | 0 | 0 | 0 | 0 | 0 | 0 | 0
[5 empty] | PROD_ENERGY | SUBTRAN | 0 | 0 | 0 | 0 | 0 | 0 | 0 | 0 | 0 | 0 | 0 | 0 | 0 | 0 | 0 | 0 | 0 | 0 | 0 | 0 | 0 | 0
[5 empty] | PROD_ENERGY | DISTPRI | 0 | 0 | 0 | 0 | 0 | 0 | 0 | 0 | 0 | 0 | 0 | 0 | 0 | 0 | 0 | 0 | 0 | 0 | 0 | 0 | 0 | 0
[5 empty] | PROD_ENERGY | DISTSEC | 0 | 0 | 0 | 0 | 0 | 0 | 0 | 0 | 0 | 0 | 0 | 0 | 0 | 0 | 0 | 0 | 0 | 0 | 0 | 0 | 0 | 0
[5 empty] | PROD_ENERGY | ENERGY | 14653787 | 5327127.5371 | 1719416.4813 | 19684.0566 | 498.8912 | 1739599.4291 | 832056.0676 | 232251.7208 | 18387.5448 | 3769.3626 | 1086464.6958 | 55443.6936 | 662597.0077 | 4684250.8119 | 750696.4733 | 6152987.9865 | 225691.7676 | 5304.5536 | 230996.3212 | 5182.1195 | 89169.3274 | 22259.5833
[5 empty] | PROD_ENERGY | CUSTOMER | 0 | 0 | 0 | 0 | 0 | 0 | 0 | 0 | 0 | 0 | 0 | 0 | 0 | 0 | 0 | 0 | 0 | 0 | 0 | 0 | 0 | 0
|  |  | 512-Boiler Plant | 14653787 | PROD_ENERGY | TOTAL | 14653787 | 5327127.5371 | 1719416.4813 | 19684.0566 | 498.8912 | 1739599.4291 | 832056.0676 | 232251.7208 | 18387.5448 | 3769.3626 | 1086464.6958 | 55443.6936 | 662597.0077 | 4684250.8119 | 750696.4733 | 6152987.9865 | 225691.7676 | 5304.5536 | 230996.3212 | 5182.1195 | 89169.3274 | 22259.5833
[5 empty] | PROD_DEMAND | PRODUCTION | 4315214 | 2115934.6207 | 535249.1834 | 6257.8771 | 154.166 | 541661.2265 | 223954.9737 | 63781.2771 | 5047.3624 | 1065.4092 | 293849.0224 | 13453.0432 | 146661.7723 | 979500.9018 | 153665.1832 | 1293280.9006 | 60787.4705 | 1467.4318 | 62254.9023 | 1059.8174 | 5746.5412 | 1426.969
[5 empty] | PROD_DEMAND | BULKTRAN | 0 | 0 | 0 | 0 | 0 | 0 | 0 | 0 | 0 | 0 | 0 | 0 | 0 | 0 | 0 | 0 | 0 | 0 | 0 | 0 | 0 | 0
[5 empty] | PROD_DEMAND | SUBTRAN | 0 | 0 | 0 | 0 | 0 | 0 | 0 | 0 | 0 | 0 | 0 | 0 | 0 | 0 | 0 | 0 | 0 | 0 | 0 | 0 | 0 | 0
[5 empty] | PROD_DEMAND | DISTPRI | 0 | 0 | 0 | 0 | 0 | 0 | 0 | 0 | 0 | 0 | 0 | 0 | 0 | 0 | 0 | 0 | 0 | 0 | 0 | 0 | 0 | 0
[5 empty] | PROD_DEMAND | DISTSEC | 0 | 0 | 0 | 0 | 0 | 0 | 0 | 0 | 0 | 0 | 0 | 0 | 0 | 0 | 0 | 0 | 0 | 0 | 0 | 0 | 0 | 0
[5 empty] | PROD_DEMAND | ENERGY | 0 | 0 | 0 | 0 | 0 | 0 | 0 | 0 | 0 | 0 | 0 | 0 | 0 | 0 | 0 | 0 | 0 | 0 | 0 | 0 | 0 | 0
[5 empty] | PROD_DEMAND | CUSTOMER | 0 | 0 | 0 | 0 | 0 | 0 | 0 | 0 | 0 | 0 | 0 | 0 | 0 | 0 | 0 | 0 | 0 | 0 | 0 | 0 | 0 | 0
|  |  | 513-Electric Plant | 4315214 | PROD_DEMAND | TOTAL | 4315214 | 2115934.6207 | 535249.1834 | 6257.8771 | 154.166 | 541661.2265 | 223954.9737 | 63781.2771 | 5047.3624 | 1065.4092 | 293849.0224 | 13453.0432 | 146661.7723 | 979500.9018 | 153665.1832 | 1293280.9006 | 60787.4705 | 1467.4318 | 62254.9023 | 1059.8174 | 5746.5412 | 1426.969
[5 empty] | PROD_DEMAND | PRODUCTION | 1385832 | 679532.9055 | 171895.4023 | 2009.7187 | 49.5104 | 173954.6314 | 71923.1929 | 20483.3723 | 1620.9616 | 342.1564 | 94369.6833 | 4320.448 | 47100.463 | 314566.947 | 49349.6101 | 415337.4681 | 19521.9106 | 471.2661 | 19993.1766 | 340.3606 | 1845.5031 | 458.2714
[5 empty] | PROD_DEMAND | BULKTRAN | 0 | 0 | 0 | 0 | 0 | 0 | 0 | 0 | 0 | 0 | 0 | 0 | 0 | 0 | 0 | 0 | 0 | 0 | 0 | 0 | 0 | 0
[5 empty] | PROD_DEMAND | SUBTRAN | 0 | 0 | 0 | 0 | 0 | 0 | 0 | 0 | 0 | 0 | 0 | 0 | 0 | 0 | 0 | 0 | 0 | 0 | 0 | 0 | 0 | 0
[5 empty] | PROD_DEMAND | DISTPRI | 0 | 0 | 0 | 0 | 0 | 0 | 0 | 0 | 0 | 0 | 0 | 0 | 0 | 0 | 0 | 0 | 0 | 0 | 0 | 0 | 0 | 0
[5 empty] | PROD_DEMAND | DISTSEC | 0 | 0 | 0 | 0 | 0 | 0 | 0 | 0 | 0 | 0 | 0 | 0 | 0 | 0 | 0 | 0 | 0 | 0 | 0 | 0 | 0 | 0
[5 empty] | PROD_DEMAND | ENERGY | 0 | 0 | 0 | 0 | 0 | 0 | 0 | 0 | 0 | 0 | 0 | 0 | 0 | 0 | 0 | 0 | 0 | 0 | 0 | 0 | 0 | 0
[5 empty] | PROD_DEMAND | CUSTOMER | 0 | 0 | 0 | 0 | 0 | 0 | 0 | 0 | 0 | 0 | 0 | 0 | 0 | 0 | 0 | 0 | 0 | 0 | 0 | 0 | 0 | 0
|  |  | 514-Misc Steam Plant | 1385832 | PROD_DEMAND | TOTAL | 1385832 | 679532.9055 | 171895.4023 | 2009.7187 | 49.5104 | 173954.6314 | 71923.1929 | 20483.3723 | 1620.9616 | 342.1564 | 94369.6833 | 4320.448 | 47100.463 | 314566.947 | 49349.6101 | 415337.4681 | 19521.9106 | 471.2661 | 19993.1766 | 340.3606 | 1845.5031 | 458.2714
[5 empty] | PROD_DEMAND | PRODUCTION | 6928075 | 3397132.5055 | 859342.4304 | 10047.0201 | 247.5134 | 869636.9639 | 359559.6543 | 102400.8244 | 8103.5391 | 1710.5142 | 471774.5321 | 21598.8576 | 235465.4388 | 1572588.4534 | 246709.4133 | 2076362.1631 | 97594.2687 | 2355.9613 | 99950.23 | 1701.5365 | 9226.0705 | 2290.9984
[5 empty] | PROD_DEMAND | BULKTRAN | 0 | 0 | 0 | 0 | 0 | 0 | 0 | 0 | 0 | 0 | 0 | 0 | 0 | 0 | 0 | 0 | 0 | 0 | 0 | 0 | 0 | 0
[5 empty] | PROD_DEMAND | SUBTRAN | 0 | 0 | 0 | 0 | 0 | 0 | 0 | 0 | 0 | 0 | 0 | 0 | 0 | 0 | 0 | 0 | 0 | 0 | 0 | 0 | 0 | 0
[5 empty] | PROD_DEMAND | DISTPRI | 0 | 0 | 0 | 0 | 0 | 0 | 0 | 0 | 0 | 0 | 0 | 0 | 0 | 0 | 0 | 0 | 0 | 0 | 0 | 0 | 0 | 0
[5 empty] | PROD_DEMAND | DISTSEC | 0 | 0 | 0 | 0 | 0 | 0 | 0 | 0 | 0 | 0 | 0 | 0 | 0 | 0 | 0 | 0 | 0 | 0 | 0 | 0 | 0 | 0
[5 empty] | PROD_DEMAND | ENERGY | 0 | 0 | 0 | 0 | 0 | 0 | 0 | 0 | 0 | 0 | 0 | 0 | 0 | 0 | 0 | 0 | 0 | 0 | 0 | 0 | 0 | 0
[5 empty] | PROD_DEMAND | CUSTOMER | 0 | 0 | 0 | 0 | 0 | 0 | 0 | 0 | 0 | 0 | 0 | 0 | 0 | 0 | 0 | 0 | 0 | 0 | 0 | 0 | 0 | 0
|  |  | 555-Purchased Power Expense Demand | 6928075 | PROD_DEMAND | TOTAL | 6928075 | 3397132.5055 | 859342.4304 | 10047.0201 | 247.5134 | 869636.9639 | 359559.6543 | 102400.8244 | 8103.5391 | 1710.5142 | 471774.5321 | 21598.8576 | 235465.4388 | 1572588.4534 | 246709.4133 | 2076362.1631 | 97594.2687 | 2355.9613 | 99950.23 | 1701.5365 | 9226.0705 | 2290.9984
[5 empty] | PROD_ENERGY | PRODUCTION | 0 | 0 | 0 | 0 | 0 | 0 | 0 | 0 | 0 | 0 | 0 | 0 | 0 | 0 | 0 | 0 | 0 | 0 | 0 | 0 | 0 | 0
[5 empty] | PROD_ENERGY | BULKTRAN | 0 | 0 | 0 | 0 | 0 | 0 | 0 | 0 | 0 | 0 | 0 | 0 | 0 | 0 | 0 | 0 | 0 | 0 | 0 | 0 | 0 | 0
[5 empty] | PROD_ENERGY | SUBTRAN | 0 | 0 | 0 | 0 | 0 | 0 | 0 | 0 | 0 | 0 | 0 | 0 | 0 | 0 | 0 | 0 | 0 | 0 | 0 | 0 | 0 | 0
[5 empty] | PROD_ENERGY | DISTPRI | 0 | 0 | 0 | 0 | 0 | 0 | 0 | 0 | 0 | 0 | 0 | 0 | 0 | 0 | 0 | 0 | 0 | 0 | 0 | 0 | 0 | 0
[5 empty] | PROD_ENERGY | DISTSEC | 0 | 0 | 0 | 0 | 0 | 0 | 0 | 0 | 0 | 0 | 0 | 0 | 0 | 0 | 0 | 0 | 0 | 0 | 0 | 0 | 0 | 0
[5 empty] | PROD_ENERGY | ENERGY | 123694379 | 44966924.424 | 14513801.3743 | 166155.4896 | 4211.2006 | 14684168.0645 | 7023485.3679 | 1960464.7162 | 155211.4779 | 31817.6429 | 9170979.2049 | 468006.888 | 5593061.0562 | 39540324.6446 | 6336719.2443 | 51938111.8332 | 1905091.3621 | 44776.3755 | 1949867.7376 | 43742.8945 | 752689.0203 | 187895.821
[5 empty] | PROD_ENERGY | CUSTOMER | 0 | 0 | 0 | 0 | 0 | 0 | 0 | 0 | 0 | 0 | 0 | 0 | 0 | 0 | 0 | 0 | 0 | 0 | 0 | 0 | 0 | 0
|  |  | 555-Purchased Power Expense Energy | 123694379 | PROD_ENERGY | TOTAL | 123694379 | 44966924.424 | 14513801.3743 | 166155.4896 | 4211.2006 | 14684168.0645 | 7023485.3679 | 1960464.7162 | 155211.4779 | 31817.6429 | 9170979.2049 | 468006.888 | 5593061.0562 | 39540324.6446 | 6336719.2443 | 51938111.8332 | 1905091.3621 | 44776.3755 | 1949867.7376 | 43742.8945 | 752689.0203 | 187895.821
[5 empty] | PROD_DEMAND | PRODUCTION | 62312 | 30554.2479 | 7729.0366 | 90.3642 | 2.2262 | 7821.627 | 3233.9259 | 921.0062 | 72.8843 | 15.3846 | 4243.201 | 194.2629 | 2117.8065 | 14144.0634 | 2218.9363 | 18675.0691 | 877.7754 | 21.1898 | 898.9653 | 15.3038 | 82.9805 | 20.6055
[5 empty] | PROD_DEMAND | BULKTRAN | 0 | 0 | 0 | 0 | 0 | 0 | 0 | 0 | 0 | 0 | 0 | 0 | 0 | 0 | 0 | 0 | 0 | 0 | 0 | 0 | 0 | 0
[5 empty] | PROD_DEMAND | SUBTRAN | 0 | 0 | 0 | 0 | 0 | 0 | 0 | 0 | 0 | 0 | 0 | 0 | 0 | 0 | 0 | 0 | 0 | 0 | 0 | 0 | 0 | 0
[5 empty] | PROD_DEMAND | DISTPRI | 0 | 0 | 0 | 0 | 0 | 0 | 0 | 0 | 0 | 0 | 0 | 0 | 0 | 0 | 0 | 0 | 0 | 0 | 0 | 0 | 0 | 0
[5 empty] | PROD_DEMAND | DISTSEC | 0 | 0 | 0 | 0 | 0 | 0 | 0 | 0 | 0 | 0 | 0 | 0 | 0 | 0 | 0 | 0 | 0 | 0 | 0 | 0 | 0 | 0
[5 empty] | PROD_DEMAND | ENERGY | 0 | 0 | 0 | 0 | 0 | 0 | 0 | 0 | 0 | 0 | 0 | 0 | 0 | 0 | 0 | 0 | 0 | 0 | 0 | 0 | 0 | 0
[5 empty] | PROD_DEMAND | CUSTOMER | 0 | 0 | 0 | 0 | 0 | 0 | 0 | 0 | 0 | 0 | 0 | 0 | 0 | 0 | 0 | 0 | 0 | 0 | 0 | 0 | 0 | 0
|  |  | 556-Sys Control & Load Dispatching | 62312 | PROD_DEMAND | TOTAL | 62312 | 30554.2479 | 7729.0366 | 90.3642 | 2.2262 | 7821.627 | 3233.9259 | 921.0062 | 72.8843 | 15.3846 | 4243.201 | 194.2629 | 2117.8065 | 14144.0634 | 2218.9363 | 18675.0691 | 877.7754 | 21.1898 | 898.9653 | 15.3038 | 82.9805 | 20.6055
[5 empty] | PROD_DEMAND | PRODUCTION | 784560 | 384703.4391 | 97315.0113 | 1137.7605 | 28.0293 | 98480.8011 | 40717.8217 | 11596.2357 | 917.6738 | 193.7048 | 53425.4359 | 2445.9319 | 26664.9487 | 178085.5428 | 27938.2566 | 235134.6801 | 11051.9242 | 266.7975 | 11318.7216 | 192.6881 | 1044.7932 | 259.4409
[5 empty] | PROD_DEMAND | BULKTRAN | 0 | 0 | 0 | 0 | 0 | 0 | 0 | 0 | 0 | 0 | 0 | 0 | 0 | 0 | 0 | 0 | 0 | 0 | 0 | 0 | 0 | 0
[5 empty] | PROD_DEMAND | SUBTRAN | 0 | 0 | 0 | 0 | 0 | 0 | 0 | 0 | 0 | 0 | 0 | 0 | 0 | 0 | 0 | 0 | 0 | 0 | 0 | 0 | 0 | 0
[5 empty] | PROD_DEMAND | DISTPRI | 0 | 0 | 0 | 0 | 0 | 0 | 0 | 0 | 0 | 0 | 0 | 0 | 0 | 0 | 0 | 0 | 0 | 0 | 0 | 0 | 0 | 0
[5 empty] | PROD_DEMAND | DISTSEC | 0 | 0 | 0 | 0 | 0 | 0 | 0 | 0 | 0 | 0 | 0 | 0 | 0 | 0 | 0 | 0 | 0 | 0 | 0 | 0 | 0 | 0
[5 empty] | PROD_DEMAND | ENERGY | 0 | 0 | 0 | 0 | 0 | 0 | 0 | 0 | 0 | 0 | 0 | 0 | 0 | 0 | 0 | 0 | 0 | 0 | 0 | 0 | 0 | 0
[5 empty] | PROD_DEMAND | CUSTOMER | 0 | 0 | 0 | 0 | 0 | 0 | 0 | 0 | 0 | 0 | 0 | 0 | 0 | 0 | 0 | 0 | 0 | 0 | 0 | 0 | 0 | 0
|  |  | 557- Other Expenses | 784560 | PROD_DEMAND | TOTAL | 784560 | 384703.4391 | 97315.0113 | 1137.7605 | 28.0293 | 98480.8011 | 40717.8217 | 11596.2357 | 917.6738 | 193.7048 | 53425.4359 | 2445.9319 | 26664.9487 | 178085.5428 | 27938.2566 | 235134.6801 | 11051.9242 | 266.7975 | 11318.7216 | 192.6881 | 1044.7932 | 259.4409
[6 empty] | PRODUCTION | 24586443.9697 | 12055788.6576 | 3049645.7551 | 35654.9975 | 878.3789 | 3086179.1315 | 1276010.0453 | 363401.3968 | 28757.9466 | 6070.2955 | 1674239.6841 | 76650.3107 | 835622.8561 | 5580822.6522 | 875525.6211 | 7368621.4402 | 346343.8285 | 8360.8666 | 354704.6951 | 6038.4352 | 32741.6007 | 8130.3253
[6 empty] | BULKTRAN | 0 | 0 | 0 | 0 | 0 | 0 | 0 | 0 | 0 | 0 | 0 | 0 | 0 | 0 | 0 | 0 | 0 | 0 | 0 | 0 | 0 | 0
[6 empty] | SUBTRAN | 0 | 0 | 0 | 0 | 0 | 0 | 0 | 0 | 0 | 0 | 0 | 0 | 0 | 0 | 0 | 0 | 0 | 0 | 0 | 0 | 0 | 0
[6 empty] | DISTPRI | 0 | 0 | 0 | 0 | 0 | 0 | 0 | 0 | 0 | 0 | 0 | 0 | 0 | 0 | 0 | 0 | 0 | 0 | 0 | 0 | 0 | 0
[6 empty] | DISTSEC | 0 | 0 | 0 | 0 | 0 | 0 | 0 | 0 | 0 | 0 | 0 | 0 | 0 | 0 | 0 | 0 | 0 | 0 | 0 | 0 | 0 | 0
[6 empty] | ENERGY | 274844107.0303 | 99914759.9846 | 32249103.0763 | 369191.0461 | 9357.1242 | 32627651.2466 | 15605911.7624 | 4356076.4736 | 344873.877 | 70697.567 | 20377559.68 | 1039893.1323 | 12427564.4858 | 87857065.992 | 14079944.1033 | 115404467.7134 | 4233039.0311 | 99491.3676 | 4332530.3986 | 97195.0131 | 1672445.7759 | 417497.2181
[6 empty] | CUSTOMER | 0 | 0 | 0 | 0 | 0 | 0 | 0 | 0 | 0 | 0 | 0 | 0 | 0 | 0 | 0 | 0 | 0 | 0 | 0 | 0 | 0 | 0
|  | Total Production Expenses |  | 299430551 |  | TOTAL | 299430551 | 111970548.6421 | 35298748.8315 | 404846.0436 | 10235.5031 | 35713830.3782 | 16881921.8077 | 4719477.8704 | 373631.8236 | 76767.8624 | 22051799.3641 | 1116543.443 | 13263187.3419 | 93437888.6442 | 14955469.7244 | 122773089.1535 | 4579382.8595 | 107852.2342 | 4687235.0937 | 103233.4483 | 1705187.3766 | 425627.5434
Transmission
[5 empty] | EXP_OM_TRAN | PRODUCTION | 4.2759e-10 | 2.8336e-10 | 4.9043e-11 | 6.3858e-13 | -1.9956e-14 | 4.9662e-11 | 7.3565e-11 | -1.8391e-11 | -8.9402e-13 | -2.3415e-13 | 5.4045e-11 | 1.0217e-12 | -4.0869e-12 | 4.3594e-11 | 2.7246e-12 | 4.3253e-11 | -3.4058e-12 | -2.1286e-14 | -3.4271e-12 | 2.5543e-13 | 6.8116e-13 | -2.4479e-13
[5 empty] | EXP_OM_TRAN | BULKTRAN | 1436414.6576 | 704335.7534 | 178169.5583 | 2083.0731 | 51.3176 | 180303.949 | 74548.3786 | 21231.0122 | 1680.1265 | 354.6451 | 97814.1624 | 4478.1437 | 48819.6227 | 326048.5928 | 51150.8633 | 430497.2226 | 20234.4573 | 488.4672 | 20722.9245 | 352.7837 | 1912.8637 | 474.9983
[5 empty] | EXP_OM_TRAN | SUBTRAN | 550877.3424 | 261612.6456 | 66968.977 | 780.4044 | 25.5849 | 67774.9663 | 29188.3339 | 8273.3673 | 847.4652 | 0 | 38309.1664 | 1634.6778 | 18893.4106 | 153900.9111 | 0 | 174428.9995 | 7921.5483 | 189.5283 | 8111.0766 | 130.0792 | 408.6178 | 101.791
[5 empty] | EXP_OM_TRAN | DISTPRI | 0 | 0 | 0 | 0 | 0 | 0 | 0 | 0 | 0 | 0 | 0 | 0 | 0 | 0 | 0 | 0 | 0 | 0 | 0 | 0 | 0 | 0
[5 empty] | EXP_OM_TRAN | DISTSEC | 0 | 0 | 0 | 0 | 0 | 0 | 0 | 0 | 0 | 0 | 0 | 0 | 0 | 0 | 0 | 0 | 0 | 0 | 0 | 0 | 0 | 0
[5 empty] | EXP_OM_TRAN | ENERGY | 0 | 0 | 0 | 0 | 0 | 0 | 0 | 0 | 0 | 0 | 0 | 0 | 0 | 0 | 0 | 0 | 0 | 0 | 0 | 0 | 0 | 0
[5 empty] | EXP_OM_TRAN | CUSTOMER | 0 | 0 | 0 | 0 | 0 | 0 | 0 | 0 | 0 | 0 | 0 | 0 | 0 | 0 | 0 | 0 | 0 | 0 | 0 | 0 | 0 | 0
|  |  | 560-Supervision & Engineering | 1987292 | EXP_OM_TRAN | TOTAL | 1987292 | 965948.399 | 245138.5353 | 2863.4775 | 76.9025 | 248078.9154 | 103736.7124 | 29504.3796 | 2527.5917 | 354.6451 | 136123.3287 | 6112.8215 | 67713.0333 | 479949.5039 | 51150.8633 | 604926.2221 | 28156.0057 | 677.9955 | 28834.0012 | 482.8629 | 2321.4814 | 576.7892
[5 empty] | TRANS_TOTAL | PRODUCTION | 0 | 0 | 0 | 0 | 0 | 0 | 0 | 0 | 0 | 0 | 0 | 0 | 0 | 0 | 0 | 0 | 0 | 0 | 0 | 0 | 0 | 0
[5 empty] | TRANS_TOTAL | BULKTRAN | 415884.664 | 203926.0993 | 51585.3737 | 603.1115 | 14.858 | 52203.3431 | 21583.9676 | 6147.008 | 486.4465 | 102.6803 | 28320.1023 | 1296.5555 | 14134.7293 | 94400.742 | 14809.6927 | 124641.7195 | 5858.4758 | 141.4257 | 5999.9015 | 102.1414 | 553.8308 | 137.5261
[5 empty] | TRANS_TOTAL | SUBTRAN | 159495.336 | 75744.6234 | 19389.5059 | 225.9502 | 7.4076 | 19622.8637 | 8450.8887 | 2395.3853 | 245.3663 | 0 | 11091.6404 | 473.2877 | 5470.203 | 44558.8802 | 0 | 50502.3709 | 2293.5233 | 54.8741 | 2348.3974 | 37.6618 | 118.307 | 29.4715
[5 empty] | TRANS_TOTAL | DISTPRI | 0 | 0 | 0 | 0 | 0 | 0 | 0 | 0 | 0 | 0 | 0 | 0 | 0 | 0 | 0 | 0 | 0 | 0 | 0 | 0 | 0 | 0
[5 empty] | TRANS_TOTAL | DISTSEC | 0 | 0 | 0 | 0 | 0 | 0 | 0 | 0 | 0 | 0 | 0 | 0 | 0 | 0 | 0 | 0 | 0 | 0 | 0 | 0 | 0 | 0
[5 empty] | TRANS_TOTAL | ENERGY | 0 | 0 | 0 | 0 | 0 | 0 | 0 | 0 | 0 | 0 | 0 | 0 | 0 | 0 | 0 | 0 | 0 | 0 | 0 | 0 | 0 | 0
[5 empty] | TRANS_TOTAL | CUSTOMER | 0 | 0 | 0 | 0 | 0 | 0 | 0 | 0 | 0 | 0 | 0 | 0 | 0 | 0 | 0 | 0 | 0 | 0 | 0 | 0 | 0 | 0
|  |  | 561-Load Dispatching - Company | 575380 | TRANS_TOTAL | TOTAL | 575380 | 279670.7227 | 70974.8796 | 829.0617 | 22.2656 | 71826.2069 | 30034.8563 | 8542.3933 | 731.8128 | 102.6803 | 39411.7427 | 1769.8432 | 19604.9323 | 138959.6222 | 14809.6927 | 175144.0904 | 8151.9991 | 196.2998 | 8348.2989 | 139.8032 | 672.1378 | 166.9976
[5 empty] | TRAN_LSE | PRODUCTION | 1801807 | 883503.3005 | 223491.981 | 2612.9612 | 64.3716 | 226169.3138 | 93511.8488 | 26631.7155 | 2107.5138 | 444.859 | 122695.9371 | 5617.2851 | 61238.2626 | 408988.1942 | 64162.5196 | 540006.2615 | 25381.6589 | 612.7225 | 25994.3814 | 442.5241 | 2399.4542 | 595.8274
[5 empty] | TRAN_LSE | BULKTRAN | 0 | 0 | 0 | 0 | 0 | 0 | 0 | 0 | 0 | 0 | 0 | 0 | 0 | 0 | 0 | 0 | 0 | 0 | 0 | 0 | 0 | 0
[5 empty] | TRAN_LSE | SUBTRAN | 0 | 0 | 0 | 0 | 0 | 0 | 0 | 0 | 0 | 0 | 0 | 0 | 0 | 0 | 0 | 0 | 0 | 0 | 0 | 0 | 0 | 0
[5 empty] | TRAN_LSE | DISTPRI | 0 | 0 | 0 | 0 | 0 | 0 | 0 | 0 | 0 | 0 | 0 | 0 | 0 | 0 | 0 | 0 | 0 | 0 | 0 | 0 | 0 | 0
[5 empty] | TRAN_LSE | DISTSEC | 0 | 0 | 0 | 0 | 0 | 0 | 0 | 0 | 0 | 0 | 0 | 0 | 0 | 0 | 0 | 0 | 0 | 0 | 0 | 0 | 0 | 0
[5 empty] | TRAN_LSE | ENERGY | 0 | 0 | 0 | 0 | 0 | 0 | 0 | 0 | 0 | 0 | 0 | 0 | 0 | 0 | 0 | 0 | 0 | 0 | 0 | 0 | 0 | 0
[5 empty] | TRAN_LSE | CUSTOMER | 0 | 0 | 0 | 0 | 0 | 0 | 0 | 0 | 0 | 0 | 0 | 0 | 0 | 0 | 0 | 0 | 0 | 0 | 0 | 0 | 0 | 0
|  |  | 561-Load Dispatching - PJM | 1801807 | TRAN_LSE | TOTAL | 1801807 | 883503.3005 | 223491.981 | 2612.9612 | 64.3716 | 226169.3138 | 93511.8488 | 26631.7155 | 2107.5138 | 444.859 | 122695.9371 | 5617.2851 | 61238.2626 | 408988.1942 | 64162.5196 | 540006.2615 | 25381.6589 | 612.7225 | 25994.3814 | 442.5241 | 2399.4542 | 595.8274
[5 empty] | TRANS_TOTAL | PRODUCTION | 0 | 0 | 0 | 0 | 0 | 0 | 0 | 0 | 0 | 0 | 0 | 0 | 0 | 0 | 0 | 0 | 0 | 0 | 0 | 0 | 0 | 0
[5 empty] | TRANS_TOTAL | BULKTRAN | 174069.7556 | 85353.8717 | 21591.2107 | 252.4341 | 6.2188 | 21849.8636 | 9034.0334 | 2572.8484 | 203.6036 | 42.9771 | 11853.4625 | 542.6771 | 5916.1327 | 39511.7096 | 6198.6406 | 52169.1602 | 2452.0824 | 59.1942 | 2511.2765 | 42.7516 | 231.8075 | 57.562
[5 empty] | TRANS_TOTAL | SUBTRAN | 66757.2444 | 31703.136 | 8115.535 | 94.5721 | 3.1005 | 8213.2076 | 3537.1445 | 1002.5956 | 102.6988 | 0 | 4642.4389 | 198.096 | 2289.5696 | 18650.2511 | 0 | 21137.9166 | 959.9609 | 22.9677 | 982.9287 | 15.7635 | 49.5177 | 12.3354
[5 empty] | TRANS_TOTAL | DISTPRI | 0 | 0 | 0 | 0 | 0 | 0 | 0 | 0 | 0 | 0 | 0 | 0 | 0 | 0 | 0 | 0 | 0 | 0 | 0 | 0 | 0 | 0
[5 empty] | TRANS_TOTAL | DISTSEC | 0 | 0 | 0 | 0 | 0 | 0 | 0 | 0 | 0 | 0 | 0 | 0 | 0 | 0 | 0 | 0 | 0 | 0 | 0 | 0 | 0 | 0
[5 empty] | TRANS_TOTAL | ENERGY | 0 | 0 | 0 | 0 | 0 | 0 | 0 | 0 | 0 | 0 | 0 | 0 | 0 | 0 | 0 | 0 | 0 | 0 | 0 | 0 | 0 | 0
[5 empty] | TRANS_TOTAL | CUSTOMER | 0 | 0 | 0 | 0 | 0 | 0 | 0 | 0 | 0 | 0 | 0 | 0 | 0 | 0 | 0 | 0 | 0 | 0 | 0 | 0 | 0 | 0
|  |  | 562-Station Equipment | 240827 | TRANS_TOTAL | TOTAL | 240827 | 117057.0078 | 29706.7457 | 347.0062 | 9.3193 | 30063.0712 | 12571.1779 | 3575.444 | 306.3024 | 42.9771 | 16495.9014 | 740.7731 | 8205.7024 | 58161.9607 | 6198.6406 | 73307.0768 | 3412.0433 | 82.1619 | 3494.2052 | 58.515 | 281.3252 | 69.8973
[5 empty] | TRANS_TOTAL | PRODUCTION | 0 | 0 | 0 | 0 | 0 | 0 | 0 | 0 | 0 | 0 | 0 | 0 | 0 | 0 | 0 | 0 | 0 | 0 | 0 | 0 | 0 | 0
[5 empty] | TRANS_TOTAL | BULKTRAN | 15569.112 | 7634.2038 | 1931.1567 | 22.5782 | 0.55622 | 1954.2911 | 808.0202 | 230.1202 | 18.2107 | 3.844 | 1060.195 | 48.538 | 529.1496 | 3533.9984 | 554.4176 | 4666.1035 | 219.3187 | 5.2944 | 224.6131 | 3.8238 | 20.7333 | 5.1484
[5 empty] | TRANS_TOTAL | SUBTRAN | 5970.888 | 2835.5855 | 725.868 | 8.4587 | 0.27731 | 734.6041 | 316.3686 | 89.674 | 9.1856 | 0 | 415.2281 | 17.7181 | 204.7832 | 1668.112 | 0 | 1890.6133 | 85.8606 | 2.0543 | 87.9149 | 1.4099 | 4.429 | 1.1033
[5 empty] | TRANS_TOTAL | DISTPRI | 0 | 0 | 0 | 0 | 0 | 0 | 0 | 0 | 0 | 0 | 0 | 0 | 0 | 0 | 0 | 0 | 0 | 0 | 0 | 0 | 0 | 0
[5 empty] | TRANS_TOTAL | DISTSEC | 0 | 0 | 0 | 0 | 0 | 0 | 0 | 0 | 0 | 0 | 0 | 0 | 0 | 0 | 0 | 0 | 0 | 0 | 0 | 0 | 0 | 0
[5 empty] | TRANS_TOTAL | ENERGY | 0 | 0 | 0 | 0 | 0 | 0 | 0 | 0 | 0 | 0 | 0 | 0 | 0 | 0 | 0 | 0 | 0 | 0 | 0 | 0 | 0 | 0
[5 empty] | TRANS_TOTAL | CUSTOMER | 0 | 0 | 0 | 0 | 0 | 0 | 0 | 0 | 0 | 0 | 0 | 0 | 0 | 0 | 0 | 0 | 0 | 0 | 0 | 0 | 0 | 0
|  |  | 563-Overhead Lines | 21540 | TRANS_TOTAL | TOTAL | 21540 | 10469.7893 | 2657.0248 | 31.0369 | 0.83354 | 2688.8952 | 1124.3888 | 319.7941 | 27.3962 | 3.844 | 1475.4231 | 66.2561 | 733.9328 | 5202.1104 | 554.4176 | 6556.7168 | 305.1793 | 7.3487 | 312.528 | 5.2337 | 25.1622 | 6.2517
[5 empty] | TRANS_TOTAL | PRODUCTION | 0 | 0 | 0 | 0 | 0 | 0 | 0 | 0 | 0 | 0 | 0 | 0 | 0 | 0 | 0 | 0 | 0 | 0 | 0 | 0 | 0 | 0
[5 empty] | TRANS_TOTAL | BULKTRAN | 11.5648 | 5.6707 | 1.4345 | 0.016771 | 0.00041317 | 1.4517 | 0.6002 | 0.17093 | 0.013527 | 0.0028553 | 0.78752 | 0.036054 | 0.39305 | 2.6251 | 0.41182 | 3.466 | 0.16291 | 0.0039327 | 0.16684 | 0.0028403 | 0.015401 | 0.0038243
[5 empty] | TRANS_TOTAL | SUBTRAN | 4.4352 | 2.1063 | 0.53918 | 0.0062832 | 0.00020599 | 0.54567 | 0.235 | 0.06661 | 0.0068231 | 0 | 0.30843 | 0.013161 | 0.15211 | 1.2391 | 0 | 1.4044 | 0.063778 | 0.0015259 | 0.065304 | 0.0010473 | 0.0032898 | 0.00081954
[5 empty] | TRANS_TOTAL | DISTPRI | 0 | 0 | 0 | 0 | 0 | 0 | 0 | 0 | 0 | 0 | 0 | 0 | 0 | 0 | 0 | 0 | 0 | 0 | 0 | 0 | 0 | 0
[5 empty] | TRANS_TOTAL | DISTSEC | 0 | 0 | 0 | 0 | 0 | 0 | 0 | 0 | 0 | 0 | 0 | 0 | 0 | 0 | 0 | 0 | 0 | 0 | 0 | 0 | 0 | 0
[5 empty] | TRANS_TOTAL | ENERGY | 0 | 0 | 0 | 0 | 0 | 0 | 0 | 0 | 0 | 0 | 0 | 0 | 0 | 0 | 0 | 0 | 0 | 0 | 0 | 0 | 0 | 0
[5 empty] | TRANS_TOTAL | CUSTOMER | 0 | 0 | 0 | 0 | 0 | 0 | 0 | 0 | 0 | 0 | 0 | 0 | 0 | 0 | 0 | 0 | 0 | 0 | 0 | 0 | 0 | 0
|  |  | 564-Underground Lines | 16 | TRANS_TOTAL | TOTAL | 16 | 7.777 | 1.9736 | 0.023054 | 0.00061915 | 1.9973 | 0.8352 | 0.23754 | 0.02035 | 0.0028553 | 1.096 | 0.049215 | 0.54517 | 3.8641 | 0.41182 | 4.8704 | 0.22669 | 0.0054586 | 0.23215 | 0.0038876 | 0.018691 | 0.0046438
[5 empty] | TRAN_LSE | PRODUCTION | 83552775 | 40969511.4265 | 10363693.3393 | 121167.3386 | 2985.0188 | 10487845.6967 | 4336299.3177 | 1234956.7583 | 97728.9047 | 20628.8486 | 5689613.8293 | 260482.8161 | 2839719.667 | 18965459.9889 | 2975322.3085 | 25040984.7804 | 1176989.5641 | 28412.9584 | 1205402.5225 | 20520.5772 | 111266.6639 | 27629.5034
[5 empty] | TRAN_LSE | BULKTRAN | 0 | 0 | 0 | 0 | 0 | 0 | 0 | 0 | 0 | 0 | 0 | 0 | 0 | 0 | 0 | 0 | 0 | 0 | 0 | 0 | 0 | 0
[5 empty] | TRAN_LSE | SUBTRAN | 0 | 0 | 0 | 0 | 0 | 0 | 0 | 0 | 0 | 0 | 0 | 0 | 0 | 0 | 0 | 0 | 0 | 0 | 0 | 0 | 0 | 0
[5 empty] | TRAN_LSE | DISTPRI | 0 | 0 | 0 | 0 | 0 | 0 | 0 | 0 | 0 | 0 | 0 | 0 | 0 | 0 | 0 | 0 | 0 | 0 | 0 | 0 | 0 | 0
[5 empty] | TRAN_LSE | DISTSEC | 0 | 0 | 0 | 0 | 0 | 0 | 0 | 0 | 0 | 0 | 0 | 0 | 0 | 0 | 0 | 0 | 0 | 0 | 0 | 0 | 0 | 0
[5 empty] | TRAN_LSE | ENERGY | 0 | 0 | 0 | 0 | 0 | 0 | 0 | 0 | 0 | 0 | 0 | 0 | 0 | 0 | 0 | 0 | 0 | 0 | 0 | 0 | 0 | 0
[5 empty] | TRAN_LSE | CUSTOMER | 0 | 0 | 0 | 0 | 0 | 0 | 0 | 0 | 0 | 0 | 0 | 0 | 0 | 0 | 0 | 0 | 0 | 0 | 0 | 0 | 0 | 0
|  |  | 565 LSE Transmission Purchases | 83552775 | TRAN_LSE | TOTAL | 83552775 | 40969511.4265 | 10363693.3393 | 121167.3386 | 2985.0188 | 10487845.6967 | 4336299.3177 | 1234956.7583 | 97728.9047 | 20628.8486 | 5689613.8293 | 260482.8161 | 2839719.667 | 18965459.9889 | 2975322.3085 | 25040984.7804 | 1176989.5641 | 28412.9584 | 1205402.5225 | 20520.5772 | 111266.6639 | 27629.5034
[5 empty] | PROD_ENERGY | PRODUCTION | 0 | 0 | 0 | 0 | 0 | 0 | 0 | 0 | 0 | 0 | 0 | 0 | 0 | 0 | 0 | 0 | 0 | 0 | 0 | 0 | 0 | 0
[5 empty] | PROD_ENERGY | BULKTRAN | 0 | 0 | 0 | 0 | 0 | 0 | 0 | 0 | 0 | 0 | 0 | 0 | 0 | 0 | 0 | 0 | 0 | 0 | 0 | 0 | 0 | 0
[5 empty] | PROD_ENERGY | SUBTRAN | 0 | 0 | 0 | 0 | 0 | 0 | 0 | 0 | 0 | 0 | 0 | 0 | 0 | 0 | 0 | 0 | 0 | 0 | 0 | 0 | 0 | 0
[5 empty] | PROD_ENERGY | DISTPRI | 0 | 0 | 0 | 0 | 0 | 0 | 0 | 0 | 0 | 0 | 0 | 0 | 0 | 0 | 0 | 0 | 0 | 0 | 0 | 0 | 0 | 0
[5 empty] | PROD_ENERGY | DISTSEC | 0 | 0 | 0 | 0 | 0 | 0 | 0 | 0 | 0 | 0 | 0 | 0 | 0 | 0 | 0 | 0 | 0 | 0 | 0 | 0 | 0 | 0
[5 empty] | PROD_ENERGY | ENERGY | 167304 | 60820.4381 | 19630.7791 | 224.7352 | 5.6959 | 19861.2101 | 9499.6814 | 2651.6451 | 209.9327 | 43.0353 | 12404.2945 | 633.0071 | 7564.9475 | 53480.6394 | 8570.7894 | 70249.3835 | 2576.7493 | 60.5627 | 2637.312 | 59.1649 | 1018.0566 | 254.1403
[5 empty] | PROD_ENERGY | CUSTOMER | 0 | 0 | 0 | 0 | 0 | 0 | 0 | 0 | 0 | 0 | 0 | 0 | 0 | 0 | 0 | 0 | 0 | 0 | 0 | 0 | 0 | 0
|  |  | 565 LSE Transmission Purchases - Retail Energy | 167304 | PROD_ENERGY | TOTAL | 167304 | 60820.4381 | 19630.7791 | 224.7352 | 5.6959 | 19861.2101 | 9499.6814 | 2651.6451 | 209.9327 | 43.0353 | 12404.2945 | 633.0071 | 7564.9475 | 53480.6394 | 8570.7894 | 70249.3835 | 2576.7493 | 60.5627 | 2637.312 | 59.1649 | 1018.0566 | 254.1403
[5 empty] | TRANS_TOTAL | PRODUCTION | 0 | 0 | 0 | 0 | 0 | 0 | 0 | 0 | 0 | 0 | 0 | 0 | 0 | 0 | 0 | 0 | 0 | 0 | 0 | 0 | 0 | 0
[5 empty] | TRANS_TOTAL | BULKTRAN | 70184.6028 | 34414.5229 | 8705.5361 | 101.781 | 2.5074 | 8809.8245 | 3642.5055 | 1037.3677 | 82.0926 | 17.3283 | 4779.2941 | 218.8064 | 2385.3738 | 15931.0481 | 2499.2804 | 21034.5087 | 988.6751 | 23.867 | 1012.542 | 17.2374 | 93.4644 | 23.2089
[5 empty] | TRANS_TOTAL | SUBTRAN | 26916.3972 | 12782.6457 | 3272.1687 | 38.1313 | 1.2501 | 3311.5501 | 1426.1701 | 404.2447 | 41.408 | 0 | 1871.8227 | 79.8719 | 923.1502 | 7519.7467 | 0 | 8522.7688 | 387.0545 | 9.2605 | 396.315 | 6.3558 | 19.9655 | 4.9736
[5 empty] | TRANS_TOTAL | DISTPRI | 0 | 0 | 0 | 0 | 0 | 0 | 0 | 0 | 0 | 0 | 0 | 0 | 0 | 0 | 0 | 0 | 0 | 0 | 0 | 0 | 0 | 0
[5 empty] | TRANS_TOTAL | DISTSEC | 0 | 0 | 0 | 0 | 0 | 0 | 0 | 0 | 0 | 0 | 0 | 0 | 0 | 0 | 0 | 0 | 0 | 0 | 0 | 0 | 0 | 0
[5 empty] | TRANS_TOTAL | ENERGY | 0 | 0 | 0 | 0 | 0 | 0 | 0 | 0 | 0 | 0 | 0 | 0 | 0 | 0 | 0 | 0 | 0 | 0 | 0 | 0 | 0 | 0
[5 empty] | TRANS_TOTAL | CUSTOMER | 0 | 0 | 0 | 0 | 0 | 0 | 0 | 0 | 0 | 0 | 0 | 0 | 0 | 0 | 0 | 0 | 0 | 0 | 0 | 0 | 0 | 0
|  |  | 565 Transmission by Others | 97101 | TRANS_TOTAL | TOTAL | 97101 | 47197.1686 | 11977.7048 | 139.9123 | 3.7575 | 12121.3746 | 5068.6756 | 1441.6124 | 123.5006 | 17.3283 | 6651.1169 | 298.6783 | 3308.524 | 23450.7947 | 2499.2804 | 29557.2775 | 1375.7295 | 33.1275 | 1408.8571 | 23.5931 | 113.4298 | 28.1825
[5 empty] | TRANS_TOTAL | PRODUCTION | 0 | 0 | 0 | 0 | 0 | 0 | 0 | 0 | 0 | 0 | 0 | 0 | 0 | 0 | 0 | 0 | 0 | 0 | 0 | 0 | 0 | 0
[5 empty] | TRANS_TOTAL | BULKTRAN | 0 | 0 | 0 | 0 | 0 | 0 | 0 | 0 | 0 | 0 | 0 | 0 | 0 | 0 | 0 | 0 | 0 | 0 | 0 | 0 | 0 | 0
[5 empty] | TRANS_TOTAL | SUBTRAN | 0 | 0 | 0 | 0 | 0 | 0 | 0 | 0 | 0 | 0 | 0 | 0 | 0 | 0 | 0 | 0 | 0 | 0 | 0 | 0 | 0 | 0
[5 empty] | TRANS_TOTAL | DISTPRI | 0 | 0 | 0 | 0 | 0 | 0 | 0 | 0 | 0 | 0 | 0 | 0 | 0 | 0 | 0 | 0 | 0 | 0 | 0 | 0 | 0 | 0
[5 empty] | TRANS_TOTAL | DISTSEC | 0 | 0 | 0 | 0 | 0 | 0 | 0 | 0 | 0 | 0 | 0 | 0 | 0 | 0 | 0 | 0 | 0 | 0 | 0 | 0 | 0 | 0
[5 empty] | TRANS_TOTAL | ENERGY | 0 | 0 | 0 | 0 | 0 | 0 | 0 | 0 | 0 | 0 | 0 | 0 | 0 | 0 | 0 | 0 | 0 | 0 | 0 | 0 | 0 | 0
[5 empty] | TRANS_TOTAL | CUSTOMER | 0 | 0 | 0 | 0 | 0 | 0 | 0 | 0 | 0 | 0 | 0 | 0 | 0 | 0 | 0 | 0 | 0 | 0 | 0 | 0 | 0 | 0
|  |  | 565 Transmission Purchases - Non-Juris | 0 | TRANS_TOTAL | TOTAL | 0 | 0 | 0 | 0 | 0 | 0 | 0 | 0 | 0 | 0 | 0 | 0 | 0 | 0 | 0 | 0 | 0 | 0 | 0 | 0 | 0 | 0
[5 empty] | TRANS_TOTAL | PRODUCTION | 0 | 0 | 0 | 0 | 0 | 0 | 0 | 0 | 0 | 0 | 0 | 0 | 0 | 0 | 0 | 0 | 0 | 0 | 0 | 0 | 0 | 0
[5 empty] | TRANS_TOTAL | BULKTRAN | 832721.9784 | 408319.324 | 103288.912 | 1207.6045 | 29.7499 | 104526.2664 | 43217.3766 | 12308.0967 | 974.0072 | 205.5958 | 56705.0763 | 2596.0809 | 28301.8365 | 189017.724 | 29653.3093 | 249568.9507 | 11730.3714 | 283.1755 | 12013.5468 | 204.5167 | 1108.9302 | 275.3672
[5 empty] | TRANS_TOTAL | SUBTRAN | 319356.0216 | 151662.7519 | 38823.4266 | 452.418 | 14.8322 | 39290.6768 | 16921.1355 | 4796.2577 | 491.2947 | 0 | 22208.6879 | 947.6596 | 10952.9363 | 89219.8297 | 0 | 101120.4256 | 4592.3002 | 109.8738 | 4702.1741 | 75.4099 | 236.8849 | 59.0105
[5 empty] | TRANS_TOTAL | DISTPRI | 0 | 0 | 0 | 0 | 0 | 0 | 0 | 0 | 0 | 0 | 0 | 0 | 0 | 0 | 0 | 0 | 0 | 0 | 0 | 0 | 0 | 0
[5 empty] | TRANS_TOTAL | DISTSEC | 0 | 0 | 0 | 0 | 0 | 0 | 0 | 0 | 0 | 0 | 0 | 0 | 0 | 0 | 0 | 0 | 0 | 0 | 0 | 0 | 0 | 0
[5 empty] | TRANS_TOTAL | ENERGY | 0 | 0 | 0 | 0 | 0 | 0 | 0 | 0 | 0 | 0 | 0 | 0 | 0 | 0 | 0 | 0 | 0 | 0 | 0 | 0 | 0 | 0
[5 empty] | TRANS_TOTAL | CUSTOMER | 0 | 0 | 0 | 0 | 0 | 0 | 0 | 0 | 0 | 0 | 0 | 0 | 0 | 0 | 0 | 0 | 0 | 0 | 0 | 0 | 0 | 0
|  |  | 566-Misc Transmission | 1152078 | TRANS_TOTAL | TOTAL | 1152078 | 559982.0759 | 142112.3385 | 1660.0225 | 44.5821 | 143816.9432 | 60138.5122 | 17104.3544 | 1465.3019 | 205.5958 | 78913.7642 | 3543.7405 | 39254.7728 | 278237.5537 | 29653.3093 | 350689.3763 | 16322.6716 | 393.0493 | 16715.7209 | 279.9265 | 1345.8152 | 334.3777
[5 empty] | TRANS_TOTAL | PRODUCTION | 0 | 0 | 0 | 0 | 0 | 0 | 0 | 0 | 0 | 0 | 0 | 0 | 0 | 0 | 0 | 0 | 0 | 0 | 0 | 0 | 0 | 0
[5 empty] | TRANS_TOTAL | BULKTRAN | 177.8088 | 87.1873 | 22.055 | 0.25786 | 0.0063524 | 22.3192 | 9.2281 | 2.6281 | 0.20798 | 0.0439 | 12.1081 | 0.55433 | 6.0432 | 40.3604 | 6.3318 | 53.2898 | 2.5048 | 0.060466 | 2.5652 | 0.04367 | 0.23679 | 0.058798
[5 empty] | TRANS_TOTAL | SUBTRAN | 68.1912 | 32.3841 | 8.2899 | 0.096604 | 0.0031671 | 8.3896 | 3.6131 | 1.0241 | 0.1049 | 0 | 4.7422 | 0.20235 | 2.3387 | 19.0509 | 0 | 21.592 | 0.98058 | 0.023461 | 1.004 | 0.016102 | 0.050581 | 0.0126
[5 empty] | TRANS_TOTAL | DISTPRI | 0 | 0 | 0 | 0 | 0 | 0 | 0 | 0 | 0 | 0 | 0 | 0 | 0 | 0 | 0 | 0 | 0 | 0 | 0 | 0 | 0 | 0
[5 empty] | TRANS_TOTAL | DISTSEC | 0 | 0 | 0 | 0 | 0 | 0 | 0 | 0 | 0 | 0 | 0 | 0 | 0 | 0 | 0 | 0 | 0 | 0 | 0 | 0 | 0 | 0
[5 empty] | TRANS_TOTAL | ENERGY | 0 | 0 | 0 | 0 | 0 | 0 | 0 | 0 | 0 | 0 | 0 | 0 | 0 | 0 | 0 | 0 | 0 | 0 | 0 | 0 | 0 | 0
[5 empty] | TRANS_TOTAL | CUSTOMER | 0 | 0 | 0 | 0 | 0 | 0 | 0 | 0 | 0 | 0 | 0 | 0 | 0 | 0 | 0 | 0 | 0 | 0 | 0 | 0 | 0 | 0
|  |  | 567-Rents | 246 | TRANS_TOTAL | TOTAL | 246 | 119.5714 | 30.3449 | 0.35446 | 0.0095195 | 30.7088 | 12.8412 | 3.6522 | 0.31288 | 0.0439 | 16.8502 | 0.75669 | 8.382 | 59.4113 | 6.3318 | 74.8817 | 3.4853 | 0.083927 | 3.5693 | 0.059772 | 0.28737 | 0.071399
[6 empty] | PRODUCTION | 85354582 | 41853014.7269 | 10587185.3203 | 123780.2998 | 3049.3905 | 10714015.0106 | 4429811.1666 | 1261588.4738 | 99836.4185 | 21073.7076 | 5812309.7664 | 266100.1012 | 2900957.9296 | 19374448.183 | 3039484.8281 | 25580991.0419 | 1202371.2231 | 29025.6809 | 1231396.9039 | 20963.1013 | 113666.1181 | 28225.3308
[6 empty] | BULKTRAN | 2945034.144 | 1444076.6332 | 365295.237 | 4270.8569 | 105.2147 | 369671.3086 | 152844.1102 | 43529.2523 | 3444.7086 | 727.1172 | 200545.1883 | 9181.3921 | 100093.2809 | 668486.8004 | 104872.9475 | 882634.4209 | 41486.0482 | 1001.4884 | 42487.5366 | 723.3009 | 3921.882 | 973.8735
[6 empty] | SUBTRAN | 1129445.856 | 536375.8785 | 137304.3103 | 1600.0377 | 52.456 | 138956.804 | 59843.8893 | 16962.6153 | 1737.5302 | 0 | 78544.0349 | 3351.5266 | 38736.5437 | 315538.0207 | 0 | 357626.091 | 16241.2923 | 388.5837 | 16629.876 | 266.6972 | 837.7757 | 208.6987
[6 empty] | DISTPRI | 0 | 0 | 0 | 0 | 0 | 0 | 0 | 0 | 0 | 0 | 0 | 0 | 0 | 0 | 0 | 0 | 0 | 0 | 0 | 0 | 0 | 0
[6 empty] | DISTSEC | 0 | 0 | 0 | 0 | 0 | 0 | 0 | 0 | 0 | 0 | 0 | 0 | 0 | 0 | 0 | 0 | 0 | 0 | 0 | 0 | 0 | 0
[6 empty] | ENERGY | 167304 | 60820.4381 | 19630.7791 | 224.7352 | 5.6959 | 19861.2101 | 9499.6814 | 2651.6451 | 209.9327 | 43.0353 | 12404.2945 | 633.0071 | 7564.9475 | 53480.6394 | 8570.7894 | 70249.3835 | 2576.7493 | 60.5627 | 2637.312 | 59.1649 | 1018.0566 | 254.1403
[6 empty] | CUSTOMER | 0 | 0 | 0 | 0 | 0 | 0 | 0 | 0 | 0 | 0 | 0 | 0 | 0 | 0 | 0 | 0 | 0 | 0 | 0 | 0 | 0 | 0
|  | Total Transmission Expenses |  | 89596366 |  | TOTAL | 89596366 | 43894287.6767 | 11109415.6466 | 129875.9296 | 3212.7571 | 11242504.3333 | 4651998.8475 | 1324731.9864 | 105228.5901 | 21843.8601 | 6103803.2841 | 279266.027 | 3047352.7018 | 20411953.6435 | 3152928.565 | 26891500.9373 | 1262675.3129 | 30476.3157 | 1293151.6286 | 22012.2643 | 119443.8325 | 29662.0432
[5 empty] | EXP_OM_TRAN | PRODUCTION | 3.1835e-12 | 2.1097e-12 | 3.6514e-13 | 4.7544e-15 | -1.4858e-16 | 3.6975e-13 | 5.4771e-13 | -1.3693e-13 | -6.6562e-15 | -1.7433e-15 | 4.0238e-13 | 7.6071e-15 | -3.0428e-14 | 3.2457e-13 | 2.0286e-14 | 3.2203e-13 | -2.5357e-14 | -1.5848e-16 | -2.5516e-14 | 1.9018e-15 | 5.0714e-15 | -1.8225e-15
[5 empty] | EXP_OM_TRAN | BULKTRAN | 10694.5488 | 5243.9963 | 1326.5271 | 15.5091 | 0.38208 | 1342.4183 | 555.0356 | 158.0714 | 12.5091 | 2.6404 | 728.2565 | 33.3412 | 363.4771 | 2427.532 | 380.8339 | 3205.1842 | 150.6518 | 3.6368 | 154.2885 | 2.6266 | 14.2419 | 3.5365
[5 empty] | EXP_OM_TRAN | SUBTRAN | 4101.4512 | 1947.7866 | 498.6046 | 5.8104 | 0.19049 | 504.6055 | 217.3161 | 61.5978 | 6.3096 | 0 | 285.2235 | 12.1707 | 140.6673 | 1145.8396 | 0 | 1298.6775 | 58.9784 | 1.4111 | 60.3895 | 0.96848 | 3.0423 | 0.75787
[5 empty] | EXP_OM_TRAN | DISTPRI | 0 | 0 | 0 | 0 | 0 | 0 | 0 | 0 | 0 | 0 | 0 | 0 | 0 | 0 | 0 | 0 | 0 | 0 | 0 | 0 | 0 | 0
[5 empty] | EXP_OM_TRAN | DISTSEC | 0 | 0 | 0 | 0 | 0 | 0 | 0 | 0 | 0 | 0 | 0 | 0 | 0 | 0 | 0 | 0 | 0 | 0 | 0 | 0 | 0 | 0
[5 empty] | EXP_OM_TRAN | ENERGY | 0 | 0 | 0 | 0 | 0 | 0 | 0 | 0 | 0 | 0 | 0 | 0 | 0 | 0 | 0 | 0 | 0 | 0 | 0 | 0 | 0 | 0
[5 empty] | EXP_OM_TRAN | CUSTOMER | 0 | 0 | 0 | 0 | 0 | 0 | 0 | 0 | 0 | 0 | 0 | 0 | 0 | 0 | 0 | 0 | 0 | 0 | 0 | 0 | 0 | 0
|  |  | 568-Supervision & Engineering | 14796 | EXP_OM_TRAN | TOTAL | 14796 | 7191.7828 | 1825.1318 | 21.3195 | 0.57256 | 1847.0238 | 772.3517 | 219.6692 | 18.8187 | 2.6404 | 1013.48 | 45.5118 | 504.1444 | 3573.3716 | 380.8339 | 4503.8617 | 209.6301 | 5.0479 | 214.678 | 3.5951 | 17.2841 | 4.2944
|  |  |  | 220169 | TRANS_TOTAL | PRODUCTION | 0 | 0 | 0 | 0 | 0 | 0 | 0 | 0 | 0 | 0 | 0 | 0 | 0 | 0 | 0 | 0 | 0 | 0 | 0 | 0 | 0 | 0
|  |  |  | 505968 | TRANS_TOTAL | BULKTRAN | 159138.1532 | 78032.2663 | 19739.1292 | 230.7804 | 5.6854 | 19975.595 | 8259.0993 | 2352.1509 | 186.1386 | 39.2906 | 10836.6794 | 496.1266 | 5408.6503 | 36122.4182 | 5666.9249 | 47694.1199 | 2241.7442 | 54.1165 | 2295.8607 | 39.0844 | 211.9232 | 52.6243
|  |  |  | 5789286 | TRANS_TOTAL | SUBTRAN | 61030.8468 | 28983.6595 | 7419.3891 | 86.4598 | 2.8345 | 7508.6835 | 3233.7303 | 916.5935 | 93.8894 | 0 | 4244.2132 | 181.1034 | 2093.1717 | 17050.4434 | 0 | 19324.7185 | 877.6161 | 20.9975 | 898.6136 | 14.4113 | 45.2701 | 11.2773
|  |  |  | 115 | TRANS_TOTAL | DISTPRI | 0 | 0 | 0 | 0 | 0 | 0 | 0 | 0 | 0 | 0 | 0 | 0 | 0 | 0 | 0 | 0 | 0 | 0 | 0 | 0 | 0 | 0
|  |  |  | 9102 | TRANS_TOTAL | DISTSEC | 0 | 0 | 0 | 0 | 0 | 0 | 0 | 0 | 0 | 0 | 0 | 0 | 0 | 0 | 0 | 0 | 0 | 0 | 0 | 0 | 0 | 0
|  |  |  | 1378079 | TRANS_TOTAL | ENERGY | 0 | 0 | 0 | 0 | 0 | 0 | 0 | 0 | 0 | 0 | 0 | 0 | 0 | 0 | 0 | 0 | 0 | 0 | 0 | 0 | 0 | 0
|  |  |  | 7917515 | TRANS_TOTAL | CUSTOMER | 0 | 0 | 0 | 0 | 0 | 0 | 0 | 0 | 0 | 0 | 0 | 0 | 0 | 0 | 0 | 0 | 0 | 0 | 0 | 0 | 0 | 0
|  |  | 569-Structures | 220169 | TRANS_TOTAL | TOTAL | 220169 | 107015.9257 | 27158.5183 | 317.2402 | 8.5199 | 27484.2785 | 11492.8296 | 3268.7445 | 280.028 | 39.2906 | 15080.8926 | 677.23 | 7501.822 | 53172.8615 | 5666.9249 | 67018.8384 | 3119.3602 | 75.1141 | 3194.4743 | 53.4956 | 257.1933 | 63.9016
|  |  |  | 97513881 | TRANS_TOTAL | PRODUCTION | 0 | 0 | 0 | 0 | 0 | 0 | 0 | 0 | 0 | 0 | 0 | 0 | 0 | 0 | 0 | 0 | 0 | 0 | 0 | 0 | 0 | 0
|  |  |  | 0 | TRANS_TOTAL | BULKTRAN | 365713.6704 | 179325.108 | 45362.2795 | 530.354 | 13.0655 | 45905.6991 | 18980.1469 | 5405.4526 | 427.7631 | 90.2933 | 24903.6559 | 1140.1432 | 12429.5609 | 83012.5389 | 13023.0988 | 109605.3417 | 5151.728 | 124.3646 | 5276.0926 | 89.8193 | 487.0184 | 120.9354
|  |  |  | 0 | TRANS_TOTAL | SUBTRAN | 140254.3296 | 66607.0346 | 17050.418 | 198.6923 | 6.514 | 17255.6243 | 7431.4006 | 2106.4137 | 215.7661 | 0 | 9753.5804 | 416.1918 | 4810.2952 | 39183.4397 | 0 | 44409.9267 | 2016.84 | 48.2542 | 2065.0942 | 33.1184 | 104.0348 | 25.9162
|  |  |  | 1450289 | TRANS_TOTAL | DISTPRI | 0 | 0 | 0 | 0 | 0 | 0 | 0 | 0 | 0 | 0 | 0 | 0 | 0 | 0 | 0 | 0 | 0 | 0 | 0 | 0 | 0 | 0
|  |  |  | 2861 | TRANS_TOTAL | DISTSEC | 0 | 0 | 0 | 0 | 0 | 0 | 0 | 0 | 0 | 0 | 0 | 0 | 0 | 0 | 0 | 0 | 0 | 0 | 0 | 0 | 0 | 0
|  |  |  | 369656 | TRANS_TOTAL | ENERGY | 0 | 0 | 0 | 0 | 0 | 0 | 0 | 0 | 0 | 0 | 0 | 0 | 0 | 0 | 0 | 0 | 0 | 0 | 0 | 0 | 0 | 0
|  |  |  | 722883 | TRANS_TOTAL | CUSTOMER | 0 | 0 | 0 | 0 | 0 | 0 | 0 | 0 | 0 | 0 | 0 | 0 | 0 | 0 | 0 | 0 | 0 | 0 | 0 | 0 | 0 | 0
|  |  | 570-Station Equipment | 505968 | TRANS_TOTAL | TOTAL | 505968 | 245932.1426 | 62412.6975 | 729.0464 | 19.5795 | 63161.3234 | 26411.5474 | 7511.8664 | 643.5292 | 90.2933 | 34657.2363 | 1556.335 | 17239.8561 | 122195.9786 | 13023.0988 | 154015.2684 | 7168.568 | 172.6188 | 7341.1869 | 122.9377 | 591.0532 | 146.8515
|  |  |  | 32865 | TRANS_TOTAL | PRODUCTION | 0 | 0 | 0 | 0 | 0 | 0 | 0 | 0 | 0 | 0 | 0 | 0 | 0 | 0 | 0 | 0 | 0 | 0 | 0 | 0 | 0 | 0
|  |  |  | 1214835 | TRANS_TOTAL | BULKTRAN | 4184495.9208 | 2051837.9365 | 519035.2146 | 6068.3111 | 149.4959 | 525253.0216 | 217170.8457 | 61849.1907 | 4894.4658 | 1033.1354 | 284947.6377 | 13045.5186 | 142219.039 | 949829.4935 | 149010.2999 | 1254104.351 | 58946.0737 | 1422.9798 | 60369.0534 | 1027.713 | 5572.4648 | 1383.7427
|  |  |  | 158939 | TRANS_TOTAL | SUBTRAN | 1604790.0792 | 762117.7093 | 195090.888 | 2273.4376 | 74.5329 | 197438.8584 | 85030.0875 | 24101.5863 | 2468.7959 | 0 | 111600.4697 | 4762.0668 | 55039.399 | 448336.9278 | 0 | 508138.3936 | 23076.6836 | 552.125 | 23628.8087 | 378.9407 | 1190.3662 | 296.5327
|  |  |  | 5771633 | TRANS_TOTAL | DISTPRI | 0 | 0 | 0 | 0 | 0 | 0 | 0 | 0 | 0 | 0 | 0 | 0 | 0 | 0 | 0 | 0 | 0 | 0 | 0 | 0 | 0 | 0
|  |  |  | 1104179 | TRANS_TOTAL | DISTSEC | 0 | 0 | 0 | 0 | 0 | 0 | 0 | 0 | 0 | 0 | 0 | 0 | 0 | 0 | 0 | 0 | 0 | 0 | 0 | 0 | 0 | 0
|  |  |  | 11190618 | TRANS_TOTAL | ENERGY | 0 | 0 | 0 | 0 | 0 | 0 | 0 | 0 | 0 | 0 | 0 | 0 | 0 | 0 | 0 | 0 | 0 | 0 | 0 | 0 | 0 | 0
|  |  |  | 0 | TRANS_TOTAL | CUSTOMER | 0 | 0 | 0 | 0 | 0 | 0 | 0 | 0 | 0 | 0 | 0 | 0 | 0 | 0 | 0 | 0 | 0 | 0 | 0 | 0 | 0 | 0
|  |  | 571-Overhead Lines | 5789286 | TRANS_TOTAL | TOTAL | 5789286 | 2813955.6457 | 714126.1026 | 8341.7487 | 224.0288 | 722691.88 | 302200.9331 | 85950.777 | 7363.2617 | 1033.1354 | 396548.1074 | 17807.5854 | 197258.4379 | 1398166.4214 | 149010.2999 | 1762242.7446 | 82022.7573 | 1975.1048 | 83997.8621 | 1406.6537 | 6762.831 | 1680.2754
|  |  |  | 14891 | TRANS_TOTAL | PRODUCTION | 0 | 0 | 0 | 0 | 0 | 0 | 0 | 0 | 0 | 0 | 0 | 0 | 0 | 0 | 0 | 0 | 0 | 0 | 0 | 0 | 0 | 0
|  |  |  | 951869 | TRANS_TOTAL | BULKTRAN | 83.122 | 40.7583 | 10.3103 | 0.12054 | 0.0029696 | 10.4338 | 4.3139 | 1.2286 | 0.097225 | 0.020522 | 5.6603 | 0.25914 | 2.8251 | 18.8677 | 2.96 | 24.9119 | 1.1709 | 0.028266 | 1.1992 | 0.020415 | 0.11069 | 0.027487
|  |  |  | 29247953 | TRANS_TOTAL | SUBTRAN | 31.878 | 15.1389 | 3.8753 | 0.04516 | 0.0014805 | 3.922 | 1.6891 | 0.47876 | 0.049041 | 0 | 2.2169 | 0.094595 | 1.0933 | 8.9059 | 0 | 10.0938 | 0.4584 | 0.010968 | 0.46937 | 0.0075274 | 0.023646 | 0.0058904
|  |  |  | 0 | TRANS_TOTAL | DISTPRI | 0 | 0 | 0 | 0 | 0 | 0 | 0 | 0 | 0 | 0 | 0 | 0 | 0 | 0 | 0 | 0 | 0 | 0 | 0 | 0 | 0 | 0
|  |  |  | 400407 | TRANS_TOTAL | DISTSEC | 0 | 0 | 0 | 0 | 0 | 0 | 0 | 0 | 0 | 0 | 0 | 0 | 0 | 0 | 0 | 0 | 0 | 0 | 0 | 0 | 0 | 0
|  |  |  | 33611 | TRANS_TOTAL | ENERGY | 0 | 0 | 0 | 0 | 0 | 0 | 0 | 0 | 0 | 0 | 0 | 0 | 0 | 0 | 0 | 0 | 0 | 0 | 0 | 0 | 0 | 0
|  |  |  | 7703 | TRANS_TOTAL | CUSTOMER | 0 | 0 | 0 | 0 | 0 | 0 | 0 | 0 | 0 | 0 | 0 | 0 | 0 | 0 | 0 | 0 | 0 | 0 | 0 | 0 | 0 | 0
|  |  | 572-Underground Lines | 115 | TRANS_TOTAL | TOTAL | 115 | 55.8972 | 14.1856 | 0.1657 | 0.0044502 | 14.3558 | 6.003 | 1.7074 | 0.14627 | 0.020522 | 7.8771 | 0.35373 | 3.9184 | 27.7736 | 2.96 | 35.0057 | 1.6293 | 0.039234 | 1.6686 | 0.027942 | 0.13434 | 0.033377
|  |  |  | 41511 | TRANS_TOTAL | PRODUCTION | 0 | 0 | 0 | 0 | 0 | 0 | 0 | 0 | 0 | 0 | 0 | 0 | 0 | 0 | 0 | 0 | 0 | 0 | 0 | 0 | 0 | 0
|  |  |  | 27519 | TRANS_TOTAL | BULKTRAN | 6578.9256 | 3225.9296 | 816.0347 | 9.5407 | 0.23504 | 825.8105 | 341.4392 | 97.2402 | 7.6952 | 1.6243 | 447.9988 | 20.5104 | 223.5989 | 1493.3358 | 234.2762 | 1971.7212 | 92.6759 | 2.2372 | 94.9131 | 1.6158 | 8.7611 | 2.1755
|  |  |  | 30790177 | TRANS_TOTAL | SUBTRAN | 2523.0744 | 1198.2126 | 306.7247 | 3.5743 | 0.11718 | 310.4163 | 133.6855 | 37.8929 | 3.8815 | 0 | 175.4599 | 7.487 | 86.5337 | 704.8819 | 0 | 798.9026 | 36.2815 | 0.86806 | 37.1496 | 0.59578 | 1.8715 | 0.46621
|  |  |  | 0 | TRANS_TOTAL | DISTPRI | 0 | 0 | 0 | 0 | 0 | 0 | 0 | 0 | 0 | 0 | 0 | 0 | 0 | 0 | 0 | 0 | 0 | 0 | 0 | 0 | 0 | 0
|  |  |  | 41980795 | TRANS_TOTAL | DISTSEC | 0 | 0 | 0 | 0 | 0 | 0 | 0 | 0 | 0 | 0 | 0 | 0 | 0 | 0 | 0 | 0 | 0 | 0 | 0 | 0 | 0 | 0
|  |  |  | 63210092.2529 | TRANS_TOTAL | ENERGY | 0 | 0 | 0 | 0 | 0 | 0 | 0 | 0 | 0 | 0 | 0 | 0 | 0 | 0 | 0 | 0 | 0 | 0 | 0 | 0 | 0 | 0
|  |  |  | 0 | TRANS_TOTAL | CUSTOMER | 0 | 0 | 0 | 0 | 0 | 0 | 0 | 0 | 0 | 0 | 0 | 0 | 0 | 0 | 0 | 0 | 0 | 0 | 0 | 0 | 0 | 0
|  |  | 573-Misc Transmission Expenses | 9102 | TRANS_TOTAL | TOTAL | 9102 | 4424.1422 | 1122.7595 | 13.115 | 0.35222 | 1136.2267 | 475.1247 | 135.1331 | 11.5766 | 1.6243 | 623.4587 | 27.9973 | 310.1326 | 2198.2177 | 234.2762 | 2770.6238 | 128.9574 | 3.1053 | 132.0627 | 2.2116 | 10.6326 | 2.6418
|  |  |  | 377828 | TRAN_LSE | PRODUCTION | 1378079 | 675731.2769 | 170933.738 | 1998.4754 | 49.2335 | 172981.4469 | 71520.8206 | 20368.7786 | 1611.8932 | 340.2422 | 93841.7346 | 4296.2774 | 46836.9607 | 312807.1107 | 49073.525 | 413013.8737 | 19412.6958 | 468.6296 | 19881.3253 | 338.4565 | 1835.1785 | 455.7076
|  |  |  | 4647019 | TRAN_LSE | BULKTRAN | 0 | 0 | 0 | 0 | 0 | 0 | 0 | 0 | 0 | 0 | 0 | 0 | 0 | 0 | 0 | 0 | 0 | 0 | 0 | 0 | 0 | 0
|  |  |  | 0 | TRAN_LSE | SUBTRAN | 0 | 0 | 0 | 0 | 0 | 0 | 0 | 0 | 0 | 0 | 0 | 0 | 0 | 0 | 0 | 0 | 0 | 0 | 0 | 0 | 0 | 0
|  |  |  | -57939 | TRAN_LSE | DISTPRI | 0 | 0 | 0 | 0 | 0 | 0 | 0 | 0 | 0 | 0 | 0 | 0 | 0 | 0 | 0 | 0 | 0 | 0 | 0 | 0 | 0 | 0
|  |  |  | 23591 | TRAN_LSE | DISTSEC | 0 | 0 | 0 | 0 | 0 | 0 | 0 | 0 | 0 | 0 | 0 | 0 | 0 | 0 | 0 | 0 | 0 | 0 | 0 | 0 | 0 | 0
|  |  |  | 5010225 | TRAN_LSE | ENERGY | 0 | 0 | 0 | 0 | 0 | 0 | 0 | 0 | 0 | 0 | 0 | 0 | 0 | 0 | 0 | 0 | 0 | 0 | 0 | 0 | 0 | 0
|  |  |  | 0 | TRAN_LSE | CUSTOMER | 0 | 0 | 0 | 0 | 0 | 0 | 0 | 0 | 0 | 0 | 0 | 0 | 0 | 0 | 0 | 0 | 0 | 0 | 0 | 0 | 0 | 0
|  |  | 575- PJM Admin | 1378079 | TRAN_LSE | TOTAL | 1378079 | 675731.2769 | 170933.738 | 1998.4754 | 49.2335 | 172981.4469 | 71520.8206 | 20368.7786 | 1611.8932 | 340.2422 | 93841.7346 | 4296.2774 | 46836.9607 | 312807.1107 | 49073.525 | 413013.8737 | 19412.6958 | 468.6296 | 19881.3253 | 338.4565 | 1835.1785 | 455.7076
[6 empty] | PRODUCTION | 1378079 | 675731.2769 | 170933.738 | 1998.4754 | 49.2335 | 172981.4469 | 71520.8206 | 20368.7786 | 1611.8932 | 340.2422 | 93841.7346 | 4296.2774 | 46836.9607 | 312807.1107 | 49073.525 | 413013.8737 | 19412.6958 | 468.6296 | 19881.3253 | 338.4565 | 1835.1785 | 455.7076
[6 empty] | BULKTRAN | 4726704.3408 | 2317705.9948 | 586289.4954 | 6854.616 | 168.8669 | 593312.9783 | 245310.8806 | 69863.3345 | 5528.669 | 1167.0045 | 321869.8886 | 14735.899 | 160647.1512 | 1072904.1861 | 168318.3936 | 1416605.6299 | 66584.0444 | 1607.3632 | 68191.4076 | 1160.8795 | 6294.5201 | 1563.042
[6 empty] | SUBTRAN | 1812731.6592 | 860869.5415 | 220369.8998 | 2568.0195 | 84.1905 | 223022.1099 | 96047.909 | 27224.5629 | 2788.6915 | 0 | 126061.1635 | 5379.1143 | 62171.1602 | 506430.4382 | 0 | 573980.7127 | 26066.8579 | 623.6669 | 26690.5249 | 428.0422 | 1344.6086 | 334.9561
[6 empty] | DISTPRI | 0 | 0 | 0 | 0 | 0 | 0 | 0 | 0 | 0 | 0 | 0 | 0 | 0 | 0 | 0 | 0 | 0 | 0 | 0 | 0 | 0 | 0
[6 empty] | DISTSEC | 0 | 0 | 0 | 0 | 0 | 0 | 0 | 0 | 0 | 0 | 0 | 0 | 0 | 0 | 0 | 0 | 0 | 0 | 0 | 0 | 0 | 0
[6 empty] | ENERGY | 0 | 0 | 0 | 0 | 0 | 0 | 0 | 0 | 0 | 0 | 0 | 0 | 0 | 0 | 0 | 0 | 0 | 0 | 0 | 0 | 0 | 0
[6 empty] | CUSTOMER | 0 | 0 | 0 | 0 | 0 | 0 | 0 | 0 | 0 | 0 | 0 | 0 | 0 | 0 | 0 | 0 | 0 | 0 | 0 | 0 | 0 | 0
|  | Total Transmission Maintenance |  | 7917515 |  | TOTAL | 7917515 | 3854306.8131 | 977593.1333 | 11421.1109 | 302.2909 | 989316.535 | 412879.6101 | 117456.676 | 9929.2538 | 1507.2468 | 541772.7867 | 24411.2907 | 269655.272 | 1892141.735 | 217391.9186 | 2403600.2163 | 112063.5981 | 2699.6597 | 114763.2578 | 1927.3781 | 9474.3072 | 2353.7057
[6 empty] | PRODUCTION | 86732661 | 42528746.0038 | 10758119.0583 | 125778.7752 | 3098.6239 | 10886996.4575 | 4501331.9871 | 1281957.2524 | 101448.3117 | 21413.9499 | 5906151.501 | 270396.3786 | 2947794.8903 | 19687255.2937 | 3088558.3531 | 25994004.9157 | 1221783.9188 | 29494.3105 | 1251278.2293 | 21301.5578 | 115501.2966 | 28681.0384
[6 empty] | BULKTRAN | 7671738.4848 | 3761782.628 | 951584.7324 | 11125.4729 | 274.0817 | 962984.2869 | 398154.9908 | 113392.5868 | 8973.3776 | 1894.1218 | 522415.0769 | 23917.2911 | 260740.4321 | 1741390.9865 | 273191.3411 | 2299240.0508 | 108070.0927 | 2608.8515 | 110678.9442 | 1884.1804 | 10216.4021 | 2536.9154
[6 empty] | SUBTRAN | 2942177.5152 | 1397245.4199 | 357674.2101 | 4168.0572 | 136.6465 | 361978.9138 | 155891.7984 | 44187.1782 | 4526.2218 | 0 | 204605.1984 | 8730.6408 | 100907.7039 | 821968.459 | 0 | 931606.8037 | 42308.1502 | 1012.2507 | 43320.4009 | 694.7394 | 2182.3843 | 543.6548
[6 empty] | DISTPRI | 0 | 0 | 0 | 0 | 0 | 0 | 0 | 0 | 0 | 0 | 0 | 0 | 0 | 0 | 0 | 0 | 0 | 0 | 0 | 0 | 0 | 0
[6 empty] | DISTSEC | 0 | 0 | 0 | 0 | 0 | 0 | 0 | 0 | 0 | 0 | 0 | 0 | 0 | 0 | 0 | 0 | 0 | 0 | 0 | 0 | 0 | 0
[6 empty] | ENERGY | 167304 | 60820.4381 | 19630.7791 | 224.7352 | 5.6959 | 19861.2101 | 9499.6814 | 2651.6451 | 209.9327 | 43.0353 | 12404.2945 | 633.0071 | 7564.9475 | 53480.6394 | 8570.7894 | 70249.3835 | 2576.7493 | 60.5627 | 2637.312 | 59.1649 | 1018.0566 | 254.1403
[6 empty] | CUSTOMER | 0 | 0 | 0 | 0 | 0 | 0 | 0 | 0 | 0 | 0 | 0 | 0 | 0 | 0 | 0 | 0 | 0 | 0 | 0 | 0 | 0 | 0
|  | Total Transmission O&M |  | 97513881 |  | TOTAL | 97513881 | 47748594.4898 | 12087008.7799 | 141297.0405 | 3515.048 | 12231820.8683 | 5064878.4577 | 1442188.6624 | 115157.8438 | 23351.1069 | 6645576.0708 | 303677.3177 | 3317007.9738 | 22304095.3785 | 3370320.4836 | 29295101.1536 | 1374738.911 | 33175.9754 | 1407914.8864 | 23939.6424 | 128918.1396 | 32015.7489
Distribution Operation
[5 empty] | TOTOXEXP | PRODUCTION | 0 | 0 | 0 | 0 | 0 | 0 | 0 | 0 | 0 | 0 | 0 | 0 | 0 | 0 | 0 | 0 | 0 | 0 | 0 | 0 | 0 | 0
[5 empty] | TOTOXEXP | BULKTRAN | 0 | 0 | 0 | 0 | 0 | 0 | 0 | 0 | 0 | 0 | 0 | 0 | 0 | 0 | 0 | 0 | 0 | 0 | 0 | 0 | 0 | 0
[5 empty] | TOTOXEXP | SUBTRAN | 0 | 0 | 0 | 0 | 0 | 0 | 0 | 0 | 0 | 0 | 0 | 0 | 0 | 0 | 0 | 0 | 0 | 0 | 0 | 0 | 0 | 0
[5 empty] | TOTOXEXP | DISTPRI | 449166.0012 | 298470.2033 | 75143.3439 | 876.8959 | 0 | 76020.2397 | 32403.8913 | 9198.7647 | 0 | 0 | 41602.656 | 1848.113 | 21376.0118 | 0 | 0 | 23224.1248 | 8793.8701 | 210.6939 | 9004.564 | 151.2964 | 554.605 | 138.3119
[5 empty] | TOTOXEXP | DISTSEC | 154135.5377 | 115077.864 | 25833.4555 | 0 | 0 | 25833.4555 | 9106.5654 | 0 | 0 | 0 | 9106.5654 | 403.0617 | 0 | 0 | 0 | 403.0617 | 2534.493 | 0 | 2534.493 | 41.3281 | 912.5882 | 226.1817
[5 empty] | TOTOXEXP | ENERGY | 0 | 0 | 0 | 0 | 0 | 0 | 0 | 0 | 0 | 0 | 0 | 0 | 0 | 0 | 0 | 0 | 0 | 0 | 0 | 0 | 0 | 0
[5 empty] | TOTOXEXP | CUSTOMER | 846987.4612 | 605285.4693 | 165890.699 | 4421.0543 | 750.7972 | 171062.5505 | 5133.716 | 3687.7426 | 2154.2702 | 923.2393 | 11898.968 | 77.6762 | 2337.1879 | 5586.088 | 1384.8674 | 9385.8194 | 1679.4604 | 43.9948 | 1723.4552 | 92.6089 | 37654.8793 | 9883.7106
|  |  | 580 Supervision & Engineering | 1450289 | TOTOXEXP | TOTAL | 1450289 | 1018833.5366 | 266867.4984 | 5297.9501 | 750.7972 | 272916.2457 | 46644.1728 | 12886.5072 | 2154.2702 | 923.2393 | 62608.1894 | 2328.8508 | 23713.1997 | 5586.088 | 1384.8674 | 33013.0059 | 13007.8235 | 254.6886 | 13262.5122 | 285.2335 | 39122.0725 | 10248.2042
[5 empty] | DIST_CPD | PRODUCTION | 0 | 0 | 0 | 0 | 0 | 0 | 0 | 0 | 0 | 0 | 0 | 0 | 0 | 0 | 0 | 0 | 0 | 0 | 0 | 0 | 0 | 0
[5 empty] | DIST_CPD | BULKTRAN | 0 | 0 | 0 | 0 | 0 | 0 | 0 | 0 | 0 | 0 | 0 | 0 | 0 | 0 | 0 | 0 | 0 | 0 | 0 | 0 | 0 | 0
[5 empty] | DIST_CPD | SUBTRAN | 0 | 0 | 0 | 0 | 0 | 0 | 0 | 0 | 0 | 0 | 0 | 0 | 0 | 0 | 0 | 0 | 0 | 0 | 0 | 0 | 0 | 0
[5 empty] | DIST_CPD | DISTPRI | 2861 | 1901.1306 | 478.6317 | 5.5855 | 0 | 484.2172 | 206.3993 | 58.5923 | 0 | 0 | 264.9916 | 11.7717 | 136.1563 | 0 | 0 | 147.928 | 56.0133 | 1.342 | 57.3553 | 0.9637 | 3.5326 | 0.88099
[5 empty] | DIST_CPD | DISTSEC | 0 | 0 | 0 | 0 | 0 | 0 | 0 | 0 | 0 | 0 | 0 | 0 | 0 | 0 | 0 | 0 | 0 | 0 | 0 | 0 | 0 | 0
[5 empty] | DIST_CPD | ENERGY | 0 | 0 | 0 | 0 | 0 | 0 | 0 | 0 | 0 | 0 | 0 | 0 | 0 | 0 | 0 | 0 | 0 | 0 | 0 | 0 | 0 | 0
[5 empty] | DIST_CPD | CUSTOMER | 0 | 0 | 0 | 0 | 0 | 0 | 0 | 0 | 0 | 0 | 0 | 0 | 0 | 0 | 0 | 0 | 0 | 0 | 0 | 0 | 0 | 0
|  |  | 581 Load Dispatching | 2861 | DIST_CPD | TOTAL | 2861 | 1901.1306 | 478.6317 | 5.5855 | 0 | 484.2172 | 206.3993 | 58.5923 | 0 | 0 | 264.9916 | 11.7717 | 136.1563 | 0 | 0 | 147.928 | 56.0133 | 1.342 | 57.3553 | 0.9637 | 3.5326 | 0.88099
[5 empty] | DIST_CPD | PRODUCTION | 0 | 0 | 0 | 0 | 0 | 0 | 0 | 0 | 0 | 0 | 0 | 0 | 0 | 0 | 0 | 0 | 0 | 0 | 0 | 0 | 0 | 0
[5 empty] | DIST_CPD | BULKTRAN | 0 | 0 | 0 | 0 | 0 | 0 | 0 | 0 | 0 | 0 | 0 | 0 | 0 | 0 | 0 | 0 | 0 | 0 | 0 | 0 | 0 | 0
[5 empty] | DIST_CPD | SUBTRAN | 0 | 0 | 0 | 0 | 0 | 0 | 0 | 0 | 0 | 0 | 0 | 0 | 0 | 0 | 0 | 0 | 0 | 0 | 0 | 0 | 0 | 0
[5 empty] | DIST_CPD | DISTPRI | 369656 | 245635.9145 | 61841.6974 | 721.6704 | 0 | 62563.3678 | 26667.8529 | 7570.4273 | 0 | 0 | 34238.2802 | 1520.9656 | 17592.0951 | 0 | 0 | 19113.0608 | 7237.206 | 173.3975 | 7410.6034 | 124.5144 | 456.4305 | 113.8283
[5 empty] | DIST_CPD | DISTSEC | 0 | 0 | 0 | 0 | 0 | 0 | 0 | 0 | 0 | 0 | 0 | 0 | 0 | 0 | 0 | 0 | 0 | 0 | 0 | 0 | 0 | 0
[5 empty] | DIST_CPD | ENERGY | 0 | 0 | 0 | 0 | 0 | 0 | 0 | 0 | 0 | 0 | 0 | 0 | 0 | 0 | 0 | 0 | 0 | 0 | 0 | 0 | 0 | 0
[5 empty] | DIST_CPD | CUSTOMER | 0 | 0 | 0 | 0 | 0 | 0 | 0 | 0 | 0 | 0 | 0 | 0 | 0 | 0 | 0 | 0 | 0 | 0 | 0 | 0 | 0 | 0
|  |  | 582 Station Expenses | 369656 | DIST_CPD | TOTAL | 369656 | 245635.9145 | 61841.6974 | 721.6704 | 0 | 62563.3678 | 26667.8529 | 7570.4273 | 0 | 0 | 34238.2802 | 1520.9656 | 17592.0951 | 0 | 0 | 19113.0608 | 7237.206 | 173.3975 | 7410.6034 | 124.5144 | 456.4305 | 113.8283
[5 empty] | DIST_OHLINES | PRODUCTION | 0 | 0 | 0 | 0 | 0 | 0 | 0 | 0 | 0 | 0 | 0 | 0 | 0 | 0 | 0 | 0 | 0 | 0 | 0 | 0 | 0 | 0
[5 empty] | DIST_OHLINES | BULKTRAN | 0 | 0 | 0 | 0 | 0 | 0 | 0 | 0 | 0 | 0 | 0 | 0 | 0 | 0 | 0 | 0 | 0 | 0 | 0 | 0 | 0 | 0
[5 empty] | DIST_OHLINES | SUBTRAN | 0 | 0 | 0 | 0 | 0 | 0 | 0 | 0 | 0 | 0 | 0 | 0 | 0 | 0 | 0 | 0 | 0 | 0 | 0 | 0 | 0 | 0
[5 empty] | DIST_OHLINES | DISTPRI | 179856.6424 | 119514.4968 | 30089.1641 | 351.1298 | 0 | 30440.2939 | 12975.281 | 3683.402 | 0 | 0 | 16658.683 | 740.028 | 8559.4584 | 0 | 0 | 9299.4864 | 3521.2727 | 84.3668 | 3605.6394 | 60.5827 | 222.0769 | 55.3833
[5 empty] | DIST_OHLINES | DISTSEC | 76355.1303 | 57006.8748 | 12797.288 | 0 | 0 | 12797.288 | 4511.1789 | 0 | 0 | 0 | 4511.1789 | 199.6673 | 0 | 0 | 0 | 199.6673 | 1255.5284 | 0 | 1255.5284 | 20.473 | 452.0748 | 112.0451
[5 empty] | DIST_OHLINES | ENERGY | 0 | 0 | 0 | 0 | 0 | 0 | 0 | 0 | 0 | 0 | 0 | 0 | 0 | 0 | 0 | 0 | 0 | 0 | 0 | 0 | 0 | 0
[5 empty] | DIST_OHLINES | CUSTOMER | 466671.2274 | 375725.9223 | 88862.6983 | 201.9148 | 0 | 89064.6131 | 1049.9569 | 173.0698 | 0 | 0 | 1223.0267 | 14.4225 | 98.0729 | 0 | 0 | 112.4954 | 366.3311 | 2.8845 | 369.2156 | 23.076 | 0 | 152.8783
|  |  | 583 Overhead Lines | 722883 | DIST_OHLINES | TOTAL | 722883 | 552247.2939 | 131749.1504 | 553.0446 | 0 | 132302.1949 | 18536.4169 | 3856.4718 | 0 | 0 | 22392.8886 | 954.1177 | 8657.5313 | 0 | 0 | 9611.649 | 5143.1322 | 87.2513 | 5230.3834 | 104.1316 | 674.1517 | 320.3068
[5 empty] | DIST_UGLINES | PRODUCTION | 0 | 0 | 0 | 0 | 0 | 0 | 0 | 0 | 0 | 0 | 0 | 0 | 0 | 0 | 0 | 0 | 0 | 0 | 0 | 0 | 0 | 0
[5 empty] | DIST_UGLINES | BULKTRAN | 0 | 0 | 0 | 0 | 0 | 0 | 0 | 0 | 0 | 0 | 0 | 0 | 0 | 0 | 0 | 0 | 0 | 0 | 0 | 0 | 0 | 0
[5 empty] | DIST_UGLINES | SUBTRAN | 0 | 0 | 0 | 0 | 0 | 0 | 0 | 0 | 0 | 0 | 0 | 0 | 0 | 0 | 0 | 0 | 0 | 0 | 0 | 0 | 0 | 0
[5 empty] | DIST_UGLINES | DISTPRI | 89327.7489 | 59358.1689 | 14944.1092 | 174.3924 | 0 | 15118.5016 | 6444.3138 | 1829.4015 | 0 | 0 | 8273.7153 | 367.5429 | 4251.1477 | 0 | 0 | 4618.6906 | 1748.8782 | 41.9017 | 1790.7799 | 30.089 | 110.2969 | 27.5067
[5 empty] | DIST_UGLINES | DISTSEC | 122330.8732 | 91332.4455 | 20502.9237 | 0 | 0 | 20502.9237 | 7227.4968 | 0 | 0 | 0 | 7227.4968 | 319.893 | 0 | 0 | 0 | 319.893 | 2011.5202 | 0 | 2011.5202 | 32.8004 | 724.2827 | 179.5109
[5 empty] | DIST_UGLINES | ENERGY | 0 | 0 | 0 | 0 | 0 | 0 | 0 | 0 | 0 | 0 | 0 | 0 | 0 | 0 | 0 | 0 | 0 | 0 | 0 | 0 | 0 | 0
[5 empty] | DIST_UGLINES | CUSTOMER | 150819.3779 | 121427.563 | 28718.7555 | 65.2551 | 0 | 28784.0106 | 339.3264 | 55.9329 | 0 | 0 | 395.2593 | 4.6611 | 31.6953 | 0 | 0 | 36.3564 | 118.3913 | 0.93222 | 119.3236 | 7.4577 | 0 | 49.4074
|  |  | 584 Underground Lines | 362478 | DIST_UGLINES | TOTAL | 362478 | 272118.1774 | 64165.7884 | 239.6475 | 0 | 64405.4358 | 14011.1369 | 1885.3344 | 0 | 0 | 15896.4713 | 692.097 | 4282.843 | 0 | 0 | 4974.94 | 3878.7897 | 42.8339 | 3921.6236 | 70.3472 | 834.5796 | 256.425
[5 empty] | DIST_SL | PRODUCTION | 0 | 0 | 0 | 0 | 0 | 0 | 0 | 0 | 0 | 0 | 0 | 0 | 0 | 0 | 0 | 0 | 0 | 0 | 0 | 0 | 0 | 0
[5 empty] | DIST_SL | BULKTRAN | 0 | 0 | 0 | 0 | 0 | 0 | 0 | 0 | 0 | 0 | 0 | 0 | 0 | 0 | 0 | 0 | 0 | 0 | 0 | 0 | 0 | 0
[5 empty] | DIST_SL | SUBTRAN | 0 | 0 | 0 | 0 | 0 | 0 | 0 | 0 | 0 | 0 | 0 | 0 | 0 | 0 | 0 | 0 | 0 | 0 | 0 | 0 | 0 | 0
[5 empty] | DIST_SL | DISTPRI | 0 | 0 | 0 | 0 | 0 | 0 | 0 | 0 | 0 | 0 | 0 | 0 | 0 | 0 | 0 | 0 | 0 | 0 | 0 | 0 | 0 | 0
[5 empty] | DIST_SL | DISTSEC | 0 | 0 | 0 | 0 | 0 | 0 | 0 | 0 | 0 | 0 | 0 | 0 | 0 | 0 | 0 | 0 | 0 | 0 | 0 | 0 | 0 | 0
[5 empty] | DIST_SL | ENERGY | 0 | 0 | 0 | 0 | 0 | 0 | 0 | 0 | 0 | 0 | 0 | 0 | 0 | 0 | 0 | 0 | 0 | 0 | 0 | 0 | 0 | 0
[5 empty] | DIST_SL | CUSTOMER | 32865 | 0 | 0 | 0 | 0 | 0 | 0 | 0 | 0 | 0 | 0 | 0 | 0 | 0 | 0 | 0 | 0 | 0 | 0 | 0 | 0 | 32865
|  |  | 585 Street Lighting | 32865 | DIST_SL | TOTAL | 32865 | 0 | 0 | 0 | 0 | 0 | 0 | 0 | 0 | 0 | 0 | 0 | 0 | 0 | 0 | 0 | 0 | 0 | 0 | 0 | 0 | 32865
[5 empty] | DIST_METERS | PRODUCTION | 0 | 0 | 0 | 0 | 0 | 0 | 0 | 0 | 0 | 0 | 0 | 0 | 0 | 0 | 0 | 0 | 0 | 0 | 0 | 0 | 0 | 0
[5 empty] | DIST_METERS | BULKTRAN | 0 | 0 | 0 | 0 | 0 | 0 | 0 | 0 | 0 | 0 | 0 | 0 | 0 | 0 | 0 | 0 | 0 | 0 | 0 | 0 | 0 | 0
[5 empty] | DIST_METERS | SUBTRAN | 0 | 0 | 0 | 0 | 0 | 0 | 0 | 0 | 0 | 0 | 0 | 0 | 0 | 0 | 0 | 0 | 0 | 0 | 0 | 0 | 0 | 0
[5 empty] | DIST_METERS | DISTPRI | 0 | 0 | 0 | 0 | 0 | 0 | 0 | 0 | 0 | 0 | 0 | 0 | 0 | 0 | 0 | 0 | 0 | 0 | 0 | 0 | 0 | 0
[5 empty] | DIST_METERS | DISTSEC | 0 | 0 | 0 | 0 | 0 | 0 | 0 | 0 | 0 | 0 | 0 | 0 | 0 | 0 | 0 | 0 | 0 | 0 | 0 | 0 | 0 | 0
[5 empty] | DIST_METERS | ENERGY | 0 | 0 | 0 | 0 | 0 | 0 | 0 | 0 | 0 | 0 | 0 | 0 | 0 | 0 | 0 | 0 | 0 | 0 | 0 | 0 | 0 | 0
[5 empty] | DIST_METERS | CUSTOMER | 1214835 | 746310.6185 | 312979.4453 | 25267.2912 | 4506.7611 | 342753.4976 | 22748.1773 | 21047.0152 | 12931.2955 | 5541.8674 | 62268.3554 | 355.4424 | 13412.0963 | 33531.2419 | 8312.8521 | 55611.6327 | 7266.3773 | 245.9319 | 7512.3092 | 378.5865 | 0 | 0
|  |  | 586 Meters | 1214835 | DIST_METERS | TOTAL | 1214835 | 746310.6185 | 312979.4453 | 25267.2912 | 4506.7611 | 342753.4976 | 22748.1773 | 21047.0152 | 12931.2955 | 5541.8674 | 62268.3554 | 355.4424 | 13412.0963 | 33531.2419 | 8312.8521 | 55611.6327 | 7266.3773 | 245.9319 | 7512.3092 | 378.5865 | 0 | 0
[5 empty] | DIST_PCUST | PRODUCTION | 0 | 0 | 0 | 0 | 0 | 0 | 0 | 0 | 0 | 0 | 0 | 0 | 0 | 0 | 0 | 0 | 0 | 0 | 0 | 0 | 0 | 0
[5 empty] | DIST_PCUST | BULKTRAN | 0 | 0 | 0 | 0 | 0 | 0 | 0 | 0 | 0 | 0 | 0 | 0 | 0 | 0 | 0 | 0 | 0 | 0 | 0 | 0 | 0 | 0
[5 empty] | DIST_PCUST | SUBTRAN | 0 | 0 | 0 | 0 | 0 | 0 | 0 | 0 | 0 | 0 | 0 | 0 | 0 | 0 | 0 | 0 | 0 | 0 | 0 | 0 | 0 | 0
[5 empty] | DIST_PCUST | DISTPRI | 0 | 0 | 0 | 0 | 0 | 0 | 0 | 0 | 0 | 0 | 0 | 0 | 0 | 0 | 0 | 0 | 0 | 0 | 0 | 0 | 0 | 0
[5 empty] | DIST_PCUST | DISTSEC | 0 | 0 | 0 | 0 | 0 | 0 | 0 | 0 | 0 | 0 | 0 | 0 | 0 | 0 | 0 | 0 | 0 | 0 | 0 | 0 | 0 | 0
[5 empty] | DIST_PCUST | ENERGY | 0 | 0 | 0 | 0 | 0 | 0 | 0 | 0 | 0 | 0 | 0 | 0 | 0 | 0 | 0 | 0 | 0 | 0 | 0 | 0 | 0 | 0
[5 empty] | DIST_PCUST | CUSTOMER | 158939 | 99629.533 | 23563.3173 | 53.5408 | 0 | 23616.8581 | 278.4123 | 45.8921 | 0 | 0 | 324.3044 | 3.8243 | 26.0055 | 0 | 0 | 29.8299 | 97.1384 | 0.76487 | 97.9032 | 6.119 | 35193.9143 | 40.5381
|  |  | 587 Customer Installs | 158939 | DIST_PCUST | TOTAL | 158939 | 99629.533 | 23563.3173 | 53.5408 | 0 | 23616.8581 | 278.4123 | 45.8921 | 0 | 0 | 324.3044 | 3.8243 | 26.0055 | 0 | 0 | 29.8299 | 97.1384 | 0.76487 | 97.9032 | 6.119 | 35193.9143 | 40.5381
[5 empty] | RB_GUP_EPIS_D | PRODUCTION | 0 | 0 | 0 | 0 | 0 | 0 | 0 | 0 | 0 | 0 | 0 | 0 | 0 | 0 | 0 | 0 | 0 | 0 | 0 | 0 | 0 | 0
[5 empty] | RB_GUP_EPIS_D | BULKTRAN | 0 | 0 | 0 | 0 | 0 | 0 | 0 | 0 | 0 | 0 | 0 | 0 | 0 | 0 | 0 | 0 | 0 | 0 | 0 | 0 | 0 | 0
[5 empty] | RB_GUP_EPIS_D | SUBTRAN | 0 | 0 | 0 | 0 | 0 | 0 | 0 | 0 | 0 | 0 | 0 | 0 | 0 | 0 | 0 | 0 | 0 | 0 | 0 | 0 | 0 | 0
[5 empty] | RB_GUP_EPIS_D | DISTPRI | 1993564.224 | 1324720.7438 | 333513.8492 | 3891.9871 | 0 | 337405.8363 | 143820.4101 | 40827.5072 | 0 | 0 | 184647.9173 | 8202.6064 | 94874.6171 | 0 | 0 | 103077.2236 | 39030.4361 | 935.137 | 39965.5731 | 671.5093 | 2461.5415 | 613.8792
[5 empty] | RB_GUP_EPIS_D | DISTSEC | 702174.3258 | 524244.5889 | 117685.9633 | 0 | 0 | 117685.9633 | 41485.5427 | 0 | 0 | 0 | 41485.5427 | 1836.1732 | 0 | 0 | 0 | 1836.1732 | 11546.0454 | 0 | 11546.0454 | 188.273 | 4157.354 | 1030.3853
[5 empty] | RB_GUP_EPIS_D | ENERGY | 0 | 0 | 0 | 0 | 0 | 0 | 0 | 0 | 0 | 0 | 0 | 0 | 0 | 0 | 0 | 0 | 0 | 0 | 0 | 0 | 0 | 0
[5 empty] | RB_GUP_EPIS_D | CUSTOMER | 3075894.4501 | 2284945.9383 | 554027.4768 | 3445.2553 | 449.6646 | 557922.3967 | 8446.851 | 2892.1467 | 1290.2272 | 552.9429 | 13182.1679 | 120.3153 | 1787.0952 | 3345.5984 | 829.4195 | 6082.4283 | 2880.2174 | 37.7408 | 2917.9582 | 173.535 | 182740.7547 | 27929.271
|  |  | 588 Miscellaneous Distribution | 5771633 | RB_GUP_EPIS_D | TOTAL | 5771633 | 4133911.2711 | 1005227.2893 | 7337.2424 | 449.6646 | 1013014.1963 | 193752.8039 | 43719.6539 | 1290.2272 | 552.9429 | 239315.6279 | 10159.0949 | 96661.7123 | 3345.5984 | 829.4195 | 110995.8251 | 53456.6989 | 972.8778 | 54429.5767 | 1033.3173 | 189359.6502 | 29573.5355
[5 empty] | RB_GUP_EPIS_D | PRODUCTION | 0 | 0 | 0 | 0 | 0 | 0 | 0 | 0 | 0 | 0 | 0 | 0 | 0 | 0 | 0 | 0 | 0 | 0 | 0 | 0 | 0 | 0
[5 empty] | RB_GUP_EPIS_D | BULKTRAN | 0 | 0 | 0 | 0 | 0 | 0 | 0 | 0 | 0 | 0 | 0 | 0 | 0 | 0 | 0 | 0 | 0 | 0 | 0 | 0 | 0 | 0
[5 empty] | RB_GUP_EPIS_D | SUBTRAN | 0 | 0 | 0 | 0 | 0 | 0 | 0 | 0 | 0 | 0 | 0 | 0 | 0 | 0 | 0 | 0 | 0 | 0 | 0 | 0 | 0 | 0
[5 empty] | RB_GUP_EPIS_D | DISTPRI | 381391.4972 | 253434.1366 | 63804.9905 | 744.5814 | 0 | 64549.5718 | 27514.4793 | 7810.7662 | 0 | 0 | 35325.2455 | 1569.2519 | 18150.5927 | 0 | 0 | 19719.8446 | 7466.9661 | 178.9023 | 7645.8684 | 128.4674 | 470.9209 | 117.4421
[5 empty] | RB_GUP_EPIS_D | DISTSEC | 134333.9303 | 100293.949 | 22514.6625 | 0 | 0 | 22514.6625 | 7936.6559 | 0 | 0 | 0 | 7936.6559 | 351.2808 | 0 | 0 | 0 | 351.2808 | 2208.8897 | 0 | 2208.8897 | 36.0188 | 795.3491 | 197.1244
[5 empty] | RB_GUP_EPIS_D | ENERGY | 0 | 0 | 0 | 0 | 0 | 0 | 0 | 0 | 0 | 0 | 0 | 0 | 0 | 0 | 0 | 0 | 0 | 0 | 0 | 0 | 0 | 0
[5 empty] | RB_GUP_EPIS_D | CUSTOMER | 588453.5725 | 437136.1314 | 105991.754 | 659.1165 | 86.026 | 106736.8965 | 1615.9786 | 553.3005 | 246.8351 | 105.7843 | 2521.8986 | 23.0177 | 341.8916 | 640.051 | 158.6774 | 1163.6377 | 551.0183 | 7.2202 | 558.2386 | 33.1992 | 34960.3836 | 5343.187
|  |  | 589 Rents | 1104179 | RB_GUP_EPIS_D | TOTAL | 1104179 | 790864.217 | 192311.407 | 1403.6979 | 86.026 | 193801.1309 | 37067.1138 | 8364.0668 | 246.8351 | 105.7843 | 45783.8 | 1943.5503 | 18492.4843 | 640.051 | 158.6774 | 21234.763 | 10226.8742 | 186.1226 | 10412.9967 | 197.6853 | 36226.6536 | 5657.7535
[6 empty] | PRODUCTION | 0 | 0 | 0 | 0 | 0 | 0 | 0 | 0 | 0 | 0 | 0 | 0 | 0 | 0 | 0 | 0 | 0 | 0 | 0 | 0 | 0 | 0
[6 empty] | BULKTRAN | 0 | 0 | 0 | 0 | 0 | 0 | 0 | 0 | 0 | 0 | 0 | 0 | 0 | 0 | 0 | 0 | 0 | 0 | 0 | 0 | 0 | 0
[6 empty] | SUBTRAN | 0 | 0 | 0 | 0 | 0 | 0 | 0 | 0 | 0 | 0 | 0 | 0 | 0 | 0 | 0 | 0 | 0 | 0 | 0 | 0 | 0 | 0
[6 empty] | DISTPRI | 3465823.1137 | 2303034.7946 | 579815.7859 | 6766.2424 | 0 | 586582.0283 | 250032.6278 | 70978.861 | 0 | 0 | 321011.4888 | 14260.2795 | 164940.0792 | 0 | 0 | 179200.3586 | 67854.6425 | 1625.7411 | 69480.3836 | 1167.4229 | 4279.4043 | 1067.2325
[6 empty] | DISTSEC | 1189329.7972 | 887955.7223 | 199334.2931 | 0 | 0 | 199334.2931 | 70267.4397 | 0 | 0 | 0 | 70267.4397 | 3110.076 | 0 | 0 | 0 | 3110.076 | 19556.4767 | 0 | 19556.4767 | 318.8933 | 7041.6488 | 1745.2474
[6 empty] | ENERGY | 0 | 0 | 0 | 0 | 0 | 0 | 0 | 0 | 0 | 0 | 0 | 0 | 0 | 0 | 0 | 0 | 0 | 0 | 0 | 0 | 0 | 0
[6 empty] | CUSTOMER | 6535465.0891 | 4670461.1758 | 1280034.1462 | 34113.4279 | 5793.2489 | 1319940.823 | 39612.4184 | 28455.0999 | 16622.6281 | 7123.8339 | 91813.9803 | 599.3594 | 18034.0448 | 43102.9793 | 10685.8163 | 72422.1998 | 12958.9342 | 339.4693 | 13298.4036 | 714.5823 | 290549.932 | 76263.9924
|  |  | Total Distribution Operations Expenses | 11190618 |  | TOTAL | 11190618 | 7861451.6926 | 2059184.2252 | 40879.6704 | 5793.2489 | 2105857.1444 | 359912.486 | 99433.9609 | 16622.6281 | 7123.8339 | 483092.9088 | 17969.7149 | 182974.124 | 43102.9793 | 10685.8163 | 254732.6344 | 100370.0533 | 1965.2105 | 102335.2638 | 2200.8984 | 301870.9851 | 79076.4723
Distribution Maintenance
[5 empty] | TOTMXEXP | PRODUCTION | 0 | 0 | 0 | 0 | 0 | 0 | 0 | 0 | 0 | 0 | 0 | 0 | 0 | 0 | 0 | 0 | 0 | 0 | 0 | 0 | 0 | 0
[5 empty] | TOTMXEXP | BULKTRAN | 0 | 0 | 0 | 0 | 0 | 0 | 0 | 0 | 0 | 0 | 0 | 0 | 0 | 0 | 0 | 0 | 0 | 0 | 0 | 0 | 0 | 0
[5 empty] | TOTMXEXP | SUBTRAN | 0 | 0 | 0 | 0 | 0 | 0 | 0 | 0 | 0 | 0 | 0 | 0 | 0 | 0 | 0 | 0 | 0 | 0 | 0 | 0 | 0 | 0
[5 empty] | TOTMXEXP | DISTPRI | 15502.2011 | 10301.1918 | 2593.4448 | 30.2646 | 0 | 2623.7094 | 1118.3652 | 317.4797 | 0 | 0 | 1435.845 | 63.7845 | 737.7567 | 0 | 0 | 801.5412 | 303.5055 | 7.2717 | 310.7772 | 5.2217 | 19.1412 | 4.7736
[5 empty] | TOTMXEXP | DISTSEC | 5838.2541 | 4358.8508 | 978.5042 | 0 | 0 | 978.5042 | 344.9331 | 0 | 0 | 0 | 344.9331 | 15.2669 | 0 | 0 | 0 | 15.2669 | 96 | 0 | 96 | 1.5654 | 34.5665 | 8.5672
[5 empty] | TOTMXEXP | ENERGY | 0 | 0 | 0 | 0 | 0 | 0 | 0 | 0 | 0 | 0 | 0 | 0 | 0 | 0 | 0 | 0 | 0 | 0 | 0 | 0 | 0 | 0
[5 empty] | TOTMXEXP | CUSTOMER | 35693.5448 | 28670.2718 | 6789.4416 | 16.9818 | 0.28578 | 6806.7092 | 81.4286 | 14.5171 | 0.82 | 0.35142 | 97.1172 | 1.1212 | 8.3206 | 2.1263 | 0.52714 | 12.0953 | 28.368 | 0.2353 | 28.6033 | 1.7819 | 51.0693 | 25.8969
|  |  | 590 Supervision & Engineering | 57034 | TOTMXEXP | TOTAL | 57034 | 43330.3143 | 10361.3906 | 47.2464 | 0.28578 | 10408.9228 | 1544.7269 | 331.9969 | 0.82 | 0.35142 | 1877.8952 | 80.1727 | 746.0773 | 2.1263 | 0.52714 | 828.9034 | 427.8735 | 7.507 | 435.3806 | 8.5691 | 104.777 | 39.2377
[5 empty] | DIST_CPD | PRODUCTION | 0 | 0 | 0 | 0 | 0 | 0 | 0 | 0 | 0 | 0 | 0 | 0 | 0 | 0 | 0 | 0 | 0 | 0 | 0 | 0 | 0 | 0
[5 empty] | DIST_CPD | BULKTRAN | 0 | 0 | 0 | 0 | 0 | 0 | 0 | 0 | 0 | 0 | 0 | 0 | 0 | 0 | 0 | 0 | 0 | 0 | 0 | 0 | 0 | 0
[5 empty] | DIST_CPD | SUBTRAN | 0 | 0 | 0 | 0 | 0 | 0 | 0 | 0 | 0 | 0 | 0 | 0 | 0 | 0 | 0 | 0 | 0 | 0 | 0 | 0 | 0 | 0
[5 empty] | DIST_CPD | DISTPRI | 14891 | 9895.0495 | 2491.1937 | 29.0713 | 0 | 2520.2651 | 1074.2717 | 304.9625 | 0 | 0 | 1379.2343 | 61.2697 | 708.6694 | 0 | 0 | 769.939 | 291.5393 | 6.985 | 298.5243 | 5.0159 | 18.3866 | 4.5854
[5 empty] | DIST_CPD | DISTSEC | 0 | 0 | 0 | 0 | 0 | 0 | 0 | 0 | 0 | 0 | 0 | 0 | 0 | 0 | 0 | 0 | 0 | 0 | 0 | 0 | 0 | 0
[5 empty] | DIST_CPD | ENERGY | 0 | 0 | 0 | 0 | 0 | 0 | 0 | 0 | 0 | 0 | 0 | 0 | 0 | 0 | 0 | 0 | 0 | 0 | 0 | 0 | 0 | 0
[5 empty] | DIST_CPD | CUSTOMER | 0 | 0 | 0 | 0 | 0 | 0 | 0 | 0 | 0 | 0 | 0 | 0 | 0 | 0 | 0 | 0 | 0 | 0 | 0 | 0 | 0 | 0
|  |  | 591 Structures | 14891 | DIST_CPD | TOTAL | 14891 | 9895.0495 | 2491.1937 | 29.0713 | 0 | 2520.2651 | 1074.2717 | 304.9625 | 0 | 0 | 1379.2343 | 61.2697 | 708.6694 | 0 | 0 | 769.939 | 291.5393 | 6.985 | 298.5243 | 5.0159 | 18.3866 | 4.5854
[5 empty] | DIST_CPD | PRODUCTION | 0 | 0 | 0 | 0 | 0 | 0 | 0 | 0 | 0 | 0 | 0 | 0 | 0 | 0 | 0 | 0 | 0 | 0 | 0 | 0 | 0 | 0
[5 empty] | DIST_CPD | BULKTRAN | 0 | 0 | 0 | 0 | 0 | 0 | 0 | 0 | 0 | 0 | 0 | 0 | 0 | 0 | 0 | 0 | 0 | 0 | 0 | 0 | 0 | 0
[5 empty] | DIST_CPD | SUBTRAN | 0 | 0 | 0 | 0 | 0 | 0 | 0 | 0 | 0 | 0 | 0 | 0 | 0 | 0 | 0 | 0 | 0 | 0 | 0 | 0 | 0 | 0
[5 empty] | DIST_CPD | DISTPRI | 951869 | 632515.6694 | 159243.1738 | 1858.3108 | 0 | 161101.4845 | 68670.0676 | 19493.9486 | 0 | 0 | 88164.0161 | 3916.5063 | 45299.8734 | 0 | 0 | 49216.3797 | 18635.8993 | 446.5007 | 19082.4001 | 320.6262 | 1175.3145 | 293.1095
[5 empty] | DIST_CPD | DISTSEC | 0 | 0 | 0 | 0 | 0 | 0 | 0 | 0 | 0 | 0 | 0 | 0 | 0 | 0 | 0 | 0 | 0 | 0 | 0 | 0 | 0 | 0
[5 empty] | DIST_CPD | ENERGY | 0 | 0 | 0 | 0 | 0 | 0 | 0 | 0 | 0 | 0 | 0 | 0 | 0 | 0 | 0 | 0 | 0 | 0 | 0 | 0 | 0 | 0
[5 empty] | DIST_CPD | CUSTOMER | 0 | 0 | 0 | 0 | 0 | 0 | 0 | 0 | 0 | 0 | 0 | 0 | 0 | 0 | 0 | 0 | 0 | 0 | 0 | 0 | 0 | 0
|  |  | 592 Station Equipment | 951869 | DIST_CPD | TOTAL | 951869 | 632515.6694 | 159243.1738 | 1858.3108 | 0 | 161101.4845 | 68670.0676 | 19493.9486 | 0 | 0 | 88164.0161 | 3916.5063 | 45299.8734 | 0 | 0 | 49216.3797 | 18635.8993 | 446.5007 | 19082.4001 | 320.6262 | 1175.3145 | 293.1095
[5 empty] | TOTOHLINES | PRODUCTION | 0 | 0 | 0 | 0 | 0 | 0 | 0 | 0 | 0 | 0 | 0 | 0 | 0 | 0 | 0 | 0 | 0 | 0 | 0 | 0 | 0 | 0
[5 empty] | TOTOHLINES | BULKTRAN | 0 | 0 | 0 | 0 | 0 | 0 | 0 | 0 | 0 | 0 | 0 | 0 | 0 | 0 | 0 | 0 | 0 | 0 | 0 | 0 | 0 | 0
[5 empty] | TOTOHLINES | SUBTRAN | 0 | 0 | 0 | 0 | 0 | 0 | 0 | 0 | 0 | 0 | 0 | 0 | 0 | 0 | 0 | 0 | 0 | 0 | 0 | 0 | 0 | 0
[5 empty] | TOTOHLINES | DISTPRI | 7277026.3269 | 4835574.2004 | 1217412.026 | 14206.7621 | 0 | 1231618.7881 | 524981.788 | 149030.9873 | 0 | 0 | 674012.7753 | 29941.6403 | 346316.9524 | 0 | 0 | 376258.5928 | 142471.212 | 3413.4925 | 145884.7045 | 2451.1831 | 8985.2647 | 2240.8181
[5 empty] | TOTOHLINES | DISTSEC | 3089339.8535 | 2306506.5782 | 517780.1626 | 0 | 0 | 517780.1626 | 182522.9658 | 0 | 0 | 0 | 182522.9658 | 8078.568 | 0 | 0 | 0 | 8078.568 | 50798.8641 | 0 | 50798.8641 | 828.3402 | 18291.0125 | 4533.3619
[5 empty] | TOTOHLINES | ENERGY | 0 | 0 | 0 | 0 | 0 | 0 | 0 | 0 | 0 | 0 | 0 | 0 | 0 | 0 | 0 | 0 | 0 | 0 | 0 | 0 | 0 | 0
[5 empty] | TOTOHLINES | CUSTOMER | 18881586.8196 | 15201926.337 | 3595397.9031 | 8169.5022 | 0 | 3603567.4053 | 42481.4113 | 7002.4304 | 0 | 0 | 49483.8417 | 583.5359 | 3968.0439 | 0 | 0 | 4551.5798 | 14821.8111 | 116.7072 | 14938.5182 | 933.6574 | 0 | 6185.4802
|  |  | 593 Overhead Lines | 29247953 | TOTOHLINES | TOTAL | 29247953 | 22344007.1157 | 5330590.0918 | 22376.2642 | 0 | 5352966.356 | 749986.1651 | 156033.4177 | 0 | 0 | 906019.5828 | 38603.7442 | 350284.9963 | 0 | 0 | 388888.7406 | 208091.8872 | 3530.1996 | 211622.0868 | 4213.1807 | 27276.2772 | 12959.6603
[5 empty] | TOTOHLINES | PRODUCTION | 0 | 0 | 0 | 0 | 0 | 0 | 0 | 0 | 0 | 0 | 0 | 0 | 0 | 0 | 0 | 0 | 0 | 0 | 0 | 0 | 0 | 0
[5 empty] | TOTOHLINES | BULKTRAN | 0 | 0 | 0 | 0 | 0 | 0 | 0 | 0 | 0 | 0 | 0 | 0 | 0 | 0 | 0 | 0 | 0 | 0 | 0 | 0 | 0 | 0
[5 empty] | TOTOHLINES | SUBTRAN | 0 | 0 | 0 | 0 | 0 | 0 | 0 | 0 | 0 | 0 | 0 | 0 | 0 | 0 | 0 | 0 | 0 | 0 | 0 | 0 | 0 | 0
[5 empty] | TOTOHLINES | DISTPRI | 0 | 0 | 0 | 0 | 0 | 0 | 0 | 0 | 0 | 0 | 0 | 0 | 0 | 0 | 0 | 0 | 0 | 0 | 0 | 0 | 0 | 0
[5 empty] | TOTOHLINES | DISTSEC | 0 | 0 | 0 | 0 | 0 | 0 | 0 | 0 | 0 | 0 | 0 | 0 | 0 | 0 | 0 | 0 | 0 | 0 | 0 | 0 | 0 | 0
[5 empty] | TOTOHLINES | ENERGY | 0 | 0 | 0 | 0 | 0 | 0 | 0 | 0 | 0 | 0 | 0 | 0 | 0 | 0 | 0 | 0 | 0 | 0 | 0 | 0 | 0 | 0
[5 empty] | TOTOHLINES | CUSTOMER | 0 | 0 | 0 | 0 | 0 | 0 | 0 | 0 | 0 | 0 | 0 | 0 | 0 | 0 | 0 | 0 | 0 | 0 | 0 | 0 | 0 | 0
|  |  | 5930010 Storm Expense Amortization | 0 | TOTOHLINES | TOTAL | 0 | 0 | 0 | 0 | 0 | 0 | 0 | 0 | 0 | 0 | 0 | 0 | 0 | 0 | 0 | 0 | 0 | 0 | 0 | 0 | 0 | 0
[5 empty] | TOTOHLINES | PRODUCTION | 0 | 0 | 0 | 0 | 0 | 0 | 0 | 0 | 0 | 0 | 0 | 0 | 0 | 0 | 0 | 0 | 0 | 0 | 0 | 0 | 0 | 0
[5 empty] | TOTOHLINES | BULKTRAN | 0 | 0 | 0 | 0 | 0 | 0 | 0 | 0 | 0 | 0 | 0 | 0 | 0 | 0 | 0 | 0 | 0 | 0 | 0 | 0 | 0 | 0
[5 empty] | TOTOHLINES | SUBTRAN | 0 | 0 | 0 | 0 | 0 | 0 | 0 | 0 | 0 | 0 | 0 | 0 | 0 | 0 | 0 | 0 | 0 | 0 | 0 | 0 | 0 | 0
[5 empty] | TOTOHLINES | DISTPRI | 99623.1183 | 66199.428 | 16666.4757 | 194.4918 | 0 | 16860.9675 | 7187.046 | 2040.2471 | 0 | 0 | 9227.293 | 409.9036 | 4741.109 | 0 | 0 | 5151.0126 | 1950.4432 | 46.731 | 1997.1742 | 33.5569 | 123.009 | 30.677
[5 empty] | TOTOHLINES | DISTSEC | 42293.3291 | 31576.2741 | 7088.4551 | 0 | 0 | 7088.4551 | 2498.7551 | 0 | 0 | 0 | 2498.7551 | 110.5963 | 0 | 0 | 0 | 110.5963 | 695.4408 | 0 | 695.4408 | 11.34 | 250.4055 | 62.0621
[5 empty] | TOTOHLINES | ENERGY | 0 | 0 | 0 | 0 | 0 | 0 | 0 | 0 | 0 | 0 | 0 | 0 | 0 | 0 | 0 | 0 | 0 | 0 | 0 | 0 | 0 | 0
[5 empty] | TOTOHLINES | CUSTOMER | 258490.5526 | 208115.6831 | 49221.3075 | 111.8412 | 0 | 49333.1487 | 581.5742 | 95.8639 | 0 | 0 | 677.4381 | 7.9887 | 54.3229 | 0 | 0 | 62.3115 | 202.9119 | 1.5977 | 204.5096 | 12.7819 | 0 | 84.6798
|  |  | 593-Forestry Direct Assigned | 400407 | TOTOHLINES | TOTAL | 400407 | 305891.3852 | 72976.2383 | 306.333 | 0 | 73282.5713 | 10267.3753 | 2136.111 | 0 | 0 | 12403.4863 | 528.4886 | 4795.4318 | 0 | 0 | 5323.9204 | 2848.7959 | 48.3287 | 2897.1246 | 57.6788 | 373.4146 | 177.4189
[5 empty] | TOTUGLINES | PRODUCTION | 0 | 0 | 0 | 0 | 0 | 0 | 0 | 0 | 0 | 0 | 0 | 0 | 0 | 0 | 0 | 0 | 0 | 0 | 0 | 0 | 0 | 0
[5 empty] | TOTUGLINES | BULKTRAN | 0 | 0 | 0 | 0 | 0 | 0 | 0 | 0 | 0 | 0 | 0 | 0 | 0 | 0 | 0 | 0 | 0 | 0 | 0 | 0 | 0 | 0
[5 empty] | TOTUGLINES | SUBTRAN | 0 | 0 | 0 | 0 | 0 | 0 | 0 | 0 | 0 | 0 | 0 | 0 | 0 | 0 | 0 | 0 | 0 | 0 | 0 | 0 | 0 | 0
[5 empty] | TOTUGLINES | DISTPRI | 8282.9716 | 5504.0235 | 1385.7019 | 16.1706 | 0 | 1401.8725 | 597.553 | 169.6324 | 0 | 0 | 767.1854 | 34.0806 | 394.1903 | 0 | 0 | 428.271 | 162.1658 | 3.8854 | 166.0512 | 2.79 | 10.2273 | 2.5506
[5 empty] | TOTUGLINES | DISTSEC | 11343.207 | 8468.8583 | 1901.1465 | 0 | 0 | 1901.1465 | 670.1742 | 0 | 0 | 0 | 670.1742 | 29.6623 | 0 | 0 | 0 | 29.6623 | 186.5195 | 0 | 186.5195 | 3.0414 | 67.1596 | 16.6453
[5 empty] | TOTUGLINES | ENERGY | 0 | 0 | 0 | 0 | 0 | 0 | 0 | 0 | 0 | 0 | 0 | 0 | 0 | 0 | 0 | 0 | 0 | 0 | 0 | 0 | 0 | 0
[5 empty] | TOTUGLINES | CUSTOMER | 13984.8215 | 11259.447 | 2662.9646 | 6.0508 | 0 | 2669.0154 | 31.4642 | 5.1864 | 0 | 0 | 36.6507 | 0.4322 | 2.939 | 0 | 0 | 3.3712 | 10.9779 | 0.08644 | 11.0644 | 0.69152 | 0 | 4.5813
|  |  | 594 Underground Lines | 33611 | TOTUGLINES | TOTAL | 33611 | 25232.3288 | 5949.813 | 22.2215 | 0 | 5972.0345 | 1299.1915 | 174.8188 | 0 | 0 | 1474.0103 | 64.1751 | 397.1293 | 0 | 0 | 461.3044 | 359.6632 | 3.9718 | 363.635 | 6.523 | 77.3869 | 23.7772
[5 empty] | DIST_TRANSF | PRODUCTION | 0 | 0 | 0 | 0 | 0 | 0 | 0 | 0 | 0 | 0 | 0 | 0 | 0 | 0 | 0 | 0 | 0 | 0 | 0 | 0 | 0 | 0
[5 empty] | DIST_TRANSF | BULKTRAN | 0 | 0 | 0 | 0 | 0 | 0 | 0 | 0 | 0 | 0 | 0 | 0 | 0 | 0 | 0 | 0 | 0 | 0 | 0 | 0 | 0 | 0
[5 empty] | DIST_TRANSF | SUBTRAN | 0 | 0 | 0 | 0 | 0 | 0 | 0 | 0 | 0 | 0 | 0 | 0 | 0 | 0 | 0 | 0 | 0 | 0 | 0 | 0 | 0 | 0
[5 empty] | DIST_TRANSF | DISTPRI | 1769.7941 | 1176.0258 | 296.0782 | 3.4551 | 0 | 299.5333 | 127.6771 | 36.2448 | 0 | 0 | 163.9219 | 7.2819 | 84.2253 | 0 | 0 | 91.5072 | 34.6494 | 0.83017 | 35.4796 | 0.59613 | 2.1852 | 0.54497
[5 empty] | DIST_TRANSF | DISTSEC | 3004.8987 | 2243.4626 | 503.6276 | 0 | 0 | 503.6276 | 177.534 | 0 | 0 | 0 | 177.534 | 7.8578 | 0 | 0 | 0 | 7.8578 | 49.4104 | 0 | 49.4104 | 0.8057 | 17.7911 | 4.4095
[5 empty] | DIST_TRANSF | ENERGY | 0 | 0 | 0 | 0 | 0 | 0 | 0 | 0 | 0 | 0 | 0 | 0 | 0 | 0 | 0 | 0 | 0 | 0 | 0 | 0 | 0 | 0
[5 empty] | DIST_TRANSF | CUSTOMER | 2928.3072 | 2360.043 | 558.1723 | 0 | 0 | 558.1723 | 6.5951 | 0 | 0 | 0 | 6.5951 | 0.090592 | 0 | 0 | 0 | 0.090592 | 2.301 | 0 | 2.301 | 0.14495 | 0 | 0.96027
|  |  | 595 Line Transformers | 7703 | DIST_TRANSF | TOTAL | 7703 | 5779.5315 | 1357.8781 | 3.4551 | 0 | 1361.3332 | 311.8062 | 36.2448 | 0 | 0 | 348.051 | 15.2302 | 84.2253 | 0 | 0 | 99.4555 | 86.3608 | 0.83017 | 87.191 | 1.5468 | 19.9763 | 5.9147
[5 empty] | DIST_SL | PRODUCTION | 0 | 0 | 0 | 0 | 0 | 0 | 0 | 0 | 0 | 0 | 0 | 0 | 0 | 0 | 0 | 0 | 0 | 0 | 0 | 0 | 0 | 0
[5 empty] | DIST_SL | BULKTRAN | 0 | 0 | 0 | 0 | 0 | 0 | 0 | 0 | 0 | 0 | 0 | 0 | 0 | 0 | 0 | 0 | 0 | 0 | 0 | 0 | 0 | 0
[5 empty] | DIST_SL | SUBTRAN | 0 | 0 | 0 | 0 | 0 | 0 | 0 | 0 | 0 | 0 | 0 | 0 | 0 | 0 | 0 | 0 | 0 | 0 | 0 | 0 | 0 | 0
[5 empty] | DIST_SL | DISTPRI | 0 | 0 | 0 | 0 | 0 | 0 | 0 | 0 | 0 | 0 | 0 | 0 | 0 | 0 | 0 | 0 | 0 | 0 | 0 | 0 | 0 | 0
[5 empty] | DIST_SL | DISTSEC | 0 | 0 | 0 | 0 | 0 | 0 | 0 | 0 | 0 | 0 | 0 | 0 | 0 | 0 | 0 | 0 | 0 | 0 | 0 | 0 | 0 | 0
[5 empty] | DIST_SL | ENERGY | 0 | 0 | 0 | 0 | 0 | 0 | 0 | 0 | 0 | 0 | 0 | 0 | 0 | 0 | 0 | 0 | 0 | 0 | 0 | 0 | 0 | 0
[5 empty] | DIST_SL | CUSTOMER | 7679 | 0 | 0 | 0 | 0 | 0 | 0 | 0 | 0 | 0 | 0 | 0 | 0 | 0 | 0 | 0 | 0 | 0 | 0 | 0 | 0 | 7679
|  |  | 596 Street Lighting | 7679 | DIST_SL | TOTAL | 7679 | 0 | 0 | 0 | 0 | 0 | 0 | 0 | 0 | 0 | 0 | 0 | 0 | 0 | 0 | 0 | 0 | 0 | 0 | 0 | 0 | 7679
[5 empty] | DIST_METERS | PRODUCTION | 0 | 0 | 0 | 0 | 0 | 0 | 0 | 0 | 0 | 0 | 0 | 0 | 0 | 0 | 0 | 0 | 0 | 0 | 0 | 0 | 0 | 0
[5 empty] | DIST_METERS | BULKTRAN | 0 | 0 | 0 | 0 | 0 | 0 | 0 | 0 | 0 | 0 | 0 | 0 | 0 | 0 | 0 | 0 | 0 | 0 | 0 | 0 | 0 | 0
[5 empty] | DIST_METERS | SUBTRAN | 0 | 0 | 0 | 0 | 0 | 0 | 0 | 0 | 0 | 0 | 0 | 0 | 0 | 0 | 0 | 0 | 0 | 0 | 0 | 0 | 0 | 0
[5 empty] | DIST_METERS | DISTPRI | 0 | 0 | 0 | 0 | 0 | 0 | 0 | 0 | 0 | 0 | 0 | 0 | 0 | 0 | 0 | 0 | 0 | 0 | 0 | 0 | 0 | 0
[5 empty] | DIST_METERS | DISTSEC | 0 | 0 | 0 | 0 | 0 | 0 | 0 | 0 | 0 | 0 | 0 | 0 | 0 | 0 | 0 | 0 | 0 | 0 | 0 | 0 | 0 | 0
[5 empty] | DIST_METERS | ENERGY | 0 | 0 | 0 | 0 | 0 | 0 | 0 | 0 | 0 | 0 | 0 | 0 | 0 | 0 | 0 | 0 | 0 | 0 | 0 | 0 | 0 | 0
[5 empty] | DIST_METERS | CUSTOMER | 41511 | 25501.4879 | 10694.5303 | 863.3852 | 153.9964 | 11711.9119 | 777.3069 | 719.178 | 441.8633 | 189.366 | 2127.7142 | 12.1455 | 458.2923 | 1145.765 | 284.0508 | 1900.2535 | 248.2926 | 8.4035 | 256.6961 | 12.9363 | 0 | 0
|  |  | 597 Meters | 41511 | DIST_METERS | TOTAL | 41511 | 25501.4879 | 10694.5303 | 863.3852 | 153.9964 | 11711.9119 | 777.3069 | 719.178 | 441.8633 | 189.366 | 2127.7142 | 12.1455 | 458.2923 | 1145.765 | 284.0508 | 1900.2535 | 248.2926 | 8.4035 | 256.6961 | 12.9363 | 0 | 0
[5 empty] | DIST_OL | PRODUCTION | 0 | 0 | 0 | 0 | 0 | 0 | 0 | 0 | 0 | 0 | 0 | 0 | 0 | 0 | 0 | 0 | 0 | 0 | 0 | 0 | 0 | 0
[5 empty] | DIST_OL | BULKTRAN | 0 | 0 | 0 | 0 | 0 | 0 | 0 | 0 | 0 | 0 | 0 | 0 | 0 | 0 | 0 | 0 | 0 | 0 | 0 | 0 | 0 | 0
[5 empty] | DIST_OL | SUBTRAN | 0 | 0 | 0 | 0 | 0 | 0 | 0 | 0 | 0 | 0 | 0 | 0 | 0 | 0 | 0 | 0 | 0 | 0 | 0 | 0 | 0 | 0
[5 empty] | DIST_OL | DISTPRI | 0 | 0 | 0 | 0 | 0 | 0 | 0 | 0 | 0 | 0 | 0 | 0 | 0 | 0 | 0 | 0 | 0 | 0 | 0 | 0 | 0 | 0
[5 empty] | DIST_OL | DISTSEC | 0 | 0 | 0 | 0 | 0 | 0 | 0 | 0 | 0 | 0 | 0 | 0 | 0 | 0 | 0 | 0 | 0 | 0 | 0 | 0 | 0 | 0
[5 empty] | DIST_OL | ENERGY | 0 | 0 | 0 | 0 | 0 | 0 | 0 | 0 | 0 | 0 | 0 | 0 | 0 | 0 | 0 | 0 | 0 | 0 | 0 | 0 | 0 | 0
[5 empty] | DIST_OL | CUSTOMER | 27519 | 0 | 0 | 0 | 0 | 0 | 0 | 0 | 0 | 0 | 0 | 0 | 0 | 0 | 0 | 0 | 0 | 0 | 0 | 0 | 27519 | 0
|  |  | 598 Miscellaneous Distribution | 27519 | DIST_OL | TOTAL | 27519 | 0 | 0 | 0 | 0 | 0 | 0 | 0 | 0 | 0 | 0 | 0 | 0 | 0 | 0 | 0 | 0 | 0 | 0 | 0 | 27519 | 0
[6 empty] | PRODUCTION | 0 | 0 | 0 | 0 | 0 | 0 | 0 | 0 | 0 | 0 | 0 | 0 | 0 | 0 | 0 | 0 | 0 | 0 | 0 | 0 | 0 | 0
[6 empty] | BULKTRAN | 0 | 0 | 0 | 0 | 0 | 0 | 0 | 0 | 0 | 0 | 0 | 0 | 0 | 0 | 0 | 0 | 0 | 0 | 0 | 0 | 0 | 0
[6 empty] | SUBTRAN | 0 | 0 | 0 | 0 | 0 | 0 | 0 | 0 | 0 | 0 | 0 | 0 | 0 | 0 | 0 | 0 | 0 | 0 | 0 | 0 | 0 | 0
[6 empty] | DISTPRI | 8368964.412 | 5561165.5883 | 1400088.0941 | 16338.5263 | 0 | 1416426.6204 | 603756.7687 | 171393.5023 | 0 | 0 | 775150.271 | 34434.4669 | 398282.7765 | 0 | 0 | 432717.2434 | 163849.4145 | 3925.6965 | 167775.111 | 2818.99 | 10333.5287 | 2577.0591
[6 empty] | DISTSEC | 3151819.5423 | 2353154.024 | 528251.8961 | 0 | 0 | 528251.8961 | 186214.3623 | 0 | 0 | 0 | 186214.3623 | 8241.9513 | 0 | 0 | 0 | 8241.9513 | 51826.2348 | 0 | 51826.2348 | 845.0928 | 18660.9351 | 4625.0459
[6 empty] | ENERGY | 0 | 0 | 0 | 0 | 0 | 0 | 0 | 0 | 0 | 0 | 0 | 0 | 0 | 0 | 0 | 0 | 0 | 0 | 0 | 0 | 0 | 0
[6 empty] | CUSTOMER | 19269393.0457 | 15477833.2699 | 3665324.3194 | 9167.7612 | 154.2821 | 3674646.3627 | 43959.7803 | 7837.1759 | 442.6833 | 189.7174 | 52429.3569 | 605.3141 | 4491.9186 | 1147.8913 | 284.5779 | 6529.7018 | 15314.6625 | 127.0302 | 15441.6927 | 961.994 | 27570.0693 | 13980.5985
|  |  | Total Distribution Maintenance Expenses | 30790177 |  | TOTAL | 30790177 | 23392152.8822 | 5593664.3095 | 25506.2875 | 154.2821 | 5619324.8792 | 833930.9112 | 179230.6782 | 442.6833 | 189.7174 | 1013793.9902 | 43281.7323 | 402774.6951 | 1147.8913 | 284.5779 | 447488.8966 | 230990.3118 | 4052.7267 | 235043.0385 | 4626.0768 | 56564.5331 | 21182.7035
[6 empty] | PRODUCTION | 0 | 0 | 0 | 0 | 0 | 0 | 0 | 0 | 0 | 0 | 0 | 0 | 0 | 0 | 0 | 0 | 0 | 0 | 0 | 0 | 0 | 0
[6 empty] | BULKTRAN | 0 | 0 | 0 | 0 | 0 | 0 | 0 | 0 | 0 | 0 | 0 | 0 | 0 | 0 | 0 | 0 | 0 | 0 | 0 | 0 | 0 | 0
[6 empty] | SUBTRAN | 0 | 0 | 0 | 0 | 0 | 0 | 0 | 0 | 0 | 0 | 0 | 0 | 0 | 0 | 0 | 0 | 0 | 0 | 0 | 0 | 0 | 0
[6 empty] | DISTPRI | 11834787.5257 | 7864200.3829 | 1979903.88 | 23104.7687 | 0 | 2003008.6487 | 853789.3965 | 242372.3634 | 0 | 0 | 1096161.7599 | 48694.7464 | 563222.8557 | 0 | 0 | 611917.6021 | 231704.057 | 5551.4377 | 237255.4946 | 3986.4129 | 14612.933 | 3644.2916
[6 empty] | DISTSEC | 4341149.3395 | 3241109.7463 | 727586.1892 | 0 | 0 | 727586.1892 | 256481.802 | 0 | 0 | 0 | 256481.802 | 11352.0273 | 0 | 0 | 0 | 11352.0273 | 71382.7115 | 0 | 71382.7115 | 1163.9861 | 25702.5839 | 6370.2934
[6 empty] | ENERGY | 0 | 0 | 0 | 0 | 0 | 0 | 0 | 0 | 0 | 0 | 0 | 0 | 0 | 0 | 0 | 0 | 0 | 0 | 0 | 0 | 0 | 0
[6 empty] | CUSTOMER | 25804858.1348 | 20148294.4456 | 4945358.4655 | 43281.1891 | 5947.531 | 4994587.1857 | 83572.1987 | 36292.2758 | 17065.3114 | 7313.5513 | 144243.3372 | 1204.6735 | 22525.9634 | 44250.8706 | 10970.3942 | 78951.9016 | 28273.5968 | 466.4995 | 28740.0963 | 1676.5763 | 318120.0013 | 90244.5908
|  | Total Distribution O&M |  | 41980795 |  | TOTAL | 41980795 | 31253604.5748 | 7652848.5347 | 66385.9579 | 5947.531 | 7725182.0236 | 1193843.3972 | 278664.6392 | 17065.3114 | 7313.5513 | 1496886.8991 | 61251.4471 | 585748.8191 | 44250.8706 | 10970.3942 | 702221.531 | 331360.3652 | 6017.9372 | 337378.3023 | 6826.9752 | 358435.5182 | 100259.1758
Customer Accounts
[5 empty] | TOTOX234 | PRODUCTION | 0 | 0 | 0 | 0 | 0 | 0 | 0 | 0 | 0 | 0 | 0 | 0 | 0 | 0 | 0 | 0 | 0 | 0 | 0 | 0 | 0 | 0
[5 empty] | TOTOX234 | BULKTRAN | 0 | 0 | 0 | 0 | 0 | 0 | 0 | 0 | 0 | 0 | 0 | 0 | 0 | 0 | 0 | 0 | 0 | 0 | 0 | 0 | 0 | 0
[5 empty] | TOTOX234 | SUBTRAN | 0 | 0 | 0 | 0 | 0 | 0 | 0 | 0 | 0 | 0 | 0 | 0 | 0 | 0 | 0 | 0 | 0 | 0 | 0 | 0 | 0 | 0
[5 empty] | TOTOX234 | DISTPRI | 0 | 0 | 0 | 0 | 0 | 0 | 0 | 0 | 0 | 0 | 0 | 0 | 0 | 0 | 0 | 0 | 0 | 0 | 0 | 0 | 0 | 0
[5 empty] | TOTOX234 | DISTSEC | 0 | 0 | 0 | 0 | 0 | 0 | 0 | 0 | 0 | 0 | 0 | 0 | 0 | 0 | 0 | 0 | 0 | 0 | 0 | 0 | 0 | 0
[5 empty] | TOTOX234 | ENERGY | 0 | 0 | 0 | 0 | 0 | 0 | 0 | 0 | 0 | 0 | 0 | 0 | 0 | 0 | 0 | 0 | 0 | 0 | 0 | 0 | 0 | 0
[5 empty] | TOTOX234 | CUSTOMER | 19726 | 16506.3471 | 3189.1784 | 7.3882 | 0.3214 | 3196.888 | 39.9886 | 6.7187 | 0.78153 | 0.2255 | 47.7144 | 0.5771 | 3.9537 | 1.973 | 0.3509 | 6.8547 | 13.4182 | 0.10854 | 13.5267 | 0.79312 | -50.9441 | 4.8202
|  |  | 901 Supervision | 19726 | TOTOX234 | TOTAL | 19726 | 16506.3471 | 3189.1784 | 7.3882 | 0.3214 | 3196.888 | 39.9886 | 6.7187 | 0.78153 | 0.2255 | 47.7144 | 0.5771 | 3.9537 | 1.973 | 0.3509 | 6.8547 | 13.4182 | 0.10854 | 13.5267 | 0.79312 | -50.9441 | 4.8202
[5 empty] | CUST_902 | PRODUCTION | 0 | 0 | 0 | 0 | 0 | 0 | 0 | 0 | 0 | 0 | 0 | 0 | 0 | 0 | 0 | 0 | 0 | 0 | 0 | 0 | 0 | 0
[5 empty] | CUST_902 | BULKTRAN | 0 | 0 | 0 | 0 | 0 | 0 | 0 | 0 | 0 | 0 | 0 | 0 | 0 | 0 | 0 | 0 | 0 | 0 | 0 | 0 | 0 | 0
[5 empty] | CUST_902 | SUBTRAN | 0 | 0 | 0 | 0 | 0 | 0 | 0 | 0 | 0 | 0 | 0 | 0 | 0 | 0 | 0 | 0 | 0 | 0 | 0 | 0 | 0 | 0
[5 empty] | CUST_902 | DISTPRI | 0 | 0 | 0 | 0 | 0 | 0 | 0 | 0 | 0 | 0 | 0 | 0 | 0 | 0 | 0 | 0 | 0 | 0 | 0 | 0 | 0 | 0
[5 empty] | CUST_902 | DISTSEC | 0 | 0 | 0 | 0 | 0 | 0 | 0 | 0 | 0 | 0 | 0 | 0 | 0 | 0 | 0 | 0 | 0 | 0 | 0 | 0 | 0 | 0
[5 empty] | CUST_902 | ENERGY | 0 | 0 | 0 | 0 | 0 | 0 | 0 | 0 | 0 | 0 | 0 | 0 | 0 | 0 | 0 | 0 | 0 | 0 | 0 | 0 | 0 | 0
[5 empty] | CUST_902 | CUSTOMER | 377828 | 276492.7501 | 98089.686 | 260.0272 | 11.6747 | 98361.3879 | 1738.4675 | 318.4006 | 37.1467 | 10.6134 | 2104.6282 | 31.8401 | 216.5124 | 108.2562 | 19.104 | 375.7128 | 472.2943 | 4.2453 | 476.5396 | 16.9814 | 0 | 0
|  |  | 902 Meter Read | 377828 | CUST_902 | TOTAL | 377828 | 276492.7501 | 98089.686 | 260.0272 | 11.6747 | 98361.3879 | 1738.4675 | 318.4006 | 37.1467 | 10.6134 | 2104.6282 | 31.8401 | 216.5124 | 108.2562 | 19.104 | 375.7128 | 472.2943 | 4.2453 | 476.5396 | 16.9814 | 0 | 0
[5 empty] | CUST_903 | PRODUCTION | 0 | 0 | 0 | 0 | 0 | 0 | 0 | 0 | 0 | 0 | 0 | 0 | 0 | 0 | 0 | 0 | 0 | 0 | 0 | 0 | 0 | 0
[5 empty] | CUST_903 | BULKTRAN | 0 | 0 | 0 | 0 | 0 | 0 | 0 | 0 | 0 | 0 | 0 | 0 | 0 | 0 | 0 | 0 | 0 | 0 | 0 | 0 | 0 | 0
[5 empty] | CUST_903 | SUBTRAN | 0 | 0 | 0 | 0 | 0 | 0 | 0 | 0 | 0 | 0 | 0 | 0 | 0 | 0 | 0 | 0 | 0 | 0 | 0 | 0 | 0 | 0
[5 empty] | CUST_903 | DISTPRI | 0 | 0 | 0 | 0 | 0 | 0 | 0 | 0 | 0 | 0 | 0 | 0 | 0 | 0 | 0 | 0 | 0 | 0 | 0 | 0 | 0 | 0
[5 empty] | CUST_903 | DISTSEC | 0 | 0 | 0 | 0 | 0 | 0 | 0 | 0 | 0 | 0 | 0 | 0 | 0 | 0 | 0 | 0 | 0 | 0 | 0 | 0 | 0 | 0
[5 empty] | CUST_903 | ENERGY | 0 | 0 | 0 | 0 | 0 | 0 | 0 | 0 | 0 | 0 | 0 | 0 | 0 | 0 | 0 | 0 | 0 | 0 | 0 | 0 | 0 | 0
[5 empty] | CUST_903 | CUSTOMER | 4647019 | 3916035.7347 | 713517.8069 | 1619.804 | 70.0877 | 715207.6985 | 8431.9363 | 1390.0722 | 161.591 | 46.7251 | 10030.3246 | 114.8659 | 788.4863 | 393.2697 | 70.0877 | 1366.7096 | 2941.7353 | 23.3626 | 2965.0979 | 184.9536 | 0 | 1228.4811
|  |  | 903 Customer Records | 4647019 | CUST_903 | TOTAL | 4647019 | 3916035.7347 | 713517.8069 | 1619.804 | 70.0877 | 715207.6985 | 8431.9363 | 1390.0722 | 161.591 | 46.7251 | 10030.3246 | 114.8659 | 788.4863 | 393.2697 | 70.0877 | 1366.7096 | 2941.7353 | 23.3626 | 2965.0979 | 184.9536 | 0 | 1228.4811
[5 empty] | CUST_TOTAL | PRODUCTION | 0 | 0 | 0 | 0 | 0 | 0 | 0 | 0 | 0 | 0 | 0 | 0 | 0 | 0 | 0 | 0 | 0 | 0 | 0 | 0 | 0 | 0
[5 empty] | CUST_TOTAL | BULKTRAN | 0 | 0 | 0 | 0 | 0 | 0 | 0 | 0 | 0 | 0 | 0 | 0 | 0 | 0 | 0 | 0 | 0 | 0 | 0 | 0 | 0 | 0
[5 empty] | CUST_TOTAL | SUBTRAN | 0 | 0 | 0 | 0 | 0 | 0 | 0 | 0 | 0 | 0 | 0 | 0 | 0 | 0 | 0 | 0 | 0 | 0 | 0 | 0 | 0 | 0
[5 empty] | CUST_TOTAL | DISTPRI | 0 | 0 | 0 | 0 | 0 | 0 | 0 | 0 | 0 | 0 | 0 | 0 | 0 | 0 | 0 | 0 | 0 | 0 | 0 | 0 | 0 | 0
[5 empty] | CUST_TOTAL | DISTSEC | 0 | 0 | 0 | 0 | 0 | 0 | 0 | 0 | 0 | 0 | 0 | 0 | 0 | 0 | 0 | 0 | 0 | 0 | 0 | 0 | 0 | 0
[5 empty] | CUST_TOTAL | ENERGY | 0 | 0 | 0 | 0 | 0 | 0 | 0 | 0 | 0 | 0 | 0 | 0 | 0 | 0 | 0 | 0 | 0 | 0 | 0 | 0 | 0 | 0
[5 empty] | CUST_TOTAL | CUSTOMER | -57939 | -36312.9674 | -8588.3568 | -19.5146 | -0.83634 | -8608.7077 | -101.4757 | -16.7268 | -1.9515 | -0.55756 | -120.7115 | -1.3939 | -9.4785 | -4.7392 | -0.83634 | -16.448 | -35.405 | -0.27878 | -35.6838 | -2.2302 | -12827.4762 | -14.7753
|  |  | 904 Uncollectibles | -57939 | CUST_TOTAL | TOTAL | -57939 | -36312.9674 | -8588.3568 | -19.5146 | -0.83634 | -8608.7077 | -101.4757 | -16.7268 | -1.9515 | -0.55756 | -120.7115 | -1.3939 | -9.4785 | -4.7392 | -0.83634 | -16.448 | -35.405 | -0.27878 | -35.6838 | -2.2302 | -12827.4762 | -14.7753
[5 empty] | TOTOX234 | PRODUCTION | 0 | 0 | 0 | 0 | 0 | 0 | 0 | 0 | 0 | 0 | 0 | 0 | 0 | 0 | 0 | 0 | 0 | 0 | 0 | 0 | 0 | 0
[5 empty] | TOTOX234 | BULKTRAN | 0 | 0 | 0 | 0 | 0 | 0 | 0 | 0 | 0 | 0 | 0 | 0 | 0 | 0 | 0 | 0 | 0 | 0 | 0 | 0 | 0 | 0
[5 empty] | TOTOX234 | SUBTRAN | 0 | 0 | 0 | 0 | 0 | 0 | 0 | 0 | 0 | 0 | 0 | 0 | 0 | 0 | 0 | 0 | 0 | 0 | 0 | 0 | 0 | 0
[5 empty] | TOTOX234 | DISTPRI | 0 | 0 | 0 | 0 | 0 | 0 | 0 | 0 | 0 | 0 | 0 | 0 | 0 | 0 | 0 | 0 | 0 | 0 | 0 | 0 | 0 | 0
[5 empty] | TOTOX234 | DISTSEC | 0 | 0 | 0 | 0 | 0 | 0 | 0 | 0 | 0 | 0 | 0 | 0 | 0 | 0 | 0 | 0 | 0 | 0 | 0 | 0 | 0 | 0
[5 empty] | TOTOX234 | ENERGY | 0 | 0 | 0 | 0 | 0 | 0 | 0 | 0 | 0 | 0 | 0 | 0 | 0 | 0 | 0 | 0 | 0 | 0 | 0 | 0 | 0 | 0
[5 empty] | TOTOX234 | CUSTOMER | 23591 | 19740.5066 | 3814.0478 | 8.8358 | 0.38437 | 3823.268 | 47.8237 | 8.0352 | 0.93466 | 0.26969 | 57.0633 | 0.69018 | 4.7284 | 2.3596 | 0.41966 | 8.1977 | 16.0472 | 0.1298 | 16.177 | 0.94852 | -60.9258 | 5.7647
|  |  | 905 Miscellaneous | 23591 | TOTOX234 | TOTAL | 23591 | 19740.5066 | 3814.0478 | 8.8358 | 0.38437 | 3823.268 | 47.8237 | 8.0352 | 0.93466 | 0.26969 | 57.0633 | 0.69018 | 4.7284 | 2.3596 | 0.41966 | 8.1977 | 16.0472 | 0.1298 | 16.177 | 0.94852 | -60.9258 | 5.7647
[6 empty] | PRODUCTION | 0 | 0 | 0 | 0 | 0 | 0 | 0 | 0 | 0 | 0 | 0 | 0 | 0 | 0 | 0 | 0 | 0 | 0 | 0 | 0 | 0 | 0
[6 empty] | BULKTRAN | 0 | 0 | 0 | 0 | 0 | 0 | 0 | 0 | 0 | 0 | 0 | 0 | 0 | 0 | 0 | 0 | 0 | 0 | 0 | 0 | 0 | 0
[6 empty] | SUBTRAN | 0 | 0 | 0 | 0 | 0 | 0 | 0 | 0 | 0 | 0 | 0 | 0 | 0 | 0 | 0 | 0 | 0 | 0 | 0 | 0 | 0 | 0
[6 empty] | DISTPRI | 0 | 0 | 0 | 0 | 0 | 0 | 0 | 0 | 0 | 0 | 0 | 0 | 0 | 0 | 0 | 0 | 0 | 0 | 0 | 0 | 0 | 0
[6 empty] | DISTSEC | 0 | 0 | 0 | 0 | 0 | 0 | 0 | 0 | 0 | 0 | 0 | 0 | 0 | 0 | 0 | 0 | 0 | 0 | 0 | 0 | 0 | 0
[6 empty] | ENERGY | 0 | 0 | 0 | 0 | 0 | 0 | 0 | 0 | 0 | 0 | 0 | 0 | 0 | 0 | 0 | 0 | 0 | 0 | 0 | 0 | 0 | 0
[6 empty] | CUSTOMER | 5010225 | 4192462.3711 | 810022.3623 | 1876.5406 | 81.6318 | 811980.5347 | 10156.7404 | 1706.5 | 198.5025 | 57.2761 | 12119.019 | 146.5794 | 1004.2023 | 501.1192 | 89.1259 | 1741.0268 | 3408.09 | 27.5675 | 3435.6575 | 201.4464 | -12939.3462 | 1224.2907
|  |  | Total | 5010225 |  | TOTAL | 5010225 | 4192462.3711 | 810022.3623 | 1876.5406 | 81.6318 | 811980.5347 | 10156.7404 | 1706.5 | 198.5025 | 57.2761 | 12119.019 | 146.5794 | 1004.2023 | 501.1192 | 89.1259 | 1741.0268 | 3408.09 | 27.5675 | 3435.6575 | 201.4464 | -12939.3462 | 1224.2907
[5 empty] | CUST_TOTAL | PRODUCTION | 0 | 0 | 0 | 0 | 0 | 0 | 0 | 0 | 0 | 0 | 0 | 0 | 0 | 0 | 0 | 0 | 0 | 0 | 0 | 0 | 0 | 0
[5 empty] | CUST_TOTAL | BULKTRAN | 0 | 0 | 0 | 0 | 0 | 0 | 0 | 0 | 0 | 0 | 0 | 0 | 0 | 0 | 0 | 0 | 0 | 0 | 0 | 0 | 0 | 0
[5 empty] | CUST_TOTAL | SUBTRAN | 0 | 0 | 0 | 0 | 0 | 0 | 0 | 0 | 0 | 0 | 0 | 0 | 0 | 0 | 0 | 0 | 0 | 0 | 0 | 0 | 0 | 0
[5 empty] | CUST_TOTAL | DISTPRI | 0 | 0 | 0 | 0 | 0 | 0 | 0 | 0 | 0 | 0 | 0 | 0 | 0 | 0 | 0 | 0 | 0 | 0 | 0 | 0 | 0 | 0
[5 empty] | CUST_TOTAL | DISTSEC | 0 | 0 | 0 | 0 | 0 | 0 | 0 | 0 | 0 | 0 | 0 | 0 | 0 | 0 | 0 | 0 | 0 | 0 | 0 | 0 | 0 | 0
[5 empty] | CUST_TOTAL | ENERGY | 0 | 0 | 0 | 0 | 0 | 0 | 0 | 0 | 0 | 0 | 0 | 0 | 0 | 0 | 0 | 0 | 0 | 0 | 0 | 0 | 0 | 0
[5 empty] | CUST_TOTAL | CUSTOMER | 1776402 | 1113350.7288 | 263317.8708 | 598.3137 | 25.642 | 263941.8266 | 3111.2314 | 512.8403 | 59.8314 | 17.0947 | 3700.9978 | 42.7367 | 290.6095 | 145.3048 | 25.642 | 504.293 | 1085.512 | 8.5473 | 1094.0594 | 68.3787 | 393288.7068 | 453.009
|  | 907 - 910 Total Customer Services Expenses |  | 1776402 | CUST_TOTAL | TOTAL | 1776402 | 1113350.7288 | 263317.8708 | 598.3137 | 25.642 | 263941.8266 | 3111.2314 | 512.8403 | 59.8314 | 17.0947 | 3700.9978 | 42.7367 | 290.6095 | 145.3048 | 25.642 | 504.293 | 1085.512 | 8.5473 | 1094.0594 | 68.3787 | 393288.7068 | 453.009
[5 empty] | CUST_TOTAL | PRODUCTION | 0 | 0 | 0 | 0 | 0 | 0 | 0 | 0 | 0 | 0 | 0 | 0 | 0 | 0 | 0 | 0 | 0 | 0 | 0 | 0 | 0 | 0
[5 empty] | CUST_TOTAL | BULKTRAN | 0 | 0 | 0 | 0 | 0 | 0 | 0 | 0 | 0 | 0 | 0 | 0 | 0 | 0 | 0 | 0 | 0 | 0 | 0 | 0 | 0 | 0
[5 empty] | CUST_TOTAL | SUBTRAN | 0 | 0 | 0 | 0 | 0 | 0 | 0 | 0 | 0 | 0 | 0 | 0 | 0 | 0 | 0 | 0 | 0 | 0 | 0 | 0 | 0 | 0
[5 empty] | CUST_TOTAL | DISTPRI | 0 | 0 | 0 | 0 | 0 | 0 | 0 | 0 | 0 | 0 | 0 | 0 | 0 | 0 | 0 | 0 | 0 | 0 | 0 | 0 | 0 | 0
[5 empty] | CUST_TOTAL | DISTSEC | 0 | 0 | 0 | 0 | 0 | 0 | 0 | 0 | 0 | 0 | 0 | 0 | 0 | 0 | 0 | 0 | 0 | 0 | 0 | 0 | 0 | 0
[5 empty] | CUST_TOTAL | ENERGY | 0 | 0 | 0 | 0 | 0 | 0 | 0 | 0 | 0 | 0 | 0 | 0 | 0 | 0 | 0 | 0 | 0 | 0 | 0 | 0 | 0 | 0
[5 empty] | CUST_TOTAL | CUSTOMER | 9329.1058 | 5846.9686 | 1382.8628 | 3.1422 | 0.13466 | 1386.1396 | 16.3392 | 2.6933 | 0.31422 | 0.089776 | 19.4365 | 0.22444 | 1.5262 | 0.7631 | 0.13466 | 2.6484 | 5.7008 | 0.044888 | 5.7457 | 0.3591 | 2065.4289 | 2.3791
|  | 911 - 916 Total Sales Expenses |  | 9329.1058 | CUST_TOTAL | TOTAL | 9329.1058 | 5846.9686 | 1382.8628 | 3.1422 | 0.13466 | 1386.1396 | 16.3392 | 2.6933 | 0.31422 | 0.089776 | 19.4365 | 0.22444 | 1.5262 | 0.7631 | 0.13466 | 2.6484 | 5.7008 | 0.044888 | 5.7457 | 0.3591 | 2065.4289 | 2.3791
Administrative & General Expense
[5 empty] | LABOR_M | PRODUCTION | 2896646.5107 | 1420350.0999 | 359293.3466 | 4200.6857 | 103.486 | 363597.5184 | 150332.844 | 42814.056 | 3388.1112 | 715.1705 | 197250.1816 | 9030.5396 | 98448.7238 | 657503.3983 | 103149.8593 | 868132.5209 | 40804.4223 | 985.0337 | 41789.456 | 711.4169 | 3857.4445 | 957.8725
[5 empty] | LABOR_M | BULKTRAN | 779410.0303 | 382178.1879 | 96676.221 | 1130.2921 | 27.8453 | 97834.3584 | 40450.5438 | 11520.1163 | 911.65 | 192.4332 | 53074.7433 | 2429.8764 | 26489.916 | 176916.5625 | 27754.8657 | 233591.2207 | 10979.3777 | 265.0462 | 11244.4239 | 191.4232 | 1037.9351 | 257.7378
[5 empty] | LABOR_M | SUBTRAN | 298910.4322 | 141953.1045 | 36337.9001 | 423.4536 | 13.8826 | 36775.2364 | 15837.8224 | 4489.195 | 459.8414 | 0 | 20786.8587 | 886.9892 | 10251.715 | 83507.8598 | 0 | 94646.5639 | 4298.2952 | 102.8396 | 4401.1348 | 70.582 | 221.7193 | 55.2326
[5 empty] | LABOR_M | DISTPRI | 1385484.1855 | 920652.3766 | 231784.9398 | 2704.8472 | 0 | 234489.787 | 99952.0865 | 28374.2379 | 0 | 0 | 128326.3244 | 5700.6348 | 65935.8149 | 0 | 0 | 71636.4496 | 27125.3122 | 649.9001 | 27775.2123 | 466.6845 | 1710.7183 | 426.6328
[5 empty] | LABOR_M | DISTSEC | 508213.0747 | 379432.7771 | 85177.6305 | 0 | 0 | 85177.6305 | 30026.0127 | 0 | 0 | 0 | 30026.0127 | 1328.968 | 0 | 0 | 0 | 1328.968 | 8356.6872 | 0 | 8356.6872 | 136.2664 | 3008.9702 | 745.7625
[5 empty] | LABOR_M | ENERGY | 2089322.9004 | 759536.7366 | 245152.7533 | 2806.5339 | 71.1314 | 248030.4187 | 118633.7563 | 33114.2277 | 2621.6785 | 537.4321 | 154907.0946 | 7905.1087 | 94472.4461 | 667875.9895 | 107033.5834 | 877287.1276 | 32178.9158 | 756.3182 | 32935.234 | 738.8616 | 12713.6772 | 3173.7501
[5 empty] | LABOR_M | CUSTOMER | 3958156.8663 | 3126626.2871 | 729423.4027 | 5414.9646 | 711.3956 | 735549.7629 | 11662.1459 | 4563.8694 | 2034.4848 | 866.7618 | 19127.262 | 168.0441 | 2822.0655 | 5272.7163 | 1300.7015 | 9563.5274 | 3942.0894 | 59.7155 | 4001.8049 | 233.8239 | 52259.7278 | 10794.6702
|  |  | 920-Salaries | 11916144 | LABOR_M | TOTAL | 11916144 | 7130729.5697 | 1783846.194 | 16680.7772 | 927.741 | 1801454.7122 | 466895.2116 | 124875.7022 | 9415.7659 | 2311.7977 | 603498.4774 | 27450.1608 | 298420.6812 | 1591076.5264 | 239239.0099 | 2156186.3782 | 127685.0998 | 2818.8532 | 130503.953 | 2549.0587 | 74810.1924 | 16411.6585
[5 empty] | LABOR_M | PRODUCTION | 204018.3441 | 100038.95 | 25305.9644 | 295.8652 | 7.2888 | 25609.1185 | 10588.333 | 3015.5053 | 238.6335 | 50.3713 | 13892.8431 | 636.0444 | 6933.9995 | 46309.6736 | 7265.1127 | 61144.8303 | 2873.9615 | 69.3785 | 2943.34 | 50.1069 | 271.6898 | 67.4654
[5 empty] | LABOR_M | BULKTRAN | 54895.8746 | 26917.8033 | 6809.1576 | 79.6094 | 1.9612 | 6890.7282 | 2849.037 | 811.3917 | 64.2099 | 13.5536 | 3738.1921 | 171.1425 | 1865.7536 | 12460.6934 | 1954.8473 | 16452.4369 | 773.3061 | 18.6679 | 791.974 | 13.4824 | 73.1045 | 18.1531
[5 empty] | LABOR_M | SUBTRAN | 21053.0388 | 9998.1262 | 2559.3728 | 29.8249 | 0.97779 | 2590.1755 | 1115.499 | 316.1857 | 32.3878 | 0 | 1464.0725 | 62.473 | 722.0549 | 5881.6757 | 0 | 6666.2035 | 302.7401 | 7.2433 | 309.9834 | 4.9713 | 15.6163 | 3.8902
[5 empty] | LABOR_M | DISTPRI | 97583.253 | 64843.9403 | 16325.2159 | 190.5094 | 0 | 16515.7253 | 7039.8853 | 1998.4713 | 0 | 0 | 9038.3566 | 401.5105 | 4644.0309 | 0 | 0 | 5045.5414 | 1910.5063 | 45.7742 | 1956.2804 | 32.8698 | 120.4903 | 30.0489
[5 empty] | LABOR_M | DISTSEC | 35794.768 | 26724.4369 | 5999.2819 | 0 | 0 | 5999.2819 | 2114.8101 | 0 | 0 | 0 | 2114.8101 | 93.6027 | 0 | 0 | 0 | 93.6027 | 588.5832 | 0 | 588.5832 | 9.5976 | 211.9296 | 52.526
[5 empty] | LABOR_M | ENERGY | 147156.4434 | 53496.1469 | 17266.7457 | 197.6715 | 5.01 | 17469.4272 | 8355.6839 | 2332.3211 | 184.6516 | 37.8527 | 10910.5094 | 556.7774 | 6653.94 | 47040.2422 | 7538.6535 | 61789.6131 | 2266.4447 | 53.2695 | 2319.7142 | 52.0399 | 895.4573 | 223.5355
[5 empty] | LABOR_M | CUSTOMER | 278783.278 | 220216.4176 | 51375.1865 | 381.39 | 50.1054 | 51806.682 | 821.3953 | 321.4452 | 143.2941 | 61.0483 | 1347.1828 | 11.8358 | 198.7654 | 371.3711 | 91.6118 | 673.5841 | 277.6516 | 4.2059 | 281.8575 | 16.4688 | 3680.7885 | 760.2967
|  |  | 921-Office Supplies | 839285 | LABOR_M | TOTAL | 839285 | 502235.8212 | 125640.9249 | 1174.8705 | 65.3432 | 126881.1386 | 32884.6435 | 8795.3203 | 663.1769 | 162.8259 | 42505.9667 | 1933.3862 | 21018.5444 | 112063.656 | 16850.2254 | 151865.812 | 8993.1935 | 198.5392 | 9191.7327 | 179.5368 | 5269.0763 | 1155.9158
[5 empty] | LABOR_M | PRODUCTION | -412517.5438 | -202275.0558 | -51167.7239 | -598.2285 | -14.7377 | -51780.6901 | -21409.2176 | -6097.2401 | -482.5081 | -101.8489 | -28090.8147 | -1286.0582 | -14020.2906 | -93636.4468 | -14689.7892 | -123632.5848 | -5811.0439 | -140.2807 | -5951.3246 | -101.3144 | -549.3468 | -136.4126
[5 empty] | LABOR_M | BULKTRAN | -110997.4276 | -54426.8024 | -13767.8647 | -160.9673 | -3.9655 | -13932.7975 | -5760.6473 | -1640.6041 | -129.83 | -27.4048 | -7558.4862 | -346.0438 | -3772.4849 | -25195.0611 | -3952.629 | -33266.2188 | -1563.5963 | -37.7458 | -1601.3421 | -27.261 | -147.8145 | -36.705
[5 empty] | LABOR_M | SUBTRAN | -42568.4656 | -20215.8412 | -5174.9571 | -60.3049 | -1.977 | -5237.239 | -2255.4977 | -639.3157 | -65.487 | 0 | -2960.3004 | -126.318 | -1459.9684 | -11892.5306 | 0 | -13478.817 | -612.1293 | -14.6456 | -626.7749 | -10.0517 | -31.5755 | -7.8658
[5 empty] | LABOR_M | DISTPRI | -197309.7273 | -131112.0483 | -33008.9825 | -385.203 | 0 | -33394.1855 | -14234.3876 | -4040.8351 | 0 | 0 | -18275.2227 | -811.8394 | -9390.0586 | 0 | 0 | -10201.898 | -3862.973 | -92.5536 | -3955.5266 | -66.4615 | -243.627 | -60.7577
[5 empty] | LABOR_M | DISTSEC | -72375.6967 | -54035.8227 | -12130.3261 | 0 | 0 | -12130.3261 | -4276.0678 | 0 | 0 | 0 | -4276.0678 | -189.2611 | 0 | 0 | 0 | -189.2611 | -1190.0935 | 0 | -1190.0935 | -19.406 | -428.5138 | -106.2056
[5 empty] | LABOR_M | ENERGY | -297544.8844 | -108167.2299 | -34912.7211 | -399.6844 | -10.13 | -35322.5355 | -16894.8837 | -4715.8671 | -373.3588 | -76.5368 | -22060.6463 | -1125.7832 | -13454.0205 | -95113.6294 | -15242.8785 | -124936.3116 | -4582.6673 | -107.7089 | -4690.3762 | -105.2228 | -1810.5816 | -451.9804
[5 empty] | LABOR_M | CUSTOMER | -563689.4742 | -445269.4492 | -103878.7264 | -771.1565 | -101.3113 | -104751.1943 | -1660.8308 | -649.9503 | -289.7353 | -123.4374 | -2723.9538 | -23.9315 | -401.8963 | -750.8987 | -185.2356 | -1361.9621 | -561.4013 | -8.5042 | -569.9055 | -33.2994 | -7442.4181 | -1537.2918
|  |  | 922-Administrative Expense Transferred | -1697003.2196 | LABOR_M | TOTAL | -1697003.2196 | -1015502.2495 | -254041.3018 | -2375.5447 | -132.1216 | -256548.9681 | -66491.5326 | -17783.8123 | -1340.9191 | -329.228 | -85945.492 | -3909.2353 | -42498.7191 | -226588.5666 | -34070.5324 | -307067.0534 | -18183.9046 | -401.4388 | -18585.3434 | -363.0168 | -10653.8774 | -2337.2189
[5 empty] | LABOR_M | PRODUCTION | 1424420.3882 | 698454.4483 | 176681.8168 | 2065.6792 | 50.8891 | 178798.3851 | 73925.8888 | 21053.7302 | 1666.0972 | 351.6837 | 96997.4 | 4440.7506 | 48411.9718 | 323326.0401 | 50723.7463 | 426902.5088 | 20065.4967 | 484.3884 | 20549.8851 | 349.8379 | 1896.891 | 471.032
[5 empty] | LABOR_M | BULKTRAN | 383273.3935 | 187935.3938 | 47540.347 | 555.819 | 13.6929 | 48109.8588 | 19891.4776 | 5664.9952 | 448.3022 | 94.6287 | 26099.4036 | 1194.8871 | 13026.3656 | 86998.3817 | 13648.4022 | 114868.0366 | 5399.088 | 130.336 | 5529.424 | 94.132 | 510.4026 | 126.7421
[5 empty] | LABOR_M | SUBTRAN | 146988.634 | 69805.168 | 17869.093 | 208.2325 | 6.8267 | 18084.1522 | 7788.2189 | 2207.5531 | 226.1261 | 0 | 10221.8981 | 436.1752 | 5041.2613 | 41064.8305 | 0 | 46542.267 | 2113.6784 | 50.5712 | 2164.2496 | 34.7086 | 109.03 | 27.1605
[5 empty] | LABOR_M | DISTPRI | 681309.2015 | 452729.0475 | 113979.8014 | 1330.1034 | 0 | 115309.9048 | 49151.2476 | 13952.9773 | 0 | 0 | 63104.2249 | 2803.2762 | 32423.811 | 0 | 0 | 35227.0873 | 13338.8205 | 319.5871 | 13658.4076 | 229.4912 | 841.2425 | 209.7959
[5 empty] | LABOR_M | DISTSEC | 249912.8086 | 186585.3433 | 41885.9371 | 0 | 0 | 41885.9371 | 14765.2344 | 0 | 0 | 0 | 14765.2344 | 653.5175 | 0 | 0 | 0 | 653.5175 | 4109.385 | 0 | 4109.385 | 67.0088 | 1479.6554 | 366.7273
[5 empty] | LABOR_M | ENERGY | 1027420.5451 | 373500.7393 | 120553.3981 | 1380.1077 | 34.9787 | 121968.4846 | 58337.9231 | 16283.8582 | 1289.2054 | 264.2812 | 76175.2679 | 3887.3221 | 46456.6449 | 328426.742 | 52633.5602 | 431404.2691 | 15823.9204 | 371.918 | 16195.8384 | 363.3338 | 6251.9265 | 1560.6855
[5 empty] | LABOR_M | CUSTOMER | 1946416.0777 | 1537512.5039 | 358692.5648 | 2662.7985 | 349.8274 | 361705.1908 | 5734.838 | 2244.2741 | 1000.454 | 426.2285 | 9405.7946 | 82.6354 | 1387.7453 | 2592.8482 | 639.6175 | 4702.8463 | 1938.5149 | 29.365 | 1967.8799 | 114.9824 | 25698.6213 | 5308.2585
|  |  | 923-Outside Services | 5859741.0486 | LABOR_M | TOTAL | 5859741.0486 | 3506522.6441 | 877202.9582 | 8202.7403 | 456.2149 | 885861.9134 | 229594.8284 | 61407.388 | 4630.1849 | 1136.8221 | 296769.2234 | 13498.5641 | 146747.7999 | 782408.8425 | 117645.3261 | 1060300.5325 | 62788.9039 | 1386.1657 | 64175.0696 | 1253.4947 | 36787.7692 | 8070.4017
[5 empty] | RB_GUP_EPIS | PRODUCTION | 242769.263 | 119040.1886 | 30112.539 | 352.0614 | 8.6732 | 30473.2736 | 12599.4641 | 3588.2655 | 283.9591 | 59.9388 | 16531.6275 | 756.8536 | 8251.0324 | 55105.6592 | 8645.0367 | 72758.5819 | 3419.8372 | 82.5561 | 3502.3933 | 59.6242 | 323.2942 | 80.2797
[5 empty] | RB_GUP_EPIS | BULKTRAN | 257106.0701 | 126070.1404 | 31890.8434 | 372.8525 | 9.1854 | 32272.8813 | 13343.529 | 3800.1716 | 300.7284 | 63.4785 | 17507.9075 | 801.5498 | 8738.2994 | 58359.9394 | 9155.5717 | 77055.3604 | 3621.7967 | 87.4315 | 3709.2282 | 63.1453 | 342.3864 | 85.0207
[5 empty] | RB_GUP_EPIS | SUBTRAN | 98562.0749 | 46807.3075 | 11981.9801 | 139.6287 | 4.5776 | 12126.1864 | 5222.3291 | 1480.2574 | 151.6271 | 0 | 6854.2135 | 292.4739 | 3380.3782 | 27535.6998 | 0 | 31208.5519 | 1417.3105 | 33.9101 | 1451.2206 | 23.2736 | 73.1092 | 18.2123
[5 empty] | RB_GUP_EPIS | DISTPRI | 164275.1593 | 109160.6223 | 27482.4558 | 320.7104 | 0 | 27803.1662 | 11851.1962 | 3364.2986 | 0 | 0 | 15215.4948 | 675.9173 | 7817.9286 | 0 | 0 | 8493.8459 | 3216.215 | 77.0579 | 3293.2728 | 55.3342 | 202.8378 | 50.5853
[5 empty] | RB_GUP_EPIS | DISTSEC | 58086.3449 | 43367.3674 | 9735.3993 | 0 | 0 | 9735.3993 | 3431.8309 | 0 | 0 | 0 | 3431.8309 | 151.8947 | 0 | 0 | 0 | 151.8947 | 955.1297 | 0 | 955.1297 | 15.5746 | 343.911 | 85.2371
[5 empty] | RB_GUP_EPIS | ENERGY | 10959.5095 | 3984.1377 | 1285.9448 | 14.7216 | 0.37312 | 1301.0396 | 622.2915 | 173.7001 | 13.752 | 2.8191 | 812.5627 | 41.4661 | 495.5537 | 3503.3327 | 561.4429 | 4601.7955 | 168.794 | 3.9673 | 172.7612 | 3.8757 | 66.6894 | 16.6479
[5 empty] | RB_GUP_EPIS | CUSTOMER | 264745.2506 | 197911.0194 | 47816.2046 | 298.7447 | 38.7741 | 48153.7234 | 729.063 | 250.912 | 111.2197 | 47.6376 | 1138.8323 | 10.3899 | 154.9709 | 288.3816 | 71.4597 | 525.2021 | 248.4921 | 3.2808 | 251.7729 | 14.9617 | 14515.1767 | 2234.5621
|  |  | 924-Property Insurance | 1096503.6723 | RB_GUP_EPIS | TOTAL | 1096503.6723 | 646340.7833 | 160305.367 | 1498.7193 | 61.5835 | 161865.6697 | 47799.7037 | 12657.6051 | 861.2863 | 173.8739 | 61492.4691 | 2730.5454 | 28838.1632 | 144793.0127 | 18433.5111 | 194795.2323 | 13047.5752 | 288.2036 | 13335.7788 | 235.7892 | 15867.4047 | 2570.545
[5 empty] | LABOR_M | PRODUCTION | 453787.6148 | 222511.5428 | 56286.7682 | 658.0779 | 16.2121 | 56961.0582 | 23551.09 | 6707.2348 | 530.7803 | 112.0384 | 30901.1435 | 1414.7211 | 15422.9421 | 103004.2491 | 16159.4204 | 136001.3327 | 6392.4063 | 154.315 | 6546.7213 | 111.4503 | 604.3059 | 150.06
[5 empty] | LABOR_M | BULKTRAN | 122102.0988 | 59871.8993 | 15145.2625 | 177.0712 | 4.3622 | 15326.6959 | 6336.9678 | 1804.7373 | 142.8188 | 30.1465 | 8314.6705 | 380.6636 | 4149.9008 | 27715.6859 | 4348.0674 | 36594.3178 | 1720.0254 | 41.522 | 1761.5475 | 29.9883 | 162.6025 | 40.3771
[5 empty] | LABOR_M | SUBTRAN | 46827.2023 | 22238.323 | 5692.6825 | 66.3381 | 2.1748 | 5761.1955 | 2481.1476 | 703.2757 | 72.0386 | 0 | 3256.4619 | 138.9554 | 1606.03 | 13082.3117 | 0 | 14827.2971 | 673.3694 | 16.1108 | 689.4802 | 11.0574 | 34.7345 | 8.6527
[5 empty] | LABOR_M | DISTPRI | 217049.461 | 144229.0747 | 36311.3464 | 423.7404 | 0 | 36735.0868 | 15658.4584 | 4445.098 | 0 | 0 | 20103.5565 | 893.0594 | 10329.4814 | 0 | 0 | 11222.5408 | 4249.4418 | 101.8131 | 4351.2549 | 73.1106 | 268.0005 | 66.8361
[5 empty] | LABOR_M | DISTSEC | 79616.48 | 59441.8042 | 13343.8974 | 0 | 0 | 13343.8974 | 4703.8645 | 0 | 0 | 0 | 4703.8645 | 208.1957 | 0 | 0 | 0 | 208.1957 | 1309.1557 | 0 | 1309.1557 | 21.3475 | 471.3842 | 116.8309
[5 empty] | LABOR_M | ENERGY | 327312.5844 | 118988.7557 | 38405.5434 | 439.6706 | 11.1434 | 38856.3574 | 18585.1222 | 5187.6632 | 410.7112 | 84.1939 | 24267.6905 | 1238.4115 | 14800.0199 | 104629.2156 | 16767.8432 | 137435.4902 | 5041.1375 | 118.4845 | 5159.6221 | 115.7498 | 1991.7202 | 497.1986
[5 empty] | LABOR_M | CUSTOMER | 620083.4505 | 489816.1649 | 114271.2115 | 848.3064 | 111.447 | 115230.9649 | 1826.9876 | 714.9742 | 318.7217 | 135.7866 | 2996.4701 | 26.3257 | 442.1038 | 826.0219 | 203.7674 | 1498.2188 | 617.5663 | 9.355 | 626.9213 | 36.6308 | 8186.9904 | 1691.0892
|  |  | 925-Injuries & Damages | 1866778.8917 | LABOR_M | TOTAL | 1866778.8917 | 1117097.5647 | 279456.7119 | 2613.2046 | 145.3396 | 282215.2561 | 73143.6382 | 19562.9832 | 1475.0705 | 362.1654 | 94543.8574 | 4300.3324 | 46750.478 | 249257.4842 | 37479.0984 | 337787.3931 | 20003.1024 | 441.6005 | 20444.703 | 399.3346 | 11719.7382 | 2571.0446
[5 empty] | LABOR_M | PRODUCTION | 238822.6975 | 117105.0181 | 29623.0161 | 346.3381 | 8.5322 | 29977.8864 | 12394.6416 | 3529.9331 | 279.343 | 58.9644 | 16262.882 | 744.5499 | 8116.8999 | 54209.837 | 8504.4991 | 71575.7859 | 3364.2428 | 81.2141 | 3445.4569 | 58.6549 | 318.0386 | 78.9747
[5 empty] | LABOR_M | BULKTRAN | 64260.7944 | 31509.8254 | 7970.7606 | 93.1903 | 2.2958 | 8066.2467 | 3335.0662 | 949.8105 | 75.1637 | 15.8657 | 4375.9062 | 200.3384 | 2184.0405 | 14586.4159 | 2288.333 | 19259.1278 | 905.2277 | 21.8525 | 927.0802 | 15.7825 | 85.5757 | 21.25
[5 empty] | LABOR_M | SUBTRAN | 24644.5659 | 11703.7489 | 2995.987 | 34.9129 | 1.1446 | 3032.0445 | 1305.7967 | 370.1251 | 37.913 | 0 | 1713.8348 | 73.1305 | 845.2333 | 6885.0556 | 0 | 7803.4194 | 354.3858 | 8.4789 | 362.8647 | 5.8193 | 18.2803 | 4.5538
[5 empty] | LABOR_M | DISTPRI | 114230.3934 | 75905.9427 | 19110.2036 | 223.0092 | 0 | 19333.2128 | 8240.8491 | 2339.399 | 0 | 0 | 10580.2482 | 470.0059 | 5436.2757 | 0 | 0 | 5906.2817 | 2236.4276 | 53.583 | 2290.0106 | 38.4772 | 141.0453 | 35.175
[5 empty] | LABOR_M | DISTSEC | 41901.1491 | 31283.4718 | 7022.7249 | 0 | 0 | 7022.7249 | 2475.5845 | 0 | 0 | 0 | 2475.5845 | 109.5707 | 0 | 0 | 0 | 109.5707 | 688.9921 | 0 | 688.9921 | 11.2349 | 248.0836 | 61.4866
[5 empty] | LABOR_M | ENERGY | 172260.4844 | 62622.2812 | 20212.353 | 231.3931 | 5.8646 | 20449.6108 | 9781.1154 | 2730.2017 | 216.1521 | 44.3102 | 12771.7794 | 651.7604 | 7789.0638 | 55065.0363 | 8824.7044 | 72330.5648 | 2653.0871 | 62.3569 | 2715.444 | 60.9177 | 1048.2172 | 261.6693
[5 empty] | LABOR_M | CUSTOMER | 326342.0981 | 257784.069 | 60139.4972 | 446.453 | 58.6531 | 60644.6033 | 961.5206 | 376.2819 | 167.7392 | 71.4628 | 1577.0044 | 13.8549 | 232.6736 | 434.7249 | 107.2402 | 788.4937 | 325.0174 | 4.9234 | 329.9408 | 19.2783 | 4308.7098 | 889.9989
|  |  | 926-Employee Pension & Benefits | 982462.1827 | LABOR_M | TOTAL | 982462.1827 | 587914.357 | 147074.5424 | 1375.2966 | 76.4904 | 148526.3294 | 38494.5741 | 10295.7513 | 776.311 | 190.6031 | 49757.2395 | 2263.2107 | 24604.1869 | 131181.0697 | 19724.7767 | 177773.2441 | 10527.3805 | 232.4088 | 10759.7893 | 210.1648 | 6167.9504 | 1353.1083
[5 empty] | LABOR_M | PRODUCTION | 0 | 0 | 0 | 0 | 0 | 0 | 0 | 0 | 0 | 0 | 0 | 0 | 0 | 0 | 0 | 0 | 0 | 0 | 0 | 0 | 0 | 0
[5 empty] | LABOR_M | BULKTRAN | 0 | 0 | 0 | 0 | 0 | 0 | 0 | 0 | 0 | 0 | 0 | 0 | 0 | 0 | 0 | 0 | 0 | 0 | 0 | 0 | 0 | 0
[5 empty] | LABOR_M | SUBTRAN | 0 | 0 | 0 | 0 | 0 | 0 | 0 | 0 | 0 | 0 | 0 | 0 | 0 | 0 | 0 | 0 | 0 | 0 | 0 | 0 | 0 | 0
[5 empty] | LABOR_M | DISTPRI | 0 | 0 | 0 | 0 | 0 | 0 | 0 | 0 | 0 | 0 | 0 | 0 | 0 | 0 | 0 | 0 | 0 | 0 | 0 | 0 | 0 | 0
[5 empty] | LABOR_M | DISTSEC | 0 | 0 | 0 | 0 | 0 | 0 | 0 | 0 | 0 | 0 | 0 | 0 | 0 | 0 | 0 | 0 | 0 | 0 | 0 | 0 | 0 | 0
[5 empty] | LABOR_M | ENERGY | 0 | 0 | 0 | 0 | 0 | 0 | 0 | 0 | 0 | 0 | 0 | 0 | 0 | 0 | 0 | 0 | 0 | 0 | 0 | 0 | 0 | 0
[5 empty] | LABOR_M | CUSTOMER | 0 | 0 | 0 | 0 | 0 | 0 | 0 | 0 | 0 | 0 | 0 | 0 | 0 | 0 | 0 | 0 | 0 | 0 | 0 | 0 | 0 | 0
|  |  | 9260057 Post Ret Medicare Subsidy Direct | 0 | LABOR_M | TOTAL | 0 | 0 | 0 | 0 | 0 | 0 | 0 | 0 | 0 | 0 | 0 | 0 | 0 | 0 | 0 | 0 | 0 | 0 | 0 | 0 | 0 | 0
[5 empty] | LABOR_M | PRODUCTION | 38965.3421 | 19106.3795 | 4833.1711 | 56.5071 | 1.3921 | 4891.0703 | 2022.2594 | 575.9296 | 45.5765 | 9.6204 | 2653.3858 | 121.4777 | 1324.3204 | 8844.657 | 1387.5596 | 11678.0147 | 548.8962 | 13.2506 | 562.1468 | 9.5699 | 51.8899 | 12.8852
[5 empty] | LABOR_M | BULKTRAN | 10484.5304 | 5141.0152 | 1300.477 | 15.2046 | 0.37457 | 1316.0561 | 544.1359 | 154.9672 | 12.2634 | 2.5886 | 713.9551 | 32.6864 | 356.3392 | 2379.8604 | 373.3551 | 3142.2411 | 147.6933 | 3.5654 | 151.2586 | 2.575 | 13.9622 | 3.4671
[5 empty] | LABOR_M | SUBTRAN | 4020.9074 | 1909.5362 | 488.8131 | 5.6962 | 0.18675 | 494.6961 | 213.0485 | 60.3881 | 6.1857 | 0 | 279.6223 | 11.9317 | 137.9048 | 1123.3377 | 0 | 1273.1742 | 57.8202 | 1.3834 | 59.2035 | 0.94946 | 2.9825 | 0.74298
[5 empty] | LABOR_M | DISTPRI | 18637.3674 | 12384.5056 | 3117.9433 | 36.3853 | 0 | 3154.3285 | 1344.5435 | 381.6869 | 0 | 0 | 1726.2304 | 76.6843 | 886.9607 | 0 | 0 | 963.6449 | 364.8865 | 8.7424 | 373.6288 | 6.2778 | 23.0124 | 5.739
[5 empty] | LABOR_M | DISTSEC | 6836.4214 | 5104.0843 | 1145.7993 | 0 | 0 | 1145.7993 | 403.9063 | 0 | 0 | 0 | 403.9063 | 17.8771 | 0 | 0 | 0 | 17.8771 | 112.4132 | 0 | 112.4132 | 1.833 | 40.4763 | 10.0319
[5 empty] | LABOR_M | ENERGY | 28105.3215 | 10217.1973 | 3297.7655 | 37.7532 | 0.95685 | 3336.4755 | 1595.8471 | 445.4486 | 35.2665 | 7.2295 | 2083.7917 | 106.3386 | 1270.832 | 8984.1879 | 1439.803 | 11801.1614 | 432.8669 | 10.1739 | 443.0408 | 9.9391 | 171.0229 | 42.6929
[5 empty] | LABOR_M | CUSTOMER | 53244.6523 | 42059.0025 | 9812.1163 | 72.8415 | 9.5696 | 9894.5274 | 156.8778 | 61.3926 | 27.3676 | 11.6596 | 257.2976 | 2.2605 | 37.9621 | 70.9279 | 17.4969 | 128.6474 | 53.0285 | 0.80329 | 53.8318 | 3.1454 | 702.9916 | 145.2086
|  |  | 927-Franchise Requirements | 160294.5426 | LABOR_M | TOTAL | 160294.5426 | 95921.7205 | 23996.0855 | 224.3878 | 12.4799 | 24232.9531 | 6280.6185 | 1679.813 | 126.6598 | 31.098 | 8118.1893 | 369.2563 | 4014.3193 | 21402.971 | 3218.2145 | 29004.761 | 1717.6047 | 37.9189 | 1755.5236 | 34.2896 | 1006.3378 | 220.7677
[5 empty] | LABOR_M | PRODUCTION | 238152.7083 | 116776.4937 | 29539.9122 | 345.3665 | 8.5083 | 29893.787 | 12359.8699 | 3520.0303 | 278.5593 | 58.799 | 16217.2584 | 742.4611 | 8094.1289 | 54057.7576 | 8480.6407 | 71374.9884 | 3354.8048 | 80.9862 | 3435.791 | 58.4903 | 317.1463 | 78.7531
[5 empty] | LABOR_M | BULKTRAN | 64080.5183 | 31421.4283 | 7948.3996 | 92.9289 | 2.2894 | 8043.6178 | 3325.7101 | 947.1459 | 74.9529 | 15.8212 | 4363.6301 | 199.7764 | 2177.9134 | 14545.4954 | 2281.9134 | 19205.0986 | 902.6882 | 21.7912 | 924.4794 | 15.7382 | 85.3356 | 21.1904
[5 empty] | LABOR_M | SUBTRAN | 24575.4284 | 11670.9154 | 2987.5821 | 34.815 | 1.1414 | 3023.5385 | 1302.1334 | 369.0868 | 37.8066 | 0 | 1709.0269 | 72.9253 | 842.8621 | 6865.7404 | 0 | 7781.5279 | 353.3916 | 8.4551 | 361.8468 | 5.803 | 18.229 | 4.541
[5 empty] | LABOR_M | DISTPRI | 113909.9334 | 75692.9974 | 19056.5922 | 222.3836 | 0 | 19278.9758 | 8217.7304 | 2332.8361 | 0 | 0 | 10550.5665 | 468.6874 | 5421.0249 | 0 | 0 | 5889.7123 | 2230.1536 | 53.4326 | 2283.5862 | 38.3693 | 140.6496 | 35.0763
[5 empty] | LABOR_M | DISTSEC | 41783.6003 | 31195.7096 | 7003.0234 | 0 | 0 | 7003.0234 | 2468.6396 | 0 | 0 | 0 | 2468.6396 | 109.2634 | 0 | 0 | 0 | 109.2634 | 687.0592 | 0 | 687.0592 | 11.2034 | 247.3876 | 61.3141
[5 empty] | LABOR_M | ENERGY | 171777.2277 | 62446.6017 | 20155.6496 | 230.7439 | 5.8482 | 20392.2418 | 9753.6756 | 2722.5424 | 215.5457 | 44.1859 | 12735.9497 | 649.9319 | 7767.2125 | 54910.5578 | 8799.9477 | 72127.6499 | 2645.6442 | 62.182 | 2707.8262 | 60.7468 | 1045.2765 | 260.9352
[5 empty] | LABOR_M | CUSTOMER | 325426.5835 | 257060.8859 | 59970.7828 | 445.2005 | 58.4886 | 60474.4719 | 958.8231 | 375.2263 | 167.2686 | 71.2623 | 1572.5803 | 13.816 | 232.0209 | 433.5053 | 106.9394 | 786.2816 | 324.1056 | 4.9096 | 329.0152 | 19.2242 | 4296.6222 | 887.5021
|  |  | 928-Regulatory Commission Expense Allocated | 979706 | LABOR_M | TOTAL | 979706 | 586265.032 | 146661.9419 | 1371.4384 | 76.2758 | 148109.6561 | 38386.5821 | 10266.8678 | 774.1332 | 190.0684 | 49617.6514 | 2256.8615 | 24535.1627 | 130813.0566 | 19669.4412 | 177274.522 | 10497.8472 | 231.7568 | 10729.604 | 209.5752 | 6150.6469 | 1349.3124
[5 empty] | RSALE | PRODUCTION | 939744.2808 | 439877.4398 | 125019.1784 | 1526.0547 | 37.1729 | 126582.406 | 56776.7987 | 16815.4375 | 1161.1797 | 498.6269 | 75252.0428 | 3202.0731 | 36336.1165 | 207713.8172 | 31862.4857 | 279114.4924 | 16379.1634 | 378.8491 | 16758.0125 | 283.2157 | 1486.0973 | 390.5742
[5 empty] | RSALE | BULKTRAN | -60845.1036 | -57448.8429 | 3938.3216 | 235.9441 | 14.2343 | 4188.5 | 7333.0229 | 3021.3679 | 48.5179 | -862.1221 | 9540.7866 | 99.8608 | 3561.4056 | -19892.1582 | -4478.8121 | -20709.704 | 3188.8081 | 52.6562 | 3241.4642 | 49.7254 | 214.2769 | 78.6902
[5 empty] | RSALE | SUBTRAN | -21667.0032 | -20747.1359 | 1449.2304 | 85.8368 | 6.6782 | 1541.7454 | 2799.5372 | 1145.7245 | 23.6457 | 0 | 3968.9075 | 35.621 | 1343.6729 | -9125.9244 | 0 | -7746.6304 | 1217.217 | 19.93 | 1237.147 | 17.8799 | 44.6412 | 16.4422
[5 empty] | RSALE | DISTPRI | 190695.8297 | 100044.6319 | 39555.8418 | 584.0844 | 0 | 40139.9262 | 21687.4364 | 6874.2683 | 0 | 0 | 28561.7047 | 992.7489 | 13335.4784 | 0 | 0 | 14328.2273 | 6864.3961 | 145.7375 | 7010.1336 | 114.1084 | 386.4194 | 110.6782
[5 empty] | RSALE | DISTSEC | 64042.3685 | 40526.7962 | 14095.8967 | 0 | 0 | 14095.8967 | 6286.2034 | 0 | 0 | 0 | 6286.2034 | 224.4039 | 0 | 0 | 0 | 224.4039 | 2035.384 | 0 | 2035.384 | 32.0907 | 655.4314 | 186.1622
[5 empty] | RSALE | ENERGY | 827231.2059 | 296567.125 | 98644.4752 | 1107.272 | 28.8685 | 99780.6157 | 48982.1153 | 13851.8664 | 1039.8882 | 850.4797 | 64724.3496 | 3244.5703 | 38852.8503 | 261315.4697 | 41904.9802 | 345317.8705 | 13557.4926 | 315.8258 | 13873.3184 | 312.3572 | 5303.1446 | 1352.4249
[5 empty] | RSALE | CUSTOMER | 350842.1919 | 236439.9091 | 80093.9321 | 649.2318 | 99.5843 | 80842.7482 | 1527.0499 | 605.432 | 206.7352 | -161.8108 | 2177.4063 | 18.3214 | 325.0814 | 421.4327 | 96.2819 | 861.1173 | 591.6907 | 7.4411 | 599.1318 | 34.4684 | 25242.1738 | 4645.237
|  |  | 928- Rate Case Expense | 2290043.77 | RSALE | TOTAL | 2290043.77 | 1035259.9232 | 362796.8762 | 4188.4237 | 186.5383 | 367171.8382 | 145392.1638 | 42314.0966 | 2479.9667 | 325.1738 | 190511.4009 | 7817.5993 | 93754.605 | 440432.637 | 69384.9357 | 611389.777 | 43834.1518 | 920.4398 | 44754.5915 | 843.8456 | 33332.1846 | 6780.2089
[5 empty] | LABOR_M | PRODUCTION | 167195.517 | 81983.1376 | 20738.546 | 242.4651 | 5.9733 | 20986.9844 | 8677.2678 | 2471.2433 | 195.563 | 41.2799 | 11385.3541 | 521.2461 | 5682.4971 | 37951.3414 | 5953.8484 | 50108.9329 | 2355.2465 | 56.8565 | 2412.103 | 41.0633 | 222.6531 | 55.2888
[5 empty] | LABOR_M | BULKTRAN | 44987.8377 | 22059.4676 | 5580.1875 | 65.2409 | 1.6072 | 5647.0357 | 2334.8205 | 664.9454 | 52.6208 | 11.1073 | 3063.494 | 140.2534 | 1529.0078 | 10211.69 | 1602.0212 | 13482.9724 | 633.7338 | 15.2986 | 649.0323 | 11.049 | 59.91 | 14.8767
[5 empty] | LABOR_M | SUBTRAN | 17253.2216 | 8193.5861 | 2097.4371 | 24.4419 | 0.80131 | 2122.6804 | 914.165 | 259.118 | 26.5422 | 0 | 1199.8252 | 51.1973 | 591.7328 | 4820.1048 | 0 | 5463.035 | 248.0992 | 5.9359 | 254.0351 | 4.074 | 12.7977 | 3.188
[5 empty] | LABOR_M | DISTPRI | 79970.664 | 53140.3986 | 13378.7132 | 156.1248 | 0 | 13534.838 | 5769.2717 | 1637.7716 | 0 | 0 | 7407.0433 | 329.0428 | 3805.8398 | 0 | 0 | 4134.8826 | 1565.6831 | 37.5125 | 1603.1956 | 26.9372 | 98.7433 | 24.6254
[5 empty] | LABOR_M | DISTSEC | 29334.2482 | 21901.0014 | 4916.4846 | 0 | 0 | 4916.4846 | 1733.1127 | 0 | 0 | 0 | 1733.1127 | 76.7085 | 0 | 0 | 0 | 76.7085 | 482.3511 | 0 | 482.3511 | 7.8653 | 173.6789 | 43.0457
[5 empty] | LABOR_M | ENERGY | 120596.4971 | 43840.7437 | 14150.3084 | 161.9942 | 4.1057 | 14316.4083 | 6847.5847 | 1911.3656 | 151.3243 | 31.0208 | 8941.2953 | 456.2858 | 5452.9848 | 38550.0512 | 6178.0184 | 50637.3402 | 1857.379 | 43.655 | 1901.034 | 42.6474 | 733.8382 | 183.19
[5 empty] | LABOR_M | CUSTOMER | 228466.2907 | 180470.0355 | 42102.5909 | 312.5538 | 41.062 | 42456.2067 | 673.1434 | 263.4282 | 117.4312 | 50.0298 | 1104.0327 | 9.6996 | 162.8907 | 304.3432 | 75.077 | 552.0104 | 227.5389 | 3.4468 | 230.9857 | 13.4964 | 3016.451 | 623.0724
|  |  | 930-General Advertising Expense | 687804.2764 | LABOR_M | TOTAL | 687804.2764 | 411588.3705 | 102964.2677 | 962.8207 | 53.5496 | 103980.6379 | 26949.3658 | 7207.8721 | 543.4815 | 133.4378 | 34834.1572 | 1584.4335 | 17224.953 | 91837.5306 | 13808.9649 | 124455.882 | 7370.0316 | 162.7053 | 7532.7368 | 147.1326 | 4318.0722 | 947.287
[5 empty] | LABOR_M | PRODUCTION | 16660.3779 | 8169.2983 | 2066.5148 | 24.1607 | 0.59521 | 2091.2707 | 864.6557 | 246.2497 | 19.4871 | 4.1134 | 1134.5059 | 51.9401 | 566.2386 | 3781.7024 | 593.2776 | 4993.1587 | 234.6911 | 5.6655 | 240.3566 | 4.0918 | 22.1865 | 5.5093
[5 empty] | LABOR_M | BULKTRAN | 4482.8617 | 2198.1395 | 556.0438 | 6.501 | 0.16016 | 562.705 | 232.6557 | 66.2592 | 5.2435 | 1.1068 | 305.2652 | 13.9757 | 152.3596 | 1017.5549 | 159.6351 | 1343.5253 | 63.1491 | 1.5244 | 64.6735 | 1.101 | 5.9698 | 1.4824
[5 empty] | LABOR_M | SUBTRAN | 1719.2159 | 816.4587 | 209.0014 | 2.4355 | 0.079847 | 211.5168 | 91.093 | 25.8201 | 2.6448 | 0 | 119.5579 | 5.1016 | 58.9639 | 480.3046 | 0 | 544.37 | 24.7221 | 0.59149 | 25.3136 | 0.40596 | 1.2752 | 0.31768
[5 empty] | LABOR_M | DISTPRI | 7968.7632 | 5295.2324 | 1333.1363 | 15.5572 | 0 | 1348.6935 | 574.8853 | 163.1975 | 0 | 0 | 738.0828 | 32.7878 | 379.237 | 0 | 0 | 412.0248 | 156.0142 | 3.738 | 159.7522 | 2.6842 | 9.8394 | 2.4538
[5 empty] | LABOR_M | DISTSEC | 2923.0428 | 2182.3489 | 489.9084 | 0 | 0 | 489.9084 | 172.6979 | 0 | 0 | 0 | 172.6979 | 7.6437 | 0 | 0 | 0 | 7.6437 | 48.0644 | 0 | 48.0644 | 0.78375 | 17.3064 | 4.2893
[5 empty] | LABOR_M | ENERGY | 12016.9682 | 4368.5583 | 1410.0228 | 16.1421 | 0.40912 | 1426.574 | 682.335 | 190.4601 | 15.0789 | 3.0911 | 890.965 | 45.4671 | 543.3686 | 3841.3615 | 615.6153 | 5045.8125 | 185.0805 | 4.35 | 189.4306 | 4.2496 | 73.1241 | 18.2542
[5 empty] | LABOR_M | CUSTOMER | 22765.7703 | 17983.1316 | 4195.3581 | 31.1448 | 4.0917 | 4230.5946 | 67.0761 | 26.2496 | 11.7016 | 4.9853 | 110.0125 | 0.96652 | 16.2314 | 30.3266 | 7.4811 | 55.0057 | 22.6734 | 0.34346 | 23.0168 | 1.3449 | 300.5775 | 62.0867
|  |  | 931-Rent | 68537 | LABOR_M | TOTAL | 68537 | 41013.1677 | 10259.9857 | 95.9413 | 5.336 | 10361.263 | 2685.3987 | 718.2362 | 54.1558 | 13.2966 | 3471.0872 | 157.8826 | 1716.399 | 9151.2499 | 1376.0092 | 12401.5408 | 734.3948 | 16.2129 | 750.6077 | 14.6612 | 430.279 | 94.3934
[6 empty] | PRODUCTION | 6448665.5004 | 3141137.9408 | 808333.0498 | 9515.0332 | 233.9855 | 818082.0684 | 342683.8955 | 98240.3751 | 7604.7818 | 1858.7577 | 450387.8101 | 20376.5991 | 223568.5804 | 1458171.6862 | 228035.6972 | 1930152.5629 | 93982.1249 | 2252.213 | 96234.3379 | 1636.2078 | 8822.2904 | 2212.2822
[6 empty] | BULKTRAN | 1613241.4785 | 763427.6553 | 211588.1568 | 2663.6865 | 74.043 | 214325.8863 | 94216.3191 | 27765.3042 | 2006.6413 | -448.7968 | 123539.4679 | 5318.9668 | 60458.8167 | 360105.0602 | 55135.5712 | 481018.4149 | 26771.2975 | 621.9461 | 27393.2436 | 460.8813 | 2443.6466 | 632.2826
[6 empty] | SUBTRAN | 620319.2526 | 284133.2973 | 79494.1226 | 995.3113 | 36.4946 | 80525.9285 | 36815.2931 | 10787.4137 | 1011.2721 | 0 | 48613.9789 | 1940.6561 | 23361.841 | 170228.4655 | 0 | 195530.9627 | 10448.9002 | 240.8042 | 10689.7044 | 169.4728 | 520.8398 | 135.0682
[6 empty] | DISTPRI | 2873804.4841 | 1882966.7217 | 488427.2071 | 5822.2524 | 0 | 494249.4595 | 215253.2029 | 61823.4074 | 0 | 0 | 277076.6103 | 12032.5158 | 141025.8247 | 0 | 0 | 153058.3405 | 59394.8838 | 1404.3246 | 60799.2084 | 1017.8829 | 3699.3717 | 936.8891
[6 empty] | DISTSEC | 1046068.61 | 773709.3185 | 178685.6574 | 0 | 0 | 178685.6574 | 64305.8291 | 0 | 0 | 0 | 64305.8291 | 2792.3848 | 0 | 0 | 0 | 2792.3848 | 18183.1113 | 0 | 18183.1113 | 295.4 | 6469.7008 | 1627.208
[6 empty] | ENERGY | 4636614.8033 | 1681401.7934 | 545622.2388 | 6224.3193 | 158.5597 | 552005.1179 | 265282.5662 | 74227.788 | 5819.8957 | 1830.3594 | 347160.6093 | 17657.6566 | 211100.896 | 1479028.5571 | 237055.2736 | 1944842.3832 | 72228.0954 | 1694.7922 | 73922.8876 | 1659.4957 | 28483.5125 | 7139.0036
[6 empty] | CUSTOMER | 7811583.0357 | 6118609.9773 | 1454014.121 | 10792.473 | 1431.6876 | 1466238.2817 | 23458.0899 | 9153.5351 | 4016.6824 | 1461.6144 | 38089.9219 | 334.2183 | 5610.6147 | 10295.701 | 2532.4388 | 18772.9727 | 8006.9675 | 119.2857 | 8126.2533 | 474.5258 | 134766.4125 | 26504.6906
|  |  | Total A&G Operation | 25050297.1647 |  | TOTAL | 25050297.1647 | 14645386.7044 | 3766164.5535 | 36013.0757 | 1934.7704 | 3804112.3996 | 1042015.1958 | 281997.8235 | 20459.2734 | 4701.9347 | 1349174.2275 | 60452.9975 | 665126.5735 | 3477829.47 | 522758.9807 | 4726168.0217 | 289015.3807 | 6333.3658 | 295348.7466 | 5713.8662 | 185205.7743 | 39187.4244
[5 empty] | LABOR_M | PRODUCTION | 542939.454 | 266226.5157 | 67344.9566 | 787.365 | 19.3971 | 68151.7187 | 28177.9747 | 8024.9489 | 635.0582 | 134.0496 | 36972.0315 | 1692.6595 | 18452.958 | 123240.6283 | 19334.1259 | 162720.3717 | 7648.2687 | 184.632 | 7832.9007 | 133.346 | 723.0288 | 179.541
[5 empty] | LABOR_M | BULKTRAN | 146090.4721 | 71634.4283 | 18120.7249 | 211.8588 | 5.2192 | 18337.803 | 7581.9387 | 2159.2989 | 170.8772 | 36.0692 | 9948.1839 | 455.4494 | 4965.197 | 33160.7538 | 5202.2957 | 43783.6959 | 2057.9443 | 49.6795 | 2107.6239 | 35.8798 | 194.5477 | 48.3097
[5 empty] | LABOR_M | SUBTRAN | 56026.9492 | 26607.2994 | 6811.076 | 79.371 | 2.6021 | 6893.0491 | 2968.5979 | 841.4424 | 86.1914 | 0 | 3896.2316 | 166.2548 | 1921.5533 | 15652.4835 | 0 | 17740.2916 | 805.6606 | 19.276 | 824.9366 | 13.2297 | 41.5584 | 10.3526
[5 empty] | LABOR_M | DISTPRI | 259691.3446 | 172564.549 | 43445.1315 | 506.9891 | 0 | 43952.1207 | 18734.7442 | 5318.3891 | 0 | 0 | 24053.1332 | 1068.5113 | 12358.8278 | 0 | 0 | 13427.3391 | 5084.2939 | 121.8155 | 5206.1094 | 87.4741 | 320.6523 | 79.9669
[5 empty] | LABOR_M | DISTSEC | 95258.0607 | 71119.836 | 15965.4608 | 0 | 0 | 15965.4608 | 5627.9932 | 0 | 0 | 0 | 5627.9932 | 249.0981 | 0 | 0 | 0 | 249.0981 | 1566.3545 | 0 | 1566.3545 | 25.5414 | 563.9931 | 139.7837
[5 empty] | LABOR_M | ENERGY | 391616.9372 | 142365.4766 | 45950.7577 | 526.049 | 13.3327 | 46490.1394 | 22236.385 | 6206.8397 | 491.4002 | 100.7348 | 29035.3597 | 1481.7118 | 17707.6554 | 125184.8383 | 20062.0804 | 164436.286 | 6031.5275 | 141.7622 | 6173.2897 | 138.4902 | 2383.0167 | 594.879
[5 empty] | LABOR_M | CUSTOMER | 741906.0351 | 586046.2307 | 136721.1161 | 1014.9661 | 133.342 | 137869.4242 | 2185.9206 | 855.4391 | 381.3382 | 162.4635 | 3585.1614 | 31.4977 | 528.9602 | 988.3034 | 243.7999 | 1792.5613 | 738.8944 | 11.1929 | 750.0873 | 43.8273 | 9795.4196 | 2023.3233
|  |  | Total A&G Maintenance | 2233529.2529 | LABOR_M | TOTAL | 2233529.2529 | 1336564.3356 | 334359.2237 | 3126.599 | 173.8932 | 337659.7159 | 87513.5541 | 23406.3581 | 1764.8653 | 433.317 | 113118.0945 | 5145.1826 | 55935.1516 | 298227.0074 | 44842.3019 | 404149.6436 | 23932.9439 | 528.3581 | 24461.302 | 477.7885 | 14022.2167 | 3076.1561
[6 empty] | PRODUCTION | 6991604.9544 | 3407364.4565 | 875678.0063 | 10302.3982 | 253.3826 | 886233.7871 | 370861.8702 | 106265.324 | 8239.84 | 1992.8073 | 487359.8415 | 22069.2586 | 242021.5384 | 1581412.3145 | 247369.8231 | 2092872.9346 | 101630.3936 | 2436.845 | 104067.2386 | 1769.5538 | 9545.3192 | 2391.8231
[6 empty] | BULKTRAN | 1759331.9506 | 835062.0835 | 229708.8817 | 2875.5453 | 79.2622 | 232663.6893 | 101798.2578 | 29924.6031 | 2177.5185 | -412.7276 | 133487.6518 | 5774.4161 | 65424.0137 | 393265.814 | 60337.8668 | 524802.1107 | 28829.2419 | 671.6256 | 29500.8675 | 496.7612 | 2638.1943 | 680.5923
[6 empty] | SUBTRAN | 676346.2018 | 310740.5968 | 86305.1986 | 1074.6823 | 39.0967 | 87418.9777 | 39783.8909 | 11628.8561 | 1097.4635 | 0 | 52510.2105 | 2106.9109 | 25283.3943 | 185880.9491 | 0 | 213271.2543 | 11254.5609 | 260.0802 | 11514.641 | 182.7025 | 562.3983 | 145.4209
[6 empty] | DISTPRI | 3133495.8287 | 2055531.2707 | 531872.3386 | 6329.2415 | 0 | 538201.5802 | 233987.9471 | 67141.7965 | 0 | 0 | 301129.7436 | 13101.0271 | 153384.6525 | 0 | 0 | 166485.6796 | 64479.1777 | 1526.1401 | 66005.3178 | 1105.3569 | 4020.024 | 1016.856
[6 empty] | DISTSEC | 1141326.6708 | 844829.1545 | 194651.1181 | 0 | 0 | 194651.1181 | 69933.8224 | 0 | 0 | 0 | 69933.8224 | 3041.4829 | 0 | 0 | 0 | 3041.4829 | 19749.4658 | 0 | 19749.4658 | 320.9414 | 7033.6939 | 1766.9917
[6 empty] | ENERGY | 5028231.7405 | 1823767.27 | 591572.9965 | 6750.3683 | 171.8924 | 598495.2573 | 287518.9512 | 80434.6278 | 6311.2959 | 1931.0942 | 376195.969 | 19139.3684 | 228808.5514 | 1604213.3954 | 257117.354 | 2109278.6692 | 78259.6229 | 1836.5544 | 80096.1773 | 1797.9859 | 30866.5292 | 7733.8826
[6 empty] | CUSTOMER | 8553489.0708 | 6704656.208 | 1590735.2371 | 11807.4391 | 1565.0297 | 1604107.7059 | 25644.0105 | 10008.9743 | 4398.0207 | 1624.0778 | 41675.0832 | 365.716 | 6139.5748 | 11284.0044 | 2776.2387 | 20565.534 | 8745.8619 | 130.4786 | 8876.3406 | 518.3531 | 144561.8321 | 28528.0139
|  | Total A&G Expenses |  | 27283826.4176 |  | TOTAL | 27283826.4176 | 15981951.04 | 4100523.7772 | 39139.6747 | 2108.6637 | 4141772.1155 | 1129528.75 | 305404.1816 | 22224.1386 | 5135.2517 | 1462292.322 | 65598.1801 | 721061.7251 | 3776056.4775 | 567601.2826 | 5130317.6653 | 312948.3246 | 6861.7239 | 319810.0485 | 6191.6548 | 199227.991 | 42263.5805
[6 empty] | PRODUCTION | 118310709.9242 | 57991899.1179 | 14683442.8198 | 171736.1708 | 4230.3855 | 14859409.3761 | 6148203.9026 | 1751623.9731 | 138446.0983 | 29477.0526 | 8067751.0267 | 369115.9479 | 4025439.2848 | 26849490.2605 | 4211453.7973 | 35455499.2904 | 1669758.1408 | 40292.0221 | 1710050.163 | 29109.5468 | 157788.2165 | 39203.1868
[6 empty] | BULKTRAN | 9431070.4354 | 4596844.7115 | 1181293.6141 | 14001.0182 | 353.3439 | 1195647.9762 | 499953.2485 | 143317.1898 | 11150.8961 | 1481.3942 | 655902.7287 | 29691.7073 | 326164.4458 | 2134656.8005 | 333529.208 | 2824042.1616 | 136899.3345 | 3280.4772 | 140179.8117 | 2380.9416 | 12854.5964 | 3217.5077
[6 empty] | SUBTRAN | 3618523.717 | 1707986.0167 | 443979.4088 | 5242.7395 | 175.7432 | 449397.8915 | 195675.6893 | 55816.0343 | 5623.6853 | 0 | 257115.4088 | 10837.5518 | 126191.0982 | 1007849.408 | 0 | 1144878.058 | 53562.7111 | 1272.3309 | 54835.0419 | 877.4419 | 2744.7826 | 689.0757
[6 empty] | DISTPRI | 14968283.3544 | 9919731.6535 | 2511776.2186 | 29434.0102 | 0 | 2541210.2289 | 1087777.3436 | 309514.1599 | 0 | 0 | 1397291.5035 | 61795.7735 | 716607.5082 | 0 | 0 | 778403.2817 | 296183.2347 | 7077.5777 | 303260.8124 | 5091.7698 | 18632.9571 | 4661.1476
[6 empty] | DISTSEC | 5482476.0102 | 4085938.9008 | 922237.3073 | 0 | 0 | 922237.3073 | 326415.6243 | 0 | 0 | 0 | 326415.6243 | 14393.5102 | 0 | 0 | 0 | 14393.5102 | 91132.1772 | 0 | 91132.1772 | 1484.9275 | 32736.2778 | 8137.2851
[6 empty] | ENERGY | 280039642.7708 | 101799347.6927 | 32860306.8519 | 376166.1496 | 9534.7125 | 33246007.714 | 15902930.395 | 4439162.7464 | 351395.1057 | 72671.6964 | 20766159.9435 | 1059665.5078 | 12663937.9847 | 89514760.0267 | 14345632.2468 | 117583995.766 | 4313875.4033 | 101388.4847 | 4415263.8879 | 99052.1638 | 1704330.3617 | 425485.241
[6 empty] | CUSTOMER | 41154303.3114 | 32164610.7221 | 7610816.7986 | 57566.6248 | 7619.9692 | 7676003.3925 | 122500.5202 | 48523.2836 | 21721.9801 | 9012.0897 | 201757.8737 | 1759.93 | 29961.8763 | 56182.0621 | 13861.5355 | 101765.4038 | 41518.7615 | 633.1378 | 42151.8994 | 2465.1135 | 845096.6229 | 120452.2835
|  | Total O&M Expenses |  | 473005009.5234 |  | TOTAL | 473005009.5234 | 212266358.8153 | 60213853.0191 | 654146.7131 | 21914.1543 | 60889913.8865 | 24283456.7235 | 6747957.3873 | 528337.7655 | 112642.2329 | 31672394.1092 | 1547259.9284 | 17888302.1979 | 119562938.5578 | 18904476.7875 | 157902977.4716 | 6602929.7631 | 153944.0304 | 6756873.7935 | 140461.9049 | 2774183.8149 | 601845.7274
O&M Adjustments
[5 empty] | PROD_ENERGY | PRODUCTION | 0 | 0 | 0 | 0 | 0 | 0 | 0 | 0 | 0 | 0 | 0 | 0 | 0 | 0 | 0 | 0 | 0 | 0 | 0 | 0 | 0 | 0
[5 empty] | PROD_ENERGY | BULKTRAN | 0 | 0 | 0 | 0 | 0 | 0 | 0 | 0 | 0 | 0 | 0 | 0 | 0 | 0 | 0 | 0 | 0 | 0 | 0 | 0 | 0 | 0
[5 empty] | PROD_ENERGY | SUBTRAN | 0 | 0 | 0 | 0 | 0 | 0 | 0 | 0 | 0 | 0 | 0 | 0 | 0 | 0 | 0 | 0 | 0 | 0 | 0 | 0 | 0 | 0
[5 empty] | PROD_ENERGY | DISTPRI | 0 | 0 | 0 | 0 | 0 | 0 | 0 | 0 | 0 | 0 | 0 | 0 | 0 | 0 | 0 | 0 | 0 | 0 | 0 | 0 | 0 | 0
[5 empty] | PROD_ENERGY | DISTSEC | 0 | 0 | 0 | 0 | 0 | 0 | 0 | 0 | 0 | 0 | 0 | 0 | 0 | 0 | 0 | 0 | 0 | 0 | 0 | 0 | 0 | 0
[5 empty] | PROD_ENERGY | ENERGY | -3541349 | -1287395.3864 | -415527.661 | -4757.0034 | -120.566 | -420405.2303 | -201081.1897 | -56127.7709 | -4443.6782 | -910.9337 | -262563.5724 | -13398.9575 | -160128.3853 | -1132032.7591 | -181419.1925 | -1486979.2944 | -54542.4412 | -1281.94 | -55824.3812 | -1252.3516 | -21549.3584 | -5379.4253
[5 empty] | PROD_ENERGY | CUSTOMER | 0 | 0 | 0 | 0 | 0 | 0 | 0 | 0 | 0 | 0 | 0 | 0 | 0 | 0 | 0 | 0 | 0 | 0 | 0 | 0 | 0 | 0
|  |  | Adj 19 - Env Surcharge - Remove Mitchell FGD Expenses | -3541349 | PROD_ENERGY | TOTAL | -3541349 | -1287395.3864 | -415527.661 | -4757.0034 | -120.566 | -420405.2303 | -201081.1897 | -56127.7709 | -4443.6782 | -910.9337 | -262563.5724 | -13398.9575 | -160128.3853 | -1132032.7591 | -181419.1925 | -1486979.2944 | -54542.4412 | -1281.94 | -55824.3812 | -1252.3516 | -21549.3584 | -5379.4253
[5 empty] | PROD_ENERGY | PRODUCTION | 0 | 0 | 0 | 0 | 0 | 0 | 0 | 0 | 0 | 0 | 0 | 0 | 0 | 0 | 0 | 0 | 0 | 0 | 0 | 0 | 0 | 0
[5 empty] | PROD_ENERGY | BULKTRAN | 0 | 0 | 0 | 0 | 0 | 0 | 0 | 0 | 0 | 0 | 0 | 0 | 0 | 0 | 0 | 0 | 0 | 0 | 0 | 0 | 0 | 0
[5 empty] | PROD_ENERGY | SUBTRAN | 0 | 0 | 0 | 0 | 0 | 0 | 0 | 0 | 0 | 0 | 0 | 0 | 0 | 0 | 0 | 0 | 0 | 0 | 0 | 0 | 0 | 0
[5 empty] | PROD_ENERGY | DISTPRI | 0 | 0 | 0 | 0 | 0 | 0 | 0 | 0 | 0 | 0 | 0 | 0 | 0 | 0 | 0 | 0 | 0 | 0 | 0 | 0 | 0 | 0
[5 empty] | PROD_ENERGY | DISTSEC | 0 | 0 | 0 | 0 | 0 | 0 | 0 | 0 | 0 | 0 | 0 | 0 | 0 | 0 | 0 | 0 | 0 | 0 | 0 | 0 | 0 | 0
[5 empty] | PROD_ENERGY | ENERGY | -42632032 | -15498128.3425 | -5002271.3209 | -57266.5161 | -1451.4163 | -5060989.2534 | -2420687.6285 | -675686.2777 | -53494.5949 | -10966.1472 | -3160834.6482 | -161301.4657 | -1927683.0512 | -13627817.1989 | -2183989.4406 | -17900791.1563 | -656601.5091 | -15432.4545 | -672033.9635 | -15076.2589 | -259418.9215 | -64759.4557
[5 empty] | PROD_ENERGY | CUSTOMER | 0 | 0 | 0 | 0 | 0 | 0 | 0 | 0 | 0 | 0 | 0 | 0 | 0 | 0 | 0 | 0 | 0 | 0 | 0 | 0 | 0 | 0
|  |  | Adj 9 - Fuel Under (Over) Revenue & Expense | -42632032 | PROD_ENERGY | TOTAL | -42632032 | -15498128.3425 | -5002271.3209 | -57266.5161 | -1451.4163 | -5060989.2534 | -2420687.6285 | -675686.2777 | -53494.5949 | -10966.1472 | -3160834.6482 | -161301.4657 | -1927683.0512 | -13627817.1989 | -2183989.4406 | -17900791.1563 | -656601.5091 | -15432.4545 | -672033.9635 | -15076.2589 | -259418.9215 | -64759.4557
[5 empty] | PROD_ENERGY | PRODUCTION | 0 | 0 | 0 | 0 | 0 | 0 | 0 | 0 | 0 | 0 | 0 | 0 | 0 | 0 | 0 | 0 | 0 | 0 | 0 | 0 | 0 | 0
[5 empty] | PROD_ENERGY | BULKTRAN | 0 | 0 | 0 | 0 | 0 | 0 | 0 | 0 | 0 | 0 | 0 | 0 | 0 | 0 | 0 | 0 | 0 | 0 | 0 | 0 | 0 | 0
[5 empty] | PROD_ENERGY | SUBTRAN | 0 | 0 | 0 | 0 | 0 | 0 | 0 | 0 | 0 | 0 | 0 | 0 | 0 | 0 | 0 | 0 | 0 | 0 | 0 | 0 | 0 | 0
[5 empty] | PROD_ENERGY | DISTPRI | 0 | 0 | 0 | 0 | 0 | 0 | 0 | 0 | 0 | 0 | 0 | 0 | 0 | 0 | 0 | 0 | 0 | 0 | 0 | 0 | 0 | 0
[5 empty] | PROD_ENERGY | DISTSEC | 0 | 0 | 0 | 0 | 0 | 0 | 0 | 0 | 0 | 0 | 0 | 0 | 0 | 0 | 0 | 0 | 0 | 0 | 0 | 0 | 0 | 0
[5 empty] | PROD_ENERGY | ENERGY | -3562775.15 | -1295184.4878 | -418041.7193 | -4785.7846 | -121.2954 | -422948.7993 | -202297.787 | -56467.3595 | -4470.5637 | -916.4451 | -264152.1553 | -13480.0249 | -161097.2067 | -1138881.8733 | -182516.8293 | -1495975.9342 | -54872.4382 | -1289.6961 | -56162.1343 | -1259.9287 | -21679.7381 | -5411.9724
[5 empty] | PROD_ENERGY | CUSTOMER | 0 | 0 | 0 | 0 | 0 | 0 | 0 | 0 | 0 | 0 | 0 | 0 | 0 | 0 | 0 | 0 | 0 | 0 | 0 | 0 | 0 | 0
|  |  | Adj 10 - Remove PPA Rider Revenue, Expense | -3562775.15 | PROD_ENERGY | TOTAL | -3562775.15 | -1295184.4878 | -418041.7193 | -4785.7846 | -121.2954 | -422948.7993 | -202297.787 | -56467.3595 | -4470.5637 | -916.4451 | -264152.1553 | -13480.0249 | -161097.2067 | -1138881.8733 | -182516.8293 | -1495975.9342 | -54872.4382 | -1289.6961 | -56162.1343 | -1259.9287 | -21679.7381 | -5411.9724
[5 empty] | PROD_DEMAND | PRODUCTION | 0 | 0 | 0 | 0 | 0 | 0 | 0 | 0 | 0 | 0 | 0 | 0 | 0 | 0 | 0 | 0 | 0 | 0 | 0 | 0 | 0 | 0
[5 empty] | PROD_DEMAND | BULKTRAN | 0 | 0 | 0 | 0 | 0 | 0 | 0 | 0 | 0 | 0 | 0 | 0 | 0 | 0 | 0 | 0 | 0 | 0 | 0 | 0 | 0 | 0
[5 empty] | PROD_DEMAND | SUBTRAN | 0 | 0 | 0 | 0 | 0 | 0 | 0 | 0 | 0 | 0 | 0 | 0 | 0 | 0 | 0 | 0 | 0 | 0 | 0 | 0 | 0 | 0
[5 empty] | PROD_DEMAND | DISTPRI | 0 | 0 | 0 | 0 | 0 | 0 | 0 | 0 | 0 | 0 | 0 | 0 | 0 | 0 | 0 | 0 | 0 | 0 | 0 | 0 | 0 | 0
[5 empty] | PROD_DEMAND | DISTSEC | 0 | 0 | 0 | 0 | 0 | 0 | 0 | 0 | 0 | 0 | 0 | 0 | 0 | 0 | 0 | 0 | 0 | 0 | 0 | 0 | 0 | 0
[5 empty] | PROD_DEMAND | ENERGY | 0 | 0 | 0 | 0 | 0 | 0 | 0 | 0 | 0 | 0 | 0 | 0 | 0 | 0 | 0 | 0 | 0 | 0 | 0 | 0 | 0 | 0
[5 empty] | PROD_DEMAND | CUSTOMER | 0 | 0 | 0 | 0 | 0 | 0 | 0 | 0 | 0 | 0 | 0 | 0 | 0 | 0 | 0 | 0 | 0 | 0 | 0 | 0 | 0 | 0
|  |  | Adj - Remove BSDR Rider Exp | 0 | PROD_DEMAND | TOTAL | 0 | 0 | 0 | 0 | 0 | 0 | 0 | 0 | 0 | 0 | 0 | 0 | 0 | 0 | 0 | 0 | 0 | 0 | 0 | 0 | 0 | 0
[5 empty] | CUST_TOTAL | PRODUCTION | 0 | 0 | 0 | 0 | 0 | 0 | 0 | 0 | 0 | 0 | 0 | 0 | 0 | 0 | 0 | 0 | 0 | 0 | 0 | 0 | 0 | 0
[5 empty] | CUST_TOTAL | BULKTRAN | 0 | 0 | 0 | 0 | 0 | 0 | 0 | 0 | 0 | 0 | 0 | 0 | 0 | 0 | 0 | 0 | 0 | 0 | 0 | 0 | 0 | 0
[5 empty] | CUST_TOTAL | SUBTRAN | 0 | 0 | 0 | 0 | 0 | 0 | 0 | 0 | 0 | 0 | 0 | 0 | 0 | 0 | 0 | 0 | 0 | 0 | 0 | 0 | 0 | 0
[5 empty] | CUST_TOTAL | DISTPRI | 0 | 0 | 0 | 0 | 0 | 0 | 0 | 0 | 0 | 0 | 0 | 0 | 0 | 0 | 0 | 0 | 0 | 0 | 0 | 0 | 0 | 0
[5 empty] | CUST_TOTAL | DISTSEC | 0 | 0 | 0 | 0 | 0 | 0 | 0 | 0 | 0 | 0 | 0 | 0 | 0 | 0 | 0 | 0 | 0 | 0 | 0 | 0 | 0 | 0
[5 empty] | CUST_TOTAL | ENERGY | 0 | 0 | 0 | 0 | 0 | 0 | 0 | 0 | 0 | 0 | 0 | 0 | 0 | 0 | 0 | 0 | 0 | 0 | 0 | 0 | 0 | 0
[5 empty] | CUST_TOTAL | CUSTOMER | -1143842.22 | -716897.1715 | -169552.8928 | -385.2599 | -16.5111 | -169954.6639 | -2003.3516 | -330.2228 | -38.526 | -11.0074 | -2383.1078 | -27.5186 | -187.1262 | -93.5631 | -16.5111 | -324.7191 | -698.9716 | -5.5037 | -704.4753 | -44.0297 | -253242.3559 | -291.6968
|  |  | Adj 11 & 12 - Remove HEAP & DSM Surcharge | -1143842.22 | CUST_TOTAL | TOTAL | -1143842.22 | -716897.1715 | -169552.8928 | -385.2599 | -16.5111 | -169954.6639 | -2003.3516 | -330.2228 | -38.526 | -11.0074 | -2383.1078 | -27.5186 | -187.1262 | -93.5631 | -16.5111 | -324.7191 | -698.9716 | -5.5037 | -704.4753 | -44.0297 | -253242.3559 | -291.6968
[5 empty] | CUST_TOTAL | PRODUCTION | 0 | 0 | 0 | 0 | 0 | 0 | 0 | 0 | 0 | 0 | 0 | 0 | 0 | 0 | 0 | 0 | 0 | 0 | 0 | 0 | 0 | 0
[5 empty] | CUST_TOTAL | BULKTRAN | 0 | 0 | 0 | 0 | 0 | 0 | 0 | 0 | 0 | 0 | 0 | 0 | 0 | 0 | 0 | 0 | 0 | 0 | 0 | 0 | 0 | 0
[5 empty] | CUST_TOTAL | SUBTRAN | 0 | 0 | 0 | 0 | 0 | 0 | 0 | 0 | 0 | 0 | 0 | 0 | 0 | 0 | 0 | 0 | 0 | 0 | 0 | 0 | 0 | 0
[5 empty] | CUST_TOTAL | DISTPRI | 0 | 0 | 0 | 0 | 0 | 0 | 0 | 0 | 0 | 0 | 0 | 0 | 0 | 0 | 0 | 0 | 0 | 0 | 0 | 0 | 0 | 0
[5 empty] | CUST_TOTAL | DISTSEC | 0 | 0 | 0 | 0 | 0 | 0 | 0 | 0 | 0 | 0 | 0 | 0 | 0 | 0 | 0 | 0 | 0 | 0 | 0 | 0 | 0 | 0
[5 empty] | CUST_TOTAL | ENERGY | 0 | 0 | 0 | 0 | 0 | 0 | 0 | 0 | 0 | 0 | 0 | 0 | 0 | 0 | 0 | 0 | 0 | 0 | 0 | 0 | 0 | 0
[5 empty] | CUST_TOTAL | CUSTOMER | -373893.79 | -234335.9913 | -55422.6559 | -125.932 | -5.3971 | -55553.9849 | -654.8462 | -107.9417 | -12.5932 | -3.5981 | -778.9791 | -8.9951 | -61.167 | -30.5835 | -5.3971 | -106.1427 | -228.4766 | -1.799 | -230.2756 | -14.3922 | -82778.6757 | -95.3485
|  |  | Adj 13 - Remove Economic Development Surcharge | -373893.79 | CUST_TOTAL | TOTAL | -373893.79 | -234335.9913 | -55422.6559 | -125.932 | -5.3971 | -55553.9849 | -654.8462 | -107.9417 | -12.5932 | -3.5981 | -778.9791 | -8.9951 | -61.167 | -30.5835 | -5.3971 | -106.1427 | -228.4766 | -1.799 | -230.2756 | -14.3922 | -82778.6757 | -95.3485
[5 empty] | RB_GUP | PRODUCTION | 1085249.8783 | 532144.5911 | 134611.8897 | 1573.8177 | 38.7718 | 136224.4793 | 56323.3035 | 16040.6003 | 1269.3807 | 267.9439 | 73901.2285 | 3383.3579 | 36884.537 | 246338.4746 | 38645.852 | 325252.2216 | 15287.6763 | 369.0501 | 15656.7264 | 266.5376 | 1445.2199 | 358.874
[5 empty] | RB_GUP | BULKTRAN | 1149339.6151 | 563570.5396 | 142561.4327 | 1666.76 | 41.0615 | 144269.2542 | 59649.4921 | 16987.8825 | 1344.3444 | 283.7674 | 78265.4863 | 3583.1631 | 39062.7637 | 260886.0625 | 40928.0936 | 344460.083 | 16190.4944 | 390.8445 | 16581.3388 | 282.278 | 1530.5678 | 380.0674
[5 empty] | RB_GUP | SUBTRAN | 440601.411 | 209242.4065 | 53562.9685 | 624.1812 | 20.4633 | 54207.613 | 23345.344 | 6617.1851 | 677.8176 | 0 | 30640.3467 | 1307.4441 | 15111.2829 | 123092.6621 | 0 | 139511.3891 | 6335.794 | 151.5881 | 6487.3821 | 104.0397 | 326.8197 | 81.4142
[5 empty] | RB_GUP | DISTPRI | 734358.1906 | 487980.0293 | 122854.6459 | 1433.6697 | 0 | 124288.3156 | 52978.3264 | 15039.4023 | 0 | 0 | 68017.7286 | 3021.5486 | 34948.4362 | 0 | 0 | 37969.9848 | 14377.4252 | 344.4712 | 14721.8964 | 247.3602 | 906.7444 | 226.1313
[5 empty] | RB_GUP | DISTSEC | 259663.0146 | 193864.8642 | 43520.0931 | 0 | 0 | 43520.0931 | 15341.2916 | 0 | 0 | 0 | 15341.2916 | 679.0141 | 0 | 0 | 0 | 679.0141 | 4269.7103 | 0 | 4269.7103 | 69.6231 | 1537.3833 | 381.0349
[5 empty] | RB_GUP | ENERGY | 48992.2252 | 17810.2651 | 5748.5508 | 65.81 | 1.668 | 5816.0288 | 2781.8255 | 776.4907 | 61.4754 | 12.6022 | 3632.3937 | 185.3657 | 2215.2705 | 15660.9258 | 2509.8147 | 20571.3767 | 754.5587 | 17.7348 | 772.2935 | 17.3255 | 298.1211 | 74.4208
[5 empty] | RB_GUP | CUSTOMER | 1183488.9947 | 884720.3599 | 213752.4724 | 1335.4765 | 173.3317 | 215261.2806 | 3259.1257 | 1121.6501 | 497.1847 | 212.9541 | 5090.9147 | 46.4458 | 692.7655 | 1289.1503 | 319.4461 | 2347.8077 | 1110.8327 | 14.6663 | 1125.499 | 66.883 | 64887.1014 | 9989.1485
|  |  | Adj 18 - Wholesale Load | 4901693.3294 | RB_GUP | TOTAL | 4901693.3294 | 2889333.0558 | 716612.0532 | 6699.7151 | 275.2963 | 723587.0645 | 213678.7088 | 56583.211 | 3850.2028 | 777.2676 | 274889.3901 | 12206.3394 | 128915.0559 | 647267.2753 | 82403.2064 | 870791.877 | 58326.4916 | 1288.3549 | 59614.8465 | 1054.047 | 70931.9576 | 11491.091
[5 empty] | REVYEC_FXNL | PRODUCTION | -632782.1993 | -262703.4287 | -46175.8192 | -16253.6782 | -1440.6329 | -63870.1304 | -54909.3904 | -1000.8707 | -3377.7906 | 58686.8922 | -601.1595 | 0 | -5377.5981 | -279527.5226 | 0 | -284905.1207 | -19753.3064 | 0 | -19753.3064 | 0 | -949.0535 | 0
[5 empty] | REVYEC_FXNL | BULKTRAN | -56831.7474 | 34309.575 | -1454.6186 | -2512.9891 | -551.6499 | -4519.2576 | -7091.8372 | -179.8347 | -141.1351 | -101469.1842 | -108881.9913 | 0 | -527.0736 | 26769.5514 | 0 | 26242.4778 | -3845.7094 | 0 | -3845.7094 | 0 | -136.8418 | 0
[5 empty] | REVYEC_FXNL | SUBTRAN | 18423.5754 | 12390.5962 | -535.2731 | -914.2292 | -258.8132 | -1708.3154 | -2707.4595 | -68.1946 | -68.7837 | 0 | -2844.4378 | 0 | -198.8582 | 12281.0657 | 0 | 12082.2076 | -1467.9663 | 0 | -1467.9663 | 0 | -28.5089 | 0
[5 empty] | REVYEC_FXNL | DISTPRI | -112461.6587 | -59748.6151 | -14609.9456 | -6220.9568 | 0 | -20830.9025 | -20974.1292 | -409.163 | 0 | 0 | -21383.2922 | 0 | -1973.5968 | 0 | 0 | -1973.5968 | -8278.4765 | 0 | -8278.4765 | 0 | -246.7757 | 0
[5 empty] | REVYEC_FXNL | DISTSEC | -38362.4129 | -24203.397 | -5206.3179 | 0 | 0 | -5206.3179 | -6079.448 | 0 | 0 | 0 | -6079.448 | 0 | 0 | 0 | 0 | 0 | -2454.6775 | 0 | -2454.6775 | 0 | -418.5725 | 0
[5 empty] | REVYEC_FXNL | ENERGY | -554731.9507 | -177115.6998 | -36434.3256 | -11793.314 | -1118.7954 | -49346.435 | -47371.0767 | -824.4762 | -3024.9622 | 100098.9133 | 48878.3981 | 0 | -5750.0645 | -351661.0827 | 0 | -357411.1472 | -16350.3653 | 0 | -16350.3653 | 0 | -3386.7014 | 0
[5 empty] | REVYEC_FXNL | CUSTOMER | -220171.3396 | -141206.548 | -29582.6846 | -6914.8269 | -3859.3805 | -40356.892 | -1476.8247 | -36.0359 | -601.3782 | -19044.6425 | -21158.8813 | 0 | -48.1107 | -567.1362 | 0 | -615.2469 | -713.5803 | 0 | -713.5803 | 0 | -16120.1912 | 0
|  |  | Adj 14 - Customer Annualization Adjustment | -1596917.7332 | REVYEC_FXNL | TOTAL | -1596917.7332 | -618277.5175 | -133998.9847 | -44609.9942 | -7229.2719 | -185838.2508 | -140610.1658 | -2518.5751 | -7214.0498 | 38271.9787 | -112070.812 | 0 | -13875.3019 | -592705.1244 | 0 | -606580.4263 | -52864.0818 | 0 | -52864.0818 | 0 | -21286.6448 | 0
[5 empty] | WEATHER_FXNL | PRODUCTION | -163774.2246 | -61707.7629 | -62344.0866 | -358.2008 | 0 | -62702.2874 | -27695.0653 | -5553.4894 | 0 | 0 | -33248.5547 | 0 | 0 | 0 | 0 | 0 | -6014.4017 | -101.218 | -6115.6197 | 0 | 0 | 0
[5 empty] | WEATHER_FXNL | BULKTRAN | 280.0261 | 8059.153 | -1963.9472 | -55.3816 | 0 | -2019.3288 | -3576.9637 | -997.8411 | 0 | 0 | -4574.8048 | 0 | 0 | 0 | 0 | 0 | -1170.925 | -14.0683 | -1184.9933 | 0 | 0 | 0
[5 empty] | WEATHER_FXNL | SUBTRAN | -28.6088 | 2910.491 | -722.6967 | -20.1479 | 0 | -742.8446 | -1365.5819 | -378.3885 | 0 | 0 | -1743.9704 | 0 | 0 | 0 | 0 | 0 | -446.9601 | -5.3248 | -452.2848 | 0 | 0 | 0
[5 empty] | WEATHER_FXNL | DISTPRI | -49306.0324 | -14034.6603 | -19725.5562 | -137.0983 | 0 | -19862.6545 | -10578.8805 | -2270.3053 | 0 | 0 | -12849.1858 | 0 | 0 | 0 | 0 | 0 | -2520.5949 | -38.937 | -2559.5319 | 0 | 0 | 0
[5 empty] | WEATHER_FXNL | DISTSEC | -16528.2756 | -5685.2607 | -7029.288 | 0 | 0 | -7029.288 | -3066.3373 | 0 | 0 | 0 | -3066.3373 | 0 | 0 | 0 | 0 | 0 | -747.3896 | 0 | -747.3896 | 0 | 0 | 0
[5 empty] | WEATHER_FXNL | ENERGY | -124585.4869 | -41603.6199 | -49191.6503 | -259.9027 | 0 | -49451.553 | -23892.9089 | -4574.7364 | 0 | 0 | -28467.6453 | 0 | 0 | 0 | 0 | 0 | -4978.2888 | -84.3799 | -5062.6687 | 0 | 0 | 0
[5 empty] | WEATHER_FXNL | CUSTOMER | -74426.1443 | -33168.7341 | -39940.9363 | -152.3899 | 0 | -40093.3262 | -744.8773 | -199.9508 | 0 | 0 | -944.8281 | 0 | 0 | 0 | 0 | 0 | -217.2679 | -1.988 | -219.2559 | 0 | 0 | 0
|  |  | Adj 15 - Weather Normalization Adjustment | -428368.7464 | WEATHER_FXNL | TOTAL | -428368.7464 | -145230.3939 | -180918.1611 | -983.1212 | 0 | -181901.2823 | -70920.6148 | -13974.7115 | 0 | 0 | -84895.3263 | 0 | 0 | 0 | 0 | 0 | -16095.828 | -245.916 | -16341.744 | 0 | 0 | 0
[5 empty] | TDOMX | PRODUCTION | 7.9004e-12 | 5.2356e-12 | 9.0616e-13 | 1.1799e-14 | -3.6872e-16 | 9.1759e-13 | 1.3592e-12 | -3.3981e-13 | -1.6519e-14 | -4.3263e-15 | 9.9859e-13 | 1.8878e-14 | -7.5513e-14 | 8.0548e-13 | 5.0342e-14 | 7.9918e-13 | -6.2928e-14 | -3.933e-16 | -6.3321e-14 | 4.7196e-15 | 1.2586e-14 | -4.5229e-15
[5 empty] | TDOMX | BULKTRAN | 26540.3529 | 13013.8741 | 3292.0041 | 38.4885 | 0.94818 | 3331.4408 | 1377.4158 | 392.2813 | 31.0434 | 6.5527 | 1807.2932 | 82.7418 | 902.0306 | 6024.3361 | 945.1045 | 7954.213 | 373.8681 | 9.0253 | 382.8934 | 6.5183 | 35.3436 | 8.7765
[5 empty] | TDOMX | SUBTRAN | 10178.453 | 4833.7657 | 1237.3727 | 14.4194 | 0.47273 | 1252.2648 | 539.3071 | 152.8654 | 15.6584 | 0 | 707.831 | 30.2036 | 349.0899 | 2843.5971 | 0 | 3222.8905 | 146.3649 | 3.5019 | 149.8668 | 2.4034 | 7.55 | 1.8808
[5 empty] | TDOMX | DISTPRI | 50374.1981 | 33473.5868 | 8427.3647 | 98.3443 | 0 | 8525.709 | 3634.1131 | 1031.6462 | 0 | 0 | 4665.7593 | 207.2668 | 2397.3307 | 0 | 0 | 2604.5975 | 986.2371 | 23.6294 | 1009.8665 | 16.968 | 62.1992 | 15.5118
[5 empty] | TDOMX | DISTSEC | 18477.8912 | 13795.6262 | 3096.9353 | 0 | 0 | 3096.9353 | 1091.7023 | 0 | 0 | 0 | 1091.7023 | 48.3194 | 0 | 0 | 0 | 48.3194 | 303.837 | 0 | 303.837 | 4.9545 | 109.4018 | 27.1148
[5 empty] | TDOMX | ENERGY | 0 | 0 | 0 | 0 | 0 | 0 | 0 | 0 | 0 | 0 | 0 | 0 | 0 | 0 | 0 | 0 | 0 | 0 | 0 | 0 | 0 | 0
[5 empty] | TDOMX | CUSTOMER | 109837.1248 | 85760.2363 | 21049.678 | 184.2243 | 25.3154 | 21259.2177 | 355.721 | 154.4763 | 72.6377 | 31.1298 | 613.9648 | 5.1276 | 95.8807 | 188.3517 | 46.6949 | 336.0549 | 120.3452 | 1.9856 | 122.3308 | 7.1363 | 1354.0623 | 384.1217
|  |  | Adj 21 - Normalization of Major Storms | 215408.02 | TDOMX | TOTAL | 215408.02 | 150877.0891 | 37103.3548 | 335.4765 | 26.7363 | 37465.5676 | 6998.2594 | 1731.2692 | 119.3395 | 37.6825 | 8886.5505 | 373.6592 | 3744.3319 | 9056.2849 | 991.7995 | 14166.0754 | 1930.6523 | 38.1422 | 1968.7946 | 37.9805 | 1568.5569 | 437.4055
[5 empty] | TDOMX | PRODUCTION | 0 | 0 | 0 | 0 | 0 | 0 | 0 | 0 | 0 | 0 | 0 | 0 | 0 | 0 | 0 | 0 | 0 | 0 | 0 | 0 | 0 | 0
[5 empty] | TDOMX | BULKTRAN | 0 | 0 | 0 | 0 | 0 | 0 | 0 | 0 | 0 | 0 | 0 | 0 | 0 | 0 | 0 | 0 | 0 | 0 | 0 | 0 | 0 | 0
[5 empty] | TDOMX | SUBTRAN | 0 | 0 | 0 | 0 | 0 | 0 | 0 | 0 | 0 | 0 | 0 | 0 | 0 | 0 | 0 | 0 | 0 | 0 | 0 | 0 | 0 | 0
[5 empty] | TDOMX | DISTPRI | 0 | 0 | 0 | 0 | 0 | 0 | 0 | 0 | 0 | 0 | 0 | 0 | 0 | 0 | 0 | 0 | 0 | 0 | 0 | 0 | 0 | 0
[5 empty] | TDOMX | DISTSEC | 0 | 0 | 0 | 0 | 0 | 0 | 0 | 0 | 0 | 0 | 0 | 0 | 0 | 0 | 0 | 0 | 0 | 0 | 0 | 0 | 0 | 0
[5 empty] | TDOMX | ENERGY | 0 | 0 | 0 | 0 | 0 | 0 | 0 | 0 | 0 | 0 | 0 | 0 | 0 | 0 | 0 | 0 | 0 | 0 | 0 | 0 | 0 | 0
[5 empty] | TDOMX | CUSTOMER | 0 | 0 | 0 | 0 | 0 | 0 | 0 | 0 | 0 | 0 | 0 | 0 | 0 | 0 | 0 | 0 | 0 | 0 | 0 | 0 | 0 | 0
|  |  | Adj 22 - Amortization of Storm Expense Reg Assets | 0 | TDOMX | TOTAL | 0 | 0 | 0 | 0 | 0 | 0 | 0 | 0 | 0 | 0 | 0 | 0 | 0 | 0 | 0 | 0 | 0 | 0 | 0 | 0 | 0 | 0
[5 empty] | RSALE | PRODUCTION | 99282.2744 | 46472.2516 | 13208.0489 | 161.2249 | 3.9273 | 13373.201 | 5998.3655 | 1776.5204 | 122.6765 | 52.679 | 7950.2415 | 338.2932 | 3838.8446 | 21944.5871 | 3366.2137 | 29487.9386 | 1730.4288 | 40.0247 | 1770.4535 | 29.9212 | 157.0035 | 41.2635
[5 empty] | RSALE | BULKTRAN | -6428.1746 | -6069.3658 | 416.0765 | 24.9271 | 1.5038 | 442.5074 | 774.7205 | 319.202 | 5.1258 | -91.0816 | 1007.9668 | 10.5501 | 376.256 | -2101.5703 | -473.1784 | -2187.9426 | 336.8918 | 5.563 | 342.4548 | 5.2534 | 22.638 | 8.3135
[5 empty] | RSALE | SUBTRAN | -2289.0795 | -2191.8972 | 153.1086 | 9.0685 | 0.70554 | 162.8826 | 295.766 | 121.0437 | 2.4981 | 0 | 419.3079 | 3.7633 | 141.9566 | -964.1373 | 0 | -818.4174 | 128.5968 | 2.1056 | 130.7023 | 1.889 | 4.7163 | 1.7371
[5 empty] | RSALE | DISTPRI | 20146.6676 | 10569.5334 | 4179.0028 | 61.7075 | 0 | 4240.7102 | 2291.2382 | 726.2539 | 0 | 0 | 3017.4922 | 104.8821 | 1408.869 | 0 | 0 | 1513.7512 | 725.211 | 15.3969 | 740.6079 | 12.0553 | 40.8245 | 11.693
[5 empty] | RSALE | DISTSEC | 6765.9598 | 4281.5823 | 1489.2059 | 0 | 0 | 1489.2059 | 664.126 | 0 | 0 | 0 | 664.126 | 23.7079 | 0 | 0 | 0 | 23.7079 | 215.0346 | 0 | 215.0346 | 3.3903 | 69.2451 | 19.6677
[5 empty] | RSALE | ENERGY | 87395.4726 | 31331.7775 | 10421.6094 | 116.9813 | 3.0499 | 10541.6406 | 5174.8714 | 1463.4245 | 109.8623 | 89.8516 | 6838.0098 | 342.7829 | 4104.733 | 27607.5042 | 4427.185 | 36482.2051 | 1432.3244 | 33.3664 | 1465.6909 | 33 | 560.2676 | 142.8812
[5 empty] | RSALE | CUSTOMER | 37065.8396 | 24979.4464 | 8461.7783 | 68.5902 | 10.5209 | 8540.8893 | 161.33 | 63.9628 | 21.8412 | -17.095 | 230.039 | 1.9356 | 34.3443 | 44.5236 | 10.172 | 90.9755 | 62.5111 | 0.78613 | 63.2972 | 3.6415 | 2666.7898 | 490.7608
|  |  | Adj 23 - Rate Case Expense | 241938.96 | RSALE | TOTAL | 241938.96 | 109373.3283 | 38328.8302 | 442.4993 | 19.7074 | 38791.037 | 15360.4177 | 4470.4074 | 262.004 | 34.354 | 20127.1831 | 825.9152 | 9905.0035 | 46530.9072 | 7330.3923 | 64592.2182 | 4630.9984 | 97.2428 | 4728.2412 | 89.1508 | 3521.4847 | 716.3167
[5 empty] | LABOR_M | PRODUCTION | -13322.0234 | -6532.3598 | -1652.433 | -19.3195 | -0.47594 | -1672.2284 | -691.3987 | -196.907 | -15.5823 | -3.2892 | -907.1772 | -41.5325 | -452.7774 | -3023.9367 | -474.3985 | -3992.6452 | -187.6644 | -4.5303 | -192.1947 | -3.2719 | -17.7408 | -4.4054
[5 empty] | LABOR_M | BULKTRAN | -3584.5999 | -1757.6831 | -444.6255 | -5.1983 | -0.12806 | -449.9519 | -186.0369 | -52.9824 | -4.1928 | -0.88502 | -244.0971 | -11.1753 | -121.8303 | -813.6604 | -127.6479 | -1074.3139 | -50.4955 | -1.219 | -51.7144 | -0.88038 | -4.7736 | -1.1854
[5 empty] | LABOR_M | SUBTRAN | -1374.7248 | -652.8593 | -167.1223 | -1.9475 | -0.063848 | -169.1337 | -72.84 | -20.6463 | -2.1149 | 0 | -95.6012 | -4.0794 | -47.1489 | -384.0626 | 0 | -435.2909 | -19.7684 | -0.47297 | -20.2413 | -0.32462 | -1.0197 | -0.25402
[5 empty] | LABOR_M | DISTPRI | -6372.0073 | -4234.1903 | -1066.0066 | -12.4399 | 0 | -1078.4465 | -459.6916 | -130.4965 | 0 | 0 | -590.1881 | -26.2179 | -303.2467 | 0 | 0 | -329.4646 | -124.7526 | -2.989 | -127.7415 | -2.1463 | -7.8678 | -1.9621
[5 empty] | LABOR_M | DISTSEC | -2337.3327 | -1745.0567 | -391.7421 | 0 | 0 | -391.7421 | -138.0932 | 0 | 0 | 0 | -138.0932 | -6.1121 | 0 | 0 | 0 | -6.1121 | -38.4334 | 0 | -38.4334 | -0.62671 | -13.8386 | -3.4299
[5 empty] | LABOR_M | ENERGY | -9609.0457 | -3493.2002 | -1127.4868 | -12.9076 | -0.32714 | -1140.7215 | -545.6108 | -152.2963 | -12.0574 | -2.4717 | -712.4362 | -36.3565 | -434.4901 | -3071.6415 | -492.2602 | -4034.7483 | -147.9947 | -3.4784 | -151.4731 | -3.3981 | -58.4717 | -14.5965
[5 empty] | LABOR_M | CUSTOMER | -18204.0363 | -14379.7279 | -3354.7054 | -24.9041 | -3.2718 | -3382.8812 | -53.6356 | -20.9898 | -9.3568 | -3.9863 | -87.9686 | -0.77285 | -12.979 | -24.2499 | -5.9821 | -43.9838 | -18.1301 | -0.27464 | -18.4048 | -1.0754 | -240.3487 | -49.646
|  |  | Adj 24 - Eliminate Misc Expense | -54803.77 | LABOR_M | TOTAL | -54803.77 | -32795.0773 | -8204.1218 | -76.7169 | -4.2668 | -8285.1055 | -2147.3069 | -574.3183 | -43.3042 | -10.6322 | -2775.5616 | -126.2466 | -1372.4724 | -7317.551 | -1100.2888 | -9916.5588 | -587.239 | -12.9642 | -600.2033 | -11.7234 | -344.061 | -75.4792
[5 empty] | RB_GUP | PRODUCTION | 25891.6393 | 12695.782 | 3211.5392 | 37.5478 | 0.92501 | 3250.012 | 1343.7483 | 382.6929 | 30.2846 | 6.3925 | 1763.1183 | 80.7194 | 879.9827 | 5877.0861 | 922.0038 | 7759.7919 | 364.7298 | 8.8047 | 373.5345 | 6.359 | 34.4797 | 8.5619
[5 empty] | RB_GUP | BULKTRAN | 27420.6774 | 13445.5349 | 3401.1975 | 39.7652 | 0.97964 | 3441.9423 | 1423.1037 | 405.293 | 32.0731 | 6.7701 | 1867.2398 | 85.4863 | 931.9503 | 6224.159 | 976.4529 | 8218.0486 | 386.2691 | 9.3247 | 395.5937 | 6.7345 | 36.5159 | 9.0676
[5 empty] | RB_GUP | SUBTRAN | 10511.766 | 4992.0567 | 1277.8929 | 14.8916 | 0.48821 | 1293.2726 | 556.9678 | 157.8713 | 16.1712 | 0 | 731.0103 | 31.1927 | 360.5215 | 2936.7161 | 0 | 3328.4303 | 151.1579 | 3.6166 | 154.7745 | 2.4822 | 7.7972 | 1.9424
[5 empty] | RB_GUP | DISTPRI | 17520.147 | 11642.1141 | 2931.0376 | 34.2042 | 0 | 2965.2417 | 1263.9446 | 358.8066 | 0 | 0 | 1622.7512 | 72.0874 | 833.7917 | 0 | 0 | 905.8791 | 343.0133 | 8.2183 | 351.2316 | 5.9015 | 21.6329 | 5.395
[5 empty] | RB_GUP | DISTSEC | 6194.9798 | 4625.1829 | 1038.2923 | 0 | 0 | 1038.2923 | 366.009 | 0 | 0 | 0 | 366.009 | 16.1998 | 0 | 0 | 0 | 16.1998 | 101.8658 | 0 | 101.8658 | 1.6611 | 36.6785 | 9.0906
[5 empty] | RB_GUP | ENERGY | 1168.8451 | 424.9132 | 137.1476 | 1.5701 | 0.039794 | 138.7575 | 66.3681 | 18.5253 | 1.4667 | 0.30066 | 86.6608 | 4.4224 | 52.8514 | 373.6347 | 59.8786 | 490.7871 | 18.0021 | 0.42311 | 18.4252 | 0.41335 | 7.1125 | 1.7755
[5 empty] | RB_GUP | CUSTOMER | 28235.4053 | 21107.4527 | 5099.6568 | 31.8615 | 4.1353 | 5135.6536 | 77.7555 | 26.7601 | 11.8617 | 5.0806 | 121.4579 | 1.1081 | 16.5278 | 30.7562 | 7.6213 | 56.0134 | 26.502 | 0.3499 | 26.8519 | 1.5957 | 1548.0614 | 238.3188
|  |  | Adj 25 - Annualization of Lease Costs | 116943.46 | RB_GUP | TOTAL | 116943.46 | 68933.0364 | 17096.7638 | 159.8402 | 6.568 | 17263.172 | 5097.897 | 1349.9491 | 91.8572 | 18.5439 | 6558.2472 | 291.216 | 3075.6254 | 15442.3522 | 1965.9565 | 20775.1502 | 1391.5399 | 30.7373 | 1422.2771 | 25.1472 | 1692.2782 | 274.1518
[5 empty] | LABOR_M | PRODUCTION | 1211784.8467 | 594190.1166 | 150306.9951 | 1757.3174 | 43.2924 | 152107.6049 | 62890.3325 | 17910.858 | 1417.3845 | 299.1849 | 82517.7598 | 3777.8414 | 41185.0984 | 275060.3678 | 43151.7743 | 363175.0819 | 17070.1466 | 412.0796 | 17482.2262 | 297.6146 | 1613.7257 | 400.717
[5 empty] | LABOR_M | BULKTRAN | 326058.8617 | 159880.6534 | 40443.5885 | 472.8471 | 11.6488 | 40928.0844 | 16922.1049 | 4819.3324 | 381.3802 | 80.5026 | 22203.3201 | 1016.516 | 11081.8074 | 74011.3814 | 11610.9872 | 97720.692 | 4593.1195 | 110.8796 | 4703.9991 | 80.0801 | 434.2104 | 107.8222
[5 empty] | LABOR_M | SUBTRAN | 125046.3703 | 59384.7473 | 15201.619 | 177.1479 | 5.8077 | 15384.5745 | 6625.6041 | 1878.0125 | 192.3703 | 0 | 8695.987 | 371.0636 | 4288.7086 | 34934.7284 | 0 | 39594.5006 | 1798.1514 | 43.022 | 1841.1734 | 29.5273 | 92.7542 | 23.106
[5 empty] | LABOR_M | DISTPRI | 579604.289 | 385146.27 | 96965.0514 | 1131.5474 | 0 | 98096.5988 | 41814.0161 | 11870.0958 | 0 | 0 | 53684.1119 | 2384.807 | 27583.6285 | 0 | 0 | 29968.4355 | 11347.6195 | 271.8796 | 11619.499 | 195.2331 | 715.6629 | 178.4778
[5 empty] | LABOR_M | DISTSEC | 212606.1639 | 158732.1366 | 35633.2613 | 0 | 0 | 35633.2613 | 12561.1002 | 0 | 0 | 0 | 12561.1002 | 555.9613 | 0 | 0 | 0 | 555.9613 | 3495.9416 | 0 | 3495.9416 | 57.0058 | 1258.7744 | 311.9827
[5 empty] | LABOR_M | ENERGY | 874048.6011 | 317745.0561 | 102557.3505 | 1174.0871 | 29.7572 | 103761.1948 | 49629.3171 | 13853.026 | 1096.7546 | 224.8297 | 64803.9273 | 3307.0279 | 39521.66 | 279399.6439 | 44776.4938 | 367004.8256 | 13461.747 | 316.3986 | 13778.1456 | 309.0958 | 5318.6474 | 1327.7085
[5 empty] | LABOR_M | CUSTOMER | 1655857.7285 | 1307994.725 | 305147.4258 | 2265.2996 | 297.6057 | 307710.331 | 4878.7492 | 1909.2519 | 851.1076 | 362.6017 | 8001.7103 | 70.2997 | 1180.5846 | 2205.7913 | 544.1362 | 4000.8118 | 1649.1361 | 24.9814 | 1674.1175 | 97.818 | 21862.366 | 4515.8488
|  |  | Adj 26 - Pension & OPEB Expense Adjustment | 4985006.8612 | LABOR_M | TOTAL | 4985006.8612 | 2983073.7049 | 746255.2917 | 6978.2464 | 388.1117 | 753621.6498 | 195321.2242 | 52240.5765 | 3938.9972 | 967.1188 | 252467.9167 | 11483.5168 | 124841.4876 | 665611.9128 | 100083.3915 | 902020.3087 | 53415.8616 | 1179.2407 | 54595.1023 | 1066.3747 | 31296.141 | 6865.6631
[5 empty] | LABOR_M | PRODUCTION | -15019.5481 | -7364.729 | -1862.9901 | -21.7812 | -0.53659 | -1885.3079 | -779.4984 | -221.9973 | -17.5679 | -3.7083 | -1022.7719 | -46.8247 | -510.4714 | -3409.2541 | -534.8475 | -4501.3978 | -211.5771 | -5.1075 | -216.6846 | -3.6888 | -20.0014 | -4.9667
[5 empty] | LABOR_M | BULKTRAN | -4041.3583 | -1981.6514 | -501.2808 | -5.8607 | -0.14438 | -507.2859 | -209.7422 | -59.7335 | -4.727 | -0.9978 | -275.2005 | -12.5993 | -137.3542 | -917.339 | -143.9132 | -1211.2056 | -56.9297 | -1.3743 | -58.304 | -0.99256 | -5.3818 | -1.3364
[5 empty] | LABOR_M | SUBTRAN | -1549.8956 | -736.0482 | -188.4175 | -2.1957 | -0.071983 | -190.6851 | -82.1215 | -23.2772 | -2.3843 | 0 | -107.783 | -4.5992 | -53.1567 | -433.0008 | 0 | -490.7567 | -22.2873 | -0.53324 | -22.8205 | -0.36598 | -1.1496 | -0.28639
[5 empty] | LABOR_M | DISTPRI | -7183.944 | -4773.7211 | -1201.8398 | -14.025 | 0 | -1215.8648 | -518.2666 | -147.1247 | 0 | 0 | -665.3913 | -29.5586 | -341.8871 | 0 | 0 | -371.4458 | -140.6488 | -3.3698 | -144.0187 | -2.4198 | -8.8703 | -2.2122
[5 empty] | LABOR_M | DISTSEC | -2635.1613 | -1967.4161 | -441.6588 | 0 | 0 | -441.6588 | -155.6894 | 0 | 0 | 0 | -155.6894 | -6.8909 | 0 | 0 | 0 | -6.8909 | -43.3307 | 0 | -43.3307 | -0.70656 | -15.602 | -3.8669
[5 empty] | LABOR_M | ENERGY | -10833.4537 | -3938.3123 | -1271.1539 | -14.5523 | -0.36883 | -1286.075 | -615.1339 | -171.7023 | -13.5938 | -2.7867 | -803.2166 | -40.9892 | -489.8539 | -3463.0375 | -554.9852 | -4548.8658 | -166.8525 | -3.9216 | -170.7741 | -3.8311 | -65.9223 | -16.4564
[5 empty] | LABOR_M | CUSTOMER | -20523.639 | -16212.0279 | -3782.1701 | -28.0774 | -3.6887 | -3813.9362 | -60.47 | -23.6643 | -10.5491 | -4.4943 | -99.1777 | -0.87133 | -14.6328 | -27.3398 | -6.7443 | -49.5883 | -20.4403 | -0.30963 | -20.75 | -1.2124 | -270.9746 | -55.972
|  |  | Adj 27 - Employee Related Group Benefit Expenses | -61787 | LABOR_M | TOTAL | -61787 | -36973.906 | -9249.511 | -86.4923 | -4.8105 | -9340.8138 | -2420.9219 | -647.4993 | -48.8222 | -11.987 | -3129.2304 | -142.3332 | -1547.3561 | -8249.9712 | -1240.4903 | -11180.1509 | -662.0665 | -14.6162 | -676.6826 | -13.2173 | -387.9021 | -85.0969
[5 empty] | TRAN_LSE | PRODUCTION | 5725020 | 2807223.0073 | 710118.2653 | 8302.3626 | 204.5329 | 718625.1608 | 297122.3914 | 84618.9985 | 6696.3657 | 1413.4847 | 389851.2403 | 17848.2322 | 194577.0429 | 1299509.6542 | 203868.5097 | 1715803.4391 | 80647.0975 | 1946.8504 | 82593.948 | 1406.066 | 7623.9703 | 1893.1682
[5 empty] | TRAN_LSE | BULKTRAN | 0 | 0 | 0 | 0 | 0 | 0 | 0 | 0 | 0 | 0 | 0 | 0 | 0 | 0 | 0 | 0 | 0 | 0 | 0 | 0 | 0 | 0
[5 empty] | TRAN_LSE | SUBTRAN | 0 | 0 | 0 | 0 | 0 | 0 | 0 | 0 | 0 | 0 | 0 | 0 | 0 | 0 | 0 | 0 | 0 | 0 | 0 | 0 | 0 | 0
[5 empty] | TRAN_LSE | DISTPRI | 0 | 0 | 0 | 0 | 0 | 0 | 0 | 0 | 0 | 0 | 0 | 0 | 0 | 0 | 0 | 0 | 0 | 0 | 0 | 0 | 0 | 0
[5 empty] | TRAN_LSE | DISTSEC | 0 | 0 | 0 | 0 | 0 | 0 | 0 | 0 | 0 | 0 | 0 | 0 | 0 | 0 | 0 | 0 | 0 | 0 | 0 | 0 | 0 | 0
[5 empty] | TRAN_LSE | ENERGY | 0 | 0 | 0 | 0 | 0 | 0 | 0 | 0 | 0 | 0 | 0 | 0 | 0 | 0 | 0 | 0 | 0 | 0 | 0 | 0 | 0 | 0
[5 empty] | TRAN_LSE | CUSTOMER | 0 | 0 | 0 | 0 | 0 | 0 | 0 | 0 | 0 | 0 | 0 | 0 | 0 | 0 | 0 | 0 | 0 | 0 | 0 | 0 | 0 | 0
|  |  | Adj 16 - PJM LSE OATT Expense | 5725020 | TRAN_LSE | TOTAL | 5725020 | 2807223.0073 | 710118.2653 | 8302.3626 | 204.5329 | 718625.1608 | 297122.3914 | 84618.9985 | 6696.3657 | 1413.4847 | 389851.2403 | 17848.2322 | 194577.0429 | 1299509.6542 | 203868.5097 | 1715803.4391 | 80647.0975 | 1946.8504 | 82593.948 | 1406.066 | 7623.9703 | 1893.1682
[5 empty] | CUST_TOTAL | PRODUCTION | 0 | 0 | 0 | 0 | 0 | 0 | 0 | 0 | 0 | 0 | 0 | 0 | 0 | 0 | 0 | 0 | 0 | 0 | 0 | 0 | 0 | 0
[5 empty] | CUST_TOTAL | BULKTRAN | 0 | 0 | 0 | 0 | 0 | 0 | 0 | 0 | 0 | 0 | 0 | 0 | 0 | 0 | 0 | 0 | 0 | 0 | 0 | 0 | 0 | 0
[5 empty] | CUST_TOTAL | SUBTRAN | 0 | 0 | 0 | 0 | 0 | 0 | 0 | 0 | 0 | 0 | 0 | 0 | 0 | 0 | 0 | 0 | 0 | 0 | 0 | 0 | 0 | 0
[5 empty] | CUST_TOTAL | DISTPRI | 0 | 0 | 0 | 0 | 0 | 0 | 0 | 0 | 0 | 0 | 0 | 0 | 0 | 0 | 0 | 0 | 0 | 0 | 0 | 0 | 0 | 0
[5 empty] | CUST_TOTAL | DISTSEC | 0 | 0 | 0 | 0 | 0 | 0 | 0 | 0 | 0 | 0 | 0 | 0 | 0 | 0 | 0 | 0 | 0 | 0 | 0 | 0 | 0 | 0
[5 empty] | CUST_TOTAL | ENERGY | 0 | 0 | 0 | 0 | 0 | 0 | 0 | 0 | 0 | 0 | 0 | 0 | 0 | 0 | 0 | 0 | 0 | 0 | 0 | 0 | 0 | 0
[5 empty] | CUST_TOTAL | CUSTOMER | 0 | 0 | 0 | 0 | 0 | 0 | 0 | 0 | 0 | 0 | 0 | 0 | 0 | 0 | 0 | 0 | 0 | 0 | 0 | 0 | 0 | 0
|  |  | Adj - Normalize bad debt expense |  | CUST_TOTAL | TOTAL | 0 | 0 | 0 | 0 | 0 | 0 | 0 | 0 | 0 | 0 | 0 | 0 | 0 | 0 | 0 | 0 | 0 | 0 | 0 | 0 | 0 | 0
[5 empty] | LABOR_M | PRODUCTION | -750296.5213 | -367902.585 | -93065.0485 | -1088.072 | -26.8052 | -94179.9257 | -38939.5839 | -11089.8023 | -877.5969 | -185.2452 | -51092.2284 | -2339.1126 | -25500.4312 | -170308.1514 | -26718.1309 | -224865.8261 | -10569.2621 | -255.1459 | -10824.4079 | -184.273 | -999.1648 | -248.1105
[5 empty] | LABOR_M | BULKTRAN | -201884.7078 | -98992.7365 | -25041.3131 | -292.771 | -7.2126 | -25341.2967 | -10477.5996 | -2983.9689 | -236.1378 | -49.8445 | -13747.5509 | -629.3926 | -6861.4834 | -45825.3642 | -7189.1338 | -60505.3739 | -2843.9055 | -68.6529 | -2912.5584 | -49.5829 | -268.8485 | -66.7599
[5 empty] | LABOR_M | SUBTRAN | -77424.5172 | -36769.0431 | -9412.3325 | -109.684 | -3.5959 | -9525.6124 | -4102.3518 | -1162.8024 | -119.1092 | 0 | -5384.2634 | -229.7501 | -2655.4245 | -21630.4117 | 0 | -24515.5864 | -1113.355 | -26.6378 | -1139.9928 | -18.2823 | -57.4303 | -14.3065
[5 empty] | LABOR_M | DISTPRI | -358871.5299 | -238469.6486 | -60037.5066 | -700.6162 | 0 | -60738.1228 | -25889.8359 | -7349.5651 | 0 | 0 | -33239.401 | -1476.5925 | -17078.8573 | 0 | 0 | -18555.4498 | -7026.0653 | -168.3387 | -7194.404 | -120.8818 | -443.1145 | -110.5075
[5 empty] | LABOR_M | DISTSEC | -131638.6037 | -98281.6135 | -22062.9199 | 0 | 0 | -22062.9199 | -7777.4118 | 0 | 0 | 0 | -7777.4118 | -344.2326 | 0 | 0 | 0 | -344.2326 | -2164.5697 | 0 | -2164.5697 | -35.2961 | -779.3909 | -193.1692
[5 empty] | LABOR_M | ENERGY | -541181.5692 | -196737.0783 | -63500.0706 | -726.9553 | -18.4246 | -64245.4506 | -30728.8081 | -8577.3289 | -679.0736 | -139.207 | -40124.4176 | -2047.6007 | -24470.4859 | -172994.8856 | -27724.1027 | -227237.0749 | -8335.0621 | -195.9034 | -8530.9655 | -191.3818 | -3293.128 | -822.0726
[5 empty] | LABOR_M | CUSTOMER | -1025251.551 | -809866.4501 | -188937.0483 | -1402.5975 | -184.2674 | -190523.9132 | -3020.7578 | -1182.1447 | -526.9773 | -224.5108 | -4954.3906 | -43.5272 | -730.9784 | -1365.752 | -336.9109 | -2477.1684 | -1021.0897 | -15.4677 | -1036.5574 | -60.5656 | -13536.4435 | -2796.0621
|  |  | Adj 29 - Severance Related Payroll Expense | -3086549 | LABOR_M | TOTAL | -3086549 | -1847019.1551 | -462056.2395 | -4320.696 | -240.3058 | -466617.2413 | -120936.3489 | -32345.6123 | -2438.8949 | -598.8075 | -156319.6636 | -7110.2083 | -77297.6606 | -412124.5649 | -61968.2782 | -558500.7121 | -33073.3094 | -730.1463 | -33803.4557 | -660.2635 | -19377.5205 | -4250.9882
[5 empty] | LABOR_M | PRODUCTION | 761078.3044 | 373189.356 | 94402.396 | 1103.7076 | 27.1904 | 95533.294 | 39499.1469 | 11249.1631 | 890.208 | 187.9072 | 51826.4252 | 2372.7257 | 25866.8731 | 172755.4846 | 27102.0712 | 228097.1546 | 10721.1427 | 258.8123 | 10979.955 | 186.921 | 1013.5228 | 251.6758
[5 empty] | LABOR_M | BULKTRAN | 204785.797 | 100415.2651 | 25401.1575 | 296.9782 | 7.3162 | 25705.4519 | 10628.163 | 3026.8486 | 239.5311 | 50.5608 | 13945.1036 | 638.437 | 6960.0831 | 46483.8761 | 7292.4418 | 61374.8379 | 2884.7725 | 69.6395 | 2954.4119 | 50.2954 | 272.7119 | 67.7192
[5 empty] | LABOR_M | SUBTRAN | 78537.1097 | 37297.4154 | 9547.588 | 111.2602 | 3.6476 | 9662.4957 | 4161.3027 | 1179.5119 | 120.8208 | 0 | 5461.6354 | 233.0516 | 2693.583 | 21941.2414 | 0 | 24867.8761 | 1129.354 | 27.0205 | 1156.3745 | 18.545 | 58.2555 | 14.5121
[5 empty] | LABOR_M | DISTPRI | 364028.5243 | 241896.4645 | 60900.2474 | 710.6841 | 0 | 61610.9314 | 26261.8736 | 7455.1785 | 0 | 0 | 33717.0521 | 1497.8111 | 17324.281 | 0 | 0 | 18822.0922 | 7127.03 | 170.7577 | 7297.7878 | 122.6188 | 449.482 | 112.0955
[5 empty] | LABOR_M | DISTSEC | 133530.2543 | 99693.9231 | 22379.9647 | 0 | 0 | 22379.9647 | 7889.1735 | 0 | 0 | 0 | 7889.1735 | 349.1792 | 0 | 0 | 0 | 349.1792 | 2195.6747 | 0 | 2195.6747 | 35.8033 | 790.5908 | 195.9451
[5 empty] | LABOR_M | ENERGY | 548958.3643 | 199564.1959 | 64412.5685 | 737.4017 | 18.6894 | 65168.6596 | 31170.382 | 8700.5854 | 688.8319 | 141.2074 | 40701.0067 | 2077.0248 | 24822.1275 | 175480.8272 | 28122.4989 | 230502.4783 | 8454.8372 | 198.7185 | 8653.5557 | 194.1319 | 3340.4504 | 833.8858
[5 empty] | LABOR_M | CUSTOMER | 1039984.4459 | 821504.2548 | 191652.0792 | 1422.7529 | 186.9154 | 193261.7474 | 3064.1662 | 1199.1322 | 534.55 | 227.737 | 5025.5853 | 44.1527 | 741.4825 | 1385.3779 | 341.7523 | 2512.7654 | 1035.7628 | 15.6899 | 1051.4527 | 61.436 | 13730.9626 | 2836.2416
|  |  | Adjs 30 - Total Incentive Compensation & Payroll Adjs | 3130902.8 | LABOR_M | TOTAL | 3130902.8 | 1873560.8747 | 468696.0013 | 4382.7846 | 243.759 | 473322.5448 | 122674.2078 | 32810.4197 | 2473.9419 | 607.4124 | 158565.9818 | 7212.3822 | 78408.4303 | 418046.8071 | 62858.7642 | 566526.3838 | 33548.5738 | 740.6385 | 34289.2123 | 669.7515 | 19655.976 | 4312.0751
[5 empty] | RB_GUP | PRODUCTION | -5351.6174 | -2624.1277 | -663.8023 | -7.7609 | -0.19119 | -671.7543 | -277.7432 | -79.0999 | -6.2596 | -1.3213 | -364.424 | -16.6841 | -181.8862 | -1214.7518 | -190.5716 | -1603.8937 | -75.3871 | -1.8199 | -77.2069 | -1.3144 | -7.1267 | -1.7697
[5 empty] | RB_GUP | BULKTRAN | -5667.6586 | -2779.0963 | -703.0033 | -8.2192 | -0.20248 | -711.425 | -294.1454 | -83.7712 | -6.6293 | -1.3993 | -385.9452 | -17.6694 | -192.6275 | -1286.4893 | -201.8259 | -1698.6121 | -79.8391 | -1.9273 | -81.7664 | -1.392 | -7.5476 | -1.8742
[5 empty] | RB_GUP | SUBTRAN | -2172.7071 | -1031.8226 | -264.1313 | -3.078 | -0.10091 | -267.3102 | -115.1213 | -32.6309 | -3.3425 | 0 | -151.0946 | -6.4473 | -74.5172 | -606.9983 | 0 | -687.9628 | -31.2433 | -0.74752 | -31.9908 | -0.51304 | -1.6116 | -0.40147
[5 empty] | RB_GUP | DISTPRI | -3621.2896 | -2406.342 | -605.8246 | -7.0698 | 0 | -612.8943 | -261.2483 | -74.1628 | 0 | 0 | -335.4111 | -14.9 | -172.3388 | 0 | 0 | -187.2388 | -70.8984 | -1.6987 | -72.5971 | -1.2198 | -4.4714 | -1.1151
[5 empty] | RB_GUP | DISTSEC | -1280.4582 | -955.9923 | -214.6076 | 0 | 0 | -214.6076 | -75.6514 | 0 | 0 | 0 | -75.6514 | -3.3484 | 0 | 0 | 0 | -3.3484 | -21.0549 | 0 | -21.0549 | -0.34333 | -7.5812 | -1.879
[5 empty] | RB_GUP | ENERGY | -241.592 | -87.8265 | -28.3474 | -0.32452 | -0.008225 | -28.6802 | -13.7178 | -3.8291 | -0.30315 | -0.062144 | -17.9122 | -0.91408 | -10.924 | -77.2276 | -12.3765 | -101.4422 | -3.7209 | -0.087454 | -3.8084 | -0.085436 | -1.4701 | -0.36699
[5 empty] | RB_GUP | CUSTOMER | -5836.0571 | -4362.7601 | -1054.0627 | -6.5855 | -0.85474 | -1061.503 | -16.0715 | -5.5311 | -2.4517 | -1.0501 | -25.1045 | -0.22903 | -3.4162 | -6.3571 | -1.5753 | -11.5776 | -5.4778 | -0.072323 | -5.5501 | -0.32982 | -319.9733 | -49.2588
|  |  | Adj 36 - Remove Non-Recoverable Business Expenses | -24171.38 | RB_GUP | TOTAL | -24171.38 | -14247.9675 | -3533.7793 | -33.0378 | -1.3575 | -3568.1747 | -1053.699 | -279.0249 | -18.9862 | -3.8329 | -1355.543 | -60.1923 | -635.7099 | -3191.8242 | -406.3492 | -4294.0755 | -287.6214 | -6.3532 | -293.9746 | -5.1977 | -349.7818 | -56.6652
[5 empty] | TOTOHLINES | PRODUCTION | 0 | 0 | 0 | 0 | 0 | 0 | 0 | 0 | 0 | 0 | 0 | 0 | 0 | 0 | 0 | 0 | 0 | 0 | 0 | 0 | 0 | 0
[5 empty] | TOTOHLINES | BULKTRAN | 0 | 0 | 0 | 0 | 0 | 0 | 0 | 0 | 0 | 0 | 0 | 0 | 0 | 0 | 0 | 0 | 0 | 0 | 0 | 0 | 0 | 0
[5 empty] | TOTOHLINES | SUBTRAN | 0 | 0 | 0 | 0 | 0 | 0 | 0 | 0 | 0 | 0 | 0 | 0 | 0 | 0 | 0 | 0 | 0 | 0 | 0 | 0 | 0 | 0
[5 empty] | TOTOHLINES | DISTPRI | 154750.0152 | 102831.1769 | 25888.9443 | 302.1147 | 0 | 26191.059 | 11164.0299 | 3169.2269 | 0 | 0 | 14333.2568 | 636.7256 | 7364.6228 | 0 | 0 | 8001.3484 | 3029.7296 | 72.5898 | 3102.3194 | 52.1258 | 191.0767 | 47.6522
[5 empty] | TOTOHLINES | DISTSEC | 65696.5315 | 49049.1462 | 11010.8834 | 0 | 0 | 11010.8834 | 3881.4525 | 0 | 0 | 0 | 3881.4525 | 171.7952 | 0 | 0 | 0 | 171.7952 | 1080.2661 | 0 | 1080.2661 | 17.6151 | 388.9686 | 96.4045
[5 empty] | TOTOHLINES | ENERGY | 0 | 0 | 0 | 0 | 0 | 0 | 0 | 0 | 0 | 0 | 0 | 0 | 0 | 0 | 0 | 0 | 0 | 0 | 0 | 0 | 0 | 0
[5 empty] | TOTOHLINES | CUSTOMER | 401527.4532 | 323277.425 | 76458.1376 | 173.729 | 0 | 76631.8666 | 903.3909 | 148.9106 | 0 | 0 | 1052.3014 | 12.4092 | 84.3827 | 0 | 0 | 96.7919 | 315.1941 | 2.4818 | 317.6759 | 19.8547 | 0 | 131.5377
|  |  | Adj 50 - Veg Management Tree Trimming 1 | 621974 | TOTOHLINES | TOTAL | 621974 | 475157.748 | 113357.9653 | 475.8437 | 0 | 113833.809 | 15948.8732 | 3318.1375 | 0 | 0 | 19267.0107 | 820.9301 | 7449.0054 | 0 | 0 | 8269.9355 | 4425.1898 | 75.0717 | 4500.2615 | 89.5956 | 580.0452 | 275.5944
[5 empty] | TDOMX | PRODUCTION | -2.4874e-10 | -1.6484e-10 | -2.853e-11 | -3.7148e-13 | 1.1609e-14 | -2.889e-11 | -4.2795e-11 | 1.0699e-11 | 5.2007e-13 | 1.3621e-13 | -3.144e-11 | -5.9437e-13 | 2.3775e-12 | -2.536e-11 | -1.585e-12 | -2.5162e-11 | 1.9812e-12 | 1.2383e-14 | 1.9936e-12 | -1.4859e-13 | -3.9625e-13 | 1.424e-13
[5 empty] | TDOMX | BULKTRAN | -835600.1299 | -409730.6052 | -103645.9112 | -1211.7784 | -29.8528 | -104887.5423 | -43366.7496 | -12350.6374 | -977.3737 | -206.3064 | -56901.0671 | -2605.0538 | -28399.6567 | -189671.0292 | -29755.8005 | -250431.5402 | -11770.9152 | -284.1542 | -12055.0694 | -205.2235 | -1112.763 | -276.319
[5 empty] | TDOMX | SUBTRAN | -320459.8174 | -152186.9465 | -38957.6127 | -453.9817 | -14.8834 | -39426.4778 | -16979.6204 | -4812.8351 | -492.9928 | 0 | -22285.4482 | -950.935 | -10990.7931 | -89528.2018 | 0 | -101469.9299 | -4608.1727 | -110.2536 | -4718.4263 | -75.6705 | -237.7037 | -59.2145
[5 empty] | TDOMX | DISTPRI | -1585988.1968 | -1053887.0223 | -265328.3109 | -3096.2863 | 0 | -268424.5972 | -114416.9173 | -32480.4908 | 0 | 0 | -146897.4081 | -6525.6172 | -75477.8909 | 0 | 0 | -82003.5081 | -31050.8236 | -743.9521 | -31794.7756 | -534.222 | -1958.2894 | -488.3741
[5 empty] | TDOMX | DISTSEC | -581760.4751 | -434343.3958 | -97504.3367 | 0 | 0 | -97504.3367 | -34371.3066 | 0 | 0 | 0 | -34371.3066 | -1521.2932 | 0 | 0 | 0 | -1521.2932 | -9566.0473 | 0 | -9566.0473 | -155.9866 | -3444.4213 | -853.6875
[5 empty] | TDOMX | ENERGY | 0 | 0 | 0 | 0 | 0 | 0 | 0 | 0 | 0 | 0 | 0 | 0 | 0 | 0 | 0 | 0 | 0 | 0 | 0 | 0 | 0 | 0
[5 empty] | TDOMX | CUSTOMER | -3458127.1809 | -2700087.104 | -662730.9648 | -5800.1426 | -797.0328 | -669328.1402 | -11199.5691 | -4863.5534 | -2286.9344 | -980.0942 | -19330.151 | -161.4391 | -3018.7202 | -5930.0903 | -1470.1502 | -10580.3998 | -3788.9646 | -62.5159 | -3851.4805 | -224.6792 | -42631.485 | -12093.7411
|  |  | Adj 50 - Veg Management Tree Trimming 2 | -6781935.8 | TDOMX | TOTAL | -6781935.8 | -4750235.0738 | -1168167.1364 | -10562.189 | -841.769 | -1179571.0944 | -220334.163 | -54507.5167 | -3757.3008 | -1186.4005 | -279785.381 | -11764.3383 | -117887.0608 | -285129.3213 | -31225.9508 | -446006.6712 | -60784.9234 | -1200.8758 | -61985.7992 | -1195.7818 | -49384.6625 | -13771.3361
[5 empty] | CUST_TOTAL | PRODUCTION | 0 | 0 | 0 | 0 | 0 | 0 | 0 | 0 | 0 | 0 | 0 | 0 | 0 | 0 | 0 | 0 | 0 | 0 | 0 | 0 | 0 | 0
[5 empty] | CUST_TOTAL | BULKTRAN | 0 | 0 | 0 | 0 | 0 | 0 | 0 | 0 | 0 | 0 | 0 | 0 | 0 | 0 | 0 | 0 | 0 | 0 | 0 | 0 | 0 | 0
[5 empty] | CUST_TOTAL | SUBTRAN | 0 | 0 | 0 | 0 | 0 | 0 | 0 | 0 | 0 | 0 | 0 | 0 | 0 | 0 | 0 | 0 | 0 | 0 | 0 | 0 | 0 | 0
[5 empty] | CUST_TOTAL | DISTPRI | 0 | 0 | 0 | 0 | 0 | 0 | 0 | 0 | 0 | 0 | 0 | 0 | 0 | 0 | 0 | 0 | 0 | 0 | 0 | 0 | 0 | 0
[5 empty] | CUST_TOTAL | DISTSEC | 0 | 0 | 0 | 0 | 0 | 0 | 0 | 0 | 0 | 0 | 0 | 0 | 0 | 0 | 0 | 0 | 0 | 0 | 0 | 0 | 0 | 0
[5 empty] | CUST_TOTAL | ENERGY | 0 | 0 | 0 | 0 | 0 | 0 | 0 | 0 | 0 | 0 | 0 | 0 | 0 | 0 | 0 | 0 | 0 | 0 | 0 | 0 | 0 | 0
[5 empty] | CUST_TOTAL | CUSTOMER | 114528.72 | 71780.2805 | 16976.7084 | 38.5747 | 1.6532 | 17016.9362 | 200.5882 | 33.064 | 3.8575 | 1.1021 | 238.6118 | 2.7553 | 18.7363 | 9.3681 | 1.6532 | 32.5129 | 69.9855 | 0.55107 | 70.5365 | 4.4085 | 25356.2269 | 29.2065
|  |  | Adj 40 - KPSC Maintenance Assesment | 114528.72 | CUST_TOTAL | TOTAL | 114528.72 | 71780.2805 | 16976.7084 | 38.5747 | 1.6532 | 17016.9362 | 200.5882 | 33.064 | 3.8575 | 1.1021 | 238.6118 | 2.7553 | 18.7363 | 9.3681 | 1.6532 | 32.5129 | 69.9855 | 0.55107 | 70.5365 | 4.4085 | 25356.2269 | 29.2065
[5 empty] | LABOR_M | PRODUCTION | -410639.1657 | -201354.0064 | -50934.7342 | -595.5045 | -14.6706 | -51544.9093 | -21311.7318 | -6069.4766 | -480.311 | -101.3852 | -27962.9046 | -1280.2022 | -13956.4499 | -93210.0779 | -14622.9 | -123069.6299 | -5784.5836 | -139.642 | -5924.2256 | -100.8531 | -546.8454 | -135.7915
[5 empty] | LABOR_M | BULKTRAN | -110492.0063 | -54178.9727 | -13705.1734 | -160.2343 | -3.9475 | -13869.3552 | -5734.4165 | -1633.1337 | -129.2388 | -27.28 | -7524.069 | -344.4681 | -3755.307 | -25080.3367 | -3934.6309 | -33114.7427 | -1556.4766 | -37.5739 | -1594.0505 | -27.1369 | -147.1415 | -36.5379
[5 empty] | LABOR_M | SUBTRAN | -42374.6322 | -20123.7894 | -5151.3932 | -60.0303 | -1.968 | -5213.3915 | -2245.2274 | -636.4046 | -65.1888 | 0 | -2946.8208 | -125.7428 | -1453.3205 | -11838.3785 | 0 | -13417.4418 | -609.342 | -14.5789 | -623.9209 | -10.006 | -31.4317 | -7.83
[5 empty] | LABOR_M | DISTPRI | -196411.2873 | -130515.0361 | -32858.6778 | -383.449 | 0 | -33242.1268 | -14169.572 | -4022.4354 | 0 | 0 | -18192.0074 | -808.1428 | -9347.3014 | 0 | 0 | -10155.4442 | -3845.3831 | -92.1322 | -3937.5153 | -66.1589 | -242.5177 | -60.481
[5 empty] | LABOR_M | DISTSEC | -72046.1376 | -53789.7733 | -12075.0913 | 0 | 0 | -12075.0913 | -4256.597 | 0 | 0 | 0 | -4256.597 | -188.3994 | 0 | 0 | 0 | -188.3994 | -1184.6744 | 0 | -1184.6744 | -19.3176 | -426.5626 | -105.722
[5 empty] | LABOR_M | ENERGY | -296190.0286 | -107674.6958 | -34753.7477 | -397.8645 | -10.0839 | -35161.6961 | -16817.9536 | -4694.3936 | -371.6587 | -76.1883 | -21960.1943 | -1120.657 | -13392.7582 | -94680.5342 | -15173.4709 | -124367.4204 | -4561.8004 | -107.2184 | -4669.0188 | -104.7437 | -1802.3372 | -449.9224
[5 empty] | LABOR_M | CUSTOMER | -561122.7423 | -443241.937 | -103405.7198 | -767.6451 | -100.85 | -104274.215 | -1653.2683 | -646.9908 | -288.416 | -122.8753 | -2711.5504 | -23.8225 | -400.0663 | -747.4795 | -184.3922 | -1355.7605 | -558.845 | -8.4655 | -567.3105 | -33.1477 | -7408.5295 | -1530.2918
|  |  | Adj 46 - Remove Pension Settlement Costs from Rate Base | -1689276 | LABOR_M | TOTAL | -1689276 | -1010878.2106 | -252884.5374 | -2364.7278 | -131.5199 | -255380.7851 | -66188.7667 | -17702.8346 | -1334.8133 | -327.7289 | -85554.1435 | -3891.4348 | -42305.2033 | -225556.8068 | -33915.3939 | -305668.8389 | -18101.1051 | -399.6109 | -18500.716 | -361.3638 | -10605.3655 | -2326.5765
[5 empty] | LABOR_M | PRODUCTION | 34219.9305 | 16779.5005 | 4244.5612 | 49.6254 | 1.2225 | 4295.4091 | 1775.9777 | 505.7897 | 40.0259 | 8.4488 | 2330.242 | 106.6835 | 1163.0375 | 7767.5065 | 1218.575 | 10255.8025 | 482.0486 | 11.6368 | 493.6855 | 8.4044 | 45.5704 | 11.316
[5 empty] | LABOR_M | BULKTRAN | 9207.6672 | 4514.9144 | 1142.0978 | 13.3529 | 0.32895 | 1155.7796 | 477.868 | 136.0945 | 10.7699 | 2.2733 | 627.0058 | 28.7057 | 312.9423 | 2090.0281 | 327.8859 | 2759.5619 | 129.7064 | 3.1312 | 132.8375 | 2.2614 | 12.2618 | 3.0448
[5 empty] | LABOR_M | SUBTRAN | 3531.2194 | 1676.9825 | 429.2828 | 5.0025 | 0.164 | 434.4493 | 187.1023 | 53.0337 | 5.4324 | 0 | 245.5684 | 10.4786 | 121.11 | 986.5315 | 0 | 1118.1202 | 50.7785 | 1.2149 | 51.9934 | 0.83383 | 2.6193 | 0.6525
[5 empty] | LABOR_M | DISTPRI | 16367.6073 | 10876.253 | 2738.2231 | 31.9541 | 0 | 2770.1772 | 1180.7977 | 335.2029 | 0 | 0 | 1516.0006 | 67.3452 | 778.9418 | 0 | 0 | 846.287 | 320.4486 | 7.6777 | 328.1263 | 5.5132 | 20.2098 | 5.0401
[5 empty] | LABOR_M | DISTSEC | 6003.8448 | 4482.4811 | 1006.2576 | 0 | 0 | 1006.2576 | 354.7164 | 0 | 0 | 0 | 354.7164 | 15.6999 | 0 | 0 | 0 | 15.6999 | 98.7229 | 0 | 98.7229 | 1.6098 | 35.5469 | 8.8102
[5 empty] | LABOR_M | ENERGY | 24682.5024 | 8972.8913 | 2896.1456 | 33.1554 | 0.84032 | 2930.1413 | 1401.4961 | 391.1995 | 30.9716 | 6.349 | 1830.0162 | 93.3881 | 1116.0632 | 7890.0445 | 1264.4559 | 10363.9517 | 380.15 | 8.9349 | 389.0849 | 8.7286 | 150.1948 | 37.4935
[5 empty] | LABOR_M | CUSTOMER | 46760.2285 | 36936.8281 | 8617.1433 | 63.9704 | 8.4042 | 8689.5179 | 137.7724 | 53.9159 | 24.0347 | 10.2396 | 225.9625 | 1.9852 | 33.3389 | 62.29 | 15.366 | 112.98 | 46.5704 | 0.70546 | 47.2759 | 2.7623 | 617.3775 | 127.5243
|  |  | Adj 47 - Request to Defer and Amortize Direct Pension Settlement Costs | 140773 | LABOR_M | TOTAL | 140773 | 84239.8509 | 21073.7115 | 197.0606 | 10.96 | 21281.7321 | 5515.7306 | 1475.2362 | 111.2344 | 27.3107 | 7129.512 | 324.2862 | 3525.4336 | 18796.4006 | 2826.2828 | 25472.4032 | 1508.4254 | 33.3009 | 1541.7263 | 30.1137 | 883.7805 | 193.8814
[5 empty] | TRANS_TOTAL | PRODUCTION | 0 | 0 | 0 | 0 | 0 | 0 | 0 | 0 | 0 | 0 | 0 | 0 | 0 | 0 | 0 | 0 | 0 | 0 | 0 | 0 | 0 | 0
[5 empty] | TRANS_TOTAL | BULKTRAN | 0 | 0 | 0 | 0 | 0 | 0 | 0 | 0 | 0 | 0 | 0 | 0 | 0 | 0 | 0 | 0 | 0 | 0 | 0 | 0 | 0 | 0
[5 empty] | TRANS_TOTAL | SUBTRAN | 0 | 0 | 0 | 0 | 0 | 0 | 0 | 0 | 0 | 0 | 0 | 0 | 0 | 0 | 0 | 0 | 0 | 0 | 0 | 0 | 0 | 0
[5 empty] | TRANS_TOTAL | DISTPRI | 0 | 0 | 0 | 0 | 0 | 0 | 0 | 0 | 0 | 0 | 0 | 0 | 0 | 0 | 0 | 0 | 0 | 0 | 0 | 0 | 0 | 0
[5 empty] | TRANS_TOTAL | DISTSEC | 0 | 0 | 0 | 0 | 0 | 0 | 0 | 0 | 0 | 0 | 0 | 0 | 0 | 0 | 0 | 0 | 0 | 0 | 0 | 0 | 0 | 0
[5 empty] | TRANS_TOTAL | ENERGY | 0 | 0 | 0 | 0 | 0 | 0 | 0 | 0 | 0 | 0 | 0 | 0 | 0 | 0 | 0 | 0 | 0 | 0 | 0 | 0 | 0 | 0
[5 empty] | TRANS_TOTAL | CUSTOMER | 0 | 0 | 0 | 0 | 0 | 0 | 0 | 0 | 0 | 0 | 0 | 0 | 0 | 0 | 0 | 0 | 0 | 0 | 0 | 0 | 0 | 0
|  |  | Adj - Def and Amortize GreenHat Default Charges | 0 | TRANS_TOTAL | TOTAL | 0 | 0 | 0 | 0 | 0 | 0 | 0 | 0 | 0 | 0 | 0 | 0 | 0 | 0 | 0 | 0 | 0 | 0 | 0 | 0 | 0 | 0
[5 empty] | RB_GUP_EPIS_D | PRODUCTION | 0 | 0 | 0 | 0 | 0 | 0 | 0 | 0 | 0 | 0 | 0 | 0 | 0 | 0 | 0 | 0 | 0 | 0 | 0 | 0 | 0 | 0
[5 empty] | RB_GUP_EPIS_D | BULKTRAN | 0 | 0 | 0 | 0 | 0 | 0 | 0 | 0 | 0 | 0 | 0 | 0 | 0 | 0 | 0 | 0 | 0 | 0 | 0 | 0 | 0 | 0
[5 empty] | RB_GUP_EPIS_D | SUBTRAN | 0 | 0 | 0 | 0 | 0 | 0 | 0 | 0 | 0 | 0 | 0 | 0 | 0 | 0 | 0 | 0 | 0 | 0 | 0 | 0 | 0 | 0
[5 empty] | RB_GUP_EPIS_D | DISTPRI | 7304.7014 | 4853.9643 | 1222.0419 | 14.2608 | 0 | 1236.3027 | 526.9783 | 149.5978 | 0 | 0 | 676.5761 | 30.0555 | 347.634 | 0 | 0 | 377.6895 | 143.013 | 3.4265 | 146.4395 | 2.4605 | 9.0194 | 2.2493
[5 empty] | RB_GUP_EPIS_D | DISTSEC | 2572.8661 | 1920.9064 | 431.218 | 0 | 0 | 431.218 | 152.0089 | 0 | 0 | 0 | 152.0089 | 6.728 | 0 | 0 | 0 | 6.728 | 42.3063 | 0 | 42.3063 | 0.68986 | 15.2331 | 3.7755
[5 empty] | RB_GUP_EPIS_D | ENERGY | 0 | 0 | 0 | 0 | 0 | 0 | 0 | 0 | 0 | 0 | 0 | 0 | 0 | 0 | 0 | 0 | 0 | 0 | 0 | 0 | 0 | 0
[5 empty] | RB_GUP_EPIS_D | CUSTOMER | 11270.5125 | 8372.3652 | 2030.0351 | 12.6239 | 1.6476 | 2044.3066 | 30.9505 | 10.5972 | 4.7276 | 2.0261 | 48.3013 | 0.44085 | 6.5482 | 12.2587 | 3.0391 | 22.2869 | 10.5535 | 0.13829 | 10.6918 | 0.63586 | 669.588 | 102.3368
|  |  | Adj 17 - Removal of Pole Rental Rev & Exp to prior periods | 21148.08 | RB_GUP_EPIS_D | TOTAL | 21148.08 | 15147.2358 | 3683.295 | 26.8847 | 1.6476 | 3711.8274 | 709.9377 | 160.195 | 4.7276 | 2.0261 | 876.8863 | 37.2244 | 354.1822 | 12.2587 | 3.0391 | 406.7044 | 195.8729 | 3.5648 | 199.4377 | 3.7862 | 693.8406 | 108.3616
[5 empty] | LABOR_M | PRODUCTION | 0 | 0 | 0 | 0 | 0 | 0 | 0 | 0 | 0 | 0 | 0 | 0 | 0 | 0 | 0 | 0 | 0 | 0 | 0 | 0 | 0 | 0
[5 empty] | LABOR_M | BULKTRAN | 0 | 0 | 0 | 0 | 0 | 0 | 0 | 0 | 0 | 0 | 0 | 0 | 0 | 0 | 0 | 0 | 0 | 0 | 0 | 0 | 0 | 0
[5 empty] | LABOR_M | SUBTRAN | 0 | 0 | 0 | 0 | 0 | 0 | 0 | 0 | 0 | 0 | 0 | 0 | 0 | 0 | 0 | 0 | 0 | 0 | 0 | 0 | 0 | 0
[5 empty] | LABOR_M | DISTPRI | 0 | 0 | 0 | 0 | 0 | 0 | 0 | 0 | 0 | 0 | 0 | 0 | 0 | 0 | 0 | 0 | 0 | 0 | 0 | 0 | 0 | 0
[5 empty] | LABOR_M | DISTSEC | 0 | 0 | 0 | 0 | 0 | 0 | 0 | 0 | 0 | 0 | 0 | 0 | 0 | 0 | 0 | 0 | 0 | 0 | 0 | 0 | 0 | 0
[5 empty] | LABOR_M | ENERGY | 0 | 0 | 0 | 0 | 0 | 0 | 0 | 0 | 0 | 0 | 0 | 0 | 0 | 0 | 0 | 0 | 0 | 0 | 0 | 0 | 0 | 0
[5 empty] | LABOR_M | CUSTOMER | 0 | 0 | 0 | 0 | 0 | 0 | 0 | 0 | 0 | 0 | 0 | 0 | 0 | 0 | 0 | 0 | 0 | 0 | 0 | 0 | 0 | 0
|  |  | Adj - Removal Non-Ongoing Exp - COVID-19 Pandemic |  | LABOR_M | TOTAL | 0 | 0 | 0 | 0 | 0 | 0 | 0 | 0 | 0 | 0 | 0 | 0 | 0 | 0 | 0 | 0 | 0 | 0 | 0 | 0 | 0 | 0
[5 empty] | CUST_903 | PRODUCTION | 0 | 0 | 0 | 0 | 0 | 0 | 0 | 0 | 0 | 0 | 0 | 0 | 0 | 0 | 0 | 0 | 0 | 0 | 0 | 0 | 0 | 0
[5 empty] | CUST_903 | BULKTRAN | 0 | 0 | 0 | 0 | 0 | 0 | 0 | 0 | 0 | 0 | 0 | 0 | 0 | 0 | 0 | 0 | 0 | 0 | 0 | 0 | 0 | 0
[5 empty] | CUST_903 | SUBTRAN | 0 | 0 | 0 | 0 | 0 | 0 | 0 | 0 | 0 | 0 | 0 | 0 | 0 | 0 | 0 | 0 | 0 | 0 | 0 | 0 | 0 | 0
[5 empty] | CUST_903 | DISTPRI | 0 | 0 | 0 | 0 | 0 | 0 | 0 | 0 | 0 | 0 | 0 | 0 | 0 | 0 | 0 | 0 | 0 | 0 | 0 | 0 | 0 | 0
[5 empty] | CUST_903 | DISTSEC | 0 | 0 | 0 | 0 | 0 | 0 | 0 | 0 | 0 | 0 | 0 | 0 | 0 | 0 | 0 | 0 | 0 | 0 | 0 | 0 | 0 | 0
[5 empty] | CUST_903 | ENERGY | 0 | 0 | 0 | 0 | 0 | 0 | 0 | 0 | 0 | 0 | 0 | 0 | 0 | 0 | 0 | 0 | 0 | 0 | 0 | 0 | 0 | 0
[5 empty] | CUST_903 | CUSTOMER | 0 | 0 | 0 | 0 | 0 | 0 | 0 | 0 | 0 | 0 | 0 | 0 | 0 | 0 | 0 | 0 | 0 | 0 | 0 | 0 | 0 | 0
|  |  | Adj - Removal Prior Period Insurance Proceeds |  | CUST_903 | TOTAL | 0 | 0 | 0 | 0 | 0 | 0 | 0 | 0 | 0 | 0 | 0 | 0 | 0 | 0 | 0 | 0 | 0 | 0 | 0 | 0 | 0 | 0
[5 empty] | PROD_ENERGY | PRODUCTION | 0 | 0 | 0 | 0 | 0 | 0 | 0 | 0 | 0 | 0 | 0 | 0 | 0 | 0 | 0 | 0 | 0 | 0 | 0 | 0 | 0 | 0
[5 empty] | PROD_ENERGY | BULKTRAN | 0 | 0 | 0 | 0 | 0 | 0 | 0 | 0 | 0 | 0 | 0 | 0 | 0 | 0 | 0 | 0 | 0 | 0 | 0 | 0 | 0 | 0
[5 empty] | PROD_ENERGY | SUBTRAN | 0 | 0 | 0 | 0 | 0 | 0 | 0 | 0 | 0 | 0 | 0 | 0 | 0 | 0 | 0 | 0 | 0 | 0 | 0 | 0 | 0 | 0
[5 empty] | PROD_ENERGY | DISTPRI | 0 | 0 | 0 | 0 | 0 | 0 | 0 | 0 | 0 | 0 | 0 | 0 | 0 | 0 | 0 | 0 | 0 | 0 | 0 | 0 | 0 | 0
[5 empty] | PROD_ENERGY | DISTSEC | 0 | 0 | 0 | 0 | 0 | 0 | 0 | 0 | 0 | 0 | 0 | 0 | 0 | 0 | 0 | 0 | 0 | 0 | 0 | 0 | 0 | 0
[5 empty] | PROD_ENERGY | ENERGY | 0 | 0 | 0 | 0 | 0 | 0 | 0 | 0 | 0 | 0 | 0 | 0 | 0 | 0 | 0 | 0 | 0 | 0 | 0 | 0 | 0 | 0
[5 empty] | PROD_ENERGY | CUSTOMER | 0 | 0 | 0 | 0 | 0 | 0 | 0 | 0 | 0 | 0 | 0 | 0 | 0 | 0 | 0 | 0 | 0 | 0 | 0 | 0 | 0 | 0
|  |  | Adj - Removal Rockport - Energy |  | PROD_ENERGY | TOTAL | 0 | 0 | 0 | 0 | 0 | 0 | 0 | 0 | 0 | 0 | 0 | 0 | 0 | 0 | 0 | 0 | 0 | 0 | 0 | 0 | 0 | 0
[5 empty] | PROD_ENERGY | PRODUCTION | 0 | 0 | 0 | 0 | 0 | 0 | 0 | 0 | 0 | 0 | 0 | 0 | 0 | 0 | 0 | 0 | 0 | 0 | 0 | 0 | 0 | 0
[5 empty] | PROD_ENERGY | BULKTRAN | 0 | 0 | 0 | 0 | 0 | 0 | 0 | 0 | 0 | 0 | 0 | 0 | 0 | 0 | 0 | 0 | 0 | 0 | 0 | 0 | 0 | 0
[5 empty] | PROD_ENERGY | SUBTRAN | 0 | 0 | 0 | 0 | 0 | 0 | 0 | 0 | 0 | 0 | 0 | 0 | 0 | 0 | 0 | 0 | 0 | 0 | 0 | 0 | 0 | 0
[5 empty] | PROD_ENERGY | DISTPRI | 0 | 0 | 0 | 0 | 0 | 0 | 0 | 0 | 0 | 0 | 0 | 0 | 0 | 0 | 0 | 0 | 0 | 0 | 0 | 0 | 0 | 0
[5 empty] | PROD_ENERGY | DISTSEC | 0 | 0 | 0 | 0 | 0 | 0 | 0 | 0 | 0 | 0 | 0 | 0 | 0 | 0 | 0 | 0 | 0 | 0 | 0 | 0 | 0 | 0
[5 empty] | PROD_ENERGY | ENERGY | 0 | 0 | 0 | 0 | 0 | 0 | 0 | 0 | 0 | 0 | 0 | 0 | 0 | 0 | 0 | 0 | 0 | 0 | 0 | 0 | 0 | 0
[5 empty] | PROD_ENERGY | CUSTOMER | 0 | 0 | 0 | 0 | 0 | 0 | 0 | 0 | 0 | 0 | 0 | 0 | 0 | 0 | 0 | 0 | 0 | 0 | 0 | 0 | 0 | 0
|  |  | Adj - Amoritization Deferred Plant Maintenance Costs |  | PROD_ENERGY | TOTAL | 0 | 0 | 0 | 0 | 0 | 0 | 0 | 0 | 0 | 0 | 0 | 0 | 0 | 0 | 0 | 0 | 0 | 0 | 0 | 0 | 0 | 0
[5 empty] | PROD_ENERGY | PRODUCTION | 0 | 0 | 0 | 0 | 0 | 0 | 0 | 0 | 0 | 0 | 0 | 0 | 0 | 0 | 0 | 0 | 0 | 0 | 0 | 0 | 0 | 0
[5 empty] | PROD_ENERGY | BULKTRAN | 0 | 0 | 0 | 0 | 0 | 0 | 0 | 0 | 0 | 0 | 0 | 0 | 0 | 0 | 0 | 0 | 0 | 0 | 0 | 0 | 0 | 0
[5 empty] | PROD_ENERGY | SUBTRAN | 0 | 0 | 0 | 0 | 0 | 0 | 0 | 0 | 0 | 0 | 0 | 0 | 0 | 0 | 0 | 0 | 0 | 0 | 0 | 0 | 0 | 0
[5 empty] | PROD_ENERGY | DISTPRI | 0 | 0 | 0 | 0 | 0 | 0 | 0 | 0 | 0 | 0 | 0 | 0 | 0 | 0 | 0 | 0 | 0 | 0 | 0 | 0 | 0 | 0
[5 empty] | PROD_ENERGY | DISTSEC | 0 | 0 | 0 | 0 | 0 | 0 | 0 | 0 | 0 | 0 | 0 | 0 | 0 | 0 | 0 | 0 | 0 | 0 | 0 | 0 | 0 | 0
[5 empty] | PROD_ENERGY | ENERGY | 1212197.65 | 440673.2186 | 142234.4011 | 1628.314 | 41.2695 | 143903.9847 | 68829.7441 | 19212.4391 | 1521.0634 | 311.811 | 89875.0576 | 4586.44 | 54811.6699 | 387492.8594 | 62099.4765 | 508990.4458 | 18669.7835 | 438.8058 | 19108.5893 | 428.6778 | 7376.3082 | 1841.368
[5 empty] | PROD_ENERGY | CUSTOMER | 0 | 0 | 0 | 0 | 0 | 0 | 0 | 0 | 0 | 0 | 0 | 0 | 0 | 0 | 0 | 0 | 0 | 0 | 0 | 0 | 0 | 0
|  |  | Adj 40 - Non-FAC Eligibile Cost Adj5 | 1212197.65 | PROD_ENERGY | TOTAL | 1212197.65 | 440673.2186 | 142234.4011 | 1628.314 | 41.2695 | 143903.9847 | 68829.7441 | 19212.4391 | 1521.0634 | 311.811 | 89875.0576 | 4586.44 | 54811.6699 | 387492.8594 | 62099.4765 | 508990.4458 | 18669.7835 | 438.8058 | 19108.5893 | 428.6778 | 7376.3082 | 1841.368
[5 empty] | RSALE | PRODUCTION | 0 | 0 | 0 | 0 | 0 | 0 | 0 | 0 | 0 | 0 | 0 | 0 | 0 | 0 | 0 | 0 | 0 | 0 | 0 | 0 | 0 | 0
[5 empty] | RSALE | BULKTRAN | 0 | 0 | 0 | 0 | 0 | 0 | 0 | 0 | 0 | 0 | 0 | 0 | 0 | 0 | 0 | 0 | 0 | 0 | 0 | 0 | 0 | 0
[5 empty] | RSALE | SUBTRAN | 0 | 0 | 0 | 0 | 0 | 0 | 0 | 0 | 0 | 0 | 0 | 0 | 0 | 0 | 0 | 0 | 0 | 0 | 0 | 0 | 0 | 0
[5 empty] | RSALE | DISTPRI | 0 | 0 | 0 | 0 | 0 | 0 | 0 | 0 | 0 | 0 | 0 | 0 | 0 | 0 | 0 | 0 | 0 | 0 | 0 | 0 | 0 | 0
[5 empty] | RSALE | DISTSEC | 0 | 0 | 0 | 0 | 0 | 0 | 0 | 0 | 0 | 0 | 0 | 0 | 0 | 0 | 0 | 0 | 0 | 0 | 0 | 0 | 0 | 0
[5 empty] | RSALE | ENERGY | 0 | 0 | 0 | 0 | 0 | 0 | 0 | 0 | 0 | 0 | 0 | 0 | 0 | 0 | 0 | 0 | 0 | 0 | 0 | 0 | 0 | 0
[5 empty] | RSALE | CUSTOMER | 0 | 0 | 0 | 0 | 0 | 0 | 0 | 0 | 0 | 0 | 0 | 0 | 0 | 0 | 0 | 0 | 0 | 0 | 0 | 0 | 0 | 0
|  |  | Adj - Removal of Regulatory Asset Amortization |  | RSALE | TOTAL | 0 | 0 | 0 | 0 | 0 | 0 | 0 | 0 | 0 | 0 | 0 | 0 | 0 | 0 | 0 | 0 | 0 | 0 | 0 | 0 | 0 | 0
[6 empty] | PRODUCTION | 6951341.5738 | 3472505.6057 | 853404.7814 | -5358.7136 | -1163.4501 | 846882.6177 | 320348.8541 | 108272.9796 | 5691.2176 | 60627.9841 | 494941.0354 | 24183.4972 | 258415.8021 | 1478559.4664 | 275734.1511 | 2036892.9167 | 83707.0881 | 2539.7952 | 86246.8833 | 1908.4227 | 9393.5597 | 2570.5326
[6 empty] | BULKTRAN | 519102.6145 | 321719.3983 | 69197.6816 | -1699.3138 | -529.3505 | 66969.0173 | 20315.377 | 7745.0314 | 544.8333 | -101416.552 | -72811.3104 | 1825.2414 | 19632.5008 | 156793.6054 | 20254.8355 | 198506.1831 | 3519.9256 | 189.4377 | 3709.3634 | 148.213 | 660.9515 | 200.7984
[6 empty] | SUBTRAN | 239155.9224 | 119036.055 | 26010.8532 | -609.3231 | -247.7483 | 25153.7818 | 8041.0704 | 3024.344 | 276.8528 | 0 | 11342.2671 | 665.6437 | 7593.0335 | 73631.3512 | 0 | 81890.0285 | 1421.1024 | 73.5208 | 1494.6232 | 54.558 | 141.6566 | 42.9522
[6 empty] | DISTPRI | -375761.6055 | -218799.8435 | -69327.109 | -6753.4547 | 0 | -76080.5637 | -46153.2235 | -6748.3326 | 0 | 0 | -52901.5561 | -858.4995 | -11707.5833 | 0 | 0 | -12566.0827 | -14657.916 | -133.3703 | -14791.2863 | -66.8122 | -495.0548 | -60.4061
[6 empty] | DISTSEC | -135077.3508 | -90526.0564 | -25319.8509 | 0 | 0 | -25319.8509 | -13618.9544 | 0 | 0 | 0 | -13618.9544 | -203.6717 | 0 | 0 | 0 | -203.6717 | -4416.8184 | 0 | -4416.8184 | -19.9242 | -864.1465 | -107.9284
[6 empty] | ENERGY | -48476085.616 | -17594836.3319 | -5693739.71 | -76257.8054 | -2745.9717 | -5772743.4871 | -2784997.8106 | -762864.4804 | -63000.0598 | 87871.623 | -3522990.7279 | -180830.5137 | -2166812.8443 | -15630774.8006 | -2448622.8547 | -20427041.0133 | -757389.0702 | -17384.6976 | -774773.7678 | -16900.6064 | -294204.9469 | -72594.7348
[6 empty] | CUSTOMER | -2272842.2474 | -1527325.0778 | -408518.7259 | -10011.2581 | -4261.7248 | -422791.7088 | -7814.1226 | -2695.3042 | -1755.3801 | -19560.4831 | -31825.29 | -80.5157 | -1572.6054 | -3564.6835 | -737.782 | -5955.5867 | -2823.8505 | -34.0605 | -2857.911 | -113.2601 | -283856.4416 | 1883.0286
|  | Total Operations and Maintenance Expense Adjustments |  | -43550166.709 |  | TOTAL | -43550166.709 | -15518226.2506 | -5248292.0797 | -100689.8687 | -8948.2454 | -5357930.1938 | -2503878.8098 | -653265.7622 | -58242.5363 | 27522.572 | -3187864.5362 | -155298.8182 | -1894451.6966 | -13925355.0611 | -2153371.6501 | -18128477.2261 | -690639.539 | -14749.3747 | -705388.9136 | -14989.4092 | -569224.422 | -68065.7574
[6 empty] | PRODUCTION | 125262051.4979 | 61464404.7236 | 15536847.6012 | 166377.4572 | 3066.9354 | 15706291.9938 | 6468552.7567 | 1859896.9528 | 144137.316 | 90105.0367 | 8562692.0621 | 393299.4451 | 4283855.0869 | 28328049.7269 | 4487187.9483 | 37492392.2072 | 1753465.2289 | 42831.8173 | 1796297.0462 | 31017.9694 | 167181.7761 | 41773.7194
[6 empty] | BULKTRAN | 9950173.05 | 4918564.1098 | 1250491.2957 | 12301.7044 | -176.0066 | 1262616.9935 | 520268.6255 | 151062.2212 | 11695.7294 | -99935.1578 | 583091.4183 | 31516.9487 | 345796.9466 | 2291450.4059 | 353784.0435 | 3022548.3446 | 140419.2601 | 3469.9149 | 143889.1751 | 2529.1546 | 13515.548 | 3418.3061
[6 empty] | SUBTRAN | 3857679.6394 | 1827022.0717 | 469990.2619 | 4633.4164 | -72.0051 | 474551.6732 | 203716.7597 | 58840.3783 | 5900.538 | 0 | 268457.676 | 11503.1955 | 133784.1317 | 1081480.7592 | 0 | 1226768.0864 | 54983.8135 | 1345.8516 | 56329.6651 | 931.9999 | 2886.4392 | 732.0279
[6 empty] | DISTPRI | 14592521.7489 | 9700931.81 | 2442449.1096 | 22680.5556 | 0 | 2465129.6652 | 1041624.12 | 302765.8273 | 0 | 0 | 1344389.9473 | 60937.274 | 704899.9249 | 0 | 0 | 765837.1989 | 281525.3187 | 6944.2074 | 288469.5261 | 5024.9576 | 18137.9022 | 4600.7415
[6 empty] | DISTSEC | 5347398.6594 | 3995412.8444 | 896917.4564 | 0 | 0 | 896917.4564 | 312796.6699 | 0 | 0 | 0 | 312796.6699 | 14189.8385 | 0 | 0 | 0 | 14189.8385 | 86715.3589 | 0 | 86715.3589 | 1465.0033 | 31872.1312 | 8029.3567
[6 empty] | ENERGY | 231563557.1548 | 84204511.3608 | 27166567.1419 | 299908.3442 | 6788.7408 | 27473264.2269 | 13117932.5844 | 3676298.2661 | 288395.0458 | 160543.3194 | 17243169.2157 | 878834.9942 | 10497125.1404 | 73883985.2261 | 11897009.3921 | 97156954.7527 | 3556486.333 | 84003.7871 | 3640490.1201 | 82151.5575 | 1410125.4148 | 352890.5062
[6 empty] | CUSTOMER | 38881461.0639 | 30637285.6443 | 7202298.0727 | 47555.3667 | 3358.2443 | 7253211.6837 | 114686.3975 | 45827.9794 | 19966.6 | -10548.3933 | 169932.5836 | 1679.4143 | 28389.2708 | 52617.3786 | 13123.7534 | 95809.8171 | 38694.911 | 599.0773 | 39293.9883 | 2351.8534 | 561240.1813 | 122335.3121
| Adjusted Operating & Maintenance Expenses |  |  | 429454842.8144 |  | TOTAL | 429454842.8144 | 196748132.5646 | 54965560.9394 | 553456.8445 | 12965.9089 | 55531983.6928 | 21779577.9138 | 6094691.6251 | 470095.2292 | 140164.8049 | 28484529.573 | 1391961.1102 | 15993850.5014 | 105637583.4967 | 16751105.1374 | 139774500.2456 | 5912290.2242 | 139194.6557 | 6051484.8799 | 125472.4957 | 2204959.3929 | 533779.97
Depreciation, Amortization & Reg. Debits Expense
[5 empty] | RB_GUP-Land_P | PRODUCTION | 41821684.0952 | 20506966.5779 | 5187465.1548 | 60649.3579 | 1494.1277 | 5249608.6404 | 2170500.5035 | 618147.8882 | 48917.4343 | 10325.6079 | 2847891.4338 | 130382.624 | 1421399.3351 | 9493011.7686 | 1489274.1703 | 12534067.8981 | 589132.8652 | 14221.8827 | 603354.748 | 10271.4134 | 55693.6531 | 13829.7305
[5 empty] | RB_GUP-Land_P | BULKTRAN | 739208.2476 | 362465.5285 | 91689.6847 | 1071.9919 | 26.4091 | 92788.0856 | 38364.1144 | 10925.9115 | 864.6273 | 182.5076 | 50337.1608 | 2304.544 | 25123.5725 | 167791.2486 | 26323.2764 | 221542.6415 | 10413.064 | 251.3752 | 10664.4392 | 181.5497 | 984.3986 | 244.4438
[5 empty] | RB_GUP-Land_P | SUBTRAN | 283492.7037 | 134631.1974 | 34463.6 | 401.612 | 13.1665 | 34878.3785 | 15020.9113 | 4257.6434 | 436.1229 | 0 | 19714.6775 | 841.2385 | 9722.934 | 79200.5443 | 0 | 89764.7168 | 4076.5902 | 97.5351 | 4174.1253 | 66.9414 | 210.283 | 52.3837
[5 empty] | RB_GUP-Land_P | DISTPRI | 337977.9352 | 224585.8831 | 56542.1072 | 659.8261 | 0 | 57201.9334 | 24382.5229 | 6921.6714 | 0 | 0 | 31304.1943 | 1390.6249 | 16084.5218 | 0 | 0 | 17475.1467 | 6617.0059 | 158.538 | 6775.5439 | 113.844 | 417.3162 | 104.0737
[5 empty] | RB_GUP-Land_P | DISTSEC | 141868.199 | 105919.0474 | 23777.4226 | 0 | 0 | 23777.4226 | 8381.7921 | 0 | 0 | 0 | 8381.7921 | 370.9828 | 0 | 0 | 0 | 370.9828 | 2332.7778 | 0 | 2332.7778 | 38.0389 | 839.9571 | 208.1804
[5 empty] | RB_GUP-Land_P | ENERGY | 42185.1631 | 15335.677 | 4949.8375 | 56.6662 | 1.4362 | 5007.94 | 2395.314 | 668.6037 | 52.9339 | 10.8512 | 3127.7028 | 159.6107 | 1907.4771 | 13484.9704 | 2161.0969 | 17713.1551 | 649.719 | 15.2707 | 664.9897 | 14.9182 | 256.6997 | 64.0806
[5 empty] | RB_GUP-Land_P | CUSTOMER | 884280.6562 | 710736.5437 | 167892.8686 | 457.3563 | 14.3637 | 168364.5885 | 2045.1913 | 390.4543 | 41.0779 | 17.5006 | 2494.2242 | 28.2518 | 226.0199 | 106.4605 | 26.2622 | 386.9944 | 711.0084 | 6.1775 | 717.1859 | 44.4952 | 1055.1673 | 481.457
|  |  | Production & Reg Debits | 44250697 | RB_GUP-Land_P | TOTAL | 44250697 | 22060640.4549 | 5566780.6752 | 63296.8105 | 1549.5032 | 5631626.9889 | 2261090.3495 | 641312.1725 | 50312.1963 | 10536.4673 | 2963251.1855 | 135477.8766 | 1474463.8604 | 9753594.9925 | 1517784.8058 | 12881321.5353 | 613933.0305 | 14750.7792 | 628683.8097 | 10731.2009 | 59457.4751 | 14984.3497
[5 empty] | RB_GUP-Land_T | PRODUCTION | 348492.7721 | 170880.9625 | 43226.239 | 505.3805 | 12.4503 | 43744.0698 | 18086.4007 | 5150.9181 | 407.6204 | 86.0415 | 23730.9808 | 1086.4556 | 11844.2718 | 79103.6052 | 12409.8609 | 104444.1935 | 4909.141 | 118.5085 | 5027.6495 | 85.5899 | 464.0855 | 115.2407
[5 empty] | RB_GUP-Land_T | BULKTRAN | 17324452.3992 | 8494922.5268 | 2148885.0841 | 25123.7351 | 618.936 | 2174627.7553 | 899120.4795 | 256065.0987 | 20263.8363 | 4277.3386 | 1179726.753 | 54010.4401 | 588808.5488 | 3932439.2135 | 616925.4068 | 5192183.6092 | 244045.7505 | 5891.3536 | 249937.1041 | 4254.8887 | 23070.8558 | 5728.9063
[5 empty] | RB_GUP-Land_T | SUBTRAN | 7068513.8287 | 3356849.9936 | 859304.0656 | 10013.6616 | 328.2901 | 869646.0172 | 374526.461 | 106158.6797 | 10874.1438 | 0 | 491559.2845 | 20975.1639 | 242428.4384 | 1974760.3225 | 0 | 2238163.9248 | 101644.358 | 2431.909 | 104076.267 | 1669.0955 | 5243.1281 | 1306.1181
[5 empty] | RB_GUP-Land_T | DISTPRI | 0 | 0 | 0 | 0 | 0 | 0 | 0 | 0 | 0 | 0 | 0 | 0 | 0 | 0 | 0 | 0 | 0 | 0 | 0 | 0 | 0 | 0
[5 empty] | RB_GUP-Land_T | DISTSEC | 0 | 0 | 0 | 0 | 0 | 0 | 0 | 0 | 0 | 0 | 0 | 0 | 0 | 0 | 0 | 0 | 0 | 0 | 0 | 0 | 0 | 0
[5 empty] | RB_GUP-Land_T | ENERGY | 0 | 0 | 0 | 0 | 0 | 0 | 0 | 0 | 0 | 0 | 0 | 0 | 0 | 0 | 0 | 0 | 0 | 0 | 0 | 0 | 0 | 0
[5 empty] | RB_GUP-Land_T | CUSTOMER | 0 | 0 | 0 | 0 | 0 | 0 | 0 | 0 | 0 | 0 | 0 | 0 | 0 | 0 | 0 | 0 | 0 | 0 | 0 | 0 | 0 | 0
|  |  | Transmission & Reg. Debits | 24741459 | RB_GUP-Land_T | TOTAL | 24741459 | 12022653.4828 | 3051415.3887 | 35642.7772 | 959.6763 | 3088017.8423 | 1291733.3412 | 367374.6965 | 31545.6005 | 4363.38 | 1695017.0182 | 76072.0595 | 843081.2591 | 5986303.1412 | 629335.2677 | 7534791.7275 | 350599.2495 | 8441.7711 | 359041.0206 | 6009.5741 | 28778.0694 | 7150.2651
[5 empty] | RB_GUP-Land_D | PRODUCTION | 0 | 0 | 0 | 0 | 0 | 0 | 0 | 0 | 0 | 0 | 0 | 0 | 0 | 0 | 0 | 0 | 0 | 0 | 0 | 0 | 0 | 0
[5 empty] | RB_GUP-Land_D | BULKTRAN | 0 | 0 | 0 | 0 | 0 | 0 | 0 | 0 | 0 | 0 | 0 | 0 | 0 | 0 | 0 | 0 | 0 | 0 | 0 | 0 | 0 | 0
[5 empty] | RB_GUP-Land_D | SUBTRAN | 0 | 0 | 0 | 0 | 0 | 0 | 0 | 0 | 0 | 0 | 0 | 0 | 0 | 0 | 0 | 0 | 0 | 0 | 0 | 0 | 0 | 0
[5 empty] | RB_GUP-Land_D | DISTPRI | 13988886.2732 | 9295596.1015 | 2340274.3944 | 27310.1635 | 0 | 2367584.5578 | 1009191.1446 | 286487.5622 | 0 | 0 | 1295678.7068 | 57557.8791 | 665737.3829 | 0 | 0 | 723295.262 | 273877.4731 | 6561.8778 | 280439.3509 | 4711.9964 | 17272.6936 | 4307.6043
[5 empty] | RB_GUP-Land_D | DISTSEC | 5071733.7792 | 3786565.3763 | 850033.7501 | 0 | 0 | 850033.7501 | 299645.8581 | 0 | 0 | 0 | 299645.8581 | 13262.4924 | 0 | 0 | 0 | 13262.4924 | 83395.9122 | 0 | 83395.9122 | 1359.8766 | 30028.1453 | 7442.3683
[5 empty] | RB_GUP-Land_D | ENERGY | 0 | 0 | 0 | 0 | 0 | 0 | 0 | 0 | 0 | 0 | 0 | 0 | 0 | 0 | 0 | 0 | 0 | 0 | 0 | 0 | 0 | 0
[5 empty] | RB_GUP-Land_D | CUSTOMER | 22216872.9476 | 16503932.2467 | 4001684.1477 | 24884.7289 | 3247.8817 | 4029816.7583 | 61010.7463 | 20889.6819 | 9319.1801 | 3993.8505 | 95213.4588 | 869.025 | 12908.0069 | 24164.917 | 5990.8124 | 43932.7613 | 20803.5176 | 272.5981 | 21076.1156 | 1253.4255 | 1319917.8958 | 201730.2855
|  |  | Distribution | 41277493 | RB_GUP-Land_D | TOTAL | 41277493 | 29586093.7245 | 7191992.2922 | 52194.8924 | 3247.8817 | 7247435.0663 | 1369847.7489 | 307377.2441 | 9319.1801 | 3993.8505 | 1690538.0236 | 71689.3965 | 678645.3898 | 24164.917 | 5990.8124 | 780490.5157 | 378076.9028 | 6834.4759 | 384911.3787 | 7325.2986 | 1367218.7346 | 213480.258
[5 empty] | RB_GUP-Land_G | PRODUCTION | 3484085.2069 | 1708396.5038 | 432157.8865 | 5052.583 | 124.4729 | 437334.9424 | 180820.2816 | 51496.7285 | 4075.2187 | 860.2068 | 237252.4357 | 10861.9292 | 118414.0836 | 790844.8114 | 124068.6074 | 1044189.4316 | 49079.542 | 1184.7981 | 50264.3401 | 855.692 | 4639.7326 | 1152.1286
[5 empty] | RB_GUP-Land_G | BULKTRAN | 937474.0571 | 459683.7639 | 116282.118 | 1359.5148 | 33.4923 | 117675.1252 | 48653.8971 | 13856.391 | 1096.5323 | 231.4586 | 63838.279 | 2922.6544 | 31862.0598 | 212795.1671 | 33383.5408 | 280963.4222 | 13205.9908 | 318.7974 | 13524.7883 | 230.2438 | 1248.4278 | 310.007
[5 empty] | RB_GUP-Land_G | SUBTRAN | 359529.3423 | 170741.1345 | 43707.211 | 509.3299 | 16.698 | 44233.2389 | 19049.7261 | 5399.6018 | 553.097 | 0 | 25002.4249 | 1066.8702 | 12330.7585 | 100443.2187 | 0 | 113840.8474 | 5169.9876 | 123.6954 | 5293.683 | 84.896 | 266.6838 | 66.4337
[5 empty] | RB_GUP-Land_G | DISTPRI | 1666459.7966 | 1107360.292 | 278790.8283 | 3253.3891 | 0 | 282044.2174 | 120222.3277 | 34128.5214 | 0 | 0 | 154350.8491 | 6856.7211 | 79307.5705 | 0 | 0 | 86164.2915 | 32626.3141 | 781.6995 | 33408.0137 | 561.3279 | 2057.6513 | 513.1537
[5 empty] | RB_GUP-Land_G | DISTSEC | 611278.4729 | 456381.5849 | 102451.6182 | 0 | 0 | 102451.6182 | 36115.2755 | 0 | 0 | 0 | 36115.2755 | 1598.4822 | 0 | 0 | 0 | 1598.4822 | 10051.4199 | 0 | 10051.4199 | 163.9012 | 3619.1881 | 897.0028
[5 empty] | RB_GUP-Land_G | ENERGY | 2513036.7074 | 913570.4679 | 294869.6288 | 3375.6978 | 85.5569 | 298330.8834 | 142692.6323 | 39829.7791 | 3153.3538 | 646.4231 | 186322.1884 | 9508.2614 | 113631.4185 | 803320.9598 | 128739.9492 | 1055200.5888 | 38704.7864 | 909.6992 | 39614.4856 | 888.7025 | 15292.0056 | 3817.3852
[5 empty] | RB_GUP-Land_G | CUSTOMER | 4760869.4168 | 3760704.7854 | 877350.1625 | 6513.1172 | 855.6663 | 884718.946 | 14027.2242 | 5489.4202 | 2447.0775 | 1042.5408 | 23006.2627 | 202.1234 | 3394.3791 | 6342.021 | 1564.4832 | 11503.0067 | 4741.5435 | 71.8258 | 4813.3693 | 281.2432 | 62857.9787 | 12983.8248
|  |  | General & Intangible | 14332733 | RB_GUP-Land_G | TOTAL | 14332733 | 8576838.5324 | 2145609.4532 | 20063.6318 | 1115.8865 | 2166788.9714 | 561581.3645 | 150200.4422 | 11325.2793 | 2780.6293 | 725887.7152 | 33017.0418 | 358940.27 | 1913746.178 | 287756.5806 | 2593460.0704 | 153579.5845 | 3390.5154 | 156970.0999 | 3066.0067 | 89981.668 | 19739.9359
[6 empty] | PRODUCTION | 45654262.0742 | 22386244.0442 | 5662849.2802 | 66207.3214 | 1631.0509 | 5730687.6526 | 2369407.1859 | 674795.5348 | 53400.2734 | 11271.8562 | 3108874.8502 | 142331.0088 | 1551657.6905 | 10362960.1852 | 1625752.6387 | 13682701.5232 | 643121.5483 | 15525.1893 | 658646.7376 | 11212.6953 | 60797.4712 | 15097.0999
[6 empty] | BULKTRAN | 19001134.7039 | 9317071.8192 | 2356856.8868 | 27555.2419 | 678.8374 | 2385090.966 | 986138.4909 | 280847.4012 | 22224.9959 | 4691.3048 | 1293902.1928 | 59237.6384 | 645794.1812 | 4313025.6293 | 676632.224 | 5694689.6729 | 267664.8053 | 6461.5263 | 274126.3316 | 4666.6822 | 25303.6822 | 6283.357
[6 empty] | SUBTRAN | 7711535.8747 | 3662222.3255 | 937474.8765 | 10924.6034 | 358.1546 | 948757.6346 | 408597.0984 | 115815.9249 | 11863.3636 | 0 | 536276.3869 | 22883.2726 | 264482.1309 | 2154404.0855 | 0 | 2441769.489 | 110890.9358 | 2653.1395 | 113544.0753 | 1820.933 | 5720.095 | 1424.9355
[6 empty] | DISTPRI | 15993324.005 | 10627542.2766 | 2675607.3299 | 31223.3787 | 0 | 2706830.7086 | 1153795.9951 | 327537.755 | 0 | 0 | 1481333.7502 | 65805.225 | 761129.4751 | 0 | 0 | 826934.7002 | 313120.7931 | 7502.1154 | 320622.9085 | 5387.1684 | 19747.661 | 4924.8317
[6 empty] | DISTSEC | 5824880.4511 | 4348866.0087 | 976262.7909 | 0 | 0 | 976262.7909 | 344142.9256 | 0 | 0 | 0 | 344142.9256 | 15231.9574 | 0 | 0 | 0 | 15231.9574 | 95780.1098 | 0 | 95780.1098 | 1561.8168 | 34487.2905 | 8547.5515
[6 empty] | ENERGY | 2555221.8705 | 928906.1448 | 299819.4663 | 3432.3641 | 86.9931 | 303338.8234 | 145087.9463 | 40498.3829 | 3206.2877 | 657.2743 | 189449.8912 | 9667.8721 | 115538.8955 | 816805.9302 | 130901.046 | 1072913.7439 | 39354.5055 | 924.9699 | 40279.4753 | 903.6207 | 15548.7053 | 3881.4659
[6 empty] | CUSTOMER | 27862023.0206 | 20975373.5758 | 5046927.1787 | 31855.2023 | 4117.9117 | 5082900.2928 | 77083.1618 | 26769.5564 | 11807.3356 | 5053.8919 | 120713.9457 | 1099.4002 | 16528.406 | 30613.3986 | 7581.5579 | 55822.7625 | 26256.0694 | 350.6013 | 26606.6708 | 1579.164 | 1383831.0417 | 215195.5673
|  | Total Depreciation & Amort Expense |  | 124602382 |  | TOTAL | 124602382 | 72246226.1947 | 17955797.8093 | 171198.1118 | 6872.9477 | 18133868.8688 | 5484252.8041 | 1466264.5552 | 102502.2561 | 21674.3271 | 7074693.9426 | 316256.3744 | 3355130.7792 | 17677809.2287 | 2440867.4666 | 23790063.849 | 1496188.7672 | 33417.5416 | 1529606.3089 | 27132.0803 | 1545435.947 | 255354.8087
Depreciation & Amortization Adjustments
[5 empty] | RB_GUP-Land_P | PRODUCTION | -197828.4015 | -97003.7555 | -24538.1783 | -286.8886 | -7.0676 | -24832.1345 | -10267.0816 | -2924.0145 | -231.3933 | -48.843 | -13471.3325 | -616.7467 | -6723.6211 | -44904.6322 | -7044.6883 | -59289.6884 | -2786.7652 | -67.2735 | -2854.0387 | -48.5867 | -263.4467 | -65.4185
[5 empty] | RB_GUP-Land_P | BULKTRAN | -3496.6642 | -1714.5645 | -433.7182 | -5.0708 | -0.12492 | -438.9139 | -181.4731 | -51.6827 | -4.0899 | -0.86331 | -238.109 | -10.9011 | -118.8416 | -793.7001 | -124.5165 | -1047.9594 | -49.2567 | -1.1891 | -50.4458 | -0.85878 | -4.6565 | -1.1563
[5 empty] | RB_GUP-Land_P | SUBTRAN | -1341.0007 | -636.8437 | -163.0226 | -1.8997 | -0.062281 | -164.9846 | -71.0532 | -20.1399 | -2.063 | 0 | -93.256 | -3.9793 | -45.9922 | -374.641 | 0 | -424.6125 | -19.2834 | -0.46137 | -19.7448 | -0.31665 | -0.9947 | -0.24779
[5 empty] | RB_GUP-Land_P | DISTPRI | -1598.7313 | -1062.3548 | -267.4602 | -3.1212 | 0 | -270.5813 | -115.3362 | -32.7415 | 0 | 0 | -148.0777 | -6.578 | -76.0843 | 0 | 0 | -82.6624 | -31.3003 | -0.74993 | -32.0502 | -0.53851 | -1.974 | -0.4923
[5 empty] | RB_GUP-Land_P | DISTSEC | -671.0767 | -501.0271 | -112.4739 | 0 | 0 | -112.4739 | -39.6482 | 0 | 0 | 0 | -39.6482 | -1.7549 | 0 | 0 | 0 | -1.7549 | -11.0347 | 0 | -11.0347 | -0.17993 | -3.9732 | -0.98475
[5 empty] | RB_GUP-Land_P | ENERGY | -199.5478 | -72.5421 | -23.4141 | -0.26805 | -0.0067936 | -23.689 | -11.3305 | -3.1627 | -0.25039 | -0.051329 | -14.7949 | -0.755 | -9.0229 | -63.7877 | -10.2226 | -83.7882 | -3.0734 | -0.072235 | -3.1456 | -0.070567 | -1.2143 | -0.30312
[5 empty] | RB_GUP-Land_P | CUSTOMER | -4182.8978 | -3361.985 | -794.1808 | -2.1634 | -0.067944 | -796.4122 | -9.6743 | -1.847 | -0.19431 | -0.082783 | -11.7984 | -0.13364 | -1.0691 | -0.50359 | -0.12423 | -1.8306 | -3.3633 | -0.029221 | -3.3925 | -0.21048 | -4.9912 | -2.2774
|  |  | Adj 7 - Decommissioning Rider Removal | -209318.32 | RB_GUP-Land_P | TOTAL | -209318.32 | -104353.0726 | -26332.448 | -299.4118 | -7.3296 | -26639.1894 | -10695.5973 | -3033.5881 | -237.9909 | -49.8405 | -14017.0167 | -640.8487 | -6974.6313 | -46137.2646 | -7179.5517 | -60932.2963 | -2904.077 | -69.7754 | -2973.8523 | -50.7616 | -281.2507 | -70.8802
[5 empty] | RB_GUP-Land_P | PRODUCTION | -7963381.0071 | -3904787.4731 | -987759.3976 | -11548.4098 | -284.5009 | -999592.3083 | -413290.9245 | -117703.2264 | -9314.5022 | -1966.1272 | -542274.7803 | -24826.5113 | -270652.5266 | -1807590.2789 | -283576.7593 | -2386646.0761 | -112178.3967 | -2708.0275 | -114886.4242 | -1955.8079 | -10604.7805 | -2633.3567
[5 empty] | RB_GUP-Land_P | BULKTRAN | -140754.6598 | -69018.0505 | -17458.8831 | -204.1209 | -5.0286 | -17668.0326 | -7305.0157 | -2080.4326 | -164.636 | -34.7518 | -9584.8362 | -438.8145 | -4783.848 | -31949.5896 | -5012.2869 | -42184.539 | -1982.7799 | -47.865 | -2030.645 | -34.5694 | -187.442 | -46.5452
[5 empty] | RB_GUP-Land_P | SUBTRAN | -53980.6194 | -25635.4937 | -6562.3081 | -76.472 | -2.5071 | -6641.2872 | -2860.1727 | -810.7095 | -83.0433 | 0 | -3753.9255 | -160.1825 | -1851.3704 | -15080.7918 | 0 | -17092.3447 | -776.2347 | -18.5719 | -794.8066 | -12.7465 | -40.0406 | -9.9745
[5 empty] | RB_GUP-Land_P | DISTPRI | -64355.301 | -42764.0109 | -10766.3369 | -125.6393 | 0 | -10891.9762 | -4642.7427 | -1317.9744 | 0 | 0 | -5960.7171 | -264.7927 | -3062.6977 | 0 | 0 | -3327.4904 | -1259.9622 | -30.1877 | -1290.1498 | -21.6773 | -79.4623 | -19.817
[5 empty] | RB_GUP-Land_P | DISTSEC | -27013.511 | -20168.3349 | -4527.5239 | 0 | 0 | -4527.5239 | -1595.9999 | 0 | 0 | 0 | -1595.9999 | -70.6398 | 0 | 0 | 0 | -70.6398 | -444.1906 | 0 | -444.1906 | -7.2431 | -159.9385 | -39.6402
[5 empty] | RB_GUP-Land_P | ENERGY | -8032.592 | -2920.1081 | -942.5121 | -10.79 | -0.27347 | -953.5755 | -456.0983 | -127.3107 | -10.0793 | -2.0662 | -595.5544 | -30.3919 | -363.2079 | -2567.71 | -411.5004 | -3372.8102 | -123.7148 | -2.9077 | -126.6225 | -2.8406 | -48.8789 | -12.2018
[5 empty] | RB_GUP-Land_P | CUSTOMER | -168378.2931 | -135333.285 | -31968.9393 | -87.0865 | -2.735 | -32058.7608 | -389.4305 | -74.3475 | -7.8218 | -3.3323 | -474.932 | -5.3795 | -43.0371 | -20.2714 | -5.0007 | -73.6887 | -135.385 | -1.1763 | -136.5613 | -8.4725 | -200.9173 | -91.6755
|  |  | Adj 49 - Remove Mitchell from Rate Base and Cost of Service | -8425895.9835 | RB_GUP-Land_P | TOTAL | -8425895.9835 | -4200626.7563 | -1059985.9011 | -12052.5184 | -295.0451 | -1072333.4646 | -430540.3844 | -122114.001 | -9580.0826 | -2006.2775 | -564240.7455 | -25796.7122 | -280756.6877 | -1857208.6418 | -289005.5472 | -2452767.5889 | -116900.6639 | -2808.7361 | -119709.4 | -2043.3573 | -11321.4601 | -2853.2109
[5 empty] | RB_GUP-Land_P | PRODUCTION | -8842116.8466 | -4335669.368 | -1096755.7627 | -12822.7431 | -315.8948 | -1109894.4005 | -458896.3712 | -130691.4337 | -10342.3303 | -2183.0836 | -602113.2188 | -27566.0443 | -300518.2426 | -2007052.5877 | -314868.6265 | -2650005.5011 | -124556.9552 | -3006.8504 | -127563.8056 | -2171.6255 | -11774.9871 | -2923.94
[5 empty] | RB_GUP-Land_P | BULKTRAN | -156286.5255 | -76633.9908 | -19385.4199 | -226.645 | -5.5835 | -19617.6484 | -8111.1029 | -2310.0023 | -182.8032 | -38.5865 | -10642.4948 | -487.2364 | -5311.7317 | -35475.1335 | -5565.3781 | -46839.4797 | -2201.5739 | -53.1468 | -2254.7207 | -38.384 | -208.1257 | -51.6813
[5 empty] | RB_GUP-Land_P | SUBTRAN | -59937.2231 | -28464.2956 | -7286.4397 | -84.9105 | -2.7837 | -7374.1339 | -3175.7844 | -900.1689 | -92.2069 | 0 | -4168.1603 | -177.8582 | -2055.6637 | -16744.9131 | 0 | -18978.435 | -861.8899 | -20.6213 | -882.5112 | -14.153 | -44.4589 | -11.0752
[5 empty] | RB_GUP-Land_P | DISTPRI | -71456.7206 | -47482.8947 | -11954.3708 | -139.5032 | 0 | -12093.874 | -5155.0558 | -1463.409 | 0 | 0 | -6618.4648 | -294.0118 | -3400.6574 | 0 | 0 | -3694.6692 | -1398.9953 | -33.5188 | -1432.5141 | -24.0694 | -88.2308 | -22.0037
[5 empty] | RB_GUP-Land_P | DISTSEC | -29994.373 | -22393.8517 | -5027.123 | 0 | 0 | -5027.123 | -1772.1138 | 0 | 0 | 0 | -1772.1138 | -78.4347 | 0 | 0 | 0 | -78.4347 | -493.2057 | 0 | -493.2057 | -8.0423 | -177.5873 | -44.0144
[5 empty] | RB_GUP-Land_P | ENERGY | -8918.9651 | -3242.3335 | -1046.5155 | -11.9806 | -0.30365 | -1058.7998 | -506.4274 | -141.359 | -11.1915 | -2.2942 | -661.2721 | -33.7456 | -403.2868 | -2851.0493 | -456.9082 | -3744.99 | -137.3663 | -3.2286 | -140.5949 | -3.1541 | -54.2725 | -13.5482
[5 empty] | RB_GUP-Land_P | CUSTOMER | -186958.346 | -150266.9178 | -35496.6184 | -96.6962 | -3.0368 | -35596.3514 | -432.403 | -82.5515 | -8.6849 | -3.7001 | -527.3394 | -5.9731 | -47.7861 | -22.5083 | -5.5525 | -81.82 | -150.3244 | -1.3061 | -151.6305 | -9.4074 | -223.0879 | -101.7917
|  |  | Adj 19 - Env Surcharge - Remove Mitchell FGD Expenses | -9355669 | RB_GUP-Land_P | TOTAL | -9355669 | -4664153.6522 | -1176952.2499 | -13382.4786 | -327.6025 | -1190662.331 | -478049.2585 | -135588.9244 | -10637.2167 | -2227.6644 | -626503.064 | -28643.3041 | -311737.3683 | -2062146.192 | -320896.4654 | -2723423.3297 | -129800.3107 | -3118.672 | -132918.9827 | -2268.8358 | -12570.7502 | -3168.0544
[5 empty] | RB_GUP-Land_P | PRODUCTION | 1871802.4026 | 917825.0503 | 232174.0492 | 2714.4678 | 66.8723 | 234955.3892 | 97144.5351 | 27666.2867 | 2189.3851 | 462.1406 | 127462.3474 | 5835.5017 | 63617.206 | 424876.2961 | 66655.0626 | 560984.0664 | 26367.6687 | 636.5252 | 27004.1939 | 459.715 | 2492.6666 | 618.9737
[5 empty] | RB_GUP-Land_P | BULKTRAN | 33084.5542 | 16222.7768 | 4103.7317 | 47.9789 | 1.182 | 4152.8926 | 1717.0528 | 489.0082 | 38.6979 | 8.1684 | 2252.9274 | 103.1439 | 1124.4493 | 7509.7899 | 1178.1441 | 9915.5273 | 466.0548 | 11.2507 | 477.3056 | 8.1256 | 44.0585 | 10.9405
[5 empty] | RB_GUP-Land_P | SUBTRAN | 12688.2103 | 6025.654 | 1542.4785 | 17.9748 | 0.58929 | 1561.0427 | 672.2871 | 190.5583 | 19.5194 | 0 | 882.3648 | 37.6511 | 435.1669 | 3544.7585 | 0 | 4017.5764 | 182.4549 | 4.3654 | 186.8203 | 2.9961 | 9.4116 | 2.3445
[5 empty] | RB_GUP-Land_P | DISTPRI | 15126.7919 | 10051.7328 | 2530.6406 | 29.5317 | 0 | 2560.1723 | 1091.2823 | 309.7915 | 0 | 0 | 1401.0738 | 62.2398 | 719.8908 | 0 | 0 | 782.1307 | 296.1556 | 7.0956 | 303.2513 | 5.0953 | 18.6777 | 4.658
[5 empty] | RB_GUP-Land_P | DISTSEC | 6349.5586 | 4740.5917 | 1064.2 | 0 | 0 | 1064.2 | 375.1417 | 0 | 0 | 0 | 375.1417 | 16.604 | 0 | 0 | 0 | 16.604 | 104.4075 | 0 | 104.4075 | 1.7025 | 37.5937 | 9.3175
[5 empty] | RB_GUP-Land_P | ENERGY | 1888.0705 | 686.375 | 221.5386 | 2.5362 | 0.06428 | 224.1391 | 107.2065 | 29.9245 | 2.3691 | 0.48566 | 139.9858 | 7.1437 | 85.3725 | 603.5434 | 96.7237 | 792.7831 | 29.0793 | 0.68347 | 29.7628 | 0.66769 | 11.489 | 2.868
[5 empty] | RB_GUP-Land_P | CUSTOMER | 39577.5228 | 31810.2534 | 7514.3381 | 20.4698 | 0.64287 | 7535.4508 | 91.5361 | 17.4755 | 1.8385 | 0.78327 | 111.6334 | 1.2645 | 10.1159 | 4.7648 | 1.1754 | 17.3206 | 31.8224 | 0.27648 | 32.0989 | 1.9915 | 47.2259 | 21.5484
|  |  | Adj 8 - Environmental Surcharge Revenue Sync | 1980517.1109 | RB_GUP-Land_P | TOTAL | 1980517.111 | 987362.4341 | 249150.9768 | 2832.9591 | 69.3507 | 252053.2866 | 101199.0416 | 28703.0446 | 2251.8101 | 471.578 | 132625.4743 | 6063.5486 | 65992.2013 | 436539.1527 | 67931.1058 | 576526.0084 | 27477.6434 | 660.1968 | 28137.8402 | 480.2936 | 2661.123 | 670.6507
[5 empty] | RB_GUP-Land_P | PRODUCTION | 439924.3008 | 215713.7649 | 54567.1948 | 637.9735 | 15.7168 | 55220.8851 | 22831.5989 | 6502.3273 | 514.5648 | 108.6156 | 29957.1066 | 1371.5011 | 14951.7678 | 99857.4461 | 15665.7464 | 131846.4614 | 6197.1169 | 149.6007 | 6346.7175 | 108.0455 | 585.8442 | 145.4756
[5 empty] | RB_GUP-Land_P | BULKTRAN | 7775.767 | 3812.7923 | 964.4882 | 11.2763 | 0.2778 | 976.0423 | 403.554 | 114.9302 | 9.0951 | 1.9198 | 529.499 | 24.2416 | 264.2761 | 1765.0042 | 276.8958 | 2330.4177 | 109.5355 | 2.6442 | 112.1797 | 1.9097 | 10.3549 | 2.5713
[5 empty] | RB_GUP-Land_P | SUBTRAN | 2982.0733 | 1416.192 | 362.5243 | 4.2246 | 0.1385 | 366.8873 | 158.0057 | 44.7864 | 4.5876 | 0 | 207.3796 | 8.849 | 102.276 | 833.1143 | 0 | 944.2394 | 42.8818 | 1.026 | 43.9078 | 0.70416 | 2.212 | 0.55103
[5 empty] | RB_GUP-Land_P | DISTPRI | 3555.2061 | 2362.4297 | 594.7691 | 6.9407 | 0 | 601.7099 | 256.4809 | 72.8094 | 0 | 0 | 329.2903 | 14.628 | 169.1939 | 0 | 0 | 183.8219 | 69.6046 | 1.6677 | 71.2723 | 1.1975 | 4.3898 | 1.0948
[5 empty] | RB_GUP-Land_P | DISTSEC | 1492.3184 | 1114.1675 | 250.1158 | 0 | 0 | 250.1158 | 88.1685 | 0 | 0 | 0 | 88.1685 | 3.9024 | 0 | 0 | 0 | 3.9024 | 24.5386 | 0 | 24.5386 | 0.40013 | 8.8355 | 2.1899
[5 empty] | RB_GUP-Land_P | ENERGY | 443.7478 | 161.3167 | 52.0676 | 0.59607 | 0.015107 | 52.6788 | 25.1964 | 7.0331 | 0.55681 | 0.11414 | 32.9005 | 1.679 | 20.0648 | 141.8491 | 22.7327 | 186.3255 | 6.8344 | 0.16063 | 6.9951 | 0.15693 | 2.7002 | 0.67407
[5 empty] | RB_GUP-Land_P | CUSTOMER | 9301.7906 | 7476.2718 | 1766.0731 | 4.811 | 0.15109 | 1771.0352 | 21.5135 | 4.1072 | 0.4321 | 0.18409 | 26.2369 | 0.29718 | 2.3775 | 1.1199 | 0.27625 | 4.0708 | 7.4791 | 0.064981 | 7.5441 | 0.46805 | 11.0994 | 5.0645
|  |  | Adj 28 - NERC Compliance & Cyber Security | 465475.204 | RB_GUP-Land_P | TOTAL | 465475.204 | 232056.935 | 58557.2329 | 665.8222 | 16.2993 | 59239.3544 | 23784.5178 | 6745.9935 | 529.2364 | 110.8336 | 31170.5813 | 1425.0983 | 15509.9561 | 102598.5335 | 15965.6512 | 135499.239 | 6457.991 | 155.1642 | 6613.1551 | 112.882 | 625.436 | 157.6211
[5 empty] | RB_GUP-Land_P | PRODUCTION | 519598.331 | 254781.3613 | 64449.7775 | 753.5159 | 18.5632 | 65221.8567 | 26966.5955 | 7679.954 | 607.7569 | 128.2868 | 35382.5932 | 1619.8916 | 17659.66 | 117942.4784 | 18502.9463 | 155724.9762 | 7319.4674 | 176.6946 | 7496.162 | 127.6134 | 691.9456 | 171.8225
[5 empty] | RB_GUP-Land_P | BULKTRAN | 9184.0245 | 4503.3214 | 1139.1652 | 13.3186 | 0.32811 | 1152.8119 | 476.641 | 135.745 | 10.7422 | 2.2675 | 625.3958 | 28.632 | 312.1387 | 2084.6615 | 327.044 | 2752.4761 | 129.3733 | 3.1231 | 132.4965 | 2.2556 | 12.2303 | 3.037
[5 empty] | RB_GUP-Land_P | SUBTRAN | 3522.1522 | 1672.6764 | 428.1805 | 4.9897 | 0.16358 | 433.3338 | 186.6219 | 52.8975 | 5.4185 | 0 | 244.9379 | 10.4517 | 120.7991 | 983.9984 | 0 | 1115.2491 | 50.6481 | 1.2118 | 51.8599 | 0.83169 | 2.6126 | 0.65082
[5 empty] | RB_GUP-Land_P | DISTPRI | 4199.0842 | 2790.2858 | 702.4869 | 8.1978 | 0 | 710.6847 | 302.9318 | 85.9958 | 0 | 0 | 388.9276 | 17.2773 | 199.8363 | 0 | 0 | 217.1136 | 82.2106 | 1.9697 | 84.1803 | 1.4144 | 5.1848 | 1.293
[5 empty] | RB_GUP-Land_P | DISTSEC | 1762.5899 | 1315.9528 | 295.414 | 0 | 0 | 295.414 | 104.1365 | 0 | 0 | 0 | 104.1365 | 4.6091 | 0 | 0 | 0 | 4.6091 | 28.9828 | 0 | 28.9828 | 0.4726 | 10.4357 | 2.5865
[5 empty] | RB_GUP-Land_P | ENERGY | 524.1142 | 190.5326 | 61.4975 | 0.70403 | 0.017844 | 62.2193 | 29.7597 | 8.3068 | 0.65766 | 0.13482 | 38.859 | 1.983 | 23.6988 | 167.5391 | 26.8498 | 220.0707 | 8.0722 | 0.18973 | 8.2619 | 0.18535 | 3.1893 | 0.79615
[5 empty] | RB_GUP-Land_P | CUSTOMER | 10986.424 | 8830.2882 | 2085.924 | 5.6823 | 0.17846 | 2091.7847 | 25.4097 | 4.8511 | 0.51036 | 0.21743 | 30.9886 | 0.351 | 2.8081 | 1.3227 | 0.32629 | 4.8081 | 8.8337 | 0.07675 | 8.9104 | 0.55281 | 13.1095 | 5.9817
|  |  | Adj 18 - Wholesale Load Production | 549776.72 | RB_GUP-Land_P | TOTAL | 549776.72 | 274084.4184 | 69162.4455 | 786.4082 | 19.2512 | 69968.105 | 28092.0962 | 7967.7503 | 625.0856 | 130.9065 | 36815.8386 | 1683.1957 | 18318.9409 | 121180 | 18857.1663 | 160039.303 | 7627.5881 | 183.2657 | 7810.8538 | 133.3259 | 738.7078 | 186.1676
[5 empty] | RB_GUP-Land_T | PRODUCTION | 7054.2047 | 3458.9793 | 874.9873 | 10.2299 | 0.25202 | 885.4692 | 366.1057 | 104.2651 | 8.2511 | 1.7417 | 480.3635 | 21.9921 | 239.7522 | 1601.2184 | 251.2009 | 2114.1636 | 99.371 | 2.3989 | 101.7699 | 1.7325 | 9.394 | 2.3327
[5 empty] | RB_GUP-Land_T | BULKTRAN | 350682.2635 | 171954.5641 | 43497.8185 | 508.5557 | 12.5285 | 44018.9026 | 18200.033 | 5183.28 | 410.1814 | 86.5821 | 23880.0765 | 1093.2815 | 11918.6864 | 79600.593 | 12487.8289 | 105100.3898 | 4939.9839 | 119.253 | 5059.2369 | 86.1276 | 467.0012 | 115.9648
[5 empty] | RB_GUP-Land_T | SUBTRAN | 143081.1417 | 67949.4928 | 17394.0675 | 202.6969 | 6.6453 | 17603.4097 | 7581.1797 | 2148.8683 | 220.1149 | 0 | 9950.1628 | 424.5801 | 4907.2462 | 39973.178 | 0 | 45305.0043 | 2057.4892 | 49.2268 | 2106.716 | 33.7859 | 106.1316 | 26.4385
[5 empty] | RB_GUP-Land_T | DISTPRI | 0 | 0 | 0 | 0 | 0 | 0 | 0 | 0 | 0 | 0 | 0 | 0 | 0 | 0 | 0 | 0 | 0 | 0 | 0 | 0 | 0 | 0
[5 empty] | RB_GUP-Land_T | DISTSEC | 0 | 0 | 0 | 0 | 0 | 0 | 0 | 0 | 0 | 0 | 0 | 0 | 0 | 0 | 0 | 0 | 0 | 0 | 0 | 0 | 0 | 0
[5 empty] | RB_GUP-Land_T | ENERGY | 0 | 0 | 0 | 0 | 0 | 0 | 0 | 0 | 0 | 0 | 0 | 0 | 0 | 0 | 0 | 0 | 0 | 0 | 0 | 0 | 0 | 0
[5 empty] | RB_GUP-Land_T | CUSTOMER | 0 | 0 | 0 | 0 | 0 | 0 | 0 | 0 | 0 | 0 | 0 | 0 | 0 | 0 | 0 | 0 | 0 | 0 | 0 | 0 | 0 | 0
|  |  | Adj 18 - Wholesale Load Transmission | 500817.61 | RB_GUP-Land_T | TOTAL | 500817.61 | 243363.0362 | 61766.8733 | 721.4825 | 19.4258 | 62507.7816 | 26147.3183 | 7436.4134 | 638.5473 | 88.3237 | 34310.6028 | 1539.8537 | 17065.6848 | 121174.9894 | 12739.0298 | 152519.5578 | 7096.8441 | 170.8787 | 7267.7228 | 121.646 | 582.5268 | 144.736
[5 empty] | RB_GUP-Land_D | PRODUCTION | 0 | 0 | 0 | 0 | 0 | 0 | 0 | 0 | 0 | 0 | 0 | 0 | 0 | 0 | 0 | 0 | 0 | 0 | 0 | 0 | 0 | 0
[5 empty] | RB_GUP-Land_D | BULKTRAN | 0 | 0 | 0 | 0 | 0 | 0 | 0 | 0 | 0 | 0 | 0 | 0 | 0 | 0 | 0 | 0 | 0 | 0 | 0 | 0 | 0 | 0
[5 empty] | RB_GUP-Land_D | SUBTRAN | 0 | 0 | 0 | 0 | 0 | 0 | 0 | 0 | 0 | 0 | 0 | 0 | 0 | 0 | 0 | 0 | 0 | 0 | 0 | 0 | 0 | 0
[5 empty] | RB_GUP-Land_D | DISTPRI | 14002.7733 | 9304.824 | 2342.5976 | 27.3373 | 0 | 2369.9349 | 1010.193 | 286.772 | 0 | 0 | 1296.965 | 57.615 | 666.3983 | 0 | 0 | 724.0133 | 274.1494 | 6.5684 | 280.7177 | 4.7167 | 17.2898 | 4.3119
[5 empty] | RB_GUP-Land_D | DISTSEC | 5076.7686 | 3790.3244 | 850.8776 | 0 | 0 | 850.8776 | 299.9433 | 0 | 0 | 0 | 299.9433 | 13.2757 | 0 | 0 | 0 | 13.2757 | 83.4787 | 0 | 83.4787 | 1.3612 | 30.058 | 7.4498
[5 empty] | RB_GUP-Land_D | ENERGY | 0 | 0 | 0 | 0 | 0 | 0 | 0 | 0 | 0 | 0 | 0 | 0 | 0 | 0 | 0 | 0 | 0 | 0 | 0 | 0 | 0 | 0
[5 empty] | RB_GUP-Land_D | CUSTOMER | 22238.9281 | 16520.316 | 4005.6567 | 24.9094 | 3.2511 | 4033.8172 | 61.0713 | 20.9104 | 9.3284 | 3.9978 | 95.308 | 0.86989 | 12.9208 | 24.1889 | 5.9968 | 43.9764 | 20.8242 | 0.27287 | 21.097 | 1.2547 | 1321.2282 | 201.9305
|  |  | Adj 18 - Wholesale Load Distribution | 41318.47 | RB_GUP-Land_D | TOTAL | 41318.47 | 29615.4644 | 7199.1319 | 52.2467 | 3.2511 | 7254.6297 | 1371.2076 | 307.6824 | 9.3284 | 3.9978 | 1692.2163 | 71.7606 | 679.3191 | 24.1889 | 5.9968 | 781.2653 | 378.4522 | 6.8413 | 385.2935 | 7.3326 | 1368.576 | 213.6922
[5 empty] | RB_GUP-Land_G | PRODUCTION | 71103.8247 | 34865.2568 | 8819.5543 | 103.114 | 2.5403 | 8925.2085 | 3690.2122 | 1050.9543 | 83.1678 | 17.5553 | 4841.8895 | 221.6722 | 2416.6155 | 16139.7002 | 2532.014 | 21310.0019 | 1001.6239 | 24.1796 | 1025.8035 | 17.4631 | 94.6885 | 23.5128
[5 empty] | RB_GUP-Land_G | BULKTRAN | 19132.1357 | 9381.3072 | 2373.1059 | 27.7452 | 0.68352 | 2401.5347 | 992.9373 | 282.7837 | 22.3782 | 4.7236 | 1302.8228 | 59.646 | 650.2465 | 4342.7613 | 681.2972 | 5733.951 | 269.5102 | 6.5061 | 276.0163 | 4.6989 | 25.4781 | 6.3267
[5 empty] | RB_GUP-Land_G | SUBTRAN | 7337.3382 | 3484.5152 | 891.9845 | 10.3945 | 0.34078 | 902.7197 | 388.7702 | 110.196 | 11.2877 | 0 | 510.2539 | 21.7729 | 251.6483 | 2049.8629 | 0 | 2323.2841 | 105.51 | 2.5244 | 108.0344 | 1.7326 | 5.4425 | 1.3558
[5 empty] | RB_GUP-Land_G | DISTPRI | 34009.4051 | 22599.2039 | 5689.6123 | 66.3957 | 0 | 5756.0081 | 2453.5184 | 696.5009 | 0 | 0 | 3150.0193 | 139.9332 | 1618.5229 | 0 | 0 | 1758.456 | 665.8436 | 15.9531 | 681.7966 | 11.4557 | 41.9929 | 10.4725
[5 empty] | RB_GUP-Land_G | DISTSEC | 12475.0788 | 9313.9158 | 2090.8507 | 0 | 0 | 2090.8507 | 737.0469 | 0 | 0 | 0 | 737.0469 | 32.6221 | 0 | 0 | 0 | 32.6221 | 205.1311 | 0 | 205.1311 | 3.3449 | 73.861 | 18.3062
[5 empty] | RB_GUP-Land_G | ENERGY | 51286.4958 | 18644.307 | 6017.7513 | 68.8918 | 1.7461 | 6088.3892 | 2912.0964 | 812.8531 | 64.3542 | 13.1923 | 3802.496 | 194.0463 | 2319.01 | 16394.3157 | 2627.3476 | 21534.7195 | 789.8941 | 18.5653 | 808.4594 | 18.1368 | 312.0819 | 77.9059
[5 empty] | RB_GUP-Land_G | CUSTOMER | 97160.6618 | 76749.1258 | 17905.1167 | 132.9208 | 17.4626 | 18055.5001 | 286.2701 | 112.0291 | 49.9404 | 21.2764 | 469.5159 | 4.125 | 69.2731 | 129.4291 | 31.9282 | 234.7554 | 96.7663 | 1.4658 | 98.2321 | 5.7397 | 1282.8167 | 264.9762
|  |  | Adj 18 - Wholesale Load General | 292504.94 | RB_GUP-Land_G | TOTAL | 292504.94 | 175037.6317 | 43787.9757 | 409.4621 | 22.7732 | 44220.211 | 11460.8514 | 3065.3171 | 231.1283 | 56.7476 | 14814.0444 | 673.8176 | 7325.3163 | 39056.0691 | 5872.587 | 52927.79 | 3134.2792 | 69.1942 | 3203.4735 | 62.5716 | 1836.3617 | 402.8561
[5 empty] | RB_GUP-Land_P | PRODUCTION | 2131821.9389 | 1045323.7883 | 264426.2722 | 3091.5453 | 76.1618 | 267593.9794 | 110639.2698 | 31509.5209 | 2493.5213 | 526.3384 | 145168.6504 | 6646.1345 | 72454.5257 | 483897.5568 | 75914.3831 | 638912.6002 | 30030.5068 | 724.9474 | 30755.4542 | 523.5759 | 2838.9328 | 704.9578
[5 empty] | RB_GUP-Land_P | BULKTRAN | 37680.4616 | 18476.3474 | 4673.7975 | 54.6438 | 1.3462 | 4729.7874 | 1955.5755 | 556.9383 | 44.0736 | 9.3032 | 2565.8905 | 117.472 | 1280.651 | 8553.0048 | 1341.8048 | 11292.9327 | 530.7964 | 12.8136 | 543.61 | 9.2543 | 50.1788 | 12.4603
[5 empty] | RB_GUP-Land_P | SUBTRAN | 14450.7802 | 6862.7016 | 1756.7504 | 20.4718 | 0.67115 | 1777.8933 | 765.6772 | 217.0295 | 22.231 | 0 | 1004.9376 | 42.8814 | 495.6176 | 4037.175 | 0 | 4575.674 | 207.8004 | 4.9718 | 212.7722 | 3.4123 | 10.719 | 2.6702
[5 empty] | RB_GUP-Land_P | DISTPRI | 17228.1149 | 11448.0591 | 2882.182 | 33.634 | 0 | 2915.816 | 1242.8767 | 352.8258 | 0 | 0 | 1595.7026 | 70.8858 | 819.8937 | 0 | 0 | 890.7796 | 337.2958 | 8.0813 | 345.3771 | 5.8031 | 21.2723 | 5.3051
[5 empty] | RB_GUP-Land_P | DISTSEC | 7231.6012 | 5399.1262 | 1212.0323 | 0 | 0 | 1212.0323 | 427.2542 | 0 | 0 | 0 | 427.2542 | 18.9105 | 0 | 0 | 0 | 18.9105 | 118.9112 | 0 | 118.9112 | 1.939 | 42.816 | 10.6118
[5 empty] | RB_GUP-Land_P | ENERGY | 2150.3499 | 781.722 | 252.3134 | 2.8885 | 0.073209 | 255.2751 | 122.0989 | 34.0815 | 2.6983 | 0.55313 | 159.4318 | 8.136 | 97.2319 | 687.384 | 110.1599 | 902.9118 | 33.1188 | 0.77841 | 33.8972 | 0.76044 | 13.085 | 3.2665
[5 empty] | RB_GUP-Land_P | CUSTOMER | 45075.3944 | 36229.1426 | 8558.1848 | 23.3133 | 0.73217 | 8582.2303 | 104.2518 | 19.903 | 2.0939 | 0.89208 | 127.1408 | 1.4401 | 11.5212 | 5.4267 | 1.3387 | 19.7267 | 36.243 | 0.31489 | 36.5579 | 2.2681 | 53.7862 | 24.5418
|  |  | Adj 37 & 48 - Annualization Depreciation/Amortization Exp Production | 2255638.641 | RB_GUP-Land_P | TOTAL | 2255638.641 | 1124520.8873 | 283761.5325 | 3226.4968 | 78.9845 | 287067.0138 | 115257.004 | 32690.299 | 2564.618 | 537.0867 | 151049.0078 | 6905.8603 | 75159.4412 | 497180.5473 | 77367.6866 | 656613.5354 | 31294.6724 | 751.9074 | 32046.5798 | 547.0131 | 3030.7902 | 763.8135
[5 empty] | RB_GUP-Land_T | PRODUCTION | -22428.7599 | -10997.7836 | -2782.0116 | -32.5259 | -0.80129 | -2815.3388 | -1164.0286 | -331.5096 | -26.2342 | -5.5376 | -1527.3099 | -69.9235 | -762.2894 | -5091.0547 | -798.6903 | -6721.9579 | -315.949 | -7.6271 | -323.5761 | -5.5085 | -29.8682 | -7.4168
[5 empty] | RB_GUP-Land_T | BULKTRAN | -1114990.0804 | -546727.4886 | -138300.7957 | -1616.9467 | -39.8343 | -139957.5767 | -57866.7881 | -16480.1772 | -1304.1668 | -275.2866 | -75926.4187 | -3476.0755 | -37895.3214 | -253089.1375 | -39704.9034 | -334165.4377 | -15706.62 | -379.1635 | -16085.7836 | -273.8418 | -1484.8247 | -368.7085
[5 empty] | RB_GUP-Land_T | SUBTRAN | -454924.7861 | -216044.6032 | -55304.2305 | -644.4725 | -21.1285 | -55969.8316 | -24104.2706 | -6832.3011 | -699.8526 | 0 | -31636.4243 | -1349.9474 | -15602.5309 | -127094.2434 | 0 | -144046.7218 | -6541.7624 | -156.516 | -6698.2784 | -107.4219 | -337.4442 | -84.0609
[5 empty] | RB_GUP-Land_T | DISTPRI | 0 | 0 | 0 | 0 | 0 | 0 | 0 | 0 | 0 | 0 | 0 | 0 | 0 | 0 | 0 | 0 | 0 | 0 | 0 | 0 | 0 | 0
[5 empty] | RB_GUP-Land_T | DISTSEC | 0 | 0 | 0 | 0 | 0 | 0 | 0 | 0 | 0 | 0 | 0 | 0 | 0 | 0 | 0 | 0 | 0 | 0 | 0 | 0 | 0 | 0
[5 empty] | RB_GUP-Land_T | ENERGY | 0 | 0 | 0 | 0 | 0 | 0 | 0 | 0 | 0 | 0 | 0 | 0 | 0 | 0 | 0 | 0 | 0 | 0 | 0 | 0 | 0 | 0
[5 empty] | RB_GUP-Land_T | CUSTOMER | 0 | 0 | 0 | 0 | 0 | 0 | 0 | 0 | 0 | 0 | 0 | 0 | 0 | 0 | 0 | 0 | 0 | 0 | 0 | 0 | 0 | 0
|  |  | Adj 37 & 48 - Annualization Depreciation/Amortization Exp Transmission | -1592343.6264 | RB_GUP-Land_T | TOTAL | -1592343.6264 | -773769.8753 | -196387.0379 | -2293.9451 | -61.7641 | -198742.7471 | -83135.0873 | -23643.9879 | -2030.2536 | -280.8242 | -109090.1529 | -4895.9465 | -54260.1416 | -385274.4356 | -40503.5937 | -484934.1174 | -22564.3314 | -543.3067 | -23107.6381 | -386.7721 | -1852.1371 | -460.1862
[5 empty] | RB_GUP-Land_D | PRODUCTION | 0 | 0 | 0 | 0 | 0 | 0 | 0 | 0 | 0 | 0 | 0 | 0 | 0 | 0 | 0 | 0 | 0 | 0 | 0 | 0 | 0 | 0
[5 empty] | RB_GUP-Land_D | BULKTRAN | 0 | 0 | 0 | 0 | 0 | 0 | 0 | 0 | 0 | 0 | 0 | 0 | 0 | 0 | 0 | 0 | 0 | 0 | 0 | 0 | 0 | 0
[5 empty] | RB_GUP-Land_D | SUBTRAN | 0 | 0 | 0 | 0 | 0 | 0 | 0 | 0 | 0 | 0 | 0 | 0 | 0 | 0 | 0 | 0 | 0 | 0 | 0 | 0 | 0 | 0
[5 empty] | RB_GUP-Land_D | DISTPRI | 1537341.3461 | 1021561.2554 | 257189.9233 | 3001.3142 | 0 | 260191.2375 | 110907.4191 | 31484.2201 | 0 | 0 | 142391.6392 | 6325.4576 | 73162.7654 | 0 | 0 | 79488.223 | 30098.4049 | 721.1329 | 30819.5378 | 517.8359 | 1898.223 | 473.3942
[5 empty] | RB_GUP-Land_D | DISTSEC | 557370.0352 | 416133.4504 | 93416.4453 | 0 | 0 | 93416.4453 | 32930.2818 | 0 | 0 | 0 | 32930.2818 | 1457.5126 | 0 | 0 | 0 | 1457.5126 | 9164.9886 | 0 | 9164.9886 | 149.4468 | 3300.0132 | 817.8965
[5 empty] | RB_GUP-Land_D | ENERGY | 0 | 0 | 0 | 0 | 0 | 0 | 0 | 0 | 0 | 0 | 0 | 0 | 0 | 0 | 0 | 0 | 0 | 0 | 0 | 0 | 0 | 0
[5 empty] | RB_GUP-Land_D | CUSTOMER | 2441575.1688 | 1813738.2005 | 439774.4305 | 2734.7654 | 356.9336 | 442866.1295 | 6704.9185 | 2295.7204 | 1024.1531 | 438.9135 | 10463.7055 | 95.5035 | 1418.5556 | 2655.66 | 658.3743 | 4828.0935 | 2286.2512 | 29.9578 | 2316.209 | 137.7481 | 145055.4615 | 22169.6211
|  |  | Adj 37 & 48 - Annualization Depreciation/Amortization Exp Distribution | 4536286.5501 | RB_GUP-Land_D | TOTAL | 4536286.5501 | 3251432.9064 | 790380.7991 | 5736.0797 | 356.9336 | 796473.8123 | 150542.6194 | 33779.9405 | 1024.1531 | 438.9135 | 185785.6265 | 7878.4737 | 74581.321 | 2655.66 | 658.3743 | 85773.8291 | 41549.6447 | 751.0907 | 42300.7354 | 805.0308 | 150253.6977 | 23460.9118
[5 empty] | RB_GUP-Land_G | PRODUCTION | -21680.7487 | -10631.0016 | -2689.23 | -31.4412 | -0.77457 | -2721.4458 | -1125.2076 | -320.4536 | -25.3593 | -5.3529 | -1476.3733 | -67.5916 | -736.8666 | -4921.2653 | -772.0535 | -6497.777 | -305.4119 | -7.3728 | -312.7847 | -5.3248 | -28.8721 | -7.1695
[5 empty] | RB_GUP-Land_G | BULKTRAN | -5833.7091 | -2860.5179 | -723.5998 | -8.46 | -0.20842 | -732.2682 | -302.7632 | -86.2255 | -6.8235 | -1.4403 | -397.2525 | -18.1871 | -198.2711 | -1324.1807 | -207.7389 | -1748.3778 | -82.1782 | -1.9838 | -84.162 | -1.4328 | -7.7687 | -1.9291
[5 empty] | RB_GUP-Land_G | SUBTRAN | -2237.2775 | -1062.4871 | -271.981 | -3.1695 | -0.10391 | -275.2544 | -118.5425 | -33.6006 | -3.4418 | 0 | -155.585 | -6.6389 | -76.7318 | -625.0376 | 0 | -708.4083 | -32.1718 | -0.76973 | -32.9415 | -0.52829 | -1.6595 | -0.4134
[5 empty] | RB_GUP-Land_G | DISTPRI | -10370.038 | -6890.8763 | -1734.8582 | -20.2452 | 0 | -1755.1034 | -748.1189 | -212.3748 | 0 | 0 | -960.4937 | -42.668 | -493.5148 | 0 | 0 | -536.1827 | -203.0269 | -4.8644 | -207.8912 | -3.493 | -12.8043 | -3.1933
[5 empty] | RB_GUP-Land_G | DISTSEC | -3803.8608 | -2839.9691 | -637.5354 | 0 | 0 | -637.5354 | -224.738 | 0 | 0 | 0 | -224.738 | -9.947 | 0 | 0 | 0 | -9.947 | -62.5479 | 0 | -62.5479 | -1.0199 | -22.5215 | -5.5819
[5 empty] | RB_GUP-Land_G | ENERGY | -15638.1128 | -5684.9619 | -1834.9133 | -21.0063 | -0.5324 | -1856.452 | -887.947 | -247.8526 | -19.6227 | -4.0226 | -1159.4448 | -59.168 | -707.105 | -4998.9018 | -801.1223 | -6566.2972 | -240.852 | -5.6609 | -246.5128 | -5.5302 | -95.159 | -23.7548
[5 empty] | RB_GUP-Land_G | CUSTOMER | -29625.9154 | -23402.0957 | -5459.5704 | -40.5298 | -5.3246 | -5505.4248 | -87.2885 | -34.1595 | -15.2277 | -6.4875 | -143.1633 | -1.2578 | -21.1225 | -39.4651 | -9.7355 | -71.5809 | -29.5057 | -0.44696 | -29.9526 | -1.7501 | -391.1523 | -80.7957
|  |  | Adj 37 & 48 - Annualization Depreciation/Amortization Exp General | -89189.6622 | RB_GUP-Land_G | TOTAL | -89189.6622 | -53371.9097 | -13351.6882 | -124.8519 | -6.9439 | -13483.484 | -3494.6058 | -934.6666 | -70.4749 | -17.3033 | -4517.0506 | -205.4583 | -2233.6118 | -11908.8505 | -1790.6503 | -16138.5709 | -955.6943 | -21.0985 | -976.7928 | -19.0791 | -559.9375 | -122.8376
[5 empty] | RB_GUP-Land_D | PRODUCTION | 0 | 0 | 0 | 0 | 0 | 0 | 0 | 0 | 0 | 0 | 0 | 0 | 0 | 0 | 0 | 0 | 0 | 0 | 0 | 0 | 0 | 0
[5 empty] | RB_GUP-Land_D | BULKTRAN | 0 | 0 | 0 | 0 | 0 | 0 | 0 | 0 | 0 | 0 | 0 | 0 | 0 | 0 | 0 | 0 | 0 | 0 | 0 | 0 | 0 | 0
[5 empty] | RB_GUP-Land_D | SUBTRAN | 0 | 0 | 0 | 0 | 0 | 0 | 0 | 0 | 0 | 0 | 0 | 0 | 0 | 0 | 0 | 0 | 0 | 0 | 0 | 0 | 0 | 0
[5 empty] | RB_GUP-Land_D | DISTPRI | 198255.7049 | 131740.6491 | 33167.2401 | 387.0498 | 0 | 33554.2899 | 14302.6327 | 4060.2084 | 0 | 0 | 18362.8411 | 815.7317 | 9435.0781 | 0 | 0 | 10250.8098 | 3881.4935 | 92.9974 | 3974.4909 | 66.7802 | 244.795 | 61.049
[5 empty] | RB_GUP-Land_D | DISTSEC | 71878.4995 | 53664.6144 | 12046.9948 | 0 | 0 | 12046.9948 | 4246.6927 | 0 | 0 | 0 | 4246.6927 | 187.961 | 0 | 0 | 0 | 187.961 | 1181.9179 | 0 | 1181.9179 | 19.2727 | 425.5701 | 105.476
[5 empty] | RB_GUP-Land_D | ENERGY | 0 | 0 | 0 | 0 | 0 | 0 | 0 | 0 | 0 | 0 | 0 | 0 | 0 | 0 | 0 | 0 | 0 | 0 | 0 | 0 | 0 | 0
[5 empty] | RB_GUP-Land_D | CUSTOMER | 314865.7956 | 233899.8729 | 56713.3577 | 352.6756 | 46.0302 | 57112.0636 | 864.667 | 296.0563 | 132.0749 | 56.6023 | 1349.4006 | 12.3161 | 182.9371 | 342.4742 | 84.904 | 622.6315 | 294.8352 | 3.8634 | 298.6986 | 17.764 | 18706.3679 | 2858.9967
|  |  | Adj 50 - Veg Management Tree Trimming & Dist Investments | 585000 | RB_GUP-Land_D | TOTAL | 585000 | 419305.1363 | 101927.5926 | 739.7254 | 46.0302 | 102713.3483 | 19413.9923 | 4356.2648 | 132.0749 | 56.6023 | 23958.9343 | 1016.0088 | 9618.0152 | 342.4742 | 84.904 | 11061.4022 | 5358.2466 | 96.8607 | 5455.1074 | 103.8169 | 19376.733 | 3025.5217
[5 empty] | RB_GUP-Land_P | PRODUCTION | 107145.7316 | 52538.1506 | 13290.1092 | 155.3816 | 3.8279 | 13449.3187 | 5560.7484 | 1583.6739 | 125.3248 | 26.4539 | 7296.2009 | 334.0358 | 3641.5767 | 24320.7731 | 3815.4697 | 32111.8555 | 1509.3384 | 36.436 | 1545.7743 | 26.315 | 142.6852 | 35.4313
[5 empty] | RB_GUP-Land_P | BULKTRAN | 1893.8264 | 928.6244 | 234.9059 | 2.7464 | 0.067659 | 237.7199 | 98.2876 | 27.9918 | 2.2151 | 0.46758 | 128.9621 | 5.9042 | 64.3657 | 429.8755 | 67.4393 | 567.5847 | 26.6779 | 0.64401 | 27.3219 | 0.46512 | 2.522 | 0.62626
[5 empty] | RB_GUP-Land_P | SUBTRAN | 726.2987 | 344.9205 | 88.2946 | 1.0289 | 0.033732 | 89.3572 | 38.4831 | 10.9079 | 1.1173 | 0 | 50.5083 | 2.1552 | 24.9098 | 202.9091 | 0 | 229.9742 | 10.4441 | 0.24988 | 10.694 | 0.1715 | 0.53874 | 0.13421
[5 empty] | RB_GUP-Land_P | DISTPRI | 865.888 | 575.3814 | 144.859 | 1.6905 | 0 | 146.5494 | 62.4672 | 17.7331 | 0 | 0 | 80.2003 | 3.5627 | 41.208 | 0 | 0 | 44.7707 | 16.9525 | 0.40617 | 17.3587 | 0.29166 | 1.0691 | 0.26663
[5 empty] | RB_GUP-Land_P | DISTSEC | 363.4615 | 271.361 | 60.9169 | 0 | 0 | 60.9169 | 21.4739 | 0 | 0 | 0 | 21.4739 | 0.95045 | 0 | 0 | 0 | 0.95045 | 5.9765 | 0 | 5.9765 | 0.097454 | 2.1519 | 0.53335
[5 empty] | RB_GUP-Land_P | ENERGY | 108.077 | 39.2895 | 12.6813 | 0.14518 | 0.0036795 | 12.8302 | 6.1367 | 1.7129 | 0.13561 | 0.0278 | 8.0131 | 0.40892 | 4.8869 | 34.548 | 5.5367 | 45.3805 | 1.6646 | 0.039123 | 1.7037 | 0.03822 | 0.65766 | 0.16417
[5 empty] | RB_GUP-Land_P | CUSTOMER | 2265.497 | 1820.8828 | 430.1358 | 1.1717 | 0.036799 | 431.3443 | 5.2397 | 1.0003 | 0.10524 | 0.044836 | 6.3901 | 0.07238 | 0.57906 | 0.27275 | 0.067283 | 0.99147 | 1.8216 | 0.015826 | 1.8374 | 0.114 | 2.7033 | 1.2335
|  |  | Adj 38 - ARO Depreciation Expense | 113368.78 | RB_GUP-Land_P | TOTAL | 113368.78 | 56518.6102 | 14261.9027 | 162.1643 | 3.9698 | 14428.0367 | 5792.8365 | 1643.02 | 128.8981 | 26.9941 | 7591.7487 | 347.0897 | 3777.5262 | 24988.3785 | 3888.513 | 33001.5075 | 1572.8755 | 37.791 | 1610.6665 | 27.493 | 152.328 | 38.3894
[6 empty] | PRODUCTION | -11898985.0297 | -5834583.0301 | -1475922.6357 | -17255.7805 | -425.1049 | -1493603.5211 | -617544.5479 | -175873.6557 | -13917.8474 | -2937.8122 | -810273.8632 | -37096.0884 | -404412.4424 | -2700924.3498 | -423723.9949 | -3566156.8755 | -167618.385 | -4046.3691 | -171664.754 | -2922.3929 | -15845.7977 | -3934.7951
[6 empty] | BULKTRAN | -961928.6061 | -471674.8788 | -119315.4038 | -1394.9786 | -34.366 | -120744.7484 | -49923.0619 | -14217.843 | -1125.1359 | -237.4964 | -65503.5371 | -2998.8935 | -32693.2 | -218346.0512 | -34254.3697 | -288292.5144 | -13550.4767 | -327.1135 | -13877.5902 | -236.2498 | -1280.9938 | -318.0937
[6 empty] | SUBTRAN | -387632.9122 | -184087.5706 | -47123.7017 | -549.143 | -18.0032 | -47690.848 | -20538.7987 | -5821.6761 | -596.3313 | 0 | -26956.8061 | -1150.265 | -13294.6251 | -108294.6307 | 0 | -122739.5208 | -5574.1135 | -133.3644 | -5707.4779 | -91.5322 | -287.5299 | -71.6267
[6 empty] | DISTPRI | 1676803.5234 | 1114233.6846 | 280521.2848 | 3273.5829 | 0 | 283794.8677 | 120968.5485 | 34340.3574 | 0 | 0 | 155308.9058 | 6899.2808 | 79799.8331 | 0 | 0 | 86699.1139 | 32828.8259 | 786.5515 | 33615.3774 | 564.8121 | 2070.4231 | 516.3389
[6 empty] | DISTSEC | 602517.0903 | 449840.3213 | 100983.1912 | 0 | 0 | 100983.1912 | 35597.6395 | 0 | 0 | 0 | 35597.6395 | 1575.5713 | 0 | 0 | 0 | 1575.5713 | 9907.3541 | 0 | 9907.3541 | 161.552 | 3567.3147 | 884.1462
[6 empty] | ENERGY | 23611.6376 | 8583.5972 | 2770.4947 | 31.7169 | 0.80386 | 2803.0154 | 1340.6914 | 374.227 | 29.6278 | 6.0736 | 1750.6199 | 89.3364 | 1067.6421 | 7547.7303 | 1209.5967 | 9914.3056 | 363.657 | 8.5472 | 372.2042 | 8.3499 | 143.6785 | 35.8669
[6 empty] | CUSTOMER | 2593901.7307 | 1914710.0704 | 465033.9086 | 3074.2435 | 414.2544 | 468522.4065 | 7246.0814 | 2579.1479 | 1188.5483 | 509.309 | 11523.0866 | 103.4956 | 1598.0735 | 3081.9106 | 763.9745 | 5547.4542 | 2466.2982 | 33.3503 | 2499.6485 | 148.0605 | 165673.6498 | 25277.3542
|  | Total Depreciation & Amort Adjustments |  | -8351712.566 |  | TOTAL | -8351712.566 | -3002977.8061 | -793052.862 | -12820.3588 | -62.4159 | -805935.6367 | -522853.4479 | -158619.4424 | -14421.1385 | -2659.9259 | -698553.9547 | -32577.5627 | -367934.7188 | -3016935.3908 | -456004.7933 | -3873452.4656 | -141176.84 | -3678.3979 | -144855.2379 | -2367.4004 | 154040.7447 | 22389.1906
[6 empty] | PRODUCTION | 33755277.0445 | 16551661.014 | 4186926.6445 | 48951.5409 | 1205.946 | 4237084.1315 | 1751862.6379 | 498921.8792 | 39482.426 | 8334.044 | 2298600.9871 | 105234.9203 | 1147245.2481 | 7662035.8354 | 1202028.6438 | 10116544.6478 | 475503.1633 | 11478.8202 | 486981.9835 | 8290.3024 | 44951.6736 | 11162.3048
[6 empty] | BULKTRAN | 18039206.0978 | 8845396.9404 | 2237541.483 | 26160.2633 | 644.4714 | 2264346.2176 | 936215.429 | 266629.5582 | 21099.86 | 4453.8084 | 1228398.6556 | 56238.745 | 613100.9812 | 4094679.578 | 642377.8544 | 5406397.1585 | 254114.3286 | 6134.4128 | 260248.7414 | 4430.4324 | 24022.6884 | 5965.2633
[6 empty] | SUBTRAN | 7323902.9625 | 3478134.7548 | 890351.1748 | 10375.4605 | 340.1514 | 901066.7866 | 388058.2996 | 109994.2488 | 11267.0323 | 0 | 509319.5808 | 21733.0076 | 251187.5058 | 2046109.4548 | 0 | 2319029.9682 | 105316.8223 | 2519.7751 | 107836.5974 | 1729.4008 | 5432.5651 | 1353.3088
[6 empty] | DISTPRI | 17670127.5284 | 11741775.9611 | 2956128.6147 | 34496.9615 | 0 | 2990625.5762 | 1274764.5436 | 361878.1124 | 0 | 0 | 1636642.656 | 72704.5058 | 840929.3082 | 0 | 0 | 913633.814 | 345949.619 | 8288.6669 | 354238.2859 | 5951.9805 | 21818.0842 | 5441.1706
[6 empty] | DISTSEC | 6427397.5414 | 4798706.3299 | 1077245.982 | 0 | 0 | 1077245.982 | 379740.5651 | 0 | 0 | 0 | 379740.5651 | 16807.5287 | 0 | 0 | 0 | 16807.5287 | 105687.4639 | 0 | 105687.4639 | 1723.3688 | 38054.6053 | 9431.6976
[6 empty] | ENERGY | 2578833.5081 | 937489.742 | 302589.961 | 3464.081 | 87.7969 | 306141.8389 | 146428.6377 | 40872.6099 | 3235.9155 | 663.3479 | 191200.511 | 9757.2085 | 116606.5377 | 824353.6605 | 132110.6428 | 1082828.0494 | 39718.1625 | 933.5171 | 40651.6796 | 911.9706 | 15692.3838 | 3917.3327
[6 empty] | CUSTOMER | 30455924.7512 | 22890083.6463 | 5511961.0873 | 34929.4459 | 4532.1661 | 5551422.6993 | 84329.2432 | 29348.7043 | 12995.8839 | 5563.2009 | 132237.0323 | 1202.8958 | 18126.4795 | 33695.3092 | 8345.5323 | 61370.2167 | 28722.3677 | 383.9516 | 29106.3193 | 1727.2245 | 1549504.6915 | 240472.9215
| Adjusted Depreciation & Amortization Expense |  |  | 116250669.434 |  | TOTAL | 116250669.434 | 69243248.3886 | 17162744.9473 | 158377.753 | 6810.5318 | 17327933.2322 | 4961399.3562 | 1307645.1128 | 88081.1176 | 19014.4012 | 6376139.9878 | 283678.8117 | 2987196.0605 | 14660873.8379 | 1984862.6733 | 19916611.3834 | 1355011.9273 | 29739.1437 | 1384751.071 | 24764.6799 | 1699476.6917 | 277743.9994
Taxes Other Than Income
[5 empty] | LABOR_M | PRODUCTION | 524105.3406 | 256991.3416 | 65008.8166 | 760.0519 | 18.7243 | 65787.5928 | 27200.5045 | 7746.5701 | 613.0286 | 129.3995 | 35689.5028 | 1633.9426 | 17812.8404 | 118965.5145 | 18663.4413 | 157075.7387 | 7382.9567 | 178.2273 | 7561.1839 | 128.7204 | 697.9475 | 173.3129
[5 empty] | LABOR_M | BULKTRAN | 141022.7164 | 69149.4901 | 17492.1322 | 204.5096 | 5.0382 | 17701.68 | 7318.9276 | 2084.3946 | 164.9496 | 34.8179 | 9603.0898 | 439.6502 | 4792.9585 | 32010.4351 | 5021.8324 | 42264.8762 | 1986.556 | 47.9562 | 2034.5122 | 34.6352 | 187.799 | 46.6339
[5 empty] | LABOR_M | SUBTRAN | 54083.4214 | 25684.3146 | 6574.8055 | 76.6177 | 2.5119 | 6653.9351 | 2865.6197 | 812.2534 | 83.2015 | 0 | 3761.0746 | 160.4876 | 1854.8962 | 15109.512 | 0 | 17124.8958 | 777.7129 | 18.6073 | 796.3202 | 12.7708 | 40.1168 | 9.9935
[5 empty] | LABOR_M | DISTPRI | 250682.8701 | 166578.4298 | 41938.0564 | 489.4021 | 0 | 42427.4585 | 18084.8516 | 5133.8986 | 0 | 0 | 23218.7503 | 1031.4455 | 11930.1104 | 0 | 0 | 12961.556 | 4907.924 | 117.5898 | 5025.5138 | 84.4397 | 309.5292 | 77.1929
[5 empty] | LABOR_M | DISTSEC | 91953.6387 | 68652.7487 | 15411.6323 | 0 | 0 | 15411.6323 | 5432.7629 | 0 | 0 | 0 | 5432.7629 | 240.4571 | 0 | 0 | 0 | 240.4571 | 1512.0189 | 0 | 1512.0189 | 24.6554 | 544.4287 | 134.9347
[5 empty] | LABOR_M | ENERGY | 378032.0748 | 137426.9379 | 44356.7646 | 507.8008 | 12.8702 | 44877.4355 | 21465.0234 | 5991.5297 | 474.3539 | 97.2404 | 28028.1475 | 1430.3125 | 17093.3917 | 120842.2815 | 19366.1437 | 158732.1294 | 5822.2988 | 136.8446 | 5959.1434 | 133.6861 | 2300.3518 | 574.2431
[5 empty] | LABOR_M | CUSTOMER | 716169.9382 | 565716.7794 | 131978.3755 | 979.7578 | 128.7165 | 133086.8498 | 2110.0928 | 825.7647 | 368.1099 | 156.8277 | 3460.7951 | 30.4051 | 510.611 | 954.02 | 235.3427 | 1730.3788 | 713.2628 | 10.8046 | 724.0674 | 42.307 | 9455.6247 | 1953.1359
|  |  | Federal Insurance Contribution Excise | 2156050 | LABOR_M | TOTAL | 2156050 | 1290200.0419 | 322760.5832 | 3018.1399 | 167.861 | 325946.5841 | 84477.7825 | 22594.4112 | 1703.6436 | 418.2856 | 109194.1229 | 4966.7006 | 53994.8082 | 287881.7632 | 43286.7602 | 390130.0321 | 23102.7302 | 510.0298 | 23612.76 | 461.2145 | 13535.7978 | 2969.4468
[5 empty] | LABOR_M | PRODUCTION | 2370.8167 | 1162.5132 | 294.0706 | 3.4381 | 0.0847 | 297.5935 | 123.0428 | 35.042 | 2.7731 | 0.58535 | 161.4433 | 7.3912 | 80.5773 | 538.1465 | 84.425 | 710.54 | 33.3972 | 0.80622 | 34.2034 | 0.58227 | 3.1572 | 0.78399
[5 empty] | LABOR_M | BULKTRAN | 637.9233 | 312.8012 | 79.1265 | 0.92511 | 0.022791 | 80.0744 | 33.1075 | 9.4289 | 0.74616 | 0.1575 | 43.4401 | 1.9888 | 21.6812 | 144.8008 | 22.7165 | 191.1873 | 8.9863 | 0.21693 | 9.2032 | 0.15667 | 0.84952 | 0.21095
[5 empty] | LABOR_M | SUBTRAN | 244.6491 | 116.1843 | 29.7415 | 0.34658 | 0.011362 | 30.0994 | 12.9628 | 3.6743 | 0.37637 | 0 | 17.0134 | 0.72597 | 8.3907 | 68.3486 | 0 | 77.4653 | 3.518 | 0.084171 | 3.6022 | 0.057769 | 0.18147 | 0.045206
[5 empty] | LABOR_M | DISTPRI | 1133.9765 | 753.5259 | 189.7089 | 2.2138 | 0 | 191.9227 | 81.8077 | 23.2234 | 0 | 0 | 105.0312 | 4.6658 | 53.9665 | 0 | 0 | 58.6322 | 22.2012 | 0.53192 | 22.7332 | 0.38197 | 1.4002 | 0.34919
[5 empty] | LABOR_M | DISTSEC | 415.9569 | 310.5541 | 69.7153 | 0 | 0 | 69.7153 | 24.5754 | 0 | 0 | 0 | 24.5754 | 1.0877 | 0 | 0 | 0 | 1.0877 | 6.8397 | 0 | 6.8397 | 0.11153 | 2.4628 | 0.61038
[5 empty] | LABOR_M | ENERGY | 1710.047 | 621.6576 | 200.65 | 2.2971 | 0.058219 | 203.0053 | 97.0981 | 27.103 | 2.1458 | 0.43987 | 126.7867 | 6.4701 | 77.3228 | 546.6361 | 87.6037 | 718.0327 | 26.3375 | 0.61902 | 26.9565 | 0.60474 | 10.4058 | 2.5976
[5 empty] | LABOR_M | CUSTOMER | 3239.6305 | 2559.0481 | 597.0108 | 4.432 | 0.58226 | 602.025 | 9.5451 | 3.7354 | 1.6652 | 0.70942 | 15.6551 | 0.13754 | 2.3098 | 4.3156 | 1.0646 | 7.8275 | 3.2265 | 0.048875 | 3.2754 | 0.19138 | 42.773 | 8.8351
|  |  | Federal Unemployment Tax | 9753 | LABOR_M | TOTAL | 9753 | 5836.2844 | 1460.0236 | 13.6527 | 0.75933 | 1474.4357 | 382.1395 | 102.2069 | 7.7065 | 1.8921 | 493.9451 | 22.4671 | 244.2482 | 1302.2476 | 195.8098 | 1764.7727 | 104.5064 | 2.3071 | 106.8135 | 2.0863 | 61.2299 | 13.4324
[5 empty] | LABOR_M | PRODUCTION | 4050.0541 | 1985.9153 | 502.3594 | 5.8733 | 0.14469 | 508.3774 | 210.1935 | 59.8621 | 4.7372 | 0.99994 | 275.7927 | 12.6264 | 137.6497 | 919.3128 | 144.2228 | 1213.8118 | 57.0522 | 1.3773 | 58.4295 | 0.99469 | 5.3934 | 1.3393
[5 empty] | LABOR_M | BULKTRAN | 1089.7611 | 534.3566 | 135.1715 | 1.5804 | 0.038933 | 136.7907 | 56.5574 | 16.1073 | 1.2747 | 0.26906 | 74.2084 | 3.3974 | 37.0379 | 247.3625 | 38.8065 | 326.6043 | 15.3512 | 0.37058 | 15.7218 | 0.26765 | 1.4512 | 0.36037
[5 empty] | LABOR_M | SUBTRAN | 417.9327 | 198.477 | 50.8072 | 0.59207 | 0.01941 | 51.4187 | 22.1442 | 6.2767 | 0.64294 | 0 | 29.0639 | 1.2402 | 14.3338 | 116.7596 | 0 | 132.3336 | 6.0098 | 0.14379 | 6.1536 | 0.098687 | 0.31001 | 0.077225
[5 empty] | LABOR_M | DISTPRI | 1937.1663 | 1287.2444 | 324.0787 | 3.7819 | 0 | 327.8606 | 139.7517 | 39.6725 | 0 | 0 | 179.4242 | 7.9706 | 92.1906 | 0 | 0 | 100.1612 | 37.9263 | 0.90868 | 38.8349 | 0.65251 | 2.3919 | 0.59651
[5 empty] | LABOR_M | DISTSEC | 710.577 | 530.5181 | 119.0943 | 0 | 0 | 119.0943 | 41.982 | 0 | 0 | 0 | 41.982 | 1.8581 | 0 | 0 | 0 | 1.8581 | 11.6842 | 0 | 11.6842 | 0.19053 | 4.2071 | 1.0427
[5 empty] | LABOR_M | ENERGY | 2921.2645 | 1061.9745 | 342.7694 | 3.9241 | 0.099455 | 346.793 | 165.8722 | 46.2999 | 3.6656 | 0.75143 | 216.5891 | 11.0528 | 132.0902 | 933.8157 | 149.653 | 1226.6116 | 44.9921 | 1.0575 | 46.0496 | 1.0331 | 17.7761 | 4.4375
[5 empty] | LABOR_M | CUSTOMER | 5534.2443 | 4371.6089 | 1019.8705 | 7.5711 | 0.99466 | 1028.4363 | 16.3059 | 6.3811 | 2.8446 | 1.2119 | 26.7435 | 0.23496 | 3.9458 | 7.3722 | 1.8186 | 13.3716 | 5.5118 | 0.083493 | 5.5953 | 0.32693 | 73.0689 | 15.093
|  |  | Kentucky Unemployment | 16661 | LABOR_M | TOTAL | 16661 | 9970.0948 | 2494.1509 | 23.3228 | 1.2972 | 2518.7709 | 652.8069 | 174.5996 | 13.165 | 3.2323 | 843.8038 | 38.3805 | 417.248 | 2224.6228 | 334.5009 | 3014.7522 | 178.5277 | 3.9413 | 182.469 | 3.5641 | 104.5987 | 22.9466
[5 empty] | RB_GUP | PRODUCTION | 2942597.1564 | 1442881.6736 | 364992.9586 | 4267.3229 | 105.1277 | 369365.4092 | 152717.6332 | 43493.2322 | 3441.8581 | 726.5156 | 200379.2391 | 9173.7946 | 100010.4547 | 667933.634 | 104786.1662 | 881904.0494 | 41451.7189 | 1000.6596 | 42452.3786 | 722.7024 | 3918.6367 | 973.0676
[5 empty] | RB_GUP | BULKTRAN | 3116373.059 | 1528091.4566 | 386547.7205 | 4519.3308 | 111.336 | 391178.3873 | 161736.4159 | 46061.7373 | 3645.118 | 769.4201 | 212212.6914 | 9715.5556 | 105916.6002 | 707378.6426 | 110974.3427 | 933985.141 | 43899.6618 | 1059.7539 | 44959.4157 | 765.3818 | 4150.0529 | 1030.5324
[5 empty] | RB_GUP | SUBTRAN | 1194667.2237 | 567349.6239 | 145233.1321 | 1692.434 | 55.4851 | 146981.0512 | 63299.6551 | 17942.1443 | 1837.8663 | 0 | 83079.6657 | 3545.065 | 40973.4375 | 333759.1875 | 0 | 378277.6899 | 17179.1675 | 411.023 | 17590.1905 | 282.098 | 886.1542 | 220.7503
[5 empty] | RB_GUP | DISTPRI | 1991173.0621 | 1323131.8199 | 333113.8191 | 3887.3189 | 0 | 337001.138 | 143647.9061 | 40778.537 | 0 | 0 | 184426.4431 | 8192.7679 | 94760.8207 | 0 | 0 | 102953.5885 | 38983.6214 | 934.0153 | 39917.6368 | 670.7039 | 2458.589 | 613.1428
[5 empty] | RB_GUP | DISTSEC | 704062.4133 | 525654.2384 | 118002.4109 | 0 | 0 | 118002.4109 | 41597.0938 | 0 | 0 | 0 | 41597.0938 | 1841.1105 | 0 | 0 | 0 | 1841.1105 | 11577.0917 | 0 | 11577.0917 | 188.7792 | 4168.5328 | 1033.1559
[5 empty] | RB_GUP | ENERGY | 132839.8052 | 48291.5839 | 15586.8889 | 178.4403 | 4.5226 | 15769.8518 | 7542.7714 | 2105.413 | 166.6871 | 34.1701 | 9849.0417 | 502.6093 | 6006.5877 | 42463.7649 | 6805.2288 | 55778.1907 | 2045.9456 | 48.0869 | 2094.0325 | 46.9771 | 808.3396 | 201.788
[5 empty] | RB_GUP | CUSTOMER | 3208967.2802 | 2398872.0637 | 579578.427 | 3621.0732 | 469.9798 | 583669.48 | 8836.9455 | 3041.2945 | 1348.0899 | 577.4137 | 13803.7436 | 125.9353 | 1878.3968 | 3495.4622 | 866.1609 | 6365.9552 | 3011.9637 | 39.7668 | 3051.7305 | 181.3498 | 175937.9142 | 27085.0433
|  |  | Kentucky Real & Personal Property | 13290680 | RB_GUP | TOTAL | 13290680 | 7834272.46 | 1943055.3571 | 18165.9201 | 746.4511 | 1961967.7284 | 579378.421 | 153422.3583 | 10439.6194 | 2107.5196 | 745347.9183 | 33096.8381 | 349546.2976 | 1755030.691 | 223431.8986 | 2361105.7253 | 158149.1706 | 3493.3057 | 161642.4763 | 2857.9922 | 192328.2193 | 31157.4804
[5 empty] | RSALE | PRODUCTION | 0 | 0 | 0 | 0 | 0 | 0 | 0 | 0 | 0 | 0 | 0 | 0 | 0 | 0 | 0 | 0 | 0 | 0 | 0 | 0 | 0 | 0
[5 empty] | RSALE | BULKTRAN | 0 | 0 | 0 | 0 | 0 | 0 | 0 | 0 | 0 | 0 | 0 | 0 | 0 | 0 | 0 | 0 | 0 | 0 | 0 | 0 | 0 | 0
[5 empty] | RSALE | SUBTRAN | 0 | 0 | 0 | 0 | 0 | 0 | 0 | 0 | 0 | 0 | 0 | 0 | 0 | 0 | 0 | 0 | 0 | 0 | 0 | 0 | 0 | 0
[5 empty] | RSALE | DISTPRI | 0 | 0 | 0 | 0 | 0 | 0 | 0 | 0 | 0 | 0 | 0 | 0 | 0 | 0 | 0 | 0 | 0 | 0 | 0 | 0 | 0 | 0
[5 empty] | RSALE | DISTSEC | 0 | 0 | 0 | 0 | 0 | 0 | 0 | 0 | 0 | 0 | 0 | 0 | 0 | 0 | 0 | 0 | 0 | 0 | 0 | 0 | 0 | 0
[5 empty] | RSALE | ENERGY | 0 | 0 | 0 | 0 | 0 | 0 | 0 | 0 | 0 | 0 | 0 | 0 | 0 | 0 | 0 | 0 | 0 | 0 | 0 | 0 | 0 | 0
[5 empty] | RSALE | CUSTOMER | 0 | 0 | 0 | 0 | 0 | 0 | 0 | 0 | 0 | 0 | 0 | 0 | 0 | 0 | 0 | 0 | 0 | 0 | 0 | 0 | 0 | 0
|  |  | Kentucky PSC Maintenance | 0 | RSALE | TOTAL | 0 | 0 | 0 | 0 | 0 | 0 | 0 | 0 | 0 | 0 | 0 | 0 | 0 | 0 | 0 | 0 | 0 | 0 | 0 | 0 | 0 | 0
[5 empty] | TDPLANT | PRODUCTION | 322.526 | 158.1483 | 40.0054 | 0.46772 | 0.011523 | 40.4846 | 16.7388 | 4.7671 | 0.37725 | 0.07963 | 21.9627 | 1.0055 | 10.9617 | 73.2095 | 11.4852 | 96.6619 | 4.5434 | 0.10968 | 4.653 | 0.079212 | 0.42951 | 0.10665
[5 empty] | TDPLANT | BULKTRAN | 17065.0343 | 8367.7187 | 2116.7075 | 24.7475 | 0.60967 | 2142.0647 | 885.657 | 252.2308 | 19.9604 | 4.2133 | 1162.0614 | 53.2017 | 579.9917 | 3873.5545 | 607.6875 | 5114.4353 | 240.3914 | 5.8031 | 246.1945 | 4.1912 | 22.7254 | 5.6431
[5 empty] | TDPLANT | SUBTRAN | 6541.8264 | 3106.7252 | 795.2758 | 9.2675 | 0.30383 | 804.8472 | 346.6198 | 98.2486 | 10.0639 | 0 | 454.9323 | 19.4123 | 224.3647 | 1827.6175 | 0 | 2071.3944 | 94.0707 | 2.2507 | 96.3214 | 1.5447 | 4.8525 | 1.2088
[5 empty] | TDPLANT | DISTPRI | 10640.1386 | 7070.3578 | 1780.0448 | 20.7725 | 0 | 1800.8173 | 767.6046 | 217.9064 | 0 | 0 | 985.511 | 43.7793 | 506.369 | 0 | 0 | 550.1483 | 208.315 | 4.9911 | 213.306 | 3.584 | 13.1378 | 3.2764
[5 empty] | TDPLANT | DISTSEC | 3747.6757 | 2798.0213 | 628.1187 | 0 | 0 | 628.1187 | 221.4185 | 0 | 0 | 0 | 221.4185 | 9.8001 | 0 | 0 | 0 | 9.8001 | 61.6241 | 0 | 61.6241 | 1.0049 | 22.1888 | 5.4994
[5 empty] | TDPLANT | ENERGY | 0 | 0 | 0 | 0 | 0 | 0 | 0 | 0 | 0 | 0 | 0 | 0 | 0 | 0 | 0 | 0 | 0 | 0 | 0 | 0 | 0 | 0
[5 empty] | TDPLANT | CUSTOMER | 16416.7991 | 12195.3139 | 2956.9798 | 18.3882 | 2.4 | 2977.7679 | 45.0829 | 15.4361 | 6.8863 | 2.9512 | 70.3564 | 0.64215 | 9.5382 | 17.8563 | 4.4268 | 32.4634 | 15.3724 | 0.20143 | 15.5739 | 0.9262 | 975.332 | 149.0653
|  |  | Kentucky Sales & Use | 54734 | TDPLANT | TOTAL | 54734 | 33696.2852 | 8317.1319 | 73.6434 | 3.325 | 8394.1003 | 2283.1215 | 588.5889 | 37.2878 | 7.2441 | 2916.2424 | 127.841 | 1331.2252 | 5792.2376 | 623.5995 | 7874.9034 | 624.3168 | 13.356 | 637.6728 | 11.3302 | 1038.666 | 164.7997
[5 empty] | LABOR_M | PRODUCTION | 0 | 0 | 0 | 0 | 0 | 0 | 0 | 0 | 0 | 0 | 0 | 0 | 0 | 0 | 0 | 0 | 0 | 0 | 0 | 0 | 0 | 0
[5 empty] | LABOR_M | BULKTRAN | 0 | 0 | 0 | 0 | 0 | 0 | 0 | 0 | 0 | 0 | 0 | 0 | 0 | 0 | 0 | 0 | 0 | 0 | 0 | 0 | 0 | 0
[5 empty] | LABOR_M | SUBTRAN | 0 | 0 | 0 | 0 | 0 | 0 | 0 | 0 | 0 | 0 | 0 | 0 | 0 | 0 | 0 | 0 | 0 | 0 | 0 | 0 | 0 | 0
[5 empty] | LABOR_M | DISTPRI | 0 | 0 | 0 | 0 | 0 | 0 | 0 | 0 | 0 | 0 | 0 | 0 | 0 | 0 | 0 | 0 | 0 | 0 | 0 | 0 | 0 | 0
[5 empty] | LABOR_M | DISTSEC | 0 | 0 | 0 | 0 | 0 | 0 | 0 | 0 | 0 | 0 | 0 | 0 | 0 | 0 | 0 | 0 | 0 | 0 | 0 | 0 | 0 | 0
[5 empty] | LABOR_M | ENERGY | 0 | 0 | 0 | 0 | 0 | 0 | 0 | 0 | 0 | 0 | 0 | 0 | 0 | 0 | 0 | 0 | 0 | 0 | 0 | 0 | 0 | 0
[5 empty] | LABOR_M | CUSTOMER | 0 | 0 | 0 | 0 | 0 | 0 | 0 | 0 | 0 | 0 | 0 | 0 | 0 | 0 | 0 | 0 | 0 | 0 | 0 | 0 | 0 | 0
|  |  | Regis Fee | 0 | LABOR_M | TOTAL | 0 | 0 | 0 | 0 | 0 | 0 | 0 | 0 | 0 | 0 | 0 | 0 | 0 | 0 | 0 | 0 | 0 | 0 | 0 | 0 | 0 | 0
[5 empty] | LABOR_M | PRODUCTION | 1311022.2656 | 642850.4821 | 162616.1755 | 1901.2304 | 46.8378 | 164564.2437 | 68040.648 | 19377.6425 | 1533.4592 | 323.6862 | 89275.4359 | 4087.2224 | 44557.8942 | 297586.0505 | 46685.6283 | 392916.7954 | 18468.0823 | 445.8263 | 18913.9086 | 321.9873 | 1745.8795 | 433.5331
[5 empty] | LABOR_M | BULKTRAN | 352760.9944 | 172973.8551 | 43755.6594 | 511.5702 | 12.6028 | 44279.8324 | 18307.9169 | 5214.0049 | 412.6128 | 87.0953 | 24021.6298 | 1099.7621 | 11989.3365 | 80072.4396 | 12561.8527 | 105723.3909 | 4969.2665 | 119.9599 | 5089.2265 | 86.6382 | 469.7694 | 116.6522
[5 empty] | LABOR_M | SUBTRAN | 135286.8673 | 64247.9778 | 16446.5343 | 191.6551 | 6.2833 | 16644.4727 | 7168.1987 | 2031.8097 | 208.1242 | 0 | 9408.1326 | 401.4513 | 4639.9264 | 37795.6589 | 0 | 42837.0366 | 1945.4085 | 46.5452 | 1991.9537 | 31.9454 | 100.3501 | 24.9983
[5 empty] | LABOR_M | DISTPRI | 627070.1686 | 416687.2831 | 104905.8682 | 1224.2139 | 0 | 106130.082 | 45238.3162 | 12842.1806 | 0 | 0 | 58080.4968 | 2580.1074 | 29842.5511 | 0 | 0 | 32422.6585 | 12276.9168 | 294.1448 | 12571.0616 | 211.2214 | 774.2711 | 193.094
[5 empty] | LABOR_M | DISTSEC | 230017.2472 | 171731.2821 | 38551.3972 | 0 | 0 | 38551.3972 | 13589.7739 | 0 | 0 | 0 | 13589.7739 | 601.491 | 0 | 0 | 0 | 601.491 | 3782.2368 | 0 | 3782.2368 | 61.6742 | 1361.86 | 337.5321
[5 empty] | LABOR_M | ENERGY | 945627.5843 | 343766.3414 | 110956.1408 | 1270.2373 | 32.1941 | 112258.5722 | 53693.6404 | 14987.5001 | 1186.5717 | 243.2418 | 70110.954 | 3577.8523 | 42758.2309 | 302280.6855 | 48443.4019 | 397060.1706 | 14564.1779 | 342.3096 | 14906.4875 | 334.4088 | 5754.2105 | 1436.4393
[5 empty] | LABOR_M | CUSTOMER | 1791461.8726 | 1415111.1167 | 330137.0459 | 2450.8131 | 321.9777 | 332909.8366 | 5278.2875 | 2065.6074 | 920.8079 | 392.2964 | 8656.9991 | 76.0568 | 1277.2669 | 2386.4315 | 588.6975 | 4328.4527 | 1784.1897 | 27.0273 | 1811.217 | 105.8287 | 23652.7538 | 4885.6679
|  |  | Kentucky Business Occup Taxes | 5393247 | LABOR_M | TOTAL | 5393247 | 3227368.3382 | 807368.8212 | 7549.7201 | 419.8956 | 815338.4368 | 211316.7816 | 56518.7452 | 4261.5758 | 1046.3197 | 273143.4223 | 12423.9433 | 135065.2059 | 720121.266 | 108279.5804 | 975889.9956 | 57790.2786 | 1275.813 | 59066.0916 | 1153.704 | 33859.0945 | 7427.9169
[5 empty] | RSALE | PRODUCTION | 7959.7692 | 3725.8252 | 1058.9304 | 12.9259 | 0.31486 | 1072.1712 | 480.9076 | 142.4292 | 9.8354 | 4.2234 | 637.3956 | 27.122 | 307.7721 | 1759.3659 | 269.8798 | 2364.1399 | 138.7339 | 3.2089 | 141.9428 | 2.3989 | 12.5875 | 3.3082
[5 empty] | RSALE | BULKTRAN | -515.3668 | -486.6 | 33.3582 | 1.9985 | 0.12057 | 35.4772 | 62.1118 | 25.5914 | 0.41095 | -7.3023 | 80.8118 | 0.84584 | 30.1656 | -168.4894 | -37.9362 | -175.4142 | 27.0097 | 0.44601 | 27.4557 | 0.42118 | 1.815 | 0.66652
[5 empty] | RSALE | SUBTRAN | -183.5226 | -175.7312 | 12.2752 | 0.72705 | 0.056565 | 13.0588 | 23.7125 | 9.7045 | 0.20028 | 0 | 33.6172 | 0.30172 | 11.3811 | -77.2979 | 0 | -65.6151 | 10.31 | 0.16881 | 10.4788 | 0.15145 | 0.37812 | 0.13927
[5 empty] | RSALE | DISTPRI | 1615.2211 | 847.3924 | 335.0437 | 4.9473 | 0 | 339.9909 | 183.6957 | 58.226 | 0 | 0 | 241.9217 | 8.4087 | 112.9534 | 0 | 0 | 121.3621 | 58.1424 | 1.2344 | 59.3768 | 0.96651 | 3.273 | 0.93746
[5 empty] | RSALE | DISTSEC | 542.4481 | 343.2678 | 119.3943 | 0 | 0 | 119.3943 | 53.245 | 0 | 0 | 0 | 53.245 | 1.9007 | 0 | 0 | 0 | 1.9007 | 17.24 | 0 | 17.24 | 0.27181 | 5.5516 | 1.5768
[5 empty] | RSALE | ENERGY | 7006.7673 | 2511.9662 | 835.5329 | 9.3788 | 0.24452 | 845.1562 | 414.8856 | 117.3273 | 8.808 | 7.2037 | 548.2245 | 27.482 | 329.0892 | 2213.3796 | 354.9412 | 2924.892 | 114.8339 | 2.6751 | 117.509 | 2.6457 | 44.9184 | 11.4552
[5 empty] | RSALE | CUSTOMER | 2971.6838 | 2002.68 | 678.4071 | 5.4991 | 0.84349 | 684.7497 | 12.9343 | 5.1281 | 1.7511 | -1.3706 | 18.4429 | 0.15518 | 2.7535 | 3.5696 | 0.81552 | 7.2938 | 5.0117 | 0.063027 | 5.0747 | 0.29195 | 213.8048 | 39.3458
|  |  | Gross Receipts | 19397 | RSALE | TOTAL | 19397 | 8768.8004 | 3072.9417 | 35.4766 | 1.58 | 3109.9983 | 1231.4925 | 358.4065 | 21.0057 | 2.7543 | 1613.659 | 66.2162 | 794.115 | 3730.5278 | 587.7004 | 5178.5593 | 371.2816 | 7.7963 | 379.0778 | 7.1475 | 282.3284 | 57.4293
[5 empty] | RSALE | PRODUCTION | 0 | 0 | 0 | 0 | 0 | 0 | 0 | 0 | 0 | 0 | 0 | 0 | 0 | 0 | 0 | 0 | 0 | 0 | 0 | 0 | 0 | 0
[5 empty] | RSALE | BULKTRAN | 0 | 0 | 0 | 0 | 0 | 0 | 0 | 0 | 0 | 0 | 0 | 0 | 0 | 0 | 0 | 0 | 0 | 0 | 0 | 0 | 0 | 0
[5 empty] | RSALE | SUBTRAN | 0 | 0 | 0 | 0 | 0 | 0 | 0 | 0 | 0 | 0 | 0 | 0 | 0 | 0 | 0 | 0 | 0 | 0 | 0 | 0 | 0 | 0
[5 empty] | RSALE | DISTPRI | 0 | 0 | 0 | 0 | 0 | 0 | 0 | 0 | 0 | 0 | 0 | 0 | 0 | 0 | 0 | 0 | 0 | 0 | 0 | 0 | 0 | 0
[5 empty] | RSALE | DISTSEC | 0 | 0 | 0 | 0 | 0 | 0 | 0 | 0 | 0 | 0 | 0 | 0 | 0 | 0 | 0 | 0 | 0 | 0 | 0 | 0 | 0 | 0
[5 empty] | RSALE | ENERGY | 0 | 0 | 0 | 0 | 0 | 0 | 0 | 0 | 0 | 0 | 0 | 0 | 0 | 0 | 0 | 0 | 0 | 0 | 0 | 0 | 0 | 0
[5 empty] | RSALE | CUSTOMER | 0 | 0 | 0 | 0 | 0 | 0 | 0 | 0 | 0 | 0 | 0 | 0 | 0 | 0 | 0 | 0 | 0 | 0 | 0 | 0 | 0 | 0
|  |  | Business Franchise Taxes | 0 | RSALE | TOTAL | 0 | 0 | 0 | 0 | 0 | 0 | 0 | 0 | 0 | 0 | 0 | 0 | 0 | 0 | 0 | 0 | 0 | 0 | 0 | 0 | 0 | 0
[5 empty] | LABOR_M | PRODUCTION | 3544.6785 | 1738.108 | 439.6737 | 5.1405 | 0.12664 | 444.9408 | 183.965 | 52.3923 | 4.1461 | 0.87517 | 241.3786 | 11.0508 | 120.4735 | 804.5987 | 126.2263 | 1062.3494 | 49.9331 | 1.2054 | 51.1385 | 0.87057 | 4.7204 | 1.1722
[5 empty] | LABOR_M | BULKTRAN | 953.7781 | 467.6783 | 118.3044 | 1.3832 | 0.034075 | 119.7217 | 49.5001 | 14.0974 | 1.1156 | 0.23548 | 64.9485 | 2.9735 | 32.4162 | 216.496 | 33.9641 | 285.8498 | 13.4357 | 0.32434 | 13.76 | 0.23425 | 1.2701 | 0.3154
[5 empty] | LABOR_M | SUBTRAN | 365.7821 | 173.7106 | 44.4673 | 0.51819 | 0.016988 | 45.0025 | 19.381 | 5.4935 | 0.56272 | 0 | 25.4373 | 1.0854 | 12.5452 | 102.1901 | 0 | 115.8207 | 5.2599 | 0.12585 | 5.3857 | 0.086373 | 0.27132 | 0.067589
[5 empty] | LABOR_M | DISTPRI | 1695.4419 | 1126.6189 | 283.6394 | 3.31 | 0 | 286.9494 | 122.3132 | 34.7221 | 0 | 0 | 157.0352 | 6.976 | 80.6868 | 0 | 0 | 87.6628 | 33.1937 | 0.79529 | 33.989 | 0.57109 | 2.0934 | 0.52208
[5 empty] | LABOR_M | DISTSEC | 621.9095 | 464.3187 | 104.2334 | 0 | 0 | 104.2334 | 36.7434 | 0 | 0 | 0 | 36.7434 | 1.6263 | 0 | 0 | 0 | 1.6263 | 10.2262 | 0 | 10.2262 | 0.16675 | 3.6821 | 0.9126
[5 empty] | LABOR_M | ENERGY | 2556.7421 | 929.4588 | 299.9978 | 3.4344 | 0.087045 | 303.5193 | 145.1743 | 40.5225 | 3.2082 | 0.65767 | 189.5626 | 9.6736 | 115.6076 | 817.2919 | 130.9789 | 1073.5521 | 39.3779 | 0.92552 | 40.3034 | 0.90416 | 15.558 | 3.8838
[5 empty] | LABOR_M | CUSTOMER | 4843.6678 | 3826.1089 | 892.6086 | 6.6264 | 0.87055 | 900.1055 | 14.2712 | 5.5849 | 2.4896 | 1.0607 | 23.4064 | 0.20564 | 3.4534 | 6.4523 | 1.5917 | 11.7031 | 4.824 | 0.073075 | 4.8971 | 0.28613 | 63.9512 | 13.2096
|  |  | Federal Excise | 14582 | LABOR_M | TOTAL | 14582 | 8726.0022 | 2182.9247 | 20.4126 | 1.1353 | 2204.4726 | 571.3481 | 152.8126 | 11.5222 | 2.829 | 738.512 | 33.5913 | 365.1828 | 1947.029 | 292.7611 | 2638.5641 | 156.2506 | 3.4495 | 159.7 | 3.1193 | 91.5466 | 20.0832
[5 empty] | RB_GUP | PRODUCTION | 23013.962 | 11284.7332 | 2854.5987 | 33.3746 | 0.8222 | 2888.7955 | 1194.3999 | 340.1592 | 26.9187 | 5.6821 | 1567.1599 | 71.748 | 782.1787 | 5223.8884 | 819.5294 | 6897.3445 | 324.1926 | 7.8261 | 332.0187 | 5.6522 | 30.6475 | 7.6103
[5 empty] | RB_GUP | BULKTRAN | 24373.058 | 11951.1563 | 3023.1778 | 35.3455 | 0.87076 | 3059.3942 | 1264.9355 | 360.2474 | 28.5084 | 6.0176 | 1659.7089 | 75.9851 | 828.3705 | 5532.3866 | 867.9269 | 7304.6691 | 343.3379 | 8.2883 | 351.6262 | 5.986 | 32.4574 | 8.0598
[5 empty] | RB_GUP | SUBTRAN | 9343.4557 | 4437.224 | 1135.8639 | 13.2365 | 0.43395 | 1149.5343 | 495.0647 | 140.325 | 14.3739 | 0 | 649.7635 | 27.7258 | 320.452 | 2610.3204 | 0 | 2958.4982 | 134.3577 | 3.2146 | 137.5723 | 2.2063 | 6.9306 | 1.7265
[5 empty] | RB_GUP | DISTPRI | 15572.9034 | 10348.1733 | 2605.2729 | 30.4026 | 0 | 2635.6755 | 1123.4659 | 318.9277 | 0 | 0 | 1442.3935 | 64.0754 | 741.1215 | 0 | 0 | 805.1969 | 304.8897 | 7.3049 | 312.1946 | 5.2456 | 19.2285 | 4.7954
[5 empty] | RB_GUP | DISTSEC | 5506.4505 | 4111.1257 | 922.8932 | 0 | 0 | 922.8932 | 325.3296 | 0 | 0 | 0 | 325.3296 | 14.3993 | 0 | 0 | 0 | 14.3993 | 90.5441 | 0 | 90.5441 | 1.4764 | 32.602 | 8.0803
[5 empty] | RB_GUP | ENERGY | 1038.936 | 377.687 | 121.9046 | 1.3956 | 0.035371 | 123.3355 | 58.9918 | 16.4664 | 1.3037 | 0.26724 | 77.0291 | 3.9309 | 46.9773 | 332.1078 | 53.2235 | 436.2395 | 16.0013 | 0.37609 | 16.3774 | 0.36741 | 6.322 | 1.5782
[5 empty] | RB_GUP | CUSTOMER | 25097.2345 | 18761.5047 | 4532.8651 | 28.3203 | 3.6757 | 4564.8611 | 69.1135 | 23.7859 | 10.5434 | 4.5159 | 107.9587 | 0.98494 | 14.6909 | 27.3379 | 6.7742 | 49.7879 | 23.5565 | 0.31101 | 23.8675 | 1.4183 | 1376.005 | 211.8313
|  |  | Taxes on Capital Leases | 103946 | RB_GUP | TOTAL | 103946 | 61271.6042 | 15196.5763 | 142.0751 | 5.838 | 15344.4893 | 4531.3008 | 1199.9116 | 81.6479 | 16.4828 | 5829.3432 | 258.8494 | 2733.7909 | 13726.0411 | 1747.454 | 18466.1353 | 1236.8798 | 27.321 | 1264.2008 | 22.3523 | 1504.1931 | 243.6817
[6 empty] | PRODUCTION | 4818986.5689 | 2362778.7405 | 597807.589 | 6989.8254 | 172.1943 | 604969.6087 | 250168.0333 | 71252.0968 | 5637.1336 | 1192.0469 | 328249.3105 | 15025.9034 | 163820.8023 | 1093803.7208 | 171591.0043 | 1444241.4309 | 67910.6102 | 1639.2468 | 69549.857 | 1183.988 | 6419.3992 | 1594.2342
[6 empty] | BULKTRAN | 3653760.9578 | 1791361.913 | 453301.358 | 5301.3908 | 130.6738 | 458733.4226 | 189715.1297 | 54037.8399 | 4274.6965 | 894.924 | 248922.5901 | 11393.3602 | 124228.5582 | 829307.6282 | 130091.1932 | 1095020.7397 | 51503.9965 | 1243.1193 | 52747.1158 | 897.9121 | 4868.19 | 1209.0745
[6 empty] | SUBTRAN | 1400767.6357 | 665138.5061 | 170322.9027 | 1985.3947 | 65.1223 | 172373.4198 | 74253.3585 | 21049.93 | 2155.4121 | 0 | 97458.7006 | 4157.4953 | 48059.7276 | 391312.2966 | 0 | 443529.5195 | 20155.8151 | 482.1634 | 20637.9785 | 330.9595 | 1039.5451 | 259.0066
[6 empty] | DISTPRI | 2901520.9485 | 1927830.8454 | 485475.5321 | 5666.3629 | 0 | 491141.8951 | 209389.7128 | 59447.2943 | 0 | 0 | 268837.0071 | 11940.1966 | 138120.7699 | 0 | 0 | 150060.9665 | 56833.1306 | 1361.5162 | 58194.6468 | 977.7666 | 3583.9143 | 893.9068
[6 empty] | DISTSEC | 1037578.3169 | 774596.0748 | 173928.8896 | 0 | 0 | 173928.8896 | 61322.9245 | 0 | 0 | 0 | 61322.9245 | 2713.7308 | 0 | 0 | 0 | 2713.7308 | 17069.5057 | 0 | 17069.5057 | 278.3307 | 6145.5158 | 1523.345
[6 empty] | ENERGY | 1471733.2212 | 534987.6073 | 172700.6491 | 1976.9083 | 50.1114 | 174727.6688 | 83583.4572 | 23332.1618 | 1846.744 | 383.9722 | 109146.3351 | 5569.3835 | 66559.2975 | 470429.9629 | 75391.1747 | 617949.8186 | 22673.965 | 532.8943 | 23206.8594 | 520.627 | 8957.8822 | 2236.4228
[6 empty] | CUSTOMER | 5774702.351 | 4423416.2244 | 1052371.5901 | 7122.4811 | 930.0406 | 1060424.1118 | 16392.5786 | 5992.7181 | 2663.1878 | 1135.6164 | 26184.1009 | 234.7575 | 3702.9662 | 6902.8176 | 1706.6926 | 12547.234 | 5566.919 | 78.3796 | 5645.2987 | 332.9263 | 211791.2276 | 34361.2273
|  | Total Taxes Other Than Income |  | 21059050 |  | TOTAL | 21059050 | 12480109.9113 | 3105908.5107 | 29042.3632 | 1348.1425 | 3136299.0164 | 884825.1945 | 235112.0409 | 16577.174 | 3606.5595 | 1140120.9688 | 51034.8273 | 544492.1217 | 2791756.4261 | 378780.0648 | 3766063.44 | 241713.9422 | 5337.3197 | 247051.2619 | 4522.5103 | 242805.6741 | 42077.2172
Taxes Other Than Income Adjustments
[5 empty] | RB_GUP | PRODUCTION | -41808.2031 | -20500.3563 | -5185.793 | -60.6298 | -1.4936 | -5247.9165 | -2169.8009 | -617.9486 | -48.9017 | -10.3223 | -2846.9734 | -130.3406 | -1420.9412 | -9489.9517 | -1488.7941 | -12530.0276 | -588.943 | -14.2173 | -603.1603 | -10.2681 | -55.6757 | -13.8253
[5 empty] | RB_GUP | BULKTRAN | -44277.1983 | -21711.0106 | -5492.0415 | -64.2103 | -1.5819 | -5557.8336 | -2297.9391 | -654.4418 | -51.7896 | -10.9319 | -3015.1022 | -138.0379 | -1504.8552 | -10050.3835 | -1576.7153 | -13269.9919 | -623.7232 | -15.0569 | -638.7801 | -10.8745 | -58.9636 | -14.6417
[5 empty] | RB_GUP | SUBTRAN | -16973.7437 | -8060.8616 | -2063.4616 | -24.046 | -0.78833 | -2088.2959 | -899.3568 | -254.9207 | -26.1123 | 0 | -1180.3898 | -50.368 | -582.1476 | -4742.0259 | 0 | -5374.5415 | -244.0803 | -5.8398 | -249.9201 | -4.008 | -12.5904 | -3.1364
[5 empty] | RB_GUP | DISTPRI | -28290.4398 | -18798.9592 | -4732.8565 | -55.2307 | 0 | -4788.0873 | -2040.9388 | -579.3784 | 0 | 0 | -2620.3173 | -116.4022 | -1346.3547 | 0 | 0 | -1462.757 | -553.8764 | -13.2704 | -567.1468 | -9.5293 | -34.9315 | -8.7115
[5 empty] | RB_GUP | DISTSEC | -10003.2668 | -7468.4566 | -1676.5695 | 0 | 0 | -1676.5695 | -591.0084 | 0 | 0 | 0 | -591.0084 | -26.1584 | 0 | 0 | 0 | -26.1584 | -164.4865 | 0 | -164.4865 | -2.6822 | -59.2262 | -14.679
[5 empty] | RB_GUP | ENERGY | -1887.3781 | -686.1233 | -221.4574 | -2.5353 | -0.064256 | -224.0569 | -107.1671 | -29.9136 | -2.3683 | -0.48549 | -139.9345 | -7.141 | -85.3412 | -603.322 | -96.6882 | -792.4924 | -29.0686 | -0.68322 | -29.7519 | -0.66745 | -11.4848 | -2.867
[5 empty] | RB_GUP | CUSTOMER | -45592.7702 | -34082.9971 | -8234.6075 | -51.4479 | -6.6774 | -8292.7329 | -125.5547 | -43.2105 | -19.1536 | -8.2039 | -196.1226 | -1.7893 | -26.6881 | -49.6633 | -12.3064 | -90.447 | -42.7938 | -0.565 | -43.3588 | -2.5766 | -2499.7129 | -384.8223
|  |  | Adj 19 - Env Surcharge - Remove Mitchell FGD Expenses | -188833 | RB_GUP | TOTAL | -188833 | -111308.7646 | -27606.787 | -258.1001 | -10.6055 | -27875.4926 | -8231.7658 | -2179.8135 | -148.3253 | -29.9435 | -10589.8482 | -470.2374 | -4966.328 | -24935.3465 | -3174.5039 | -33546.4158 | -2246.9717 | -49.6326 | -2296.6044 | -40.6061 | -2732.5851 | -442.6832
[5 empty] | LABOR_M | PRODUCTION | 4818.1034 | 2362.5229 | 597.6264 | 6.9872 | 0.17213 | 604.7857 | 250.0544 | 71.2143 | 5.6356 | 1.1896 | 328.0938 | 15.0208 | 163.7535 | 1093.6507 | 171.5731 | 1443.9982 | 67.8716 | 1.6384 | 69.51 | 1.1833 | 6.4162 | 1.5933
[5 empty] | LABOR_M | BULKTRAN | 1296.4226 | 635.6917 | 160.8053 | 1.8801 | 0.046316 | 162.7316 | 67.2829 | 19.1619 | 1.5164 | 0.32008 | 88.2813 | 4.0417 | 44.0617 | 294.2721 | 46.1657 | 388.5412 | 18.2624 | 0.44086 | 18.7033 | 0.3184 | 1.7264 | 0.42871
[5 empty] | LABOR_M | SUBTRAN | 497.1892 | 236.1161 | 60.4422 | 0.70435 | 0.023091 | 61.1697 | 26.3437 | 7.4671 | 0.76487 | 0 | 34.5756 | 1.4754 | 17.0521 | 138.9018 | 0 | 157.4293 | 7.1495 | 0.17106 | 7.3206 | 0.1174 | 0.36879 | 0.09187
[5 empty] | LABOR_M | DISTPRI | 2304.5291 | 1531.3565 | 385.5368 | 4.4991 | 0 | 390.0359 | 166.2541 | 47.196 | 0 | 0 | 213.4501 | 9.4821 | 109.6736 | 0 | 0 | 119.1557 | 45.1186 | 1.081 | 46.1996 | 0.77625 | 2.8455 | 0.70963
[5 empty] | LABOR_M | DISTSEC | 845.3303 | 631.1251 | 141.6792 | 0 | 0 | 141.6792 | 49.9434 | 0 | 0 | 0 | 49.9434 | 2.2105 | 0 | 0 | 0 | 2.2105 | 13.9 | 0 | 13.9 | 0.22666 | 5.0049 | 1.2405
[5 empty] | LABOR_M | ENERGY | 3475.251 | 1263.3666 | 407.772 | 4.6682 | 0.11832 | 412.5585 | 197.3281 | 55.0802 | 4.3607 | 0.89393 | 257.6629 | 13.1489 | 157.1396 | 1110.9038 | 178.0331 | 1459.2254 | 53.5244 | 1.258 | 54.7824 | 1.229 | 21.1471 | 5.279
[5 empty] | LABOR_M | CUSTOMER | 6583.7543 | 5200.6376 | 1213.278 | 9.0069 | 1.1833 | 1223.4682 | 19.3981 | 7.5913 | 3.384 | 1.4417 | 31.8151 | 0.27951 | 4.694 | 8.7703 | 2.1635 | 15.9074 | 6.557 | 0.099327 | 6.6564 | 0.38893 | 86.9256 | 17.9552
|  |  | Adj 18 Wholesale Load - Payroll | 19820.58 | LABOR_M | TOTAL | 19820.58 | 11860.8164 | 2967.1399 | 27.7458 | 1.5431 | 2996.4288 | 776.6047 | 207.7106 | 15.6616 | 3.8453 | 1003.8222 | 45.6589 | 496.3746 | 2646.4987 | 397.9354 | 3586.4676 | 212.3835 | 4.6887 | 217.0722 | 4.2399 | 124.4347 | 27.2981
[5 empty] | LABOR_M | PRODUCTION | 60078.7793 | 29459.2039 | 7452.0331 | 87.1256 | 2.1464 | 7541.3051 | 3118.0241 | 887.998 | 70.2722 | 14.8332 | 4091.1275 | 187.3007 | 2041.9057 | 13637.1495 | 2139.4111 | 18005.767 | 846.3166 | 20.4304 | 866.7469 | 14.7554 | 80.0065 | 19.867
[5 empty] | LABOR_M | BULKTRAN | 16165.5912 | 7926.6831 | 2005.1426 | 23.4432 | 0.57753 | 2029.1633 | 838.9768 | 238.9365 | 18.9084 | 3.9912 | 1100.8129 | 50.3976 | 549.4222 | 3669.3919 | 575.6582 | 4844.8699 | 227.7211 | 5.4973 | 233.2184 | 3.9703 | 21.5276 | 5.3457
[5 empty] | LABOR_M | SUBTRAN | 6199.6429 | 2944.2216 | 753.6773 | 8.7828 | 0.28794 | 762.748 | 328.4892 | 93.1095 | 9.5375 | 0 | 431.1362 | 18.3969 | 212.6288 | 1732.0202 | 0 | 1963.0459 | 89.1501 | 2.133 | 91.2831 | 1.4639 | 4.5986 | 1.1456
[5 empty] | LABOR_M | DISTPRI | 28736.0568 | 19095.0711 | 4807.4062 | 56.1007 | 0 | 4863.5069 | 2073.0867 | 588.5045 | 0 | 0 | 2661.5912 | 118.2358 | 1367.5619 | 0 | 0 | 1485.7976 | 562.6008 | 13.4795 | 576.0803 | 9.6794 | 35.4817 | 8.8487
[5 empty] | LABOR_M | DISTSEC | 10540.7481 | 7869.7411 | 1766.6526 | 0 | 0 | 1766.6526 | 622.7637 | 0 | 0 | 0 | 622.7637 | 27.5639 | 0 | 0 | 0 | 27.5639 | 173.3244 | 0 | 173.3244 | 2.8263 | 62.4085 | 15.4677
[5 empty] | LABOR_M | ENERGY | 43334.2381 | 15753.4031 | 5084.6654 | 58.2098 | 1.4753 | 5144.3505 | 2460.5596 | 686.8157 | 54.3757 | 11.1468 | 3212.8978 | 163.9583 | 1959.4345 | 13852.2854 | 2219.9626 | 18195.6409 | 667.4166 | 15.6866 | 683.1033 | 15.3246 | 263.6919 | 65.8261
[5 empty] | LABOR_M | CUSTOMER | 82095.3582 | 64848.745 | 15128.8283 | 112.3107 | 14.7549 | 15255.8939 | 241.8823 | 94.6583 | 42.1969 | 17.9773 | 396.7148 | 3.4854 | 58.5319 | 109.3604 | 26.9776 | 198.3553 | 81.7621 | 1.2385 | 83.0007 | 4.8497 | 1083.9088 | 223.8901
|  |  | Adjs 30 - Total Incentive Compensation & Payroll Adjs | 247150.4146 | LABOR_M | TOTAL | 247150.4146 | 147897.0688 | 36998.4054 | 345.9727 | 19.2421 | 37363.6202 | 9683.7824 | 2590.0225 | 195.2906 | 47.9485 | 12517.044 | 569.3384 | 6189.485 | 33000.2074 | 4962.0096 | 44721.0404 | 2648.2917 | 58.4653 | 2706.757 | 52.8695 | 1551.6236 | 340.391
[5 empty] | RB_GUP | PRODUCTION | 78983.1731 | 38728.8395 | 9796.8905 | 114.5406 | 2.8218 | 9914.2528 | 4099.1419 | 1167.4155 | 92.384 | 19.5006 | 5378.442 | 246.2367 | 2684.412 | 17928.2161 | 2812.5983 | 23671.4632 | 1112.6186 | 26.859 | 1139.4776 | 19.3983 | 105.1814 | 26.1184
[5 empty] | RB_GUP | BULKTRAN | 83647.5466 | 41015.982 | 10375.4486 | 121.3048 | 2.9884 | 10499.7418 | 4341.2179 | 1236.3575 | 97.8398 | 20.6522 | 5696.0674 | 260.7783 | 2842.9407 | 18986.972 | 2978.6971 | 25069.3881 | 1178.3246 | 28.4452 | 1206.7698 | 20.5439 | 111.3929 | 27.6608
[5 empty] | RB_GUP | SUBTRAN | 32066.4376 | 15228.4092 | 3898.248 | 45.4272 | 1.4893 | 3945.1645 | 1699.0459 | 481.5907 | 49.3307 | 0 | 2229.9674 | 95.1542 | 1099.7809 | 8958.535 | 0 | 10153.4701 | 461.1114 | 11.0324 | 472.1438 | 7.5719 | 23.7855 | 5.9252
[5 empty] | RB_GUP | DISTPRI | 53445.7006 | 35514.5961 | 8941.2125 | 104.3407 | 0 | 9045.5532 | 3855.6985 | 1094.5495 | 0 | 0 | 4950.248 | 219.9047 | 2543.5049 | 0 | 0 | 2763.4096 | 1046.3716 | 25.0702 | 1071.4418 | 18.0026 | 65.9918 | 16.4576
[5 empty] | RB_GUP | DISTSEC | 18897.96 | 14109.2503 | 3167.3397 | 0 | 0 | 3167.3397 | 1116.5206 | 0 | 0 | 0 | 1116.5206 | 49.4178 | 0 | 0 | 0 | 49.4178 | 310.7443 | 0 | 310.7443 | 5.0671 | 111.8889 | 27.7313
[5 empty] | RB_GUP | ENERGY | 3565.5949 | 1296.2095 | 418.3726 | 4.7896 | 0.12139 | 423.2835 | 202.4579 | 56.5121 | 4.4741 | 0.91717 | 264.3612 | 13.4907 | 161.2247 | 1139.7832 | 182.6613 | 1497.1599 | 54.9159 | 1.2907 | 56.2066 | 1.2609 | 21.6969 | 5.4163
[5 empty] | RB_GUP | CUSTOMER | 86132.8971 | 64388.8774 | 15556.6463 | 97.1944 | 12.6149 | 15666.4556 | 237.1952 | 81.6323 | 36.1845 | 15.4985 | 370.5106 | 3.3803 | 50.4186 | 93.8228 | 23.2489 | 170.8706 | 80.8451 | 1.0674 | 81.9125 | 4.8677 | 4722.4047 | 726.9981
|  |  | Adj 18 - Wholesale Load | 356739.31 | RB_GUP | TOTAL | 356739.31 | 210282.164 | 52154.1582 | 487.5972 | 20.0357 | 52661.7911 | 15551.2779 | 4118.0576 | 280.2131 | 56.5686 | 20006.1172 | 888.3626 | 9382.2818 | 47107.3292 | 5997.2057 | 63375.1792 | 4244.9315 | 93.7649 | 4338.6964 | 76.7123 | 5162.3421 | 836.3077
[5 empty] | RB_GUP | PRODUCTION | 943799.9005 | 462785.5964 | 117066.761 | 1368.6885 | 33.7183 | 118469.1678 | 48982.2015 | 13949.8905 | 1103.9314 | 233.0205 | 64269.0439 | 2942.3757 | 32077.0572 | 214231.0564 | 33608.8047 | 282859.294 | 13295.1016 | 320.9486 | 13616.0502 | 231.7974 | 1256.8519 | 312.0988
[5 empty] | RB_GUP | BULKTRAN | 999536.269 | 490115.5299 | 123980.1715 | 1449.5168 | 35.7096 | 125465.3979 | 51874.8592 | 14773.7052 | 1169.1244 | 246.7815 | 68064.4704 | 3116.1385 | 33971.3768 | 226882.5316 | 35593.5821 | 299563.6291 | 14080.2476 | 339.9023 | 14420.1499 | 245.4863 | 1331.0757 | 330.5299
[5 empty] | RB_GUP | SUBTRAN | 383174.0286 | 181970.0388 | 46581.6448 | 542.8263 | 17.7961 | 47142.2672 | 20302.544 | 5754.7102 | 589.4718 | 0 | 26646.726 | 1137.0336 | 13141.699 | 107048.9337 | 0 | 121327.6664 | 5509.9953 | 131.8303 | 5641.8256 | 90.4793 | 284.2225 | 70.8028
[5 empty] | RB_GUP | DISTPRI | 638642.9531 | 424377.3828 | 106841.9402 | 1246.8072 | 0 | 108088.7473 | 46073.2041 | 13079.1872 | 0 | 0 | 59152.3914 | 2627.7241 | 30393.3051 | 0 | 0 | 33021.0292 | 12503.4913 | 299.5733 | 12803.0646 | 215.1196 | 788.5606 | 196.6576
[5 empty] | RB_GUP | DISTSEC | 225818.8941 | 168596.7842 | 37847.7439 | 0 | 0 | 37847.7439 | 13341.7287 | 0 | 0 | 0 | 13341.7287 | 590.5123 | 0 | 0 | 0 | 590.5123 | 3713.2021 | 0 | 3713.2021 | 60.5485 | 1337.0029 | 331.3714
[5 empty] | RB_GUP | ENERGY | 42606.6459 | 15488.8997 | 4999.2926 | 57.2324 | 1.4506 | 5057.9756 | 2419.2462 | 675.2839 | 53.4627 | 10.9596 | 3158.9525 | 161.2054 | 1926.5352 | 13619.7022 | 2182.6889 | 17890.1318 | 656.2105 | 15.4233 | 671.6338 | 15.0673 | 259.2644 | 64.7209
[5 empty] | RB_GUP | CUSTOMER | 1029234.6654 | 769407.1239 | 185892.2689 | 1161.4123 | 150.7399 | 187204.4211 | 2834.3357 | 975.4558 | 432.3824 | 185.198 | 4427.3719 | 40.3921 | 602.4714 | 1121.1242 | 277.8099 | 2041.7976 | 966.0483 | 12.7547 | 978.803 | 58.1656 | 56429.8057 | 8687.1766
|  |  | Adj 42 - Property Tax Expense Annualization | 4262813.3567 | RB_GUP | TOTAL | 4262813.3567 | 2512741.3558 | 623209.8229 | 5826.4834 | 239.4145 | 629275.7209 | 185828.1195 | 49208.233 | 3348.3726 | 675.9596 | 239060.6847 | 10615.3819 | 112112.4447 | 562903.3481 | 71662.8857 | 757294.0604 | 50724.2968 | 1120.4325 | 51844.7293 | 916.6639 | 61686.7837 | 9993.358
[5 empty] | TDPLANT | PRODUCTION | 0 | 0 | 0 | 0 | 0 | 0 | 0 | 0 | 0 | 0 | 0 | 0 | 0 | 0 | 0 | 0 | 0 | 0 | 0 | 0 | 0 | 0
[5 empty] | TDPLANT | BULKTRAN | 0 | 0 | 0 | 0 | 0 | 0 | 0 | 0 | 0 | 0 | 0 | 0 | 0 | 0 | 0 | 0 | 0 | 0 | 0 | 0 | 0 | 0
[5 empty] | TDPLANT | SUBTRAN | 0 | 0 | 0 | 0 | 0 | 0 | 0 | 0 | 0 | 0 | 0 | 0 | 0 | 0 | 0 | 0 | 0 | 0 | 0 | 0 | 0 | 0
[5 empty] | TDPLANT | DISTPRI | 0 | 0 | 0 | 0 | 0 | 0 | 0 | 0 | 0 | 0 | 0 | 0 | 0 | 0 | 0 | 0 | 0 | 0 | 0 | 0 | 0 | 0
[5 empty] | TDPLANT | DISTSEC | 0 | 0 | 0 | 0 | 0 | 0 | 0 | 0 | 0 | 0 | 0 | 0 | 0 | 0 | 0 | 0 | 0 | 0 | 0 | 0 | 0 | 0
[5 empty] | TDPLANT | ENERGY | 0 | 0 | 0 | 0 | 0 | 0 | 0 | 0 | 0 | 0 | 0 | 0 | 0 | 0 | 0 | 0 | 0 | 0 | 0 | 0 | 0 | 0
[5 empty] | TDPLANT | CUSTOMER | 0 | 0 | 0 | 0 | 0 | 0 | 0 | 0 | 0 | 0 | 0 | 0 | 0 | 0 | 0 | 0 | 0 | 0 | 0 | 0 | 0 | 0
|  |  | Adj - Sales and Use Tax |  | TDPLANT | TOTAL | 0 | 0 | 0 | 0 | 0 | 0 | 0 | 0 | 0 | 0 | 0 | 0 | 0 | 0 | 0 | 0 | 0 | 0 | 0 | 0 | 0 | 0
[5 empty] | LABOR_M | PRODUCTION | 289399.8333 | 141905.1585 | 35896.4873 | 419.6845 | 10.3391 | 36326.511 | 15019.5406 | 4277.4914 | 338.5014 | 71.4517 | 19706.9851 | 902.2284 | 9835.872 | 65690.2294 | 10305.5557 | 86733.8855 | 4076.7118 | 98.4133 | 4175.1251 | 71.0767 | 385.3918 | 95.6997
[5 empty] | LABOR_M | BULKTRAN | 77869.7477 | 38182.8792 | 9658.7837 | 112.9259 | 2.782 | 9774.4916 | 4041.3563 | 1150.9584 | 91.0817 | 19.2257 | 5302.6221 | 242.7655 | 2646.5698 | 17675.4822 | 2772.9492 | 23337.7666 | 1096.934 | 26.4804 | 1123.4144 | 19.1248 | 103.6986 | 25.7502
[5 empty] | LABOR_M | SUBTRAN | 29863.7162 | 14182.3328 | 3630.4679 | 42.3067 | 1.387 | 3674.1616 | 1582.3343 | 448.5091 | 45.9421 | 0 | 2076.7855 | 88.6178 | 1024.2343 | 8343.1515 | 0 | 9456.0036 | 429.4366 | 10.2746 | 439.7111 | 7.0518 | 22.1517 | 5.5182
[5 empty] | LABOR_M | DISTPRI | 138421.7545 | 91981.0696 | 23157.3037 | 270.2374 | 0 | 23427.5411 | 9986.0708 | 2834.8298 | 0 | 0 | 12820.9006 | 569.5423 | 6587.5535 | 0 | 0 | 7157.0958 | 2710.0514 | 64.9306 | 2774.982 | 46.6258 | 170.9154 | 42.6243
[5 empty] | LABOR_M | DISTSEC | 50774.8455 | 37908.5891 | 8509.9759 | 0 | 0 | 8509.9759 | 2999.8562 | 0 | 0 | 0 | 2999.8562 | 132.7753 | 0 | 0 | 0 | 132.7753 | 834.9047 | 0 | 834.9047 | 13.6142 | 300.6219 | 74.5081
[5 empty] | LABOR_M | ENERGY | 208741.2796 | 75884.2351 | 24492.8629 | 280.3968 | 7.1066 | 24780.3664 | 11852.5299 | 3308.3954 | 261.9282 | 53.6941 | 15476.5475 | 789.7882 | 9438.6077 | 66726.5403 | 10693.5731 | 87648.5093 | 3214.9497 | 75.5627 | 3290.5124 | 73.8186 | 1270.2054 | 317.0849
[5 empty] | LABOR_M | CUSTOMER | 395453.8232 | 312376.7857 | 72875.6548 | 541.0014 | 71.0745 | 73487.7307 | 1165.1484 | 455.9697 | 203.2625 | 86.5969 | 1910.9775 | 16.789 | 281.9485 | 526.7896 | 129.9512 | 955.4784 | 393.8485 | 5.9661 | 399.8146 | 23.361 | 5221.1951 | 1078.4801
|  |  | Adj 44 - State Business and Occupation Taxes | 1190525 | LABOR_M | TOTAL | 1190525 | 712421.05 | 178221.5363 | 1666.5527 | 92.6893 | 179980.7783 | 46646.8366 | 12476.1538 | 940.7158 | 230.9684 | 60294.6746 | 2742.5065 | 29814.7858 | 158962.1929 | 23902.0292 | 215421.5145 | 12756.8367 | 281.6276 | 13038.4643 | 254.6728 | 7474.1799 | 1639.6655
[6 empty] | PRODUCTION | 1335271.5865 | 654740.9649 | 165624.0053 | 1936.3965 | 47.7041 | 167608.1059 | 69299.1618 | 19736.0611 | 1561.8228 | 329.6733 | 90926.7189 | 4162.8217 | 45382.0592 | 303090.3504 | 47549.1489 | 400184.3802 | 18809.6771 | 454.0725 | 19263.7496 | 327.943 | 1778.1721 | 441.552
[6 empty] | BULKTRAN | 1134238.3788 | 556165.7554 | 140688.3103 | 1644.8603 | 40.522 | 142373.6926 | 58865.7541 | 16764.6778 | 1326.6809 | 280.039 | 77237.1518 | 3536.0837 | 38549.5159 | 257458.2662 | 40390.3371 | 339934.203 | 15977.7666 | 385.7091 | 16363.4757 | 278.5692 | 1510.4576 | 375.0736
[6 empty] | SUBTRAN | 434827.2707 | 206500.2568 | 52861.0187 | 616.0012 | 20.1951 | 53497.215 | 23039.4002 | 6530.466 | 668.9347 | 0 | 30238.8009 | 1290.3099 | 14913.2475 | 121479.5164 | 0 | 137683.0738 | 6252.7626 | 149.6015 | 6402.3641 | 102.6762 | 322.5367 | 80.3473
[6 empty] | DISTPRI | 833260.5543 | 553700.5169 | 139400.5428 | 1626.7544 | 0 | 141027.2971 | 60113.3754 | 17064.8885 | 0 | 0 | 77178.264 | 3428.4867 | 39655.2442 | 0 | 0 | 43083.7308 | 16313.7573 | 390.8641 | 16704.6214 | 280.6743 | 1028.8635 | 256.5863
[6 empty] | DISTSEC | 296874.5113 | 221647.0332 | 49756.8219 | 0 | 0 | 49756.8219 | 17539.8042 | 0 | 0 | 0 | 17539.8042 | 776.3215 | 0 | 0 | 0 | 776.3215 | 4881.5892 | 0 | 4881.5892 | 79.6005 | 1757.7009 | 435.6399
[6 empty] | ENERGY | 299835.6313 | 108999.9908 | 35181.5081 | 402.7615 | 10.208 | 35594.4776 | 17024.9545 | 4752.1737 | 376.2332 | 77.1261 | 22230.4874 | 1134.4504 | 13557.6006 | 95845.8929 | 15360.2308 | 125898.1748 | 4617.9485 | 108.5381 | 4726.4866 | 106.0329 | 1824.521 | 455.4602
[6 empty] | CUSTOMER | 1553907.7283 | 1182139.1724 | 282432.0687 | 1869.4778 | 243.6901 | 284545.2366 | 4372.4051 | 1572.0969 | 698.2567 | 298.5087 | 6941.2674 | 62.537 | 971.3765 | 1810.204 | 447.8448 | 3291.9623 | 1486.2673 | 20.561 | 1506.8283 | 89.0563 | 65044.5271 | 10349.6779
|  | Total Adjustments to Taxes Other Than Income |  | 5888215.6613 |  | TOTAL | 5888215.6613 | 3483893.6904 | 865944.2756 | 8096.2518 | 362.3193 | 874402.8467 | 250254.8553 | 66420.364 | 4631.9283 | 985.347 | 322292.4946 | 14391.0109 | 153029.0439 | 779684.2299 | 103747.5617 | 1050851.8464 | 68339.7685 | 1509.3464 | 69849.1149 | 1264.5524 | 73266.7788 | 12394.3371
[6 empty] | PRODUCTION | 6154258.1555 | 3017519.7054 | 763431.5942 | 8926.2219 | 219.8984 | 772577.7146 | 319467.195 | 90988.1579 | 7198.9564 | 1521.7201 | 419176.0294 | 19188.7251 | 209202.8616 | 1396894.0712 | 219140.1532 | 1844425.8111 | 86720.2874 | 2093.3193 | 88813.6066 | 1511.9309 | 8197.5713 | 2035.7862
[6 empty] | BULKTRAN | 4787999.3366 | 2347527.6683 | 593989.6682 | 6946.2512 | 171.1958 | 601107.1152 | 248580.8838 | 70802.5177 | 5601.3775 | 1174.963 | 326159.7419 | 14929.4439 | 162778.0741 | 1086765.8944 | 170481.5304 | 1434954.9428 | 67481.7631 | 1628.8284 | 69110.5915 | 1176.4813 | 6378.6475 | 1584.1481
[6 empty] | SUBTRAN | 1835594.9064 | 871638.7629 | 223183.9214 | 2601.3959 | 85.3175 | 225870.6348 | 97292.7587 | 27580.396 | 2824.3468 | 0 | 127697.5014 | 5447.8051 | 62972.9751 | 512791.813 | 0 | 581212.5932 | 26408.5776 | 631.7649 | 27040.3426 | 433.6357 | 1362.0818 | 339.3539
[6 empty] | DISTPRI | 3734781.5028 | 2481531.3623 | 624876.0749 | 7293.1173 | 0 | 632169.1922 | 269503.0882 | 76512.1829 | 0 | 0 | 346015.2711 | 15368.6832 | 177776.0141 | 0 | 0 | 193144.6973 | 73146.8879 | 1752.3803 | 74899.2682 | 1258.4409 | 4612.7777 | 1150.4931
[6 empty] | DISTSEC | 1334452.8282 | 996243.108 | 223685.7114 | 0 | 0 | 223685.7114 | 78862.7287 | 0 | 0 | 0 | 78862.7287 | 3490.0523 | 0 | 0 | 0 | 3490.0523 | 21951.0949 | 0 | 21951.0949 | 357.9313 | 7903.2167 | 1958.9848
[6 empty] | ENERGY | 1771568.8524 | 643987.598 | 207882.1572 | 2379.6698 | 60.3194 | 210322.1464 | 100608.4116 | 28084.3355 | 2222.9772 | 461.0982 | 131376.8226 | 6703.8339 | 80116.8982 | 566275.8557 | 90751.4056 | 743847.9934 | 27291.9135 | 641.4324 | 27933.346 | 626.6599 | 10782.4031 | 2691.8829
[6 empty] | CUSTOMER | 7328610.0793 | 5605555.3968 | 1334803.6589 | 8991.9589 | 1173.7307 | 1344969.3484 | 20764.9837 | 7564.815 | 3361.4444 | 1434.1251 | 33125.3683 | 297.2946 | 4674.3426 | 8713.0217 | 2154.5374 | 15839.1963 | 7053.1863 | 98.9407 | 7152.127 | 421.9826 | 276835.7547 | 44710.9052
| Adjusted Taxes Other Than Income |  |  | 26947265.6613 |  | TOTAL | 26947265.6613 | 15964003.6018 | 3971852.7863 | 37138.615 | 1710.4617 | 4010701.863 | 1135080.0498 | 301532.4049 | 21209.1023 | 4591.9065 | 1462413.4634 | 65425.8382 | 697521.1657 | 3571440.656 | 482527.6265 | 4816915.2864 | 310053.7107 | 6846.6661 | 316900.3768 | 5787.0626 | 316072.4529 | 54471.5543
Other Expenses
[5 empty] | RB_GUP_EPIS_D | PRODUCTION | 0 | 0 | 0 | 0 | 0 | 0 | 0 | 0 | 0 | 0 | 0 | 0 | 0 | 0 | 0 | 0 | 0 | 0 | 0 | 0 | 0 | 0
[5 empty] | RB_GUP_EPIS_D | BULKTRAN | 0 | 0 | 0 | 0 | 0 | 0 | 0 | 0 | 0 | 0 | 0 | 0 | 0 | 0 | 0 | 0 | 0 | 0 | 0 | 0 | 0 | 0
[5 empty] | RB_GUP_EPIS_D | SUBTRAN | 0 | 0 | 0 | 0 | 0 | 0 | 0 | 0 | 0 | 0 | 0 | 0 | 0 | 0 | 0 | 0 | 0 | 0 | 0 | 0 | 0 | 0
[5 empty] | RB_GUP_EPIS_D | DISTPRI | -5302.3476 | -3523.4028 | -887.0576 | -10.3516 | 0 | -897.4093 | -382.5238 | -108.5902 | 0 | 0 | -491.1141 | -21.8167 | -252.3411 | 0 | 0 | -274.1578 | -103.8105 | -2.4872 | -106.2977 | -1.786 | -6.547 | -1.6328
[5 empty] | RB_GUP_EPIS_D | DISTSEC | -1867.5959 | -1394.3504 | -313.0132 | 0 | 0 | -313.0132 | -110.3404 | 0 | 0 | 0 | -110.3404 | -4.8837 | 0 | 0 | 0 | -4.8837 | -30.7094 | 0 | -30.7094 | -0.50076 | -11.0574 | -2.7405
[5 empty] | RB_GUP_EPIS_D | ENERGY | 0 | 0 | 0 | 0 | 0 | 0 | 0 | 0 | 0 | 0 | 0 | 0 | 0 | 0 | 0 | 0 | 0 | 0 | 0 | 0 | 0 | 0
[5 empty] | RB_GUP_EPIS_D | CUSTOMER | -8181.0565 | -6077.345 | -1473.5649 | -9.1635 | -1.196 | -1483.9243 | -22.4664 | -7.6923 | -3.4317 | -1.4707 | -35.061 | -0.32001 | -4.7532 | -8.8984 | -2.206 | -16.1776 | -7.6606 | -0.10038 | -7.761 | -0.46156 | -486.0415 | -74.2844
|  |  | Gain/Loss on Disposition of Utility Plant | -15351 | RB_GUP_EPIS_D | TOTAL | -15351 | -10995.0983 | -2673.6357 | -19.5151 | -1.196 | -2694.3468 | -515.3306 | -116.2826 | -3.4317 | -1.4707 | -636.5156 | -27.0205 | -257.0943 | -8.8984 | -2.206 | -295.2192 | -142.1805 | -2.5876 | -144.7681 | -2.7483 | -503.646 | -78.6577
[5 empty] | RB_GUP | PRODUCTION | 998051.6778 | 489387.5711 | 123796.0262 | 1447.3638 | 35.6565 | 125279.0466 | 51797.8105 | 14751.7622 | 1167.3879 | 246.415 | 67963.3756 | 3111.5102 | 33920.9198 | 226545.5476 | 35540.7157 | 299118.6932 | 14059.3345 | 339.3975 | 14398.7319 | 245.1217 | 1329.0987 | 330.039
[5 empty] | RB_GUP | BULKTRAN | 1056991.9003 | 518288.4918 | 131106.8354 | 1532.8383 | 37.7622 | 132677.4359 | 54856.7448 | 15622.9316 | 1236.3283 | 260.9671 | 71976.9718 | 3295.2613 | 35924.1292 | 239924.2586 | 37639.5827 | 316783.2318 | 14889.6124 | 359.4407 | 15249.0531 | 259.5974 | 1407.5889 | 349.5295
[5 empty] | RB_GUP | SUBTRAN | 405199.7483 | 192430.0929 | 49259.2643 | 574.0292 | 18.8191 | 49852.1126 | 21469.5807 | 6085.5042 | 623.356 | 0 | 28178.4408 | 1202.3929 | 13897.114 | 113202.3513 | 0 | 128301.8582 | 5826.7225 | 139.4082 | 5966.1307 | 95.6802 | 300.5602 | 74.8727
[5 empty] | RB_GUP | DISTPRI | 675353.611 | 448771.5656 | 112983.4593 | 1318.4765 | 0 | 114301.9358 | 48721.5973 | 13831.0088 | 0 | 0 | 62552.6061 | 2778.7717 | 32140.3818 | 0 | 0 | 34919.1535 | 13222.2206 | 316.7935 | 13539.0141 | 227.4851 | 833.8888 | 207.962
[5 empty] | RB_GUP | DISTSEC | 238799.4807 | 178288.1131 | 40023.3188 | 0 | 0 | 40023.3188 | 14108.6418 | 0 | 0 | 0 | 14108.6418 | 624.4563 | 0 | 0 | 0 | 624.4563 | 3926.6455 | 0 | 3926.6455 | 64.029 | 1413.8568 | 350.4194
[5 empty] | RB_GUP | ENERGY | 45055.7733 | 16379.237 | 5286.6634 | 60.5223 | 1.5339 | 5348.7196 | 2558.31 | 714.1008 | 56.5359 | 11.5896 | 3340.5363 | 170.4719 | 2037.2768 | 14402.5939 | 2308.1549 | 18918.4975 | 693.931 | 16.3098 | 710.2408 | 15.9334 | 274.1676 | 68.4412
[5 empty] | RB_GUP | CUSTOMER | 1088397.4285 | 813634.4055 | 196577.7817 | 1228.1729 | 159.4048 | 197965.3594 | 2997.2598 | 1031.5272 | 457.2367 | 195.8436 | 4681.8673 | 42.7139 | 637.1029 | 1185.569 | 293.779 | 2159.1648 | 1021.579 | 13.4879 | 1035.0668 | 61.5091 | 59673.5201 | 9186.5354
|  |  | A/R Factoring | 4507849.62 | RB_GUP | TOTAL | 4507849.62 | 2657179.477 | 659033.3492 | 6161.403 | 253.1766 | 665447.9288 | 196509.9449 | 52036.8348 | 3540.8447 | 714.8153 | 252802.4398 | 11225.5783 | 118556.9245 | 595260.3203 | 75782.2323 | 800825.0553 | 53640.0454 | 1184.8375 | 54824.883 | 969.3559 | 65232.6811 | 10567.7991
[5 empty] | PROD_ENERGY | PRODUCTION | 0 | 0 | 0 | 0 | 0 | 0 | 0 | 0 | 0 | 0 | 0 | 0 | 0 | 0 | 0 | 0 | 0 | 0 | 0 | 0 | 0 | 0
[5 empty] | PROD_ENERGY | BULKTRAN | 0 | 0 | 0 | 0 | 0 | 0 | 0 | 0 | 0 | 0 | 0 | 0 | 0 | 0 | 0 | 0 | 0 | 0 | 0 | 0 | 0 | 0
[5 empty] | PROD_ENERGY | SUBTRAN | 0 | 0 | 0 | 0 | 0 | 0 | 0 | 0 | 0 | 0 | 0 | 0 | 0 | 0 | 0 | 0 | 0 | 0 | 0 | 0 | 0 | 0
[5 empty] | PROD_ENERGY | DISTPRI | 0 | 0 | 0 | 0 | 0 | 0 | 0 | 0 | 0 | 0 | 0 | 0 | 0 | 0 | 0 | 0 | 0 | 0 | 0 | 0 | 0 | 0
[5 empty] | PROD_ENERGY | DISTSEC | 0 | 0 | 0 | 0 | 0 | 0 | 0 | 0 | 0 | 0 | 0 | 0 | 0 | 0 | 0 | 0 | 0 | 0 | 0 | 0 | 0 | 0
[5 empty] | PROD_ENERGY | ENERGY | -178191 | -64778.2162 | -20908.2159 | -239.3594 | -6.0665 | -21153.6418 | -10117.8557 | -2824.196 | -223.5937 | -45.8357 | -13211.4811 | -674.1989 | -8057.2226 | -56960.7936 | -9128.5178 | -74820.7328 | -2744.4265 | -64.5037 | -2808.9302 | -63.0149 | -1084.3048 | -270.678
[5 empty] | PROD_ENERGY | CUSTOMER | 0 | 0 | 0 | 0 | 0 | 0 | 0 | 0 | 0 | 0 | 0 | 0 | 0 | 0 | 0 | 0 | 0 | 0 | 0 | 0 | 0 | 0
|  |  | Gain/Loss on Disposition of Allowances | -178191 | PROD_ENERGY | TOTAL | -178191 | -64778.2162 | -20908.2159 | -239.3594 | -6.0665 | -21153.6418 | -10117.8557 | -2824.196 | -223.5937 | -45.8357 | -13211.4811 | -674.1989 | -8057.2226 | -56960.7936 | -9128.5178 | -74820.7328 | -2744.4265 | -64.5037 | -2808.9302 | -63.0149 | -1084.3048 | -270.678
[5 empty] | PROD_DEMAND | PRODUCTION | 2038296 | 999464.0066 | 252825.5307 | 2955.915 | 72.8205 | 255854.2661 | 105785.374 | 30127.1552 | 2384.1271 | 503.2472 | 138799.9035 | 6354.5595 | 69275.8468 | 462668.3103 | 72583.9155 | 610882.6321 | 28713.0274 | 693.143 | 29406.1704 | 500.6059 | 2714.385 | 674.0304
[5 empty] | PROD_DEMAND | BULKTRAN | 0 | 0 | 0 | 0 | 0 | 0 | 0 | 0 | 0 | 0 | 0 | 0 | 0 | 0 | 0 | 0 | 0 | 0 | 0 | 0 | 0 | 0
[5 empty] | PROD_DEMAND | SUBTRAN | 0 | 0 | 0 | 0 | 0 | 0 | 0 | 0 | 0 | 0 | 0 | 0 | 0 | 0 | 0 | 0 | 0 | 0 | 0 | 0 | 0 | 0
[5 empty] | PROD_DEMAND | DISTPRI | 0 | 0 | 0 | 0 | 0 | 0 | 0 | 0 | 0 | 0 | 0 | 0 | 0 | 0 | 0 | 0 | 0 | 0 | 0 | 0 | 0 | 0
[5 empty] | PROD_DEMAND | DISTSEC | 0 | 0 | 0 | 0 | 0 | 0 | 0 | 0 | 0 | 0 | 0 | 0 | 0 | 0 | 0 | 0 | 0 | 0 | 0 | 0 | 0 | 0
[5 empty] | PROD_DEMAND | ENERGY | 0 | 0 | 0 | 0 | 0 | 0 | 0 | 0 | 0 | 0 | 0 | 0 | 0 | 0 | 0 | 0 | 0 | 0 | 0 | 0 | 0 | 0
[5 empty] | PROD_DEMAND | CUSTOMER | 0 | 0 | 0 | 0 | 0 | 0 | 0 | 0 | 0 | 0 | 0 | 0 | 0 | 0 | 0 | 0 | 0 | 0 | 0 | 0 | 0 | 0
|  |  | Accretion | 2038296 | PROD_DEMAND | TOTAL | 2038296 | 999464.0066 | 252825.5307 | 2955.915 | 72.8205 | 255854.2661 | 105785.374 | 30127.1552 | 2384.1271 | 503.2472 | 138799.9035 | 6354.5595 | 69275.8468 | 462668.3103 | 72583.9155 | 610882.6321 | 28713.0274 | 693.143 | 29406.1704 | 500.6059 | 2714.385 | 674.0304
[5 empty] | RB_GUP | PRODUCTION | -62.6571 | -30.7234 | -7.7718 | -0.090865 | -0.0022385 | -7.8649 | -3.2518 | -0.92611 | -0.073288 | -0.01547 | -4.2667 | -0.19534 | -2.1295 | -14.2224 | -2.2312 | -18.7785 | -0.88264 | -0.021307 | -0.90394 | -0.015389 | -0.08344 | -0.02072
[5 empty] | RB_GUP | BULKTRAN | -66.3573 | -32.5378 | -8.2308 | -0.096231 | -0.0023707 | -8.3294 | -3.4439 | -0.9808 | -0.077616 | -0.016383 | -4.5187 | -0.20687 | -2.2553 | -15.0623 | -2.363 | -19.8875 | -0.93476 | -0.022565 | -0.95733 | -0.016297 | -0.088368 | -0.021943
[5 empty] | RB_GUP | SUBTRAN | -25.4382 | -12.0806 | -3.0925 | -0.036037 | -0.0011815 | -3.1297 | -1.3478 | -0.38204 | -0.039134 | 0 | -1.769 | -0.075485 | -0.87245 | -7.1068 | 0 | -8.0547 | -0.3658 | -0.008752 | -0.37455 | -0.0060067 | -0.018869 | -0.0047005
[5 empty] | RB_GUP | DISTPRI | -42.3983 | -28.1736 | -7.093 | -0.082773 | 0 | -7.1758 | -3.0587 | -0.8683 | 0 | 0 | -3.927 | -0.17445 | -2.0178 | 0 | 0 | -2.1922 | -0.83008 | -0.019888 | -0.84997 | -0.014281 | -0.052351 | -0.013056
[5 empty] | RB_GUP | DISTSEC | -14.9917 | -11.1928 | -2.5126 | 0 | 0 | -2.5126 | -0.88573 | 0 | 0 | 0 | -0.88573 | -0.039203 | 0 | 0 | 0 | -0.039203 | -0.24651 | 0 | -0.24651 | -0.0040197 | -0.088761 | -0.021999
[5 empty] | RB_GUP | ENERGY | -2.8286 | -1.0283 | -0.33189 | -0.0037996 | -9.6299e-05 | -0.33579 | -0.16061 | -0.044831 | -0.0035493 | -0.00072759 | -0.20972 | -0.010702 | -0.1279 | -0.90419 | -0.1449 | -1.1877 | -0.043565 | -0.0010239 | -0.044588 | -0.0010003 | -0.017212 | -0.0042967
[5 empty] | RB_GUP | CUSTOMER | -68.3289 | -51.0795 | -12.341 | -0.077104 | -0.010007 | -12.4281 | -0.18817 | -0.064759 | -0.028705 | -0.012295 | -0.29392 | -0.0026816 | -0.039997 | -0.074429 | -0.018443 | -0.13555 | -0.064134 | -0.00084676 | -0.064981 | -0.0038615 | -3.7463 | -0.57672
|  |  | Interest Income - Corp. Borrowing Program | -283 | RB_GUP | TOTAL | -283 | -166.8161 | -41.3737 | -0.38681 | -0.015894 | -41.7764 | -12.3368 | -3.2668 | -0.22229 | -0.044876 | -15.8708 | -0.70473 | -7.4429 | -37.3701 | -4.7576 | -50.2753 | -3.3675 | -0.074383 | -3.4419 | -0.060856 | -4.0953 | -0.66344
[5 empty] | RB_GUP | PRODUCTION | 0 | 0 | 0 | 0 | 0 | 0 | 0 | 0 | 0 | 0 | 0 | 0 | 0 | 0 | 0 | 0 | 0 | 0 | 0 | 0 | 0 | 0
[5 empty] | RB_GUP | BULKTRAN | 0 | 0 | 0 | 0 | 0 | 0 | 0 | 0 | 0 | 0 | 0 | 0 | 0 | 0 | 0 | 0 | 0 | 0 | 0 | 0 | 0 | 0
[5 empty] | RB_GUP | SUBTRAN | 0 | 0 | 0 | 0 | 0 | 0 | 0 | 0 | 0 | 0 | 0 | 0 | 0 | 0 | 0 | 0 | 0 | 0 | 0 | 0 | 0 | 0
[5 empty] | RB_GUP | DISTPRI | 0 | 0 | 0 | 0 | 0 | 0 | 0 | 0 | 0 | 0 | 0 | 0 | 0 | 0 | 0 | 0 | 0 | 0 | 0 | 0 | 0 | 0
[5 empty] | RB_GUP | DISTSEC | 0 | 0 | 0 | 0 | 0 | 0 | 0 | 0 | 0 | 0 | 0 | 0 | 0 | 0 | 0 | 0 | 0 | 0 | 0 | 0 | 0 | 0
[5 empty] | RB_GUP | ENERGY | 0 | 0 | 0 | 0 | 0 | 0 | 0 | 0 | 0 | 0 | 0 | 0 | 0 | 0 | 0 | 0 | 0 | 0 | 0 | 0 | 0 | 0
[5 empty] | RB_GUP | CUSTOMER | 0 | 0 | 0 | 0 | 0 | 0 | 0 | 0 | 0 | 0 | 0 | 0 | 0 | 0 | 0 | 0 | 0 | 0 | 0 | 0 | 0 | 0
|  |  | Interest Expense - Corp. Borrowing Program | 0 | RB_GUP | TOTAL | 0 | 0 | 0 | 0 | 0 | 0 | 0 | 0 | 0 | 0 | 0 | 0 | 0 | 0 | 0 | 0 | 0 | 0 | 0 | 0 | 0 | 0
[5 empty] | RB_GUP | PRODUCTION | 148224.0317 | 72680.6041 | 18385.3667 | 214.9529 | 5.2955 | 18605.6151 | 7692.6681 | 2190.8341 | 173.3727 | 36.5959 | 10093.4709 | 462.1009 | 5037.7106 | 33645.0458 | 5278.2719 | 44423.1292 | 2087.9993 | 50.4051 | 2138.4044 | 36.4038 | 197.3889 | 49.0152
[5 empty] | RB_GUP | BULKTRAN | 156977.4436 | 76972.7776 | 19471.1197 | 227.647 | 5.6082 | 19704.3749 | 8146.9608 | 2320.2144 | 183.6113 | 38.7571 | 10689.5436 | 489.3904 | 5335.214 | 35631.9635 | 5589.9818 | 47046.5496 | 2211.3067 | 53.3818 | 2264.6885 | 38.5537 | 209.0458 | 51.9098
[5 empty] | RB_GUP | SUBTRAN | 60177.5857 | 28578.4442 | 7315.66 | 85.251 | 2.7949 | 7403.7059 | 3188.5201 | 903.7788 | 92.5767 | 0 | 4184.8756 | 178.5714 | 2063.9074 | 16812.0642 | 0 | 19054.5431 | 865.3463 | 20.704 | 886.0503 | 14.2098 | 44.6372 | 11.1196
[5 empty] | RB_GUP | DISTPRI | 100299.0499 | 66648.5837 | 16779.5558 | 195.8114 | 0 | 16975.3672 | 7235.8093 | 2054.0899 | 0 | 0 | 9289.8992 | 412.6848 | 4773.2769 | 0 | 0 | 5185.9616 | 1963.6767 | 47.0481 | 2010.7248 | 33.7846 | 123.8437 | 30.8851
[5 empty] | RB_GUP | DISTSEC | 35464.9189 | 26478.1709 | 5943.9985 | 0 | 0 | 5943.9985 | 2095.3221 | 0 | 0 | 0 | 2095.3221 | 92.7401 | 0 | 0 | 0 | 92.7401 | 583.1594 | 0 | 583.1594 | 9.5092 | 209.9767 | 52.042
[5 empty] | RB_GUP | ENERGY | 6691.3854 | 2432.5359 | 785.1403 | 8.9884 | 0.22781 | 794.3564 | 379.9433 | 106.0535 | 8.3963 | 1.7212 | 496.1143 | 25.3174 | 302.5629 | 2138.9779 | 342.7919 | 2809.6501 | 103.058 | 2.4222 | 105.4803 | 2.3663 | 40.7176 | 10.1644
[5 empty] | RB_GUP | CUSTOMER | 161641.5848 | 120835.5986 | 29194.4315 | 182.4001 | 23.6737 | 29400.5054 | 445.1332 | 153.1956 | 67.9058 | 29.0854 | 695.32 | 6.3436 | 94.6183 | 176.0729 | 43.6301 | 320.6649 | 151.7182 | 2.0031 | 153.7213 | 9.1349 | 8862.3164 | 1364.3235
|  |  | Other Interest Expense | 669476 | RB_GUP | TOTAL | 669476 | 394626.7151 | 97875.2726 | 915.0508 | 37.6001 | 98827.9235 | 29184.3568 | 7728.1664 | 525.8628 | 106.1596 | 37544.5457 | 1667.1486 | 17607.29 | 88404.1243 | 11254.6757 | 118933.2387 | 7966.2646 | 175.9642 | 8142.2289 | 143.9623 | 9687.9262 | 1569.4596
[5 empty] | CUST_DEP_FXNL | PRODUCTION | 382323.7383 | 224955.2205 | 49562.5427 | 3624.5493 | 440.6996 | 53627.7915 | 16845.1989 | 19538.2095 | 4403.1696 | 273.8114 | 41060.3893 | 2873.3936 | 21950.7828 | 29077.589 | 8282.2322 | 62183.9976 | 363.4164 | 0 | 363.4164 | 0 | 132.9229 | 0
[5 empty] | CUST_DEP_FXNL | BULKTRAN | 404901.9741 | 238240.0143 | 52489.4726 | 3838.598 | 466.7253 | 56794.7959 | 17839.9968 | 20692.0439 | 4663.2 | 289.9814 | 43485.2222 | 3043.0826 | 23247.0925 | 30794.7742 | 8771.3418 | 65856.2911 | 384.878 | 0 | 384.878 | 0 | 140.7727 | 0
[5 empty] | CUST_DEP_FXNL | SUBTRAN | 152052.3134 | 88453.7257 | 19721.2662 | 1437.5079 | 232.596 | 21391.3702 | 6982.136 | 8060.0442 | 2351.1826 | 0 | 17393.3627 | 1110.3766 | 8993.0501 | 14529.7557 | 0 | 24633.1823 | 150.6136 | 0 | 150.6136 | 0 | 30.059 | 0
[5 empty] | CUST_DEP_FXNL | DISTPRI | 312774.1823 | 206285.3911 | 45233.6613 | 3301.7841 | 0 | 48535.4454 | 15844.7816 | 18318.7029 | 0 | 0 | 34163.4845 | 2566.1188 | 20798.5675 | 0 | 0 | 23364.6863 | 341.778 | 0 | 341.778 | 0 | 83.397 | 0
[5 empty] | CUST_DEP_FXNL | DISTSEC | 103384.5695 | 81953.127 | 16023.5955 | 0 | 0 | 16023.5955 | 4588.2804 | 0 | 0 | 0 | 4588.2804 | 576.6681 | 0 | 0 | 0 | 576.6681 | 101.4989 | 0 | 101.4989 | 0 | 141.3995 | 0
[5 empty] | CUST_DEP_FXNL | ENERGY | 15727.5972 | 7528.9915 | 2116.55 | 151.5624 | 18.9588 | 2287.0712 | 831.9896 | 945.8023 | 213.2429 | 12.8781 | 2003.9129 | 157.4261 | 1318.3552 | 1848.6027 | 537.881 | 3862.2649 | 17.9373 | 0 | 17.9373 | 0 | 27.4194 | 0
[5 empty] | CUST_DEP_FXNL | CUSTOMER | 468697.6251 | 374000.7264 | 78701.1909 | 3075.6422 | 1970.1752 | 83747.0082 | 974.7408 | 1366.2229 | 1724.6116 | 217.6175 | 4283.1927 | 39.4451 | 412.2797 | 152.1702 | 68.4608 | 672.3559 | 26.4066 | 0 | 26.4066 | 0 | 5967.9353 | 0
|  |  | Interest on Customer Deposits | 1839862 | CUST_DEP_FXNL | TOTAL | 1839862 | 1221417.1966 | 263848.2791 | 15429.6439 | 3129.1548 | 282407.0779 | 63907.1241 | 68921.0256 | 13355.4065 | 794.2885 | 146977.8447 | 10366.5109 | 76720.1279 | 76402.8918 | 17659.9157 | 181149.4463 | 1386.5288 | 0 | 1386.5288 | 0 | 6523.9057 | 0
[6 empty] | PRODUCTION | 3566832.7907 | 1786456.6789 | 444561.6945 | 8242.6901 | 554.4699 | 453358.8545 | 182117.7997 | 66607.0348 | 8127.984 | 1060.0541 | 257912.8726 | 12801.3689 | 130183.1304 | 751922.2704 | 121682.9041 | 1016589.6738 | 45222.895 | 1082.9242 | 46305.8192 | 782.116 | 4373.712 | 1053.0638
[6 empty] | BULKTRAN | 1618804.9608 | 833468.7459 | 203059.1969 | 5598.9871 | 510.0933 | 209168.2773 | 80840.2586 | 38634.2092 | 6083.062 | 589.6893 | 126147.219 | 6827.5275 | 64504.1804 | 306335.934 | 51998.5432 | 429666.1851 | 17484.8624 | 412.7999 | 17897.6623 | 298.1348 | 1757.319 | 401.4174
[6 empty] | SUBTRAN | 617404.2092 | 309450.1821 | 76293.0981 | 2096.7521 | 254.2088 | 78644.059 | 31638.8888 | 15048.9451 | 3067.0761 | 0 | 49754.9101 | 2491.2655 | 24953.199 | 144537.0644 | 0 | 171981.5289 | 6842.3165 | 160.1034 | 7002.4199 | 109.884 | 375.2375 | 85.9876
[6 empty] | DISTPRI | 1083082.0974 | 718153.9639 | 174102.5258 | 4805.6376 | 0 | 178908.1634 | 71416.6057 | 34094.3431 | 0 | 0 | 105510.9487 | 5735.5841 | 57457.8673 | 0 | 0 | 63193.4514 | 15423.0348 | 361.3344 | 15784.3692 | 259.4694 | 1034.5301 | 237.2013
[6 empty] | DISTSEC | 375766.3815 | 285313.8679 | 61675.387 | 0 | 0 | 61675.387 | 20681.0182 | 0 | 0 | 0 | 20681.0182 | 1288.9417 | 0 | 0 | 0 | 1288.9417 | 4580.3479 | 0 | 4580.3479 | 73.0333 | 1754.0868 | 399.6988
[6 empty] | ENERGY | -110719.0726 | -38438.48 | -12720.1941 | -18.2902 | 14.6539 | -12723.8304 | -6347.7735 | -1058.2842 | 54.5778 | -19.6475 | -7371.1273 | -320.9943 | -4399.1556 | -38571.5233 | -5939.8349 | -49231.5081 | -1929.5438 | -45.7727 | -1975.3165 | -44.7162 | -742.0175 | -192.0766
[6 empty] | CUSTOMER | 1710487.253 | 1302342.3061 | 302987.4982 | 4476.9747 | 2152.0477 | 309616.5206 | 4394.4793 | 2543.1886 | 2246.2936 | 441.0635 | 9625.025 | 88.18 | 1139.2077 | 1504.8392 | 403.6455 | 3135.8724 | 1191.9789 | 15.3898 | 1207.3687 | 70.1786 | 74013.9839 | 10475.9977
|  | Total Other Expenses |  | 8861658.62 |  | TOTAL | 8861658.62 | 5196747.2647 | 1249959.2063 | 25202.7514 | 3485.4736 | 1278647.4313 | 384741.2768 | 155869.4366 | 19578.9935 | 2071.1594 | 562260.8663 | 28911.8732 | 273838.4293 | 1165728.5847 | 168145.2579 | 1636624.1451 | 88815.8917 | 1986.7791 | 90802.6708 | 1548.1 | 82566.8519 | 12461.2899
Other Expense Adjustments
[5 empty] | CUST_DEP_FXNL | PRODUCTION | -50678.088 | -29818.4479 | -6569.6546 | -480.4442 | -58.416 | -7108.5148 | -2232.8785 | -2589.8447 | -583.6525 | -36.2945 | -5442.6702 | -380.8764 | -2909.6381 | -3854.3163 | -1097.8332 | -8242.664 | -48.1719 | 0 | -48.1719 | 0 | -17.6193 | 0
[5 empty] | CUST_DEP_FXNL | BULKTRAN | -53670.8967 | -31579.3847 | -6957.6274 | -508.817 | -61.8657 | -7528.3101 | -2364.7418 | -2742.7887 | -618.1203 | -38.4379 | -5764.0886 | -403.3692 | -3081.4676 | -4081.934 | -1162.666 | -8729.4368 | -51.0167 | 0 | -51.0167 | 0 | -18.6598 | 0
[5 empty] | CUST_DEP_FXNL | SUBTRAN | -20154.9623 | -11724.7904 | -2614.1094 | -190.5457 | -30.8313 | -2835.4863 | -925.5018 | -1068.3816 | -311.6559 | 0 | -2305.5392 | -147.1835 | -1192.0541 | -1925.96 | 0 | -3265.1977 | -19.9643 | 0 | -19.9643 | 0 | -3.9844 | 0
[5 empty] | CUST_DEP_FXNL | DISTPRI | -41459.0985 | -27343.7094 | -5995.8492 | -437.6608 | 0 | -6433.5099 | -2100.2704 | -2428.1956 | 0 | 0 | -4528.4661 | -340.1463 | -2756.9087 | 0 | 0 | -3097.055 | -45.3036 | 0 | -45.3036 | 0 | -11.0545 | 0
[5 empty] | CUST_DEP_FXNL | DISTSEC | -13703.9158 | -10863.1177 | -2123.9727 | 0 | 0 | -2123.9727 | -608.1895 | 0 | 0 | 0 | -608.1895 | -76.439 | 0 | 0 | 0 | -76.439 | -13.454 | 0 | -13.454 | 0 | -18.7429 | 0
[5 empty] | CUST_DEP_FXNL | ENERGY | -2084.7373 | -997.989 | -280.5547 | -20.09 | -2.513 | -303.1577 | -110.2826 | -125.3688 | -28.2659 | -1.707 | -265.6243 | -20.8673 | -174.7517 | -245.0375 | -71.2976 | -511.9541 | -2.3776 | 0 | -2.3776 | 0 | -3.6345 | 0
[5 empty] | CUST_DEP_FXNL | CUSTOMER | -62127.1899 | -49574.8493 | -10432.0644 | -407.685 | -261.1523 | -11100.9017 | -129.2046 | -181.0967 | -228.6021 | -28.8458 | -567.7493 | -5.2286 | -54.6488 | -20.1706 | -9.0747 | -89.1227 | -3.5003 | 0 | -3.5003 | 0 | -791.0666 | 0
|  |  | Adj 20 - Interest on Customer Deposits | -243878.8885 | CUST_DEP_FXNL | TOTAL | -243878.8885 | -161902.2885 | -34973.8323 | -2045.2427 | -414.7783 | -37433.8533 | -8471.0692 | -9135.676 | -1770.2967 | -105.2852 | -19482.3272 | -1374.1102 | -10169.469 | -10127.4184 | -2340.8716 | -24011.8692 | -183.7883 | 0 | -183.7883 | 0 | -864.7621 | 0
[5 empty] | PROD_DEMAND | PRODUCTION | 28502.25 | 13975.8764 | 3535.3533 | 41.3337 | 1.0183 | 3577.7052 | 1479.2362 | 421.2792 | 33.3381 | 7.0371 | 1940.8906 | 88.8582 | 968.7099 | 6469.6628 | 1014.9678 | 8542.1987 | 401.5049 | 9.6925 | 411.1974 | 7.0002 | 37.9563 | 9.4252
[5 empty] | PROD_DEMAND | BULKTRAN | 0 | 0 | 0 | 0 | 0 | 0 | 0 | 0 | 0 | 0 | 0 | 0 | 0 | 0 | 0 | 0 | 0 | 0 | 0 | 0 | 0 | 0
[5 empty] | PROD_DEMAND | SUBTRAN | 0 | 0 | 0 | 0 | 0 | 0 | 0 | 0 | 0 | 0 | 0 | 0 | 0 | 0 | 0 | 0 | 0 | 0 | 0 | 0 | 0 | 0
[5 empty] | PROD_DEMAND | DISTPRI | 0 | 0 | 0 | 0 | 0 | 0 | 0 | 0 | 0 | 0 | 0 | 0 | 0 | 0 | 0 | 0 | 0 | 0 | 0 | 0 | 0 | 0
[5 empty] | PROD_DEMAND | DISTSEC | 0 | 0 | 0 | 0 | 0 | 0 | 0 | 0 | 0 | 0 | 0 | 0 | 0 | 0 | 0 | 0 | 0 | 0 | 0 | 0 | 0 | 0
[5 empty] | PROD_DEMAND | ENERGY | 0 | 0 | 0 | 0 | 0 | 0 | 0 | 0 | 0 | 0 | 0 | 0 | 0 | 0 | 0 | 0 | 0 | 0 | 0 | 0 | 0 | 0
[5 empty] | PROD_DEMAND | CUSTOMER | 0 | 0 | 0 | 0 | 0 | 0 | 0 | 0 | 0 | 0 | 0 | 0 | 0 | 0 | 0 | 0 | 0 | 0 | 0 | 0 | 0 | 0
|  |  | Adj 18 - Wholesale Load | 28502.25 | PROD_DEMAND | TOTAL | 28502.25 | 13975.8764 | 3535.3533 | 41.3337 | 1.0183 | 3577.7052 | 1479.2362 | 421.2792 | 33.3381 | 7.0371 | 1940.8906 | 88.8582 | 968.7099 | 6469.6628 | 1014.9678 | 8542.1987 | 401.5049 | 9.6925 | 411.1974 | 7.0002 | 37.9563 | 9.4252
[5 empty] | PROD_DEMAND | PRODUCTION | 124566.65 | 61080.3745 | 15450.9597 | 180.6452 | 4.4503 | 15636.0552 | 6464.8754 | 1841.1648 | 145.7015 | 30.755 | 8482.4967 | 388.347 | 4233.6639 | 28275.109 | 4435.8303 | 37332.9502 | 1754.743 | 42.3601 | 1797.1031 | 30.5936 | 165.8846 | 41.1921
[5 empty] | PROD_DEMAND | BULKTRAN | 0 | 0 | 0 | 0 | 0 | 0 | 0 | 0 | 0 | 0 | 0 | 0 | 0 | 0 | 0 | 0 | 0 | 0 | 0 | 0 | 0 | 0
[5 empty] | PROD_DEMAND | SUBTRAN | 0 | 0 | 0 | 0 | 0 | 0 | 0 | 0 | 0 | 0 | 0 | 0 | 0 | 0 | 0 | 0 | 0 | 0 | 0 | 0 | 0 | 0
[5 empty] | PROD_DEMAND | DISTPRI | 0 | 0 | 0 | 0 | 0 | 0 | 0 | 0 | 0 | 0 | 0 | 0 | 0 | 0 | 0 | 0 | 0 | 0 | 0 | 0 | 0 | 0
[5 empty] | PROD_DEMAND | DISTSEC | 0 | 0 | 0 | 0 | 0 | 0 | 0 | 0 | 0 | 0 | 0 | 0 | 0 | 0 | 0 | 0 | 0 | 0 | 0 | 0 | 0 | 0
[5 empty] | PROD_DEMAND | ENERGY | 0 | 0 | 0 | 0 | 0 | 0 | 0 | 0 | 0 | 0 | 0 | 0 | 0 | 0 | 0 | 0 | 0 | 0 | 0 | 0 | 0 | 0
[5 empty] | PROD_DEMAND | CUSTOMER | 0 | 0 | 0 | 0 | 0 | 0 | 0 | 0 | 0 | 0 | 0 | 0 | 0 | 0 | 0 | 0 | 0 | 0 | 0 | 0 | 0 | 0
|  |  | Adj 39 - ARO Depreciation | 124566.65 | PROD_DEMAND | TOTAL | 124566.65 | 61080.3745 | 15450.9597 | 180.6452 | 4.4503 | 15636.0552 | 6464.8754 | 1841.1648 | 145.7015 | 30.755 | 8482.4967 | 388.347 | 4233.6639 | 28275.109 | 4435.8303 | 37332.9502 | 1754.743 | 42.3601 | 1797.1031 | 30.5936 | 165.8846 | 41.1921
[6 empty] | PRODUCTION | 102390.812 | 45237.8031 | 12416.6584 | -258.4653 | -52.9474 | 12105.2457 | 5711.233 | -327.4007 | -404.6129 | 1.4976 | 4980.717 | 96.3288 | 2292.7357 | 30890.4555 | 4352.965 | 37632.4849 | 2108.0761 | 52.0526 | 2160.1287 | 37.5938 | 186.2215 | 50.6173
[6 empty] | BULKTRAN | -53670.8967 | -31579.3847 | -6957.6274 | -508.817 | -61.8657 | -7528.3101 | -2364.7418 | -2742.7887 | -618.1203 | -38.4379 | -5764.0886 | -403.3692 | -3081.4676 | -4081.934 | -1162.666 | -8729.4368 | -51.0167 | 0 | -51.0167 | 0 | -18.6598 | 0
[6 empty] | SUBTRAN | -20154.9623 | -11724.7904 | -2614.1094 | -190.5457 | -30.8313 | -2835.4863 | -925.5018 | -1068.3816 | -311.6559 | 0 | -2305.5392 | -147.1835 | -1192.0541 | -1925.96 | 0 | -3265.1977 | -19.9643 | 0 | -19.9643 | 0 | -3.9844 | 0
[6 empty] | DISTPRI | -41459.0985 | -27343.7094 | -5995.8492 | -437.6608 | 0 | -6433.5099 | -2100.2704 | -2428.1956 | 0 | 0 | -4528.4661 | -340.1463 | -2756.9087 | 0 | 0 | -3097.055 | -45.3036 | 0 | -45.3036 | 0 | -11.0545 | 0
[6 empty] | DISTSEC | -13703.9158 | -10863.1177 | -2123.9727 | 0 | 0 | -2123.9727 | -608.1895 | 0 | 0 | 0 | -608.1895 | -76.439 | 0 | 0 | 0 | -76.439 | -13.454 | 0 | -13.454 | 0 | -18.7429 | 0
[6 empty] | ENERGY | -2084.7373 | -997.989 | -280.5547 | -20.09 | -2.513 | -303.1577 | -110.2826 | -125.3688 | -28.2659 | -1.707 | -265.6243 | -20.8673 | -174.7517 | -245.0375 | -71.2976 | -511.9541 | -2.3776 | 0 | -2.3776 | 0 | -3.6345 | 0
[6 empty] | CUSTOMER | -62127.1899 | -49574.8493 | -10432.0644 | -407.685 | -261.1523 | -11100.9017 | -129.2046 | -181.0967 | -228.6021 | -28.8458 | -567.7493 | -5.2286 | -54.6488 | -20.1706 | -9.0747 | -89.1227 | -3.5003 | 0 | -3.5003 | 0 | -791.0666 | 0
|  | Total Adjustments to Other Expenses |  | -90809.9885 |  | TOTAL | -90809.9885 | -86846.0375 | -15987.5193 | -1823.2639 | -409.3097 | -18220.0929 | -526.9577 | -6873.232 | -1591.2571 | -67.4931 | -9058.9399 | -896.905 | -4967.0952 | 24617.3533 | 3109.9266 | 21863.2798 | 1972.4596 | 52.0526 | 2024.5122 | 37.5938 | -660.9213 | 50.6173
[6 empty] | PRODUCTION | 3669223.6027 | 1831694.4819 | 456978.3529 | 7984.2248 | 501.5224 | 465464.1002 | 187829.0328 | 66279.6341 | 7723.3711 | 1061.5517 | 262893.5897 | 12897.6976 | 132475.8661 | 782812.7258 | 126035.8691 | 1054222.1587 | 47330.971 | 1134.9768 | 48465.9479 | 819.7098 | 4559.9335 | 1103.6811
[6 empty] | BULKTRAN | 1565134.064 | 801889.3612 | 196101.5695 | 5090.1702 | 448.2276 | 201639.9672 | 78475.5168 | 35891.4205 | 5464.9417 | 551.2514 | 120383.1303 | 6424.1583 | 61422.7129 | 302254 | 50835.8772 | 420936.7483 | 17433.8458 | 412.7999 | 17846.6456 | 298.1348 | 1738.6592 | 401.4174
[6 empty] | SUBTRAN | 597249.2469 | 297725.3917 | 73678.9887 | 1906.2064 | 223.3776 | 75808.5727 | 30713.3871 | 13980.5636 | 2755.4202 | 0 | 47449.3709 | 2344.082 | 23761.1449 | 142611.1044 | 0 | 168716.3312 | 6822.3522 | 160.1034 | 6982.4557 | 109.884 | 371.2531 | 85.9876
[6 empty] | DISTPRI | 1041622.9989 | 690810.2545 | 168106.6766 | 4367.9768 | 0 | 172474.6534 | 69316.3352 | 31666.1474 | 0 | 0 | 100982.4827 | 5395.4378 | 54700.9586 | 0 | 0 | 60096.3964 | 15377.7311 | 361.3344 | 15739.0656 | 259.4694 | 1023.4756 | 237.2013
[6 empty] | DISTSEC | 362062.4657 | 274450.7501 | 59551.4143 | 0 | 0 | 59551.4143 | 20072.8287 | 0 | 0 | 0 | 20072.8287 | 1212.5027 | 0 | 0 | 0 | 1212.5027 | 4566.8939 | 0 | 4566.8939 | 73.0333 | 1735.3439 | 399.6988
[6 empty] | ENERGY | -112803.8099 | -39436.469 | -13000.7488 | -38.3802 | 12.1408 | -13026.9882 | -6458.056 | -1183.6529 | 26.3119 | -21.3545 | -7636.7516 | -341.8616 | -4573.9073 | -38816.5608 | -6011.1326 | -49743.4622 | -1931.9214 | -45.7727 | -1977.6941 | -44.7162 | -745.652 | -192.0766
[6 empty] | CUSTOMER | 1648360.0631 | 1252767.4567 | 292555.4337 | 4069.2896 | 1890.8954 | 298515.6188 | 4265.2746 | 2362.0919 | 2017.6915 | 412.2177 | 9057.2758 | 82.9514 | 1084.5589 | 1484.6687 | 394.5708 | 3046.7497 | 1188.4787 | 15.3898 | 1203.8684 | 70.1786 | 73222.9173 | 10475.9977
| Total Adjusted Other Expenses |  |  | 8770848.6315 |  | TOTAL | 8770848.6315 | 5109901.2271 | 1233971.687 | 23379.4876 | 3076.1639 | 1260427.3385 | 384214.3191 | 148996.2046 | 17987.7364 | 2003.6663 | 553201.9264 | 28014.9682 | 268871.3341 | 1190345.9381 | 171255.1845 | 1658487.4249 | 90788.3514 | 2038.8317 | 92827.183 | 1585.6937 | 81905.9307 | 12511.9072
[6 empty] | PRODUCTION | 168840810.3007 | 82865279.9249 | 20944184.1929 | 232239.4449 | 4994.3023 | 21181417.9401 | 8727711.6225 | 2516086.624 | 198542.0693 | 101022.3525 | 11543362.6683 | 530620.7882 | 5772779.0627 | 38169792.3593 | 6034392.6144 | 50507584.8247 | 2363019.6507 | 57538.9336 | 2420558.5842 | 41639.9125 | 224890.9545 | 56075.4915
[6 empty] | BULKTRAN | 34342512.5484 | 16913378.0798 | 4278124.0164 | 50498.389 | 1087.8881 | 4329710.2936 | 1783540.4551 | 524385.7176 | 43861.9085 | -93755.135 | 2258032.9462 | 109109.2958 | 1183098.7148 | 7775149.8782 | 1217479.3054 | 10284837.1942 | 479449.1976 | 11645.956 | 491095.1536 | 8434.203 | 45655.5431 | 11369.135
[6 empty] | SUBTRAN | 13614426.7553 | 6474520.9811 | 1657204.3469 | 19516.4791 | 576.8414 | 1677297.6674 | 719781.2051 | 210395.5866 | 22747.3374 | 0 | 952924.129 | 41028.0902 | 471705.7575 | 3782993.1315 | 0 | 4295726.9791 | 193531.5657 | 4657.4951 | 198189.0608 | 3204.9204 | 10052.3392 | 2510.6782
[6 empty] | DISTPRI | 37039053.7791 | 24615049.3879 | 6191560.4758 | 68838.6112 | 0 | 6260399.087 | 2655208.0871 | 772822.27 | 0 | 0 | 3428030.3571 | 154405.9009 | 1778306.2058 | 0 | 0 | 1932712.1067 | 715999.5567 | 17346.5891 | 733346.1458 | 12494.8484 | 45592.2397 | 11429.6065
[6 empty] | DISTSEC | 13471311.4947 | 10064813.0325 | 2257400.5642 | 0 | 0 | 2257400.5642 | 791472.7924 | 0 | 0 | 0 | 791472.7924 | 35699.9222 | 0 | 0 | 0 | 35699.9222 | 218920.8116 | 0 | 218920.8116 | 3619.3367 | 79565.2971 | 19819.7379
[6 empty] | ENERGY | 235801155.7054 | 85746552.2319 | 27664038.5113 | 305713.7148 | 6948.9979 | 27976701.224 | 13358511.5777 | 3744071.5585 | 293880.2505 | 161646.411 | 17558109.7977 | 894954.175 | 10689274.669 | 75235798.1816 | 12113860.3079 | 98933887.3334 | 3621564.4876 | 85532.964 | 3707097.4516 | 83645.4718 | 1435854.5498 | 359307.6453
[6 empty] | CUSTOMER | 78314355.9576 | 60385692.1441 | 14341618.2526 | 95546.0611 | 10955.0366 | 14448119.3503 | 224045.8991 | 85103.5906 | 38341.6199 | -3138.8496 | 344352.26 | 3262.556 | 52274.6518 | 96510.3781 | 24018.394 | 176065.9799 | 75658.9437 | 1097.3594 | 76756.3031 | 4571.239 | 2460803.5448 | 417995.1365
| Total Operating Expense Before Income Tax |  |  | 581423626.5411 |  | TOTAL | 581423626.5411 | 287065285.7822 | 77334130.3601 | 772352.7001 | 24563.0663 | 78131046.1264 | 28260271.6389 | 7852865.3473 | 597373.1855 | 165774.7788 | 36876284.9506 | 1769080.7284 | 19947439.0616 | 125060243.9287 | 19389750.6216 | 166166514.3402 | 7668144.2135 | 177819.2971 | 7845963.5106 | 157609.9319 | 4302414.4682 | 878507.4309
[6 empty] | PRODUCTION | 16062806.5205 | 2269464.4613 | 4317763.9157 | 43822.6622 | -550.8769 | 4361035.701 | 2882803.6301 | 1046590.9545 | 31999.2954 | 153803.7495 | 4115197.6295 | 114658.995 | 1757139.1832 | 2087550.5714 | 182326.3672 | 4141675.1167 | 1026883.612 | 21178.742 | 1048062.354 | 17906.9236 | 82935.893 | 26528.4416
[6 empty] | BULKTRAN | 20674133.5825 | 2967244.6374 | 5575013.4081 | 108872.1173 | 3981.4428 | 5687866.9683 | 3812151.6027 | 1327458.6632 | 51908.08 | -355088.9264 | 4836429.4195 | 138603.8971 | 2173375.9611 | 3197719.8088 | 138463.741 | 5648163.408 | 1348136.3496 | 26336.5087 | 1374472.8583 | 22094.0233 | 105043.7874 | 32818.4805
[6 empty] | SUBTRAN | 8017048.0143 | 1064037.5821 | 2038172.4494 | 39580.6382 | 1876.1911 | 2079629.2786 | 1452531.431 | 502848.7964 | 25345.0234 | 0 | 1980725.2508 | 49179.2722 | 818136.1529 | 1464891.8892 | 0 | 2332207.3143 | 513876.169 | 9948.6798 | 523824.8488 | 7932.004 | 21843.6838 | 6848.0519
[6 empty] | DISTPRI | 14740448.5885 | 2848893.8767 | 4485526.7455 | 73957.6226 | 0 | 4559484.3681 | 3103444.9975 | 1084813.6325 | 0 | 0 | 4188258.63 | 111198.4788 | 1821561.1834 | 0 | 0 | 1932759.6622 | 1095447.9581 | 21654.462 | 1117102.4202 | 18061.3963 | 57712.5751 | 18175.6601
[6 empty] | DISTSEC | 4033748.7986 | 1114242.8988 | 1561259.6718 | 0 | 0 | 1561259.6718 | 882783.4617 | 0 | 0 | 0 | 882783.4617 | 24555.2884 | 0 | 0 | 0 | 24555.2884 | 319637.6391 | 0 | 319637.6391 | 4997.3751 | 96167.011 | 30105.4526
[6 empty] | ENERGY | 2864261.3057 | -142272.3434 | 838394.7393 | -11423.7651 | -1051.1054 | 825919.8688 | 648730.3742 | 285161.5922 | 4278.6628 | 304272.3813 | 1242443.0105 | 35416.9375 | 581601.6789 | -97951.6788 | 51984.3655 | 571051.3031 | 237505.6305 | 5413.0806 | 242918.711 | 6400.0657 | 87508.7383 | 30291.9517
[6 empty] | CUSTOMER | 17649431.0532 | 4815931.8333 | 7430867.7723 | 61625.9621 | 6868.6999 | 7499362.4343 | 181946.1741 | 77286.2691 | 15617.2456 | -84261.4683 | 190588.2205 | 1636.8158 | 34594.1302 | 14000.7268 | 1480.707 | 51712.3798 | 80793.8831 | 881.7603 | 81675.6434 | 4684.3083 | 4195249.2594 | 810226.9739
| Gross Operating Income |  |  | 84041877.8633 |  | TOTAL | 84041877.8633 | 14937542.9462 | 26246998.7021 | 316435.2372 | 11124.3515 | 26574558.2908 | 12964391.6712 | 4324159.9078 | 129148.3072 | 18725.7361 | 17436425.6224 | 475249.6848 | 7186408.2897 | 6666211.3174 | 374255.1807 | 14702124.4726 | 4622281.2414 | 85413.2333 | 4707694.4747 | 82076.0963 | 4646460.948 | 954995.0123
[5 empty] | RATEBASE | PRODUCTION | 1915286.3636 | 935232.6641 | 237349.6767 | 2493.1742 | 27.4917 | 239870.3427 | 99770.1169 | 26873.266 | 1840.4821 | 340.4604 | 128824.3254 | 5793.8332 | 64128.4283 | 440847.0119 | 68697.2946 | 579466.568 | 27514.9025 | 664.1478 | 28179.0503 | 479.5034 | 2588.312 | 645.5977
[5 empty] | RATEBASE | BULKTRAN | 2438424.5277 | 1191530.1936 | 302193.4887 | 3207.9461 | 41.9138 | 305443.3486 | 126868.5824 | 34530.314 | 2423.8068 | 779.9956 | 164602.6988 | 7419.0215 | 81890.8387 | 559675.691 | 87410.7931 | 736396.3442 | 34892.7149 | 843.1181 | 35735.833 | 608.8773 | 3287.4472 | 819.7851
[5 empty] | RATEBASE | SUBTRAN | 910879.0089 | 430927.4106 | 110605.246 | 1167.0931 | 19.7368 | 111792.0759 | 48374.2176 | 13087.8998 | 1184.9448 | 0 | 62647.0621 | 2635.4663 | 30851.3515 | 257325.661 | 0 | 290812.4788 | 13307.3619 | 318.6974 | 13626.0593 | 218.716 | 684.0595 | 171.1467
[5 empty] | RATEBASE | DISTPRI | 1411763.0591 | 938265.2139 | 236903.8624 | 2492.2782 | 0 | 239396.1406 | 102556.1429 | 27687.2014 | 0 | 0 | 130243.3442 | 5676.2847 | 66561.8921 | 0 | 0 | 72238.1768 | 28238.8116 | 677.0318 | 28915.8433 | 486.0934 | 1773.8846 | 444.3624
[5 empty] | RATEBASE | DISTSEC | 491060.8779 | 366133.9207 | 82434.8431 | 0 | 0 | 82434.8431 | 29174.0251 | 0 | 0 | 0 | 29174.0251 | 1252.4078 | 0 | 0 | 0 | 1252.4078 | 8240.3718 | 0 | 8240.3718 | 134.4406 | 2955.121 | 735.7477
[5 empty] | RATEBASE | ENERGY | 492106.0852 | 178665.8242 | 57722.0759 | 669.1856 | 16.9814 | 58408.2428 | 28007.227 | 7716.399 | 601.899 | -68.9752 | 36256.5498 | 1846.7124 | 22138.1732 | 157898.2062 | 25171.3211 | 207054.4128 | 7621.3521 | 178.3741 | 7799.7262 | 174.09 | 2999.4656 | 747.7738
[5 empty] | RATEBASE | CUSTOMER | 2183500.498 | 1622698.5376 | 394057.9895 | 2217.9616 | 135.1049 | 396411.056 | 6045.4228 | 1975.3986 | 769.0219 | 419.5112 | 9209.3546 | 83.4877 | 1264.8113 | 2433.902 | 599.859 | 4382.06 | 2092.045 | 27.5969 | 2119.6419 | 126.0196 | 128749.4494 | 19804.3789
|  |  | Allowance for Borrowed Funds Used During Construction | 9843020.4204 | RATEBASE | TOTAL | 9843020.4204 | 5663453.7647 | 1421267.1823 | 12247.6388 | 241.2286 | 1433756.0497 | 440795.7345 | 111870.4787 | 6820.1546 | 1470.9921 | 560957.36 | 24707.2135 | 266835.495 | 1418180.472 | 181879.2678 | 1891602.4484 | 121907.5598 | 2708.966 | 124616.5258 | 2227.7403 | 143037.7392 | 23368.7922
[5 empty] | RATEBASE | PRODUCTION | -11366706.5496 | -5550352.9136 | -1408606.1364 | -14796.3146 | -163.1561 | -1423565.6071 | -592108.6593 | -159485.5653 | -10922.7634 | -2020.5407 | -764537.5288 | -34384.8329 | -380584.8774 | -2616307.7816 | -407699.8634 | -3438977.3553 | -163293.5046 | -3941.5375 | -167235.0422 | -2845.7231 | -15360.9319 | -3831.4477
[5 empty] | RATEBASE | BULKTRAN | -14471390.0629 | -7071409.4314 | -1793436.6228 | -19038.2923 | -248.7468 | -1812723.6619 | -752930.7228 | -204928.0741 | -14384.638 | -4629.0632 | -976872.498 | -44029.8858 | -485999.9791 | -3321523.853 | -518759.4156 | -4370313.1335 | -207078.8259 | -5003.6777 | -212082.5036 | -3613.5219 | -19510.1098 | -4865.2028
[5 empty] | RATEBASE | SUBTRAN | -5405820.5567 | -2557437.6308 | -656412.2199 | -6926.382 | -117.1325 | -663455.7344 | -287087.8977 | -77673.1456 | -7032.3266 | 0 | -371793.3699 | -15640.7797 | -183094.4269 | -1527158.2004 | 0 | -1725893.4071 | -78975.5939 | -1891.3826 | -80866.9765 | -1298.0204 | -4059.7083 | -1015.7095
[5 empty] | RATEBASE | DISTPRI | -8378431.923 | -5568350.2762 | -1405960.349 | -14790.9971 | 0 | -1420751.3461 | -608642.97 | -164316.0516 | 0 | 0 | -772959.0216 | -33687.2143 | -395026.8269 | 0 | 0 | -428714.0412 | -167589.709 | -4018.0005 | -171607.7095 | -2884.8327 | -10527.5251 | -2637.1706
[5 empty] | RATEBASE | DISTSEC | -2914313.4954 | -2172905.7931 | -489228.4981 | 0 | 0 | -489228.4981 | -173139.9485 | 0 | 0 | 0 | -173139.9485 | -7432.7017 | 0 | 0 | 0 | -7432.7017 | -48904.3779 | 0 | -48904.3779 | -797.8687 | -17537.844 | -4366.4635
[5 empty] | RATEBASE | ENERGY | -2920516.5179 | -1060333.3438 | -342564.9084 | -3971.4356 | -100.7799 | -346637.1239 | -166215.3172 | -45794.7411 | -3572.1078 | 409.3493 | -215172.8169 | -10959.7386 | -131384.0701 | -937083.1475 | -149384.9827 | -1228811.9389 | -45230.6633 | -1058.6021 | -46289.2654 | -1033.1772 | -17801.0168 | -4437.835
[5 empty] | RATEBASE | CUSTOMER | -12958484.8944 | -9630276.9372 | -2338627.5888 | -13163.0021 | -801.8111 | -2352592.402 | -35877.9491 | -11723.4565 | -4563.9372 | -2489.6858 | -54655.0286 | -495.4769 | -7506.3129 | -14444.55 | -3560.001 | -26006.3409 | -12415.7212 | -163.7801 | -12579.5013 | -747.8923 | -764093.1598 | -117533.6324
|  |  | Interest Synchronization Tax & Wholesale PTBI Change | -58415664 | RATEBASE | TOTAL | -58415664 | -33611066.326 | -8434836.3233 | -72686.4238 | -1431.6265 | -8508954.3735 | -2616003.4645 | -663921.0342 | -40475.7731 | -8729.9403 | -3329130.2122 | -146630.6299 | -1583596.4934 | -8416517.5325 | -1079404.2627 | -11226148.9185 | -723488.3958 | -16076.9806 | -739565.3764 | -13221.0363 | -848890.2956 | -138687.4614
[6 empty] | PRODUCTION | 6611386.3344 | -2345655.7882 | 3146507.4559 | 31519.5218 | -686.5412 | 3177340.4365 | 2390465.0876 | 913978.6551 | 22917.014 | 152123.6693 | 3479484.4261 | 86067.9953 | 1440682.7341 | -87910.1983 | -156676.2016 | 1282164.3294 | 891105.0098 | 17901.3523 | 909006.3621 | 15540.7039 | 70163.2732 | 23342.5916
[6 empty] | BULKTRAN | 8641168.0473 | -2912634.6004 | 4083770.2741 | 93041.7711 | 3774.6097 | 4180586.6549 | 3186089.4623 | 1157060.9031 | 39947.2488 | -358937.9939 | 4024159.6203 | 101993.0328 | 1769266.8207 | 435871.6468 | -292884.8815 | 2014246.6188 | 1175950.2387 | 22175.9491 | 1198126.1877 | 19089.3786 | 88821.1247 | 28773.0628
[6 empty] | SUBTRAN | 3522106.4665 | -1062472.6382 | 1492365.4754 | 33821.3493 | 1778.7954 | 1527965.6201 | 1213817.7509 | 438263.5506 | 19497.6416 | 0 | 1671578.9431 | 36173.9588 | 665893.0775 | 195059.3498 | 0 | 897126.3861 | 448207.9371 | 8375.9945 | 456583.9316 | 6852.6997 | 18468.035 | 6003.4892
[6 empty] | DISTPRI | 7773779.7246 | -1781191.1857 | 3316470.2589 | 61658.9037 | 0 | 3378129.1626 | 2597358.1703 | 948184.7822 | 0 | 0 | 3545542.9525 | 83187.5492 | 1493096.2485 | 0 | 0 | 1576283.7977 | 956097.0607 | 18313.4934 | 974410.554 | 15662.6569 | 48958.9346 | 15982.8518
[6 empty] | DISTSEC | 1610496.1811 | -692528.9735 | 1154466.0168 | 0 | 0 | 1154466.0168 | 738817.5383 | 0 | 0 | 0 | 738817.5383 | 18374.9945 | 0 | 0 | 0 | 18374.9945 | 278973.633 | 0 | 278973.633 | 4333.947 | 81584.2881 | 26474.7368
[6 empty] | ENERGY | 435850.873 | -1023939.863 | 553551.9068 | -14726.0151 | -1134.9039 | 537690.9877 | 510522.284 | 247083.25 | 1308.454 | 304612.7554 | 1063526.7434 | 26303.9113 | 472355.782 | -877136.6202 | -72229.2961 | -450706.223 | 199896.3193 | 4532.8526 | 204429.1718 | 5540.9785 | 72707.1871 | 26601.8905
[6 empty] | CUSTOMER | 6874446.6568 | -3191646.5663 | 5486298.173 | 50680.9216 | 6201.9937 | 5543181.0883 | 152113.6478 | 67538.2112 | 11822.3303 | -86331.6428 | 145142.5465 | 1224.8265 | 28352.6286 | 1990.0788 | -1479.4349 | 30088.0989 | 70470.2069 | 745.577 | 71215.7839 | 4062.4357 | 3559905.549 | 712497.7204
| Taxable Income Before Schedule M Adjustments |  |  | 35469234.2837 |  | TOTAL | 35469234.2837 | -13010069.6152 | 19233429.5611 | 255996.4522 | 9933.9536 | 19499359.9669 | 10789183.9412 | 3772109.3523 | 95492.6887 | 11466.7879 | 14668252.7702 | 353326.2684 | 5869647.2914 | -332125.7432 | -523269.8141 | 5367578.0025 | 4020700.4054 | 72045.2188 | 4092745.6241 | 71082.8003 | 3940608.3917 | 839676.3431
Schedule M Income Adjustments
[5 empty] | RB_GUP | PRODUCTION | -67874.4276 | -33281.7448 | -8418.9873 | -98.4308 | -2.4249 | -8519.843 | -3522.6099 | -1003.222 | -79.3905 | -16.7579 | -4621.9803 | -211.6042 | -2306.8575 | -15406.6665 | -2417.0149 | -20342.1431 | -956.1321 | -23.0814 | -979.2135 | -16.67 | -90.3879 | -22.4449
[5 empty] | RB_GUP | BULKTRAN | -71882.771 | -35247.2076 | -8916.173 | -104.2436 | -2.5681 | -9022.9847 | -3730.6386 | -1062.4676 | -84.0789 | -17.7476 | -4894.9327 | -224.1006 | -2443.0896 | -16316.5115 | -2559.7523 | -21543.4541 | -1012.5968 | -24.4445 | -1037.0412 | -17.6544 | -95.7258 | -23.7704
[5 empty] | RB_GUP | SUBTRAN | -27556.3897 | -13086.5793 | -3349.9712 | -39.038 | -1.2798 | -3390.289 | -1460.0802 | -413.8564 | -42.3925 | 0 | -1916.3292 | -81.771 | -945.1 | -7698.544 | 0 | -8725.4151 | -396.2575 | -9.4807 | -405.7382 | -6.5069 | -20.4402 | -5.0919
[5 empty] | RB_GUP | DISTPRI | -45928.7237 | -30519.5751 | -7683.6579 | -89.6655 | 0 | -7773.3234 | -3313.4061 | -940.6044 | 0 | 0 | -4254.0105 | -188.9757 | -2185.7686 | 0 | 0 | -2374.7443 | -899.2026 | -21.5442 | -920.7467 | -15.4706 | -56.7102 | -14.1429
[5 empty] | RB_GUP | DISTSEC | -16240.0189 | -12124.8267 | -2721.8629 | 0 | 0 | -2721.8629 | -959.4854 | 0 | 0 | 0 | -959.4854 | -42.4674 | 0 | 0 | 0 | -42.4674 | -267.0391 | 0 | -267.0391 | -4.3544 | -96.1521 | -23.8309
[5 empty] | RB_GUP | ENERGY | -3064.1047 | -1113.9016 | -359.5297 | -4.1159 | -0.10432 | -363.75 | -173.9828 | -48.5638 | -3.8448 | -0.78817 | -227.1796 | -11.5933 | -138.5489 | -979.4761 | -156.9705 | -1286.5889 | -47.1921 | -1.1092 | -48.3013 | -1.0836 | -18.6453 | -4.6545
[5 empty] | RB_GUP | CUSTOMER | -74018.5645 | -55332.7756 | -13368.6508 | -83.5243 | -10.8406 | -13463.0157 | -203.8344 | -70.151 | -31.0953 | -13.3187 | -318.3994 | -2.9048 | -43.3274 | -80.6269 | -19.979 | -146.8382 | -69.4744 | -0.91727 | -70.3917 | -4.183 | -4058.2127 | -624.748
|  |  | Book vs. Tax Depreciation - Normalized | -306565 | RB_GUP | TOTAL | -306565 | -180706.6107 | -44818.8329 | -419.0181 | -17.2178 | -45255.0687 | -13364.0375 | -3538.8652 | -240.802 | -48.6124 | -17192.3171 | -763.4171 | -8062.6921 | -40481.8251 | -5153.7167 | -54461.6511 | -3647.8947 | -80.5772 | -3728.4718 | -65.9229 | -4436.2742 | -718.6835
[5 empty] | BULK_TRANS | PRODUCTION | 0 | 0 | 0 | 0 | 0 | 0 | 0 | 0 | 0 | 0 | 0 | 0 | 0 | 0 | 0 | 0 | 0 | 0 | 0 | 0 | 0 | 0
[5 empty] | BULK_TRANS | BULKTRAN | 0 | 0 | 0 | 0 | 0 | 0 | 0 | 0 | 0 | 0 | 0 | 0 | 0 | 0 | 0 | 0 | 0 | 0 | 0 | 0 | 0 | 0
[5 empty] | BULK_TRANS | SUBTRAN | 0 | 0 | 0 | 0 | 0 | 0 | 0 | 0 | 0 | 0 | 0 | 0 | 0 | 0 | 0 | 0 | 0 | 0 | 0 | 0 | 0 | 0
[5 empty] | BULK_TRANS | DISTPRI | 0 | 0 | 0 | 0 | 0 | 0 | 0 | 0 | 0 | 0 | 0 | 0 | 0 | 0 | 0 | 0 | 0 | 0 | 0 | 0 | 0 | 0
[5 empty] | BULK_TRANS | DISTSEC | 0 | 0 | 0 | 0 | 0 | 0 | 0 | 0 | 0 | 0 | 0 | 0 | 0 | 0 | 0 | 0 | 0 | 0 | 0 | 0 | 0 | 0
[5 empty] | BULK_TRANS | ENERGY | 0 | 0 | 0 | 0 | 0 | 0 | 0 | 0 | 0 | 0 | 0 | 0 | 0 | 0 | 0 | 0 | 0 | 0 | 0 | 0 | 0 | 0
[5 empty] | BULK_TRANS | CUSTOMER | 0 | 0 | 0 | 0 | 0 | 0 | 0 | 0 | 0 | 0 | 0 | 0 | 0 | 0 | 0 | 0 | 0 | 0 | 0 | 0 | 0 | 0
|  |  | AFUDC - HR/J | 0 | BULK_TRANS | TOTAL | 0 | 0 | 0 | 0 | 0 | 0 | 0 | 0 | 0 | 0 | 0 | 0 | 0 | 0 | 0 | 0 | 0 | 0 | 0 | 0 | 0 | 0
[5 empty] | RB_GUP_CWIP | PRODUCTION | 0 | 0 | 0 | 0 | 0 | 0 | 0 | 0 | 0 | 0 | 0 | 0 | 0 | 0 | 0 | 0 | 0 | 0 | 0 | 0 | 0 | 0
[5 empty] | RB_GUP_CWIP | BULKTRAN | 0 | 0 | 0 | 0 | 0 | 0 | 0 | 0 | 0 | 0 | 0 | 0 | 0 | 0 | 0 | 0 | 0 | 0 | 0 | 0 | 0 | 0
[5 empty] | RB_GUP_CWIP | SUBTRAN | 0 | 0 | 0 | 0 | 0 | 0 | 0 | 0 | 0 | 0 | 0 | 0 | 0 | 0 | 0 | 0 | 0 | 0 | 0 | 0 | 0 | 0
[5 empty] | RB_GUP_CWIP | DISTPRI | 0 | 0 | 0 | 0 | 0 | 0 | 0 | 0 | 0 | 0 | 0 | 0 | 0 | 0 | 0 | 0 | 0 | 0 | 0 | 0 | 0 | 0
[5 empty] | RB_GUP_CWIP | DISTSEC | 0 | 0 | 0 | 0 | 0 | 0 | 0 | 0 | 0 | 0 | 0 | 0 | 0 | 0 | 0 | 0 | 0 | 0 | 0 | 0 | 0 | 0
[5 empty] | RB_GUP_CWIP | ENERGY | 0 | 0 | 0 | 0 | 0 | 0 | 0 | 0 | 0 | 0 | 0 | 0 | 0 | 0 | 0 | 0 | 0 | 0 | 0 | 0 | 0 | 0
[5 empty] | RB_GUP_CWIP | CUSTOMER | 0 | 0 | 0 | 0 | 0 | 0 | 0 | 0 | 0 | 0 | 0 | 0 | 0 | 0 | 0 | 0 | 0 | 0 | 0 | 0 | 0 | 0
|  |  | ABFUDC | 0 | RB_GUP_CWIP | TOTAL | 0 | 0 | 0 | 0 | 0 | 0 | 0 | 0 | 0 | 0 | 0 | 0 | 0 | 0 | 0 | 0 | 0 | 0 | 0 | 0 | 0 | 0
[5 empty] | BULK_TRANS | PRODUCTION | 0 | 0 | 0 | 0 | 0 | 0 | 0 | 0 | 0 | 0 | 0 | 0 | 0 | 0 | 0 | 0 | 0 | 0 | 0 | 0 | 0 | 0
[5 empty] | BULK_TRANS | BULKTRAN | 38037 | 18651.1735 | 4718.0217 | 55.1608 | 1.3589 | 4774.5414 | 1974.0795 | 562.2081 | 44.4906 | 9.3912 | 2590.1694 | 118.5836 | 1292.7688 | 8633.9347 | 1354.5012 | 11399.7882 | 535.8189 | 12.9349 | 548.7537 | 9.3419 | 50.6536 | 12.5782
[5 empty] | BULK_TRANS | SUBTRAN | 0 | 0 | 0 | 0 | 0 | 0 | 0 | 0 | 0 | 0 | 0 | 0 | 0 | 0 | 0 | 0 | 0 | 0 | 0 | 0 | 0 | 0
[5 empty] | BULK_TRANS | DISTPRI | 0 | 0 | 0 | 0 | 0 | 0 | 0 | 0 | 0 | 0 | 0 | 0 | 0 | 0 | 0 | 0 | 0 | 0 | 0 | 0 | 0 | 0
[5 empty] | BULK_TRANS | DISTSEC | 0 | 0 | 0 | 0 | 0 | 0 | 0 | 0 | 0 | 0 | 0 | 0 | 0 | 0 | 0 | 0 | 0 | 0 | 0 | 0 | 0 | 0
[5 empty] | BULK_TRANS | ENERGY | 0 | 0 | 0 | 0 | 0 | 0 | 0 | 0 | 0 | 0 | 0 | 0 | 0 | 0 | 0 | 0 | 0 | 0 | 0 | 0 | 0 | 0
[5 empty] | BULK_TRANS | CUSTOMER | 0 | 0 | 0 | 0 | 0 | 0 | 0 | 0 | 0 | 0 | 0 | 0 | 0 | 0 | 0 | 0 | 0 | 0 | 0 | 0 | 0 | 0
|  |  | ABFUDC - HR/J | 38037 | BULK_TRANS | TOTAL | 38037 | 18651.1735 | 4718.0217 | 55.1608 | 1.3589 | 4774.5414 | 1974.0795 | 562.2081 | 44.4906 | 9.3912 | 2590.1694 | 118.5836 | 1292.7688 | 8633.9347 | 1354.5012 | 11399.7882 | 535.8189 | 12.9349 | 548.7537 | 9.3419 | 50.6536 | 12.5782
[5 empty] | RB_GUP | PRODUCTION | 0 | 0 | 0 | 0 | 0 | 0 | 0 | 0 | 0 | 0 | 0 | 0 | 0 | 0 | 0 | 0 | 0 | 0 | 0 | 0 | 0 | 0
[5 empty] | RB_GUP | BULKTRAN | 0 | 0 | 0 | 0 | 0 | 0 | 0 | 0 | 0 | 0 | 0 | 0 | 0 | 0 | 0 | 0 | 0 | 0 | 0 | 0 | 0 | 0
[5 empty] | RB_GUP | SUBTRAN | 0 | 0 | 0 | 0 | 0 | 0 | 0 | 0 | 0 | 0 | 0 | 0 | 0 | 0 | 0 | 0 | 0 | 0 | 0 | 0 | 0 | 0
[5 empty] | RB_GUP | DISTPRI | 0 | 0 | 0 | 0 | 0 | 0 | 0 | 0 | 0 | 0 | 0 | 0 | 0 | 0 | 0 | 0 | 0 | 0 | 0 | 0 | 0 | 0
[5 empty] | RB_GUP | DISTSEC | 0 | 0 | 0 | 0 | 0 | 0 | 0 | 0 | 0 | 0 | 0 | 0 | 0 | 0 | 0 | 0 | 0 | 0 | 0 | 0 | 0 | 0
[5 empty] | RB_GUP | ENERGY | 0 | 0 | 0 | 0 | 0 | 0 | 0 | 0 | 0 | 0 | 0 | 0 | 0 | 0 | 0 | 0 | 0 | 0 | 0 | 0 | 0 | 0
[5 empty] | RB_GUP | CUSTOMER | 0 | 0 | 0 | 0 | 0 | 0 | 0 | 0 | 0 | 0 | 0 | 0 | 0 | 0 | 0 | 0 | 0 | 0 | 0 | 0 | 0 | 0
|  |  | Interest Capitalization |  | RB_GUP | TOTAL | 0 | 0 | 0 | 0 | 0 | 0 | 0 | 0 | 0 | 0 | 0 | 0 | 0 | 0 | 0 | 0 | 0 | 0 | 0 | 0 | 0 | 0
[5 empty] | RB_GUP | PRODUCTION | -375908.9557 | -184324.2939 | -46626.8791 | -545.1391 | -13.4298 | -47185.448 | -19509.2712 | -5556.1447 | -439.6882 | -92.8104 | -25597.9145 | -1171.9278 | -12776.0694 | -85326.7442 | -13386.1539 | -112660.8953 | -5295.3468 | -127.8316 | -5423.1784 | -92.3233 | -500.5954 | -124.3068
[5 empty] | RB_GUP | BULKTRAN | -398108.3648 | -195209.6169 | -49380.4426 | -577.3325 | -14.2229 | -49971.9979 | -20661.3967 | -5884.2644 | -465.6541 | -98.2914 | -27109.6066 | -1241.1364 | -13530.5638 | -90365.7391 | -14176.6769 | -119314.1162 | -5608.065 | -135.3807 | -5743.4457 | -97.7755 | -530.1582 | -131.6478
[5 empty] | RB_GUP | SUBTRAN | -152615.5585 | -72477.4046 | -18553.1461 | -216.2039 | -7.0881 | -18776.4381 | -8086.3625 | -2292.0612 | -234.7825 | 0 | -10613.2062 | -452.8726 | -5234.2476 | -42636.848 | 0 | -48323.9682 | -2194.5929 | -52.5071 | -2247.1 | -36.0373 | -113.2038 | -28.2003
[5 empty] | RB_GUP | DISTPRI | -254367.0596 | -169026.5688 | -42554.4039 | -496.5946 | 0 | -43050.9985 | -18350.6377 | -5209.3496 | 0 | 0 | -23559.9873 | -1046.6043 | -12105.4427 | 0 | 0 | -13152.0469 | -4980.0539 | -119.318 | -5099.3719 | -85.6806 | -314.0782 | -78.3274
[5 empty] | RB_GUP | DISTSEC | -89942.0996 | -67150.9301 | -15074.494 | 0 | 0 | -15074.494 | -5313.918 | 0 | 0 | 0 | -5313.918 | -235.197 | 0 | 0 | 0 | -235.197 | -1478.9427 | 0 | -1478.9427 | -24.116 | -532.519 | -131.9829
[5 empty] | RB_GUP | ENERGY | -16969.9316 | -6169.1213 | -1991.1836 | -22.7953 | -0.57774 | -2014.5566 | -963.569 | -268.9609 | -21.2938 | -4.3651 | -1258.1889 | -64.207 | -767.3256 | -5424.633 | -869.3499 | -7125.5154 | -261.3641 | -6.143 | -267.5071 | -6.0012 | -103.2632 | -25.7779
[5 empty] | RB_GUP | CUSTOMER | -409937.0301 | -306449.5221 | -74039.6016 | -462.5825 | -60.0387 | -74562.2228 | -1128.8963 | -388.5173 | -172.2149 | -73.7631 | -1763.3915 | -16.0879 | -239.9602 | -446.536 | -110.6498 | -813.2338 | -384.7703 | -5.0801 | -389.8504 | -23.1669 | -22475.6003 | -3460.0422
|  |  | Capitalized Relocation Costs | -1697849 | RB_GUP | TOTAL | -1697849 | -1000807.4577 | -248220.1509 | -2320.6479 | -95.3571 | -250636.156 | -74014.0514 | -19599.298 | -1333.6336 | -269.23 | -95216.213 | -4228.033 | -44653.6093 | -224200.5002 | -28542.8304 | -301624.9729 | -20203.1357 | -446.2605 | -20649.3962 | -365.1009 | -24569.4182 | -3980.2852
[5 empty] | RB_GUP | PRODUCTION | 0 | 0 | 0 | 0 | 0 | 0 | 0 | 0 | 0 | 0 | 0 | 0 | 0 | 0 | 0 | 0 | 0 | 0 | 0 | 0 | 0 | 0
[5 empty] | RB_GUP | BULKTRAN | 0 | 0 | 0 | 0 | 0 | 0 | 0 | 0 | 0 | 0 | 0 | 0 | 0 | 0 | 0 | 0 | 0 | 0 | 0 | 0 | 0 | 0
[5 empty] | RB_GUP | SUBTRAN | 0 | 0 | 0 | 0 | 0 | 0 | 0 | 0 | 0 | 0 | 0 | 0 | 0 | 0 | 0 | 0 | 0 | 0 | 0 | 0 | 0 | 0
[5 empty] | RB_GUP | DISTPRI | 0 | 0 | 0 | 0 | 0 | 0 | 0 | 0 | 0 | 0 | 0 | 0 | 0 | 0 | 0 | 0 | 0 | 0 | 0 | 0 | 0 | 0
[5 empty] | RB_GUP | DISTSEC | 0 | 0 | 0 | 0 | 0 | 0 | 0 | 0 | 0 | 0 | 0 | 0 | 0 | 0 | 0 | 0 | 0 | 0 | 0 | 0 | 0 | 0
[5 empty] | RB_GUP | ENERGY | 0 | 0 | 0 | 0 | 0 | 0 | 0 | 0 | 0 | 0 | 0 | 0 | 0 | 0 | 0 | 0 | 0 | 0 | 0 | 0 | 0 | 0
[5 empty] | RB_GUP | CUSTOMER | 0 | 0 | 0 | 0 | 0 | 0 | 0 | 0 | 0 | 0 | 0 | 0 | 0 | 0 | 0 | 0 | 0 | 0 | 0 | 0 | 0 | 0
|  |  | Book/Tax Unit of Property |  | RB_GUP | TOTAL | 0 | 0 | 0 | 0 | 0 | 0 | 0 | 0 | 0 | 0 | 0 | 0 | 0 | 0 | 0 | 0 | 0 | 0 | 0 | 0 | 0 | 0
[5 empty] | RB_GUP | PRODUCTION | -8273853.8667 | -4057025.6408 | -1026269.7344 | -11998.6542 | -295.5929 | -1038563.9815 | -429404.1326 | -122292.189 | -9677.652 | -2042.7817 | -563416.7552 | -25794.4366 | -281204.6105 | -1878063.8281 | -294632.7275 | -2479695.6026 | -116551.9596 | -2813.6069 | -119365.5665 | -2032.0601 | -11018.2351 | -2736.0249
[5 empty] | RB_GUP | BULKTRAN | -8762468.6336 | -4296614.4309 | -1086876.3822 | -12707.2381 | -313.0493 | -1099896.6695 | -454762.7144 | -129514.1886 | -10249.1684 | -2163.4187 | -596689.4902 | -27317.7343 | -297811.2278 | -1988973.4156 | -312032.3461 | -2626134.7238 | -123434.9684 | -2979.7653 | -126414.7336 | -2152.0639 | -11668.9201 | -2897.6016
[5 empty] | RB_GUP | SUBTRAN | -3359108.129 | -1595246.522 | -408359.5706 | -4758.705 | -156.0104 | -413274.286 | -177982.941 | -50448.8627 | -5167.6244 | 0 | -233599.4282 | -9967.844 | -115207.1507 | -938448.1113 | 0 | -1063623.1061 | -48303.5611 | -1155.6949 | -49459.2559 | -793.1897 | -2491.646 | -620.6951
[5 empty] | RB_GUP | DISTPRI | -5598685.1285 | -3720318.7329 | -936633.4955 | -10930.1772 | 0 | -947563.6727 | -403902.3081 | -114659.1389 | 0 | 0 | -518561.4469 | -23036.0327 | -266443.9407 | 0 | 0 | -289479.9734 | -109612.2812 | -2626.2196 | -112238.5008 | -1885.8531 | -6912.9429 | -1724.0057
[5 empty] | RB_GUP | DISTSEC | -1979649.001 | -1478009.4324 | -331793.532 | 0 | 0 | -331793.532 | -116960.7178 | 0 | 0 | 0 | -116960.7178 | -5176.7465 | 0 | 0 | 0 | -5176.7465 | -32551.9125 | 0 | -32551.9125 | -530.8004 | -11720.8809 | -2904.9784
[5 empty] | RB_GUP | ENERGY | -373512.6074 | -135783.9647 | -43826.4684 | -501.7299 | -12.7163 | -44340.9146 | -21208.4038 | -5919.8995 | -468.6829 | -96.0779 | -27693.064 | -1413.2127 | -16889.036 | -119397.582 | -19134.6167 | -156834.4474 | -5752.6918 | -135.2086 | -5887.9004 | -132.0878 | -2272.8506 | -567.3779
[5 empty] | RB_GUP | CUSTOMER | -9022820.6338 | -6745033.671 | -1629630.8853 | -10181.5603 | -1321.4666 | -1641133.9123 | -24847.3004 | -8551.3664 | -3790.4946 | -1623.5443 | -38812.7058 | -354.0987 | -5281.5863 | -9828.3733 | -2435.4299 | -17899.4883 | -8468.8953 | -111.8144 | -8580.7097 | -509.9106 | -494693.8076 | -76156.4286
|  |  | Percent Repair Allowance | -37370098 | RB_GUP | TOTAL | -37370098 | -22028032.3947 | -5463390.0685 | -51078.0647 | -2098.8356 | -5516566.9688 | -1629068.5182 | -431385.645 | -29353.6223 | -5925.8226 | -2095733.6081 | -93060.1055 | -982837.552 | -4934711.3103 | -628235.1201 | -6638844.0879 | -444676.2698 | -9822.3097 | -454498.5795 | -8035.9656 | -540779.2832 | -87607.1122
[5 empty] | RB_GUP | PRODUCTION | -2949341.0934 | -1446188.5153 | -365829.461 | -4277.1028 | -105.3686 | -370211.9325 | -153067.6362 | -43592.9114 | -3449.7463 | -728.1806 | -200838.4745 | -9194.8194 | -100239.6618 | -669464.4253 | -105026.3184 | -883925.2249 | -41546.7193 | -1002.953 | -42549.6723 | -724.3587 | -3927.6175 | -975.2977
[5 empty] | RB_GUP | BULKTRAN | -3123515.2612 | -1531593.5848 | -387433.6227 | -4529.6883 | -111.5912 | -392074.9022 | -162107.0886 | -46167.303 | -3653.472 | -771.1835 | -212699.0471 | -9737.822 | -106159.3432 | -708999.8353 | -111228.6772 | -936125.6776 | -44000.2725 | -1062.1827 | -45062.4551 | -767.1359 | -4159.5641 | -1032.8942
[5 empty] | RB_GUP | SUBTRAN | -1197405.1998 | -568649.8937 | -145565.9819 | -1696.3128 | -55.6123 | -147317.907 | -63444.7272 | -17983.2647 | -1842.0783 | 0 | -83270.0703 | -3553.1897 | -41067.3417 | -334524.1073 | 0 | -379144.6387 | -17218.5393 | -411.965 | -17630.5043 | -282.7445 | -888.1851 | -221.2562
[5 empty] | RB_GUP | DISTPRI | -1995736.4953 | -1326164.2152 | -333877.2599 | -3896.228 | 0 | -337773.4879 | -143977.1229 | -40871.9945 | 0 | 0 | -184849.1174 | -8211.5443 | -94977.9965 | 0 | 0 | -103189.5408 | -39072.9653 | -936.1559 | -40009.1213 | -672.241 | -2464.2237 | -614.5481
[5 empty] | RB_GUP | DISTSEC | -705676.0058 | -526858.9494 | -118272.8526 | 0 | 0 | -118272.8526 | -41692.4274 | 0 | 0 | 0 | -41692.4274 | -1845.33 | 0 | 0 | 0 | -1845.33 | -11603.6245 | 0 | -11603.6245 | -189.2119 | -4178.0863 | -1035.5237
[5 empty] | RB_GUP | ENERGY | -133144.2517 | -48402.2601 | -15622.6115 | -178.8493 | -4.5329 | -15805.9936 | -7560.0582 | -2110.2382 | -167.0692 | -34.2484 | -9871.614 | -503.7612 | -6020.3538 | -42561.0847 | -6820.8252 | -55906.0249 | -2050.6345 | -48.1972 | -2098.8317 | -47.0847 | -810.1922 | -202.2505
[5 empty] | RB_GUP | CUSTOMER | -3216321.6928 | -2404369.8744 | -580906.7231 | -3629.3721 | -471.0569 | -585007.1521 | -8857.1983 | -3048.2647 | -1351.1795 | -578.7371 | -13835.3795 | -126.2239 | -1882.7018 | -3503.4732 | -868.146 | -6380.5449 | -3018.8666 | -39.8579 | -3058.7245 | -181.7654 | -176341.1342 | -27147.1177
|  |  | Removal Costs | -13321140 | RB_GUP | TOTAL | -13321140 | -7852227.2929 | -1947508.5128 | -18207.5533 | -748.1619 | -1966464.2279 | -580706.2588 | -153773.9765 | -10463.5453 | -2112.3496 | -747056.1302 | -33172.6905 | -350347.3988 | -1759052.9258 | -223943.9669 | -2366516.9819 | -158511.6219 | -3501.3117 | -162012.9336 | -2864.5422 | -192769.0032 | -31228.888
[5 empty] | PROD_DEMAND | PRODUCTION | 7544471 | 3699377.9182 | 935798.7673 | 10940.911 | 269.5349 | 947009.2132 | 391549.9449 | 111511.5022 | 8824.517 | 1862.7 | 513748.6641 | 23520.524 | 256414.9746 | 1712502.821 | 268659.3338 | 2261097.6534 | 106277.3036 | 2565.573 | 108842.8765 | 1852.9235 | 10046.9209 | 2494.8302
[5 empty] | PROD_DEMAND | BULKTRAN | 0 | 0 | 0 | 0 | 0 | 0 | 0 | 0 | 0 | 0 | 0 | 0 | 0 | 0 | 0 | 0 | 0 | 0 | 0 | 0 | 0 | 0
[5 empty] | PROD_DEMAND | SUBTRAN | 0 | 0 | 0 | 0 | 0 | 0 | 0 | 0 | 0 | 0 | 0 | 0 | 0 | 0 | 0 | 0 | 0 | 0 | 0 | 0 | 0 | 0
[5 empty] | PROD_DEMAND | DISTPRI | 0 | 0 | 0 | 0 | 0 | 0 | 0 | 0 | 0 | 0 | 0 | 0 | 0 | 0 | 0 | 0 | 0 | 0 | 0 | 0 | 0 | 0
[5 empty] | PROD_DEMAND | DISTSEC | 0 | 0 | 0 | 0 | 0 | 0 | 0 | 0 | 0 | 0 | 0 | 0 | 0 | 0 | 0 | 0 | 0 | 0 | 0 | 0 | 0 | 0
[5 empty] | PROD_DEMAND | ENERGY | 0 | 0 | 0 | 0 | 0 | 0 | 0 | 0 | 0 | 0 | 0 | 0 | 0 | 0 | 0 | 0 | 0 | 0 | 0 | 0 | 0 | 0
[5 empty] | PROD_DEMAND | CUSTOMER | 0 | 0 | 0 | 0 | 0 | 0 | 0 | 0 | 0 | 0 | 0 | 0 | 0 | 0 | 0 | 0 | 0 | 0 | 0 | 0 | 0 | 0
|  |  | Tax Amortization of Pollution Control | 7544471 | PROD_DEMAND | TOTAL | 7544471 | 3699377.9182 | 935798.7673 | 10940.911 | 269.5349 | 947009.2132 | 391549.9449 | 111511.5022 | 8824.517 | 1862.7 | 513748.6641 | 23520.524 | 256414.9746 | 1712502.821 | 268659.3338 | 2261097.6534 | 106277.3036 | 2565.573 | 108842.8765 | 1852.9235 | 10046.9209 | 2494.8302
[5 empty] | RB_GUP | PRODUCTION | 0 | 0 | 0 | 0 | 0 | 0 | 0 | 0 | 0 | 0 | 0 | 0 | 0 | 0 | 0 | 0 | 0 | 0 | 0 | 0 | 0 | 0
[5 empty] | RB_GUP | BULKTRAN | 0 | 0 | 0 | 0 | 0 | 0 | 0 | 0 | 0 | 0 | 0 | 0 | 0 | 0 | 0 | 0 | 0 | 0 | 0 | 0 | 0 | 0
[5 empty] | RB_GUP | SUBTRAN | 0 | 0 | 0 | 0 | 0 | 0 | 0 | 0 | 0 | 0 | 0 | 0 | 0 | 0 | 0 | 0 | 0 | 0 | 0 | 0 | 0 | 0
[5 empty] | RB_GUP | DISTPRI | 0 | 0 | 0 | 0 | 0 | 0 | 0 | 0 | 0 | 0 | 0 | 0 | 0 | 0 | 0 | 0 | 0 | 0 | 0 | 0 | 0 | 0
[5 empty] | RB_GUP | DISTSEC | 0 | 0 | 0 | 0 | 0 | 0 | 0 | 0 | 0 | 0 | 0 | 0 | 0 | 0 | 0 | 0 | 0 | 0 | 0 | 0 | 0 | 0
[5 empty] | RB_GUP | ENERGY | 0 | 0 | 0 | 0 | 0 | 0 | 0 | 0 | 0 | 0 | 0 | 0 | 0 | 0 | 0 | 0 | 0 | 0 | 0 | 0 | 0 | 0
[5 empty] | RB_GUP | CUSTOMER | 0 | 0 | 0 | 0 | 0 | 0 | 0 | 0 | 0 | 0 | 0 | 0 | 0 | 0 | 0 | 0 | 0 | 0 | 0 | 0 | 0 | 0
|  |  | Property Tax - State 2- Old Method | 0 | RB_GUP | TOTAL | 0 | 0 | 0 | 0 | 0 | 0 | 0 | 0 | 0 | 0 | 0 | 0 | 0 | 0 | 0 | 0 | 0 | 0 | 0 | 0 | 0 | 0
[5 empty] | RB_GUP | PRODUCTION | 0 | 0 | 0 | 0 | 0 | 0 | 0 | 0 | 0 | 0 | 0 | 0 | 0 | 0 | 0 | 0 | 0 | 0 | 0 | 0 | 0 | 0
[5 empty] | RB_GUP | BULKTRAN | 0 | 0 | 0 | 0 | 0 | 0 | 0 | 0 | 0 | 0 | 0 | 0 | 0 | 0 | 0 | 0 | 0 | 0 | 0 | 0 | 0 | 0
[5 empty] | RB_GUP | SUBTRAN | 0 | 0 | 0 | 0 | 0 | 0 | 0 | 0 | 0 | 0 | 0 | 0 | 0 | 0 | 0 | 0 | 0 | 0 | 0 | 0 | 0 | 0
[5 empty] | RB_GUP | DISTPRI | 0 | 0 | 0 | 0 | 0 | 0 | 0 | 0 | 0 | 0 | 0 | 0 | 0 | 0 | 0 | 0 | 0 | 0 | 0 | 0 | 0 | 0
[5 empty] | RB_GUP | DISTSEC | 0 | 0 | 0 | 0 | 0 | 0 | 0 | 0 | 0 | 0 | 0 | 0 | 0 | 0 | 0 | 0 | 0 | 0 | 0 | 0 | 0 | 0
[5 empty] | RB_GUP | ENERGY | 0 | 0 | 0 | 0 | 0 | 0 | 0 | 0 | 0 | 0 | 0 | 0 | 0 | 0 | 0 | 0 | 0 | 0 | 0 | 0 | 0 | 0
[5 empty] | RB_GUP | CUSTOMER | 0 | 0 | 0 | 0 | 0 | 0 | 0 | 0 | 0 | 0 | 0 | 0 | 0 | 0 | 0 | 0 | 0 | 0 | 0 | 0 | 0 | 0
|  |  | Provision for Possible Revenue Refunds | 0 | RB_GUP | TOTAL | 0 | 0 | 0 | 0 | 0 | 0 | 0 | 0 | 0 | 0 | 0 | 0 | 0 | 0 | 0 | 0 | 0 | 0 | 0 | 0 | 0 | 0
[5 empty] | FUELREV | PRODUCTION | 0 | 0 | 0 | 0 | 0 | 0 | 0 | 0 | 0 | 0 | 0 | 0 | 0 | 0 | 0 | 0 | 0 | 0 | 0 | 0 | 0 | 0
[5 empty] | FUELREV | BULKTRAN | 0 | 0 | 0 | 0 | 0 | 0 | 0 | 0 | 0 | 0 | 0 | 0 | 0 | 0 | 0 | 0 | 0 | 0 | 0 | 0 | 0 | 0
[5 empty] | FUELREV | SUBTRAN | 0 | 0 | 0 | 0 | 0 | 0 | 0 | 0 | 0 | 0 | 0 | 0 | 0 | 0 | 0 | 0 | 0 | 0 | 0 | 0 | 0 | 0
[5 empty] | FUELREV | DISTPRI | 0 | 0 | 0 | 0 | 0 | 0 | 0 | 0 | 0 | 0 | 0 | 0 | 0 | 0 | 0 | 0 | 0 | 0 | 0 | 0 | 0 | 0
[5 empty] | FUELREV | DISTSEC | 0 | 0 | 0 | 0 | 0 | 0 | 0 | 0 | 0 | 0 | 0 | 0 | 0 | 0 | 0 | 0 | 0 | 0 | 0 | 0 | 0 | 0
[5 empty] | FUELREV | ENERGY | 4798018 | 1744235.3851 | 562980.1516 | 6445.0546 | 163.3495 | 569588.5557 | 272436.0597 | 76045.0481 | 6020.5441 | 1234.184 | 355735.8358 | 18153.6582 | 216950.9063 | 1533741.3948 | 245796.8846 | 2014642.8437 | 73897.1546 | 1736.8441 | 75633.9987 | 1696.7561 | 29196.2779 | 7288.3468
[5 empty] | FUELREV | CUSTOMER | 0 | 0 | 0 | 0 | 0 | 0 | 0 | 0 | 0 | 0 | 0 | 0 | 0 | 0 | 0 | 0 | 0 | 0 | 0 | 0 | 0 | 0
|  |  | Deferred Fuel | 4798018 | FUELREV | TOTAL | 4798018 | 1744235.3851 | 562980.1516 | 6445.0546 | 163.3495 | 569588.5557 | 272436.0597 | 76045.0481 | 6020.5441 | 1234.184 | 355735.8358 | 18153.6582 | 216950.9063 | 1533741.3948 | 245796.8846 | 2014642.8437 | 73897.1546 | 1736.8441 | 75633.9987 | 1696.7561 | 29196.2779 | 7288.3468
[5 empty] | LABOR_M | PRODUCTION | -4585.8154 | -2248.6221 | -568.814 | -6.6503 | -0.16383 | -575.6281 | -237.9989 | -67.7809 | -5.3639 | -1.1322 | -312.2759 | -14.2967 | -155.8587 | -1040.9241 | -163.3013 | -1374.3808 | -64.5994 | -1.5595 | -66.1588 | -1.1263 | -6.1069 | -1.5165
[5 empty] | LABOR_M | BULKTRAN | -1233.9202 | -605.044 | -153.0526 | -1.7894 | -0.044083 | -154.8861 | -64.0391 | -18.238 | -1.4433 | -0.30465 | -84.0251 | -3.8469 | -41.9374 | -280.0848 | -43.94 | -369.8091 | -17.382 | -0.41961 | -17.8016 | -0.30305 | -1.6432 | -0.40804
[5 empty] | LABOR_M | SUBTRAN | -473.219 | -224.7325 | -57.5282 | -0.67039 | -0.021978 | -58.2206 | -25.0736 | -7.1071 | -0.728 | 0 | -32.9086 | -1.4042 | -16.23 | -132.2052 | 0 | -149.8394 | -6.8048 | -0.16281 | -6.9676 | -0.11174 | -0.35101 | -0.087441
[5 empty] | LABOR_M | DISTPRI | -2193.4242 | -1457.5275 | -366.9495 | -4.2822 | 0 | -371.2317 | -158.2388 | -44.9206 | 0 | 0 | -203.1594 | -9.0249 | -104.386 | 0 | 0 | -113.411 | -42.9433 | -1.0289 | -43.9722 | -0.73883 | -2.7083 | -0.67542
[5 empty] | LABOR_M | DISTSEC | -804.5757 | -600.6976 | -134.8487 | 0 | 0 | -134.8487 | -47.5356 | 0 | 0 | 0 | -47.5356 | -2.104 | 0 | 0 | 0 | -2.104 | -13.2299 | 0 | -13.2299 | -0.21573 | -4.7636 | -1.1807
[5 empty] | LABOR_M | ENERGY | -3307.7039 | -1202.4578 | -388.1127 | -4.4432 | -0.11261 | -392.6685 | -187.8146 | -52.4247 | -4.1505 | -0.85083 | -245.2406 | -12.5149 | -149.5637 | -1057.3454 | -169.4498 | -1388.8739 | -50.9439 | -1.1974 | -52.1413 | -1.1697 | -20.1276 | -5.0245
[5 empty] | LABOR_M | CUSTOMER | -6266.3416 | -4949.907 | -1154.784 | -8.5727 | -1.1262 | -1164.4829 | -18.4629 | -7.2253 | -3.2209 | -1.3722 | -30.2813 | -0.26604 | -4.4677 | -8.3475 | -2.0592 | -15.1405 | -6.2409 | -0.094538 | -6.3354 | -0.37018 | -82.7348 | -17.0895
|  |  | Insurance premiums accrued | -18865 | LABOR_M | TOTAL | -18865 | -11288.9886 | -2824.0896 | -26.4081 | -1.4687 | -2851.9665 | -739.1635 | -197.6965 | -14.9065 | -3.6599 | -955.4264 | -43.4576 | -472.4436 | -2518.907 | -378.7504 | -3413.5586 | -202.1442 | -4.4627 | -206.6069 | -4.0355 | -118.4355 | -25.9821
[5 empty] | LABOR_M | PRODUCTION | -22498.8149 | -11032.1345 | -2790.7011 | -32.6275 | -0.8038 | -2824.1324 | -1167.6643 | -332.5451 | -26.3161 | -5.5549 | -1532.0804 | -70.142 | -764.6703 | -5106.9563 | -801.1849 | -6742.9535 | -316.9359 | -7.6509 | -324.5868 | -5.5257 | -29.9615 | -7.44
[5 empty] | LABOR_M | BULKTRAN | -6053.8288 | -2968.4521 | -750.9029 | -8.7792 | -0.21628 | -759.8984 | -314.1872 | -89.479 | -7.081 | -1.4947 | -412.2418 | -18.8733 | -205.7523 | -1374.1452 | -215.5774 | -1814.3483 | -85.279 | -2.0587 | -87.3376 | -1.4868 | -8.0618 | -2.0019
[5 empty] | LABOR_M | SUBTRAN | -2321.6953 | -1102.5773 | -282.2435 | -3.289 | -0.10783 | -285.6404 | -123.0154 | -34.8684 | -3.5717 | 0 | -161.4556 | -6.8894 | -79.6271 | -648.6217 | 0 | -735.1382 | -33.3857 | -0.79877 | -34.1845 | -0.54822 | -1.7221 | -0.429
[5 empty] | LABOR_M | DISTPRI | -10761.3242 | -7150.8854 | -1800.3186 | -21.0091 | 0 | -1821.3276 | -776.3472 | -220.3882 | 0 | 0 | -996.7354 | -44.2779 | -512.1363 | 0 | 0 | -556.4142 | -210.6876 | -5.0479 | -215.7355 | -3.6248 | -13.2875 | -3.3137
[5 empty] | LABOR_M | DISTSEC | -3947.3895 | -2947.1279 | -661.5912 | 0 | 0 | -661.5912 | -233.2179 | 0 | 0 | 0 | -233.2179 | -10.3224 | 0 | 0 | 0 | -10.3224 | -64.908 | 0 | -64.908 | -1.0584 | -23.3713 | -5.7925
[5 empty] | LABOR_M | ENERGY | -16228.1759 | -5899.469 | -1904.1489 | -21.7989 | -0.55249 | -1926.5003 | -921.4514 | -257.2046 | -20.3631 | -4.1743 | -1203.1934 | -61.4005 | -733.7858 | -5187.5223 | -831.3506 | -6814.0592 | -249.9399 | -5.8745 | -255.8143 | -5.7389 | -98.7496 | -24.6511
[5 empty] | LABOR_M | CUSTOMER | -30743.7715 | -24285.1124 | -5665.5729 | -42.0591 | -5.5255 | -5713.1576 | -90.5821 | -35.4485 | -15.8022 | -6.7323 | -148.5652 | -1.3052 | -21.9195 | -40.9542 | -10.1028 | -74.2818 | -30.619 | -0.46382 | -31.0828 | -1.8162 | -405.9114 | -83.8443
|  |  | Accrued Book Pension Expense | -92555 | LABOR_M | TOTAL | -92555 | -55385.7586 | -13855.4791 | -129.5628 | -7.2059 | -13992.2479 | -3626.4656 | -969.9338 | -73.1341 | -17.9562 | -4687.4896 | -213.2107 | -2317.8913 | -12358.1998 | -1858.2158 | -16747.5175 | -991.7549 | -21.8946 | -1013.6495 | -19.799 | -581.0653 | -127.4725
[5 empty] | LABOR_M | PRODUCTION | 0 | 0 | 0 | 0 | 0 | 0 | 0 | 0 | 0 | 0 | 0 | 0 | 0 | 0 | 0 | 0 | 0 | 0 | 0 | 0 | 0 | 0
[5 empty] | LABOR_M | BULKTRAN | 0 | 0 | 0 | 0 | 0 | 0 | 0 | 0 | 0 | 0 | 0 | 0 | 0 | 0 | 0 | 0 | 0 | 0 | 0 | 0 | 0 | 0
[5 empty] | LABOR_M | SUBTRAN | 0 | 0 | 0 | 0 | 0 | 0 | 0 | 0 | 0 | 0 | 0 | 0 | 0 | 0 | 0 | 0 | 0 | 0 | 0 | 0 | 0 | 0
[5 empty] | LABOR_M | DISTPRI | 0 | 0 | 0 | 0 | 0 | 0 | 0 | 0 | 0 | 0 | 0 | 0 | 0 | 0 | 0 | 0 | 0 | 0 | 0 | 0 | 0 | 0
[5 empty] | LABOR_M | DISTSEC | 0 | 0 | 0 | 0 | 0 | 0 | 0 | 0 | 0 | 0 | 0 | 0 | 0 | 0 | 0 | 0 | 0 | 0 | 0 | 0 | 0 | 0
[5 empty] | LABOR_M | ENERGY | 0 | 0 | 0 | 0 | 0 | 0 | 0 | 0 | 0 | 0 | 0 | 0 | 0 | 0 | 0 | 0 | 0 | 0 | 0 | 0 | 0 | 0
[5 empty] | LABOR_M | CUSTOMER | 0 | 0 | 0 | 0 | 0 | 0 | 0 | 0 | 0 | 0 | 0 | 0 | 0 | 0 | 0 | 0 | 0 | 0 | 0 | 0 | 0 | 0
|  |  | Accrued Book Pension Costs - SFAS 158 | 0 | LABOR_M | TOTAL | 0 | 0 | 0 | 0 | 0 | 0 | 0 | 0 | 0 | 0 | 0 | 0 | 0 | 0 | 0 | 0 | 0 | 0 | 0 | 0 | 0 | 0
[5 empty] | LABOR_M | PRODUCTION | 0 | 0 | 0 | 0 | 0 | 0 | 0 | 0 | 0 | 0 | 0 | 0 | 0 | 0 | 0 | 0 | 0 | 0 | 0 | 0 | 0 | 0
[5 empty] | LABOR_M | BULKTRAN | 0 | 0 | 0 | 0 | 0 | 0 | 0 | 0 | 0 | 0 | 0 | 0 | 0 | 0 | 0 | 0 | 0 | 0 | 0 | 0 | 0 | 0
[5 empty] | LABOR_M | SUBTRAN | 0 | 0 | 0 | 0 | 0 | 0 | 0 | 0 | 0 | 0 | 0 | 0 | 0 | 0 | 0 | 0 | 0 | 0 | 0 | 0 | 0 | 0
[5 empty] | LABOR_M | DISTPRI | 0 | 0 | 0 | 0 | 0 | 0 | 0 | 0 | 0 | 0 | 0 | 0 | 0 | 0 | 0 | 0 | 0 | 0 | 0 | 0 | 0 | 0
[5 empty] | LABOR_M | DISTSEC | 0 | 0 | 0 | 0 | 0 | 0 | 0 | 0 | 0 | 0 | 0 | 0 | 0 | 0 | 0 | 0 | 0 | 0 | 0 | 0 | 0 | 0
[5 empty] | LABOR_M | ENERGY | 0 | 0 | 0 | 0 | 0 | 0 | 0 | 0 | 0 | 0 | 0 | 0 | 0 | 0 | 0 | 0 | 0 | 0 | 0 | 0 | 0 | 0
[5 empty] | LABOR_M | CUSTOMER | 0 | 0 | 0 | 0 | 0 | 0 | 0 | 0 | 0 | 0 | 0 | 0 | 0 | 0 | 0 | 0 | 0 | 0 | 0 | 0 | 0 | 0
|  |  | Supplemental Executive Retirement | 0 | LABOR_M | TOTAL | 0 | 0 | 0 | 0 | 0 | 0 | 0 | 0 | 0 | 0 | 0 | 0 | 0 | 0 | 0 | 0 | 0 | 0 | 0 | 0 | 0 | 0
[5 empty] | LABOR_M | PRODUCTION | 0 | 0 | 0 | 0 | 0 | 0 | 0 | 0 | 0 | 0 | 0 | 0 | 0 | 0 | 0 | 0 | 0 | 0 | 0 | 0 | 0 | 0
[5 empty] | LABOR_M | BULKTRAN | 0 | 0 | 0 | 0 | 0 | 0 | 0 | 0 | 0 | 0 | 0 | 0 | 0 | 0 | 0 | 0 | 0 | 0 | 0 | 0 | 0 | 0
[5 empty] | LABOR_M | SUBTRAN | 0 | 0 | 0 | 0 | 0 | 0 | 0 | 0 | 0 | 0 | 0 | 0 | 0 | 0 | 0 | 0 | 0 | 0 | 0 | 0 | 0 | 0
[5 empty] | LABOR_M | DISTPRI | 0 | 0 | 0 | 0 | 0 | 0 | 0 | 0 | 0 | 0 | 0 | 0 | 0 | 0 | 0 | 0 | 0 | 0 | 0 | 0 | 0 | 0
[5 empty] | LABOR_M | DISTSEC | 0 | 0 | 0 | 0 | 0 | 0 | 0 | 0 | 0 | 0 | 0 | 0 | 0 | 0 | 0 | 0 | 0 | 0 | 0 | 0 | 0 | 0
[5 empty] | LABOR_M | ENERGY | 0 | 0 | 0 | 0 | 0 | 0 | 0 | 0 | 0 | 0 | 0 | 0 | 0 | 0 | 0 | 0 | 0 | 0 | 0 | 0 | 0 | 0
[5 empty] | LABOR_M | CUSTOMER | 0 | 0 | 0 | 0 | 0 | 0 | 0 | 0 | 0 | 0 | 0 | 0 | 0 | 0 | 0 | 0 | 0 | 0 | 0 | 0 | 0 | 0
|  |  | Accrd Supplemental Exec Retirement SFAS 158 | 0 | LABOR_M | TOTAL | 0 | 0 | 0 | 0 | 0 | 0 | 0 | 0 | 0 | 0 | 0 | 0 | 0 | 0 | 0 | 0 | 0 | 0 | 0 | 0 | 0 | 0
[5 empty] | LABOR_M | PRODUCTION | 0 | 0 | 0 | 0 | 0 | 0 | 0 | 0 | 0 | 0 | 0 | 0 | 0 | 0 | 0 | 0 | 0 | 0 | 0 | 0 | 0 | 0
[5 empty] | LABOR_M | BULKTRAN | 0 | 0 | 0 | 0 | 0 | 0 | 0 | 0 | 0 | 0 | 0 | 0 | 0 | 0 | 0 | 0 | 0 | 0 | 0 | 0 | 0 | 0
[5 empty] | LABOR_M | SUBTRAN | 0 | 0 | 0 | 0 | 0 | 0 | 0 | 0 | 0 | 0 | 0 | 0 | 0 | 0 | 0 | 0 | 0 | 0 | 0 | 0 | 0 | 0
[5 empty] | LABOR_M | DISTPRI | 0 | 0 | 0 | 0 | 0 | 0 | 0 | 0 | 0 | 0 | 0 | 0 | 0 | 0 | 0 | 0 | 0 | 0 | 0 | 0 | 0 | 0
[5 empty] | LABOR_M | DISTSEC | 0 | 0 | 0 | 0 | 0 | 0 | 0 | 0 | 0 | 0 | 0 | 0 | 0 | 0 | 0 | 0 | 0 | 0 | 0 | 0 | 0 | 0
[5 empty] | LABOR_M | ENERGY | 0 | 0 | 0 | 0 | 0 | 0 | 0 | 0 | 0 | 0 | 0 | 0 | 0 | 0 | 0 | 0 | 0 | 0 | 0 | 0 | 0 | 0
[5 empty] | LABOR_M | CUSTOMER | 0 | 0 | 0 | 0 | 0 | 0 | 0 | 0 | 0 | 0 | 0 | 0 | 0 | 0 | 0 | 0 | 0 | 0 | 0 | 0 | 0 | 0
|  |  | Accrd Supplemental Savings Plan Exp | 0 | LABOR_M | TOTAL | 0 | 0 | 0 | 0 | 0 | 0 | 0 | 0 | 0 | 0 | 0 | 0 | 0 | 0 | 0 | 0 | 0 | 0 | 0 | 0 | 0 | 0
[5 empty] | LABOR_M | PRODUCTION | -8550.7894 | -4192.819 | -1060.6202 | -12.4003 | -0.30549 | -1073.3259 | -443.7768 | -126.3855 | -10.0016 | -2.1112 | -582.275 | -26.6578 | -290.6169 | -1940.9248 | -304.4944 | -2562.6939 | -120.4531 | -2.9078 | -123.3609 | -2.1001 | -11.387 | -2.8276
[5 empty] | LABOR_M | BULKTRAN | -2300.7885 | -1128.1754 | -285.3845 | -3.3366 | -0.082198 | -288.8033 | -119.4085 | -34.0069 | -2.6912 | -0.56806 | -156.6746 | -7.1729 | -78.1972 | -522.2509 | -81.9313 | -689.5523 | -32.4107 | -0.78241 | -33.1931 | -0.56507 | -3.0639 | -0.76083
[5 empty] | LABOR_M | SUBTRAN | -882.3721 | -419.0401 | -107.2681 | -1.25 | -0.040981 | -108.5591 | -46.7526 | -13.2519 | -1.3574 | 0 | -61.362 | -2.6184 | -30.2627 | -246.512 | 0 | -279.393 | -12.6884 | -0.30358 | -12.992 | -0.20836 | -0.65451 | -0.16304
[5 empty] | LABOR_M | DISTPRI | -4089.8962 | -2717.7305 | -684.2203 | -7.9846 | 0 | -692.2049 | -295.0547 | -83.7597 | 0 | 0 | -378.8144 | -16.8281 | -194.64 | 0 | 0 | -211.4681 | -80.0729 | -1.9185 | -81.9914 | -1.3776 | -5.05 | -1.2594
[5 empty] | LABOR_M | DISTSEC | -1500.2255 | -1120.071 | -251.4411 | 0 | 0 | -251.4411 | -88.6356 | 0 | 0 | 0 | -88.6356 | -3.9231 | 0 | 0 | 0 | -3.9231 | -24.6686 | 0 | -24.6686 | -0.40225 | -8.8824 | -2.2015
[5 empty] | LABOR_M | ENERGY | -6167.6011 | -2242.1233 | -723.6815 | -8.2848 | -0.20998 | -732.1763 | -350.2023 | -97.7519 | -7.7391 | -1.5865 | -457.2798 | -23.3356 | -278.879 | -1971.5443 | -315.959 | -2589.7179 | -94.9909 | -2.2326 | -97.2235 | -2.1811 | -37.5303 | -9.3688
[5 empty] | LABOR_M | CUSTOMER | -11684.3272 | -9229.6809 | -2153.2299 | -15.9848 | -2.1 | -2171.3147 | -34.4262 | -13.4724 | -6.0057 | -2.5586 | -56.4629 | -0.49606 | -8.3306 | -15.5649 | -3.8396 | -28.2312 | -11.6369 | -0.17628 | -11.8132 | -0.69024 | -154.2687 | -31.8655
|  |  | Stock Based Compensation | -35176 | LABOR_M | TOTAL | -35176 | -21049.6402 | -5265.8455 | -49.241 | -2.7387 | -5317.8252 | -1378.2568 | -368.6283 | -27.795 | -6.8243 | -1781.5044 | -81.0318 | -880.9264 | -4696.7969 | -706.2244 | -6364.9795 | -376.9215 | -8.3211 | -385.2427 | -7.5247 | -220.8368 | -48.4466
[5 empty] | CUST_TOTAL | PRODUCTION | 0 | 0 | 0 | 0 | 0 | 0 | 0 | 0 | 0 | 0 | 0 | 0 | 0 | 0 | 0 | 0 | 0 | 0 | 0 | 0 | 0 | 0
[5 empty] | CUST_TOTAL | BULKTRAN | 0 | 0 | 0 | 0 | 0 | 0 | 0 | 0 | 0 | 0 | 0 | 0 | 0 | 0 | 0 | 0 | 0 | 0 | 0 | 0 | 0 | 0
[5 empty] | CUST_TOTAL | SUBTRAN | 0 | 0 | 0 | 0 | 0 | 0 | 0 | 0 | 0 | 0 | 0 | 0 | 0 | 0 | 0 | 0 | 0 | 0 | 0 | 0 | 0 | 0
[5 empty] | CUST_TOTAL | DISTPRI | 0 | 0 | 0 | 0 | 0 | 0 | 0 | 0 | 0 | 0 | 0 | 0 | 0 | 0 | 0 | 0 | 0 | 0 | 0 | 0 | 0 | 0
[5 empty] | CUST_TOTAL | DISTSEC | 0 | 0 | 0 | 0 | 0 | 0 | 0 | 0 | 0 | 0 | 0 | 0 | 0 | 0 | 0 | 0 | 0 | 0 | 0 | 0 | 0 | 0
[5 empty] | CUST_TOTAL | ENERGY | 0 | 0 | 0 | 0 | 0 | 0 | 0 | 0 | 0 | 0 | 0 | 0 | 0 | 0 | 0 | 0 | 0 | 0 | 0 | 0 | 0 | 0
[5 empty] | CUST_TOTAL | CUSTOMER | 0 | 0 | 0 | 0 | 0 | 0 | 0 | 0 | 0 | 0 | 0 | 0 | 0 | 0 | 0 | 0 | 0 | 0 | 0 | 0 | 0 | 0
|  |  | Book Provision for Uncollectible Accounts | 0 | CUST_TOTAL | TOTAL | 0 | 0 | 0 | 0 | 0 | 0 | 0 | 0 | 0 | 0 | 0 | 0 | 0 | 0 | 0 | 0 | 0 | 0 | 0 | 0 | 0 | 0
[5 empty] | LABOR_M | PRODUCTION | 0 | 0 | 0 | 0 | 0 | 0 | 0 | 0 | 0 | 0 | 0 | 0 | 0 | 0 | 0 | 0 | 0 | 0 | 0 | 0 | 0 | 0
[5 empty] | LABOR_M | BULKTRAN | 0 | 0 | 0 | 0 | 0 | 0 | 0 | 0 | 0 | 0 | 0 | 0 | 0 | 0 | 0 | 0 | 0 | 0 | 0 | 0 | 0 | 0
[5 empty] | LABOR_M | SUBTRAN | 0 | 0 | 0 | 0 | 0 | 0 | 0 | 0 | 0 | 0 | 0 | 0 | 0 | 0 | 0 | 0 | 0 | 0 | 0 | 0 | 0 | 0
[5 empty] | LABOR_M | DISTPRI | 0 | 0 | 0 | 0 | 0 | 0 | 0 | 0 | 0 | 0 | 0 | 0 | 0 | 0 | 0 | 0 | 0 | 0 | 0 | 0 | 0 | 0
[5 empty] | LABOR_M | DISTSEC | 0 | 0 | 0 | 0 | 0 | 0 | 0 | 0 | 0 | 0 | 0 | 0 | 0 | 0 | 0 | 0 | 0 | 0 | 0 | 0 | 0 | 0
[5 empty] | LABOR_M | ENERGY | 0 | 0 | 0 | 0 | 0 | 0 | 0 | 0 | 0 | 0 | 0 | 0 | 0 | 0 | 0 | 0 | 0 | 0 | 0 | 0 | 0 | 0
[5 empty] | LABOR_M | CUSTOMER | 0 | 0 | 0 | 0 | 0 | 0 | 0 | 0 | 0 | 0 | 0 | 0 | 0 | 0 | 0 | 0 | 0 | 0 | 0 | 0 | 0 | 0
|  |  | Accrued Companywide Incentive Plan | 0 | LABOR_M | TOTAL | 0 | 0 | 0 | 0 | 0 | 0 | 0 | 0 | 0 | 0 | 0 | 0 | 0 | 0 | 0 | 0 | 0 | 0 | 0 | 0 | 0 | 0
[5 empty] | LABOR_M | PRODUCTION | 0 | 0 | 0 | 0 | 0 | 0 | 0 | 0 | 0 | 0 | 0 | 0 | 0 | 0 | 0 | 0 | 0 | 0 | 0 | 0 | 0 | 0
[5 empty] | LABOR_M | BULKTRAN | 0 | 0 | 0 | 0 | 0 | 0 | 0 | 0 | 0 | 0 | 0 | 0 | 0 | 0 | 0 | 0 | 0 | 0 | 0 | 0 | 0 | 0
[5 empty] | LABOR_M | SUBTRAN | 0 | 0 | 0 | 0 | 0 | 0 | 0 | 0 | 0 | 0 | 0 | 0 | 0 | 0 | 0 | 0 | 0 | 0 | 0 | 0 | 0 | 0
[5 empty] | LABOR_M | DISTPRI | 0 | 0 | 0 | 0 | 0 | 0 | 0 | 0 | 0 | 0 | 0 | 0 | 0 | 0 | 0 | 0 | 0 | 0 | 0 | 0 | 0 | 0
[5 empty] | LABOR_M | DISTSEC | 0 | 0 | 0 | 0 | 0 | 0 | 0 | 0 | 0 | 0 | 0 | 0 | 0 | 0 | 0 | 0 | 0 | 0 | 0 | 0 | 0 | 0
[5 empty] | LABOR_M | ENERGY | 0 | 0 | 0 | 0 | 0 | 0 | 0 | 0 | 0 | 0 | 0 | 0 | 0 | 0 | 0 | 0 | 0 | 0 | 0 | 0 | 0 | 0
[5 empty] | LABOR_M | CUSTOMER | 0 | 0 | 0 | 0 | 0 | 0 | 0 | 0 | 0 | 0 | 0 | 0 | 0 | 0 | 0 | 0 | 0 | 0 | 0 | 0 | 0 | 0
|  |  | Accrued Book Vacation Pay | 0 | LABOR_M | TOTAL | 0 | 0 | 0 | 0 | 0 | 0 | 0 | 0 | 0 | 0 | 0 | 0 | 0 | 0 | 0 | 0 | 0 | 0 | 0 | 0 | 0 | 0
[5 empty] | LABOR_M | PRODUCTION | 0 | 0 | 0 | 0 | 0 | 0 | 0 | 0 | 0 | 0 | 0 | 0 | 0 | 0 | 0 | 0 | 0 | 0 | 0 | 0 | 0 | 0
[5 empty] | LABOR_M | BULKTRAN | 0 | 0 | 0 | 0 | 0 | 0 | 0 | 0 | 0 | 0 | 0 | 0 | 0 | 0 | 0 | 0 | 0 | 0 | 0 | 0 | 0 | 0
[5 empty] | LABOR_M | SUBTRAN | 0 | 0 | 0 | 0 | 0 | 0 | 0 | 0 | 0 | 0 | 0 | 0 | 0 | 0 | 0 | 0 | 0 | 0 | 0 | 0 | 0 | 0
[5 empty] | LABOR_M | DISTPRI | 0 | 0 | 0 | 0 | 0 | 0 | 0 | 0 | 0 | 0 | 0 | 0 | 0 | 0 | 0 | 0 | 0 | 0 | 0 | 0 | 0 | 0
[5 empty] | LABOR_M | DISTSEC | 0 | 0 | 0 | 0 | 0 | 0 | 0 | 0 | 0 | 0 | 0 | 0 | 0 | 0 | 0 | 0 | 0 | 0 | 0 | 0 | 0 | 0
[5 empty] | LABOR_M | ENERGY | 0 | 0 | 0 | 0 | 0 | 0 | 0 | 0 | 0 | 0 | 0 | 0 | 0 | 0 | 0 | 0 | 0 | 0 | 0 | 0 | 0 | 0
[5 empty] | LABOR_M | CUSTOMER | 0 | 0 | 0 | 0 | 0 | 0 | 0 | 0 | 0 | 0 | 0 | 0 | 0 | 0 | 0 | 0 | 0 | 0 | 0 | 0 | 0 | 0
|  |  | (ICDP) Incentive Comp Deferral Plan | 0 | LABOR_M | TOTAL | 0 | 0 | 0 | 0 | 0 | 0 | 0 | 0 | 0 | 0 | 0 | 0 | 0 | 0 | 0 | 0 | 0 | 0 | 0 | 0 | 0 | 0
[5 empty] | LABOR_M | PRODUCTION | 0 | 0 | 0 | 0 | 0 | 0 | 0 | 0 | 0 | 0 | 0 | 0 | 0 | 0 | 0 | 0 | 0 | 0 | 0 | 0 | 0 | 0
[5 empty] | LABOR_M | BULKTRAN | 0 | 0 | 0 | 0 | 0 | 0 | 0 | 0 | 0 | 0 | 0 | 0 | 0 | 0 | 0 | 0 | 0 | 0 | 0 | 0 | 0 | 0
[5 empty] | LABOR_M | SUBTRAN | 0 | 0 | 0 | 0 | 0 | 0 | 0 | 0 | 0 | 0 | 0 | 0 | 0 | 0 | 0 | 0 | 0 | 0 | 0 | 0 | 0 | 0
[5 empty] | LABOR_M | DISTPRI | 0 | 0 | 0 | 0 | 0 | 0 | 0 | 0 | 0 | 0 | 0 | 0 | 0 | 0 | 0 | 0 | 0 | 0 | 0 | 0 | 0 | 0
[5 empty] | LABOR_M | DISTSEC | 0 | 0 | 0 | 0 | 0 | 0 | 0 | 0 | 0 | 0 | 0 | 0 | 0 | 0 | 0 | 0 | 0 | 0 | 0 | 0 | 0 | 0
[5 empty] | LABOR_M | ENERGY | 0 | 0 | 0 | 0 | 0 | 0 | 0 | 0 | 0 | 0 | 0 | 0 | 0 | 0 | 0 | 0 | 0 | 0 | 0 | 0 | 0 | 0
[5 empty] | LABOR_M | CUSTOMER | 0 | 0 | 0 | 0 | 0 | 0 | 0 | 0 | 0 | 0 | 0 | 0 | 0 | 0 | 0 | 0 | 0 | 0 | 0 | 0 | 0 | 0
|  |  | Accrued Book Severance Benefits | 0 | LABOR_M | TOTAL | 0 | 0 | 0 | 0 | 0 | 0 | 0 | 0 | 0 | 0 | 0 | 0 | 0 | 0 | 0 | 0 | 0 | 0 | 0 | 0 | 0 | 0
[5 empty] | TRANS_TOTAL | PRODUCTION | 0 | 0 | 0 | 0 | 0 | 0 | 0 | 0 | 0 | 0 | 0 | 0 | 0 | 0 | 0 | 0 | 0 | 0 | 0 | 0 | 0 | 0
[5 empty] | TRANS_TOTAL | BULKTRAN | 0 | 0 | 0 | 0 | 0 | 0 | 0 | 0 | 0 | 0 | 0 | 0 | 0 | 0 | 0 | 0 | 0 | 0 | 0 | 0 | 0 | 0
[5 empty] | TRANS_TOTAL | SUBTRAN | 0 | 0 | 0 | 0 | 0 | 0 | 0 | 0 | 0 | 0 | 0 | 0 | 0 | 0 | 0 | 0 | 0 | 0 | 0 | 0 | 0 | 0
[5 empty] | TRANS_TOTAL | DISTPRI | 0 | 0 | 0 | 0 | 0 | 0 | 0 | 0 | 0 | 0 | 0 | 0 | 0 | 0 | 0 | 0 | 0 | 0 | 0 | 0 | 0 | 0
[5 empty] | TRANS_TOTAL | DISTSEC | 0 | 0 | 0 | 0 | 0 | 0 | 0 | 0 | 0 | 0 | 0 | 0 | 0 | 0 | 0 | 0 | 0 | 0 | 0 | 0 | 0 | 0
[5 empty] | TRANS_TOTAL | ENERGY | 0 | 0 | 0 | 0 | 0 | 0 | 0 | 0 | 0 | 0 | 0 | 0 | 0 | 0 | 0 | 0 | 0 | 0 | 0 | 0 | 0 | 0
[5 empty] | TRANS_TOTAL | CUSTOMER | 0 | 0 | 0 | 0 | 0 | 0 | 0 | 0 | 0 | 0 | 0 | 0 | 0 | 0 | 0 | 0 | 0 | 0 | 0 | 0 | 0 | 0
|  |  | Reg Asset on Deferred RTO Costs | 0 | TRANS_TOTAL | TOTAL | 0 | 0 | 0 | 0 | 0 | 0 | 0 | 0 | 0 | 0 | 0 | 0 | 0 | 0 | 0 | 0 | 0 | 0 | 0 | 0 | 0 | 0
[5 empty] | TDPLANT | PRODUCTION | -3771.6457 | -1849.3998 | -467.8262 | -5.4696 | -0.13475 | -473.4306 | -195.7444 | -55.747 | -4.4116 | -0.9312 | -256.8342 | -11.7584 | -128.1874 | -856.1175 | -134.3087 | -1130.3721 | -53.1303 | -1.2826 | -54.4129 | -0.92632 | -5.0227 | -1.2472
[5 empty] | TDPLANT | BULKTRAN | -199559.9461 | -97852.8061 | -24752.955 | -289.3997 | -7.1295 | -25049.4843 | -10356.9469 | -2949.6076 | -233.4186 | -49.2706 | -13589.2438 | -622.1449 | -6782.4714 | -45297.6717 | -7106.3488 | -59808.6368 | -2811.1571 | -67.8624 | -2879.0194 | -49.012 | -265.7526 | -65.9911
[5 empty] | TDPLANT | SUBTRAN | -76500.6683 | -36330.3056 | -9300.0222 | -108.3752 | -3.553 | -9411.9504 | -4053.4015 | -1148.9275 | -117.688 | 0 | -5320.017 | -227.0087 | -2623.7393 | -21372.3122 | 0 | -24223.0602 | -1100.0702 | -26.3199 | -1126.3901 | -18.0642 | -56.745 | -14.1358
[5 empty] | TDPLANT | DISTPRI | -124426.676 | -82681.3587 | -20815.9934 | -242.9152 | 0 | -21058.9085 | -8976.4329 | -2548.2154 | 0 | 0 | -11524.6483 | -511.959 | -5921.5214 | 0 | 0 | -6433.4804 | -2436.0527 | -58.3658 | -2494.4185 | -41.9117 | -153.6351 | -38.3148
[5 empty] | TDPLANT | DISTSEC | -43825.6346 | -32720.296 | -7345.2729 | 0 | 0 | -7345.2729 | -2589.2861 | 0 | 0 | 0 | -2589.2861 | -114.6032 | 0 | 0 | 0 | -114.6032 | -720.637 | 0 | -720.637 | -11.7509 | -259.4778 | -64.3107
[5 empty] | TDPLANT | ENERGY | 0 | 0 | 0 | 0 | 0 | 0 | 0 | 0 | 0 | 0 | 0 | 0 | 0 | 0 | 0 | 0 | 0 | 0 | 0 | 0 | 0 | 0
[5 empty] | TDPLANT | CUSTOMER | -191979.4293 | -142613.0267 | -34579.1706 | -215.0328 | -28.0654 | -34822.2688 | -527.2033 | -180.511 | -80.5285 | -34.5115 | -822.7542 | -7.5094 | -111.5401 | -208.8128 | -51.7675 | -379.6298 | -179.7664 | -2.3556 | -182.122 | -10.831 | -11405.6143 | -1743.1825
|  |  | Customer Adv Inc for Tax | -640064 | TDPLANT | TOTAL | -640064 | -394047.1929 | -97261.2402 | -861.1925 | -38.8827 | -98161.3154 | -26699.0152 | -6883.0085 | -436.0467 | -84.7132 | -34102.7836 | -1494.9836 | -15567.4596 | -67734.9142 | -7292.425 | -92089.7824 | -7300.8136 | -156.1862 | -7456.9998 | -132.4961 | -12146.2476 | -1927.1821
[5 empty] | RB_GUP | PRODUCTION | 0 | 0 | 0 | 0 | 0 | 0 | 0 | 0 | 0 | 0 | 0 | 0 | 0 | 0 | 0 | 0 | 0 | 0 | 0 | 0 | 0 | 0
[5 empty] | RB_GUP | BULKTRAN | 0 | 0 | 0 | 0 | 0 | 0 | 0 | 0 | 0 | 0 | 0 | 0 | 0 | 0 | 0 | 0 | 0 | 0 | 0 | 0 | 0 | 0
[5 empty] | RB_GUP | SUBTRAN | 0 | 0 | 0 | 0 | 0 | 0 | 0 | 0 | 0 | 0 | 0 | 0 | 0 | 0 | 0 | 0 | 0 | 0 | 0 | 0 | 0 | 0
[5 empty] | RB_GUP | DISTPRI | 0 | 0 | 0 | 0 | 0 | 0 | 0 | 0 | 0 | 0 | 0 | 0 | 0 | 0 | 0 | 0 | 0 | 0 | 0 | 0 | 0 | 0
[5 empty] | RB_GUP | DISTSEC | 0 | 0 | 0 | 0 | 0 | 0 | 0 | 0 | 0 | 0 | 0 | 0 | 0 | 0 | 0 | 0 | 0 | 0 | 0 | 0 | 0 | 0
[5 empty] | RB_GUP | ENERGY | 0 | 0 | 0 | 0 | 0 | 0 | 0 | 0 | 0 | 0 | 0 | 0 | 0 | 0 | 0 | 0 | 0 | 0 | 0 | 0 | 0 | 0
[5 empty] | RB_GUP | CUSTOMER | 0 | 0 | 0 | 0 | 0 | 0 | 0 | 0 | 0 | 0 | 0 | 0 | 0 | 0 | 0 | 0 | 0 | 0 | 0 | 0 | 0 | 0
|  |  | Deferred Book Contract Revenue | 0 | RB_GUP | TOTAL | 0 | 0 | 0 | 0 | 0 | 0 | 0 | 0 | 0 | 0 | 0 | 0 | 0 | 0 | 0 | 0 | 0 | 0 | 0 | 0 | 0 | 0
[5 empty] | EXP_OM_DIST | PRODUCTION | 0 | 0 | 0 | 0 | 0 | 0 | 0 | 0 | 0 | 0 | 0 | 0 | 0 | 0 | 0 | 0 | 0 | 0 | 0 | 0 | 0 | 0
[5 empty] | EXP_OM_DIST | BULKTRAN | 0 | 0 | 0 | 0 | 0 | 0 | 0 | 0 | 0 | 0 | 0 | 0 | 0 | 0 | 0 | 0 | 0 | 0 | 0 | 0 | 0 | 0
[5 empty] | EXP_OM_DIST | SUBTRAN | 0 | 0 | 0 | 0 | 0 | 0 | 0 | 0 | 0 | 0 | 0 | 0 | 0 | 0 | 0 | 0 | 0 | 0 | 0 | 0 | 0 | 0
[5 empty] | EXP_OM_DIST | DISTPRI | 0 | 0 | 0 | 0 | 0 | 0 | 0 | 0 | 0 | 0 | 0 | 0 | 0 | 0 | 0 | 0 | 0 | 0 | 0 | 0 | 0 | 0
[5 empty] | EXP_OM_DIST | DISTSEC | 0 | 0 | 0 | 0 | 0 | 0 | 0 | 0 | 0 | 0 | 0 | 0 | 0 | 0 | 0 | 0 | 0 | 0 | 0 | 0 | 0 | 0
[5 empty] | EXP_OM_DIST | ENERGY | 0 | 0 | 0 | 0 | 0 | 0 | 0 | 0 | 0 | 0 | 0 | 0 | 0 | 0 | 0 | 0 | 0 | 0 | 0 | 0 | 0 | 0
[5 empty] | EXP_OM_DIST | CUSTOMER | 0 | 0 | 0 | 0 | 0 | 0 | 0 | 0 | 0 | 0 | 0 | 0 | 0 | 0 | 0 | 0 | 0 | 0 | 0 | 0 | 0 | 0
|  |  | Deferred Storm Damage | 0 | EXP_OM_DIST | TOTAL | 0 | 0 | 0 | 0 | 0 | 0 | 0 | 0 | 0 | 0 | 0 | 0 | 0 | 0 | 0 | 0 | 0 | 0 | 0 | 0 | 0 | 0
[5 empty] | RB_GUP | PRODUCTION | 842453.2373 | 413090.9779 | 104495.9548 | 1221.7167 | 30.0976 | 105747.7691 | 43722.4185 | 12451.9302 | 985.3896 | 207.9984 | 57367.7366 | 2626.419 | 28632.5742 | 191226.601 | 29999.8403 | 252485.4344 | 11867.4535 | 286.4847 | 12153.9381 | 206.9067 | 1121.8893 | 278.5852
[5 empty] | RB_GUP | BULKTRAN | 892204.5501 | 437486.1818 | 110666.9928 | 1293.8655 | 31.875 | 111992.7334 | 46304.4583 | 13187.2824 | 1043.582 | 220.2818 | 60755.6044 | 2781.5229 | 30323.4789 | 202519.5417 | 31771.4894 | 267396.0328 | 12568.2893 | 303.4031 | 12871.6924 | 219.1256 | 1188.1427 | 295.0371
[5 empty] | RB_GUP | SUBTRAN | 342028.2209 | 162429.8203 | 41579.6372 | 484.5368 | 15.8852 | 42080.0592 | 18122.426 | 5136.7607 | 526.1734 | 0 | 23785.3602 | 1014.9372 | 11730.5235 | 95553.857 | 0 | 108299.3178 | 4918.3237 | 117.6742 | 5035.9978 | 80.7635 | 253.7022 | 63.1999
[5 empty] | RB_GUP | DISTPRI | 570064.5052 | 378807.0965 | 95369.0908 | 1112.9231 | 0 | 96482.0139 | 41125.7937 | 11674.7243 | 0 | 0 | 52800.518 | 2345.5551 | 27129.6259 | 0 | 0 | 29475.1811 | 11160.8475 | 267.4047 | 11428.2522 | 192.0197 | 703.8837 | 175.5402
[5 empty] | RB_GUP | DISTSEC | 201570.1191 | 150492.6061 | 33783.5959 | 0 | 0 | 33783.5959 | 11909.0737 | 0 | 0 | 0 | 11909.0737 | 527.1022 | 0 | 0 | 0 | 527.1022 | 3314.4729 | 0 | 3314.4729 | 54.0467 | 1193.4335 | 295.7882
[5 empty] | RB_GUP | ENERGY | 38031.4797 | 13825.6781 | 4462.461 | 51.0867 | 1.2948 | 4514.8425 | 2159.4639 | 602.7709 | 47.7218 | 9.7828 | 2819.7394 | 143.8949 | 1719.6609 | 12157.198 | 1948.3085 | 15969.0623 | 585.7456 | 13.7671 | 599.5127 | 13.4493 | 231.4242 | 57.7711
[5 empty] | RB_GUP | CUSTOMER | 918713.8877 | 686787.0213 | 165930.8754 | 1036.6981 | 134.5532 | 167102.1267 | 2529.9805 | 870.7099 | 385.9525 | 165.3111 | 3951.954 | 36.0547 | 537.7771 | 1000.7362 | 247.9782 | 1822.5463 | 862.3126 | 11.3851 | 873.6976 | 51.9197 | 50370.2877 | 7754.3344
|  |  | OSS Margin Sharing | 3805066 | RB_GUP | TOTAL | 3805066 | 2242919.382 | 556288.6079 | 5200.8268 | 213.7058 | 561703.1406 | 165873.6145 | 43924.1784 | 2988.8193 | 603.374 | 213389.9862 | 9475.4861 | 100073.6405 | 502457.9338 | 63967.6164 | 675974.6768 | 45277.445 | 1000.1188 | 46277.5637 | 818.2312 | 55062.7634 | 8920.2561
[5 empty] | REV_RENT | PRODUCTION | -3958.826 | -1941.1823 | -491.0436 | -5.741 | -0.14143 | -496.9261 | -205.4588 | -58.5137 | -4.6305 | -0.97742 | -269.5804 | -12.342 | -134.5492 | -898.6052 | -140.9742 | -1186.4705 | -55.7671 | -1.3462 | -57.1133 | -0.97229 | -5.2719 | -1.3091
[5 empty] | REV_RENT | BULKTRAN | -702.8784 | -344.6514 | -87.1834 | -1.0193 | -0.025111 | -88.2278 | -36.4786 | -10.3889 | -0.82213 | -0.17354 | -47.8632 | -2.1913 | -23.8888 | -159.5448 | -25.0296 | -210.6545 | -9.9013 | -0.23902 | -10.1403 | -0.17263 | -0.93602 | -0.23243
[5 empty] | REV_RENT | SUBTRAN | -269.5599 | -128.0145 | -32.7698 | -0.38187 | -0.012519 | -33.1642 | -14.2827 | -4.0484 | -0.41469 | 0 | -18.7458 | -0.79989 | -9.2451 | -75.3081 | 0 | -85.3531 | -3.8762 | -0.092742 | -3.969 | -0.063651 | -0.19995 | -0.049809
[5 empty] | REV_RENT | DISTPRI | -2715.6246 | -1804.5289 | -454.3111 | -5.3016 | 0 | -459.6128 | -195.9115 | -55.6151 | 0 | 0 | -251.5266 | -11.1736 | -129.2378 | 0 | 0 | -140.4113 | -53.1671 | -1.2738 | -54.4409 | -0.91473 | -3.3531 | -0.83622
[5 empty] | REV_RENT | DISTSEC | -1108.3026 | -827.4607 | -185.754 | 0 | 0 | -185.754 | -65.4802 | 0 | 0 | 0 | -65.4802 | -2.8982 | 0 | 0 | 0 | -2.8982 | -18.2241 | 0 | -18.2241 | -0.29717 | -6.5619 | -1.6263
[5 empty] | REV_RENT | ENERGY | -3.9792 | -1.4466 | -0.4669 | -0.0053452 | -0.00013547 | -0.47238 | -0.22594 | -0.063067 | -0.0049931 | -0.0010236 | -0.29503 | -0.015056 | -0.17993 | -1.272 | -0.20385 | -1.6708 | -0.061286 | -0.0014404 | -0.062726 | -0.0014072 | -0.024214 | -0.0060445
[5 empty] | REV_RENT | CUSTOMER | -6400.8293 | -5094.3063 | -1209.0274 | -3.428 | -0.1399 | -1212.5953 | -14.8767 | -2.9194 | -0.40142 | -0.17202 | -18.3695 | -0.20569 | -1.7004 | -1.0409 | -0.25804 | -3.205 | -5.1696 | -0.045401 | -5.215 | -0.32319 | -56.405 | -10.41
|  |  | Advance Rental Income | -15160 | REV_RENT | TOTAL | -15160 | -10141.5907 | -2460.5563 | -15.8772 | -0.3191 | -2476.7526 | -532.7146 | -131.5485 | -6.2737 | -1.324 | -671.8608 | -29.6256 | -298.8012 | -1135.7709 | -166.4656 | -1630.6634 | -146.1668 | -2.9987 | -149.1655 | -2.7451 | -72.7521 | -14.4699
[5 empty] | RB_GUP | PRODUCTION | 0 | 0 | 0 | 0 | 0 | 0 | 0 | 0 | 0 | 0 | 0 | 0 | 0 | 0 | 0 | 0 | 0 | 0 | 0 | 0 | 0 | 0
[5 empty] | RB_GUP | BULKTRAN | 0 | 0 | 0 | 0 | 0 | 0 | 0 | 0 | 0 | 0 | 0 | 0 | 0 | 0 | 0 | 0 | 0 | 0 | 0 | 0 | 0 | 0
[5 empty] | RB_GUP | SUBTRAN | 0 | 0 | 0 | 0 | 0 | 0 | 0 | 0 | 0 | 0 | 0 | 0 | 0 | 0 | 0 | 0 | 0 | 0 | 0 | 0 | 0 | 0
[5 empty] | RB_GUP | DISTPRI | 0 | 0 | 0 | 0 | 0 | 0 | 0 | 0 | 0 | 0 | 0 | 0 | 0 | 0 | 0 | 0 | 0 | 0 | 0 | 0 | 0 | 0
[5 empty] | RB_GUP | DISTSEC | 0 | 0 | 0 | 0 | 0 | 0 | 0 | 0 | 0 | 0 | 0 | 0 | 0 | 0 | 0 | 0 | 0 | 0 | 0 | 0 | 0 | 0
[5 empty] | RB_GUP | ENERGY | 0 | 0 | 0 | 0 | 0 | 0 | 0 | 0 | 0 | 0 | 0 | 0 | 0 | 0 | 0 | 0 | 0 | 0 | 0 | 0 | 0 | 0
[5 empty] | RB_GUP | CUSTOMER | 0 | 0 | 0 | 0 | 0 | 0 | 0 | 0 | 0 | 0 | 0 | 0 | 0 | 0 | 0 | 0 | 0 | 0 | 0 | 0 | 0 | 0
|  |  | Deferred Rev - Bonus Lease |  | RB_GUP | TOTAL | 0 | 0 | 0 | 0 | 0 | 0 | 0 | 0 | 0 | 0 | 0 | 0 | 0 | 0 | 0 | 0 | 0 | 0 | 0 | 0 | 0 | 0
[5 empty] | LABOR_M | PRODUCTION | 0 | 0 | 0 | 0 | 0 | 0 | 0 | 0 | 0 | 0 | 0 | 0 | 0 | 0 | 0 | 0 | 0 | 0 | 0 | 0 | 0 | 0
[5 empty] | LABOR_M | BULKTRAN | 0 | 0 | 0 | 0 | 0 | 0 | 0 | 0 | 0 | 0 | 0 | 0 | 0 | 0 | 0 | 0 | 0 | 0 | 0 | 0 | 0 | 0
[5 empty] | LABOR_M | SUBTRAN | 0 | 0 | 0 | 0 | 0 | 0 | 0 | 0 | 0 | 0 | 0 | 0 | 0 | 0 | 0 | 0 | 0 | 0 | 0 | 0 | 0 | 0
[5 empty] | LABOR_M | DISTPRI | 0 | 0 | 0 | 0 | 0 | 0 | 0 | 0 | 0 | 0 | 0 | 0 | 0 | 0 | 0 | 0 | 0 | 0 | 0 | 0 | 0 | 0
[5 empty] | LABOR_M | DISTSEC | 0 | 0 | 0 | 0 | 0 | 0 | 0 | 0 | 0 | 0 | 0 | 0 | 0 | 0 | 0 | 0 | 0 | 0 | 0 | 0 | 0 | 0
[5 empty] | LABOR_M | ENERGY | 0 | 0 | 0 | 0 | 0 | 0 | 0 | 0 | 0 | 0 | 0 | 0 | 0 | 0 | 0 | 0 | 0 | 0 | 0 | 0 | 0 | 0
[5 empty] | LABOR_M | CUSTOMER | 0 | 0 | 0 | 0 | 0 | 0 | 0 | 0 | 0 | 0 | 0 | 0 | 0 | 0 | 0 | 0 | 0 | 0 | 0 | 0 | 0 | 0
|  |  | Reg Asset - SFAS 158 Pensions |  | LABOR_M | TOTAL | 0 | 0 | 0 | 0 | 0 | 0 | 0 | 0 | 0 | 0 | 0 | 0 | 0 | 0 | 0 | 0 | 0 | 0 | 0 | 0 | 0 | 0
[5 empty] | LABOR_M | PRODUCTION | 0 | 0 | 0 | 0 | 0 | 0 | 0 | 0 | 0 | 0 | 0 | 0 | 0 | 0 | 0 | 0 | 0 | 0 | 0 | 0 | 0 | 0
[5 empty] | LABOR_M | BULKTRAN | 0 | 0 | 0 | 0 | 0 | 0 | 0 | 0 | 0 | 0 | 0 | 0 | 0 | 0 | 0 | 0 | 0 | 0 | 0 | 0 | 0 | 0
[5 empty] | LABOR_M | SUBTRAN | 0 | 0 | 0 | 0 | 0 | 0 | 0 | 0 | 0 | 0 | 0 | 0 | 0 | 0 | 0 | 0 | 0 | 0 | 0 | 0 | 0 | 0
[5 empty] | LABOR_M | DISTPRI | 0 | 0 | 0 | 0 | 0 | 0 | 0 | 0 | 0 | 0 | 0 | 0 | 0 | 0 | 0 | 0 | 0 | 0 | 0 | 0 | 0 | 0
[5 empty] | LABOR_M | DISTSEC | 0 | 0 | 0 | 0 | 0 | 0 | 0 | 0 | 0 | 0 | 0 | 0 | 0 | 0 | 0 | 0 | 0 | 0 | 0 | 0 | 0 | 0
[5 empty] | LABOR_M | ENERGY | 0 | 0 | 0 | 0 | 0 | 0 | 0 | 0 | 0 | 0 | 0 | 0 | 0 | 0 | 0 | 0 | 0 | 0 | 0 | 0 | 0 | 0
[5 empty] | LABOR_M | CUSTOMER | 0 | 0 | 0 | 0 | 0 | 0 | 0 | 0 | 0 | 0 | 0 | 0 | 0 | 0 | 0 | 0 | 0 | 0 | 0 | 0 | 0 | 0
|  |  | Reg Asset - SFAS 158 SERP |  | LABOR_M | TOTAL | 0 | 0 | 0 | 0 | 0 | 0 | 0 | 0 | 0 | 0 | 0 | 0 | 0 | 0 | 0 | 0 | 0 | 0 | 0 | 0 | 0 | 0
[5 empty] | LABOR_M | PRODUCTION | 0 | 0 | 0 | 0 | 0 | 0 | 0 | 0 | 0 | 0 | 0 | 0 | 0 | 0 | 0 | 0 | 0 | 0 | 0 | 0 | 0 | 0
[5 empty] | LABOR_M | BULKTRAN | 0 | 0 | 0 | 0 | 0 | 0 | 0 | 0 | 0 | 0 | 0 | 0 | 0 | 0 | 0 | 0 | 0 | 0 | 0 | 0 | 0 | 0
[5 empty] | LABOR_M | SUBTRAN | 0 | 0 | 0 | 0 | 0 | 0 | 0 | 0 | 0 | 0 | 0 | 0 | 0 | 0 | 0 | 0 | 0 | 0 | 0 | 0 | 0 | 0
[5 empty] | LABOR_M | DISTPRI | 0 | 0 | 0 | 0 | 0 | 0 | 0 | 0 | 0 | 0 | 0 | 0 | 0 | 0 | 0 | 0 | 0 | 0 | 0 | 0 | 0 | 0
[5 empty] | LABOR_M | DISTSEC | 0 | 0 | 0 | 0 | 0 | 0 | 0 | 0 | 0 | 0 | 0 | 0 | 0 | 0 | 0 | 0 | 0 | 0 | 0 | 0 | 0 | 0
[5 empty] | LABOR_M | ENERGY | 0 | 0 | 0 | 0 | 0 | 0 | 0 | 0 | 0 | 0 | 0 | 0 | 0 | 0 | 0 | 0 | 0 | 0 | 0 | 0 | 0 | 0
[5 empty] | LABOR_M | CUSTOMER | 0 | 0 | 0 | 0 | 0 | 0 | 0 | 0 | 0 | 0 | 0 | 0 | 0 | 0 | 0 | 0 | 0 | 0 | 0 | 0 | 0 | 0
|  |  | Reg Asset - SFAS 158 OPEB |  | LABOR_M | TOTAL | 0 | 0 | 0 | 0 | 0 | 0 | 0 | 0 | 0 | 0 | 0 | 0 | 0 | 0 | 0 | 0 | 0 | 0 | 0 | 0 | 0 | 0
[5 empty] | PROD_DEMAND | PRODUCTION | 0 | 0 | 0 | 0 | 0 | 0 | 0 | 0 | 0 | 0 | 0 | 0 | 0 | 0 | 0 | 0 | 0 | 0 | 0 | 0 | 0 | 0
[5 empty] | PROD_DEMAND | BULKTRAN | 0 | 0 | 0 | 0 | 0 | 0 | 0 | 0 | 0 | 0 | 0 | 0 | 0 | 0 | 0 | 0 | 0 | 0 | 0 | 0 | 0 | 0
[5 empty] | PROD_DEMAND | SUBTRAN | 0 | 0 | 0 | 0 | 0 | 0 | 0 | 0 | 0 | 0 | 0 | 0 | 0 | 0 | 0 | 0 | 0 | 0 | 0 | 0 | 0 | 0
[5 empty] | PROD_DEMAND | DISTPRI | 0 | 0 | 0 | 0 | 0 | 0 | 0 | 0 | 0 | 0 | 0 | 0 | 0 | 0 | 0 | 0 | 0 | 0 | 0 | 0 | 0 | 0
[5 empty] | PROD_DEMAND | DISTSEC | 0 | 0 | 0 | 0 | 0 | 0 | 0 | 0 | 0 | 0 | 0 | 0 | 0 | 0 | 0 | 0 | 0 | 0 | 0 | 0 | 0 | 0
[5 empty] | PROD_DEMAND | ENERGY | 0 | 0 | 0 | 0 | 0 | 0 | 0 | 0 | 0 | 0 | 0 | 0 | 0 | 0 | 0 | 0 | 0 | 0 | 0 | 0 | 0 | 0
[5 empty] | PROD_DEMAND | CUSTOMER | 0 | 0 | 0 | 0 | 0 | 0 | 0 | 0 | 0 | 0 | 0 | 0 | 0 | 0 | 0 | 0 | 0 | 0 | 0 | 0 | 0 | 0
|  |  | NET CCS FEED STUDY COSTS |  | PROD_DEMAND | TOTAL | 0 | 0 | 0 | 0 | 0 | 0 | 0 | 0 | 0 | 0 | 0 | 0 | 0 | 0 | 0 | 0 | 0 | 0 | 0 | 0 | 0 | 0
[5 empty] | PROD_DEMAND | PRODUCTION | 0 | 0 | 0 | 0 | 0 | 0 | 0 | 0 | 0 | 0 | 0 | 0 | 0 | 0 | 0 | 0 | 0 | 0 | 0 | 0 | 0 | 0
[5 empty] | PROD_DEMAND | BULKTRAN | 0 | 0 | 0 | 0 | 0 | 0 | 0 | 0 | 0 | 0 | 0 | 0 | 0 | 0 | 0 | 0 | 0 | 0 | 0 | 0 | 0 | 0
[5 empty] | PROD_DEMAND | SUBTRAN | 0 | 0 | 0 | 0 | 0 | 0 | 0 | 0 | 0 | 0 | 0 | 0 | 0 | 0 | 0 | 0 | 0 | 0 | 0 | 0 | 0 | 0
[5 empty] | PROD_DEMAND | DISTPRI | 0 | 0 | 0 | 0 | 0 | 0 | 0 | 0 | 0 | 0 | 0 | 0 | 0 | 0 | 0 | 0 | 0 | 0 | 0 | 0 | 0 | 0
[5 empty] | PROD_DEMAND | DISTSEC | 0 | 0 | 0 | 0 | 0 | 0 | 0 | 0 | 0 | 0 | 0 | 0 | 0 | 0 | 0 | 0 | 0 | 0 | 0 | 0 | 0 | 0
[5 empty] | PROD_DEMAND | ENERGY | 0 | 0 | 0 | 0 | 0 | 0 | 0 | 0 | 0 | 0 | 0 | 0 | 0 | 0 | 0 | 0 | 0 | 0 | 0 | 0 | 0 | 0
[5 empty] | PROD_DEMAND | CUSTOMER | 0 | 0 | 0 | 0 | 0 | 0 | 0 | 0 | 0 | 0 | 0 | 0 | 0 | 0 | 0 | 0 | 0 | 0 | 0 | 0 | 0 | 0
|  |  | REMOVAL CST - BIG SANDY |  | PROD_DEMAND | TOTAL | 0 | 0 | 0 | 0 | 0 | 0 | 0 | 0 | 0 | 0 | 0 | 0 | 0 | 0 | 0 | 0 | 0 | 0 | 0 | 0 | 0 | 0
[5 empty] | PROD_DEMAND | PRODUCTION | 0 | 0 | 0 | 0 | 0 | 0 | 0 | 0 | 0 | 0 | 0 | 0 | 0 | 0 | 0 | 0 | 0 | 0 | 0 | 0 | 0 | 0
[5 empty] | PROD_DEMAND | BULKTRAN | 0 | 0 | 0 | 0 | 0 | 0 | 0 | 0 | 0 | 0 | 0 | 0 | 0 | 0 | 0 | 0 | 0 | 0 | 0 | 0 | 0 | 0
[5 empty] | PROD_DEMAND | SUBTRAN | 0 | 0 | 0 | 0 | 0 | 0 | 0 | 0 | 0 | 0 | 0 | 0 | 0 | 0 | 0 | 0 | 0 | 0 | 0 | 0 | 0 | 0
[5 empty] | PROD_DEMAND | DISTPRI | 0 | 0 | 0 | 0 | 0 | 0 | 0 | 0 | 0 | 0 | 0 | 0 | 0 | 0 | 0 | 0 | 0 | 0 | 0 | 0 | 0 | 0
[5 empty] | PROD_DEMAND | DISTSEC | 0 | 0 | 0 | 0 | 0 | 0 | 0 | 0 | 0 | 0 | 0 | 0 | 0 | 0 | 0 | 0 | 0 | 0 | 0 | 0 | 0 | 0
[5 empty] | PROD_DEMAND | ENERGY | 0 | 0 | 0 | 0 | 0 | 0 | 0 | 0 | 0 | 0 | 0 | 0 | 0 | 0 | 0 | 0 | 0 | 0 | 0 | 0 | 0 | 0
[5 empty] | PROD_DEMAND | CUSTOMER | 0 | 0 | 0 | 0 | 0 | 0 | 0 | 0 | 0 | 0 | 0 | 0 | 0 | 0 | 0 | 0 | 0 | 0 | 0 | 0 | 0 | 0
|  |  | SPENT ARO - BIG SANDY |  | PROD_DEMAND | TOTAL | 0 | 0 | 0 | 0 | 0 | 0 | 0 | 0 | 0 | 0 | 0 | 0 | 0 | 0 | 0 | 0 | 0 | 0 | 0 | 0 | 0 | 0
[5 empty] | PROD_DEMAND | PRODUCTION | 0 | 0 | 0 | 0 | 0 | 0 | 0 | 0 | 0 | 0 | 0 | 0 | 0 | 0 | 0 | 0 | 0 | 0 | 0 | 0 | 0 | 0
[5 empty] | PROD_DEMAND | BULKTRAN | 0 | 0 | 0 | 0 | 0 | 0 | 0 | 0 | 0 | 0 | 0 | 0 | 0 | 0 | 0 | 0 | 0 | 0 | 0 | 0 | 0 | 0
[5 empty] | PROD_DEMAND | SUBTRAN | 0 | 0 | 0 | 0 | 0 | 0 | 0 | 0 | 0 | 0 | 0 | 0 | 0 | 0 | 0 | 0 | 0 | 0 | 0 | 0 | 0 | 0
[5 empty] | PROD_DEMAND | DISTPRI | 0 | 0 | 0 | 0 | 0 | 0 | 0 | 0 | 0 | 0 | 0 | 0 | 0 | 0 | 0 | 0 | 0 | 0 | 0 | 0 | 0 | 0
[5 empty] | PROD_DEMAND | DISTSEC | 0 | 0 | 0 | 0 | 0 | 0 | 0 | 0 | 0 | 0 | 0 | 0 | 0 | 0 | 0 | 0 | 0 | 0 | 0 | 0 | 0 | 0
[5 empty] | PROD_DEMAND | ENERGY | 0 | 0 | 0 | 0 | 0 | 0 | 0 | 0 | 0 | 0 | 0 | 0 | 0 | 0 | 0 | 0 | 0 | 0 | 0 | 0 | 0 | 0
[5 empty] | PROD_DEMAND | CUSTOMER | 0 | 0 | 0 | 0 | 0 | 0 | 0 | 0 | 0 | 0 | 0 | 0 | 0 | 0 | 0 | 0 | 0 | 0 | 0 | 0 | 0 | 0
|  |  | NBV - ARO - RETIRED PLANTS |  | PROD_DEMAND | TOTAL | 0 | 0 | 0 | 0 | 0 | 0 | 0 | 0 | 0 | 0 | 0 | 0 | 0 | 0 | 0 | 0 | 0 | 0 | 0 | 0 | 0 | 0
[5 empty] | PROD_DEMAND | PRODUCTION | 0 | 0 | 0 | 0 | 0 | 0 | 0 | 0 | 0 | 0 | 0 | 0 | 0 | 0 | 0 | 0 | 0 | 0 | 0 | 0 | 0 | 0
[5 empty] | PROD_DEMAND | BULKTRAN | 0 | 0 | 0 | 0 | 0 | 0 | 0 | 0 | 0 | 0 | 0 | 0 | 0 | 0 | 0 | 0 | 0 | 0 | 0 | 0 | 0 | 0
[5 empty] | PROD_DEMAND | SUBTRAN | 0 | 0 | 0 | 0 | 0 | 0 | 0 | 0 | 0 | 0 | 0 | 0 | 0 | 0 | 0 | 0 | 0 | 0 | 0 | 0 | 0 | 0
[5 empty] | PROD_DEMAND | DISTPRI | 0 | 0 | 0 | 0 | 0 | 0 | 0 | 0 | 0 | 0 | 0 | 0 | 0 | 0 | 0 | 0 | 0 | 0 | 0 | 0 | 0 | 0
[5 empty] | PROD_DEMAND | DISTSEC | 0 | 0 | 0 | 0 | 0 | 0 | 0 | 0 | 0 | 0 | 0 | 0 | 0 | 0 | 0 | 0 | 0 | 0 | 0 | 0 | 0 | 0
[5 empty] | PROD_DEMAND | ENERGY | 0 | 0 | 0 | 0 | 0 | 0 | 0 | 0 | 0 | 0 | 0 | 0 | 0 | 0 | 0 | 0 | 0 | 0 | 0 | 0 | 0 | 0
[5 empty] | PROD_DEMAND | CUSTOMER | 0 | 0 | 0 | 0 | 0 | 0 | 0 | 0 | 0 | 0 | 0 | 0 | 0 | 0 | 0 | 0 | 0 | 0 | 0 | 0 | 0 | 0
|  |  | BIG SANDY U1 OR-UNDER RECOV |  | PROD_DEMAND | TOTAL | 0 | 0 | 0 | 0 | 0 | 0 | 0 | 0 | 0 | 0 | 0 | 0 | 0 | 0 | 0 | 0 | 0 | 0 | 0 | 0 | 0 | 0
[5 empty] | PROD_DEMAND | PRODUCTION | 0 | 0 | 0 | 0 | 0 | 0 | 0 | 0 | 0 | 0 | 0 | 0 | 0 | 0 | 0 | 0 | 0 | 0 | 0 | 0 | 0 | 0
[5 empty] | PROD_DEMAND | BULKTRAN | 0 | 0 | 0 | 0 | 0 | 0 | 0 | 0 | 0 | 0 | 0 | 0 | 0 | 0 | 0 | 0 | 0 | 0 | 0 | 0 | 0 | 0
[5 empty] | PROD_DEMAND | SUBTRAN | 0 | 0 | 0 | 0 | 0 | 0 | 0 | 0 | 0 | 0 | 0 | 0 | 0 | 0 | 0 | 0 | 0 | 0 | 0 | 0 | 0 | 0
[5 empty] | PROD_DEMAND | DISTPRI | 0 | 0 | 0 | 0 | 0 | 0 | 0 | 0 | 0 | 0 | 0 | 0 | 0 | 0 | 0 | 0 | 0 | 0 | 0 | 0 | 0 | 0
[5 empty] | PROD_DEMAND | DISTSEC | 0 | 0 | 0 | 0 | 0 | 0 | 0 | 0 | 0 | 0 | 0 | 0 | 0 | 0 | 0 | 0 | 0 | 0 | 0 | 0 | 0 | 0
[5 empty] | PROD_DEMAND | ENERGY | 0 | 0 | 0 | 0 | 0 | 0 | 0 | 0 | 0 | 0 | 0 | 0 | 0 | 0 | 0 | 0 | 0 | 0 | 0 | 0 | 0 | 0
[5 empty] | PROD_DEMAND | CUSTOMER | 0 | 0 | 0 | 0 | 0 | 0 | 0 | 0 | 0 | 0 | 0 | 0 | 0 | 0 | 0 | 0 | 0 | 0 | 0 | 0 | 0 | 0
|  |  | BIG SANDY RETIRE COSTS RECOV |  | PROD_DEMAND | TOTAL | 0 | 0 | 0 | 0 | 0 | 0 | 0 | 0 | 0 | 0 | 0 | 0 | 0 | 0 | 0 | 0 | 0 | 0 | 0 | 0 | 0 | 0
[5 empty] | PROD_ENERGY | PRODUCTION | 0 | 0 | 0 | 0 | 0 | 0 | 0 | 0 | 0 | 0 | 0 | 0 | 0 | 0 | 0 | 0 | 0 | 0 | 0 | 0 | 0 | 0
[5 empty] | PROD_ENERGY | BULKTRAN | 0 | 0 | 0 | 0 | 0 | 0 | 0 | 0 | 0 | 0 | 0 | 0 | 0 | 0 | 0 | 0 | 0 | 0 | 0 | 0 | 0 | 0
[5 empty] | PROD_ENERGY | SUBTRAN | 0 | 0 | 0 | 0 | 0 | 0 | 0 | 0 | 0 | 0 | 0 | 0 | 0 | 0 | 0 | 0 | 0 | 0 | 0 | 0 | 0 | 0
[5 empty] | PROD_ENERGY | DISTPRI | 0 | 0 | 0 | 0 | 0 | 0 | 0 | 0 | 0 | 0 | 0 | 0 | 0 | 0 | 0 | 0 | 0 | 0 | 0 | 0 | 0 | 0
[5 empty] | PROD_ENERGY | DISTSEC | 0 | 0 | 0 | 0 | 0 | 0 | 0 | 0 | 0 | 0 | 0 | 0 | 0 | 0 | 0 | 0 | 0 | 0 | 0 | 0 | 0 | 0
[5 empty] | PROD_ENERGY | ENERGY | 0 | 0 | 0 | 0 | 0 | 0 | 0 | 0 | 0 | 0 | 0 | 0 | 0 | 0 | 0 | 0 | 0 | 0 | 0 | 0 | 0 | 0
[5 empty] | PROD_ENERGY | CUSTOMER | 0 | 0 | 0 | 0 | 0 | 0 | 0 | 0 | 0 | 0 | 0 | 0 | 0 | 0 | 0 | 0 | 0 | 0 | 0 | 0 | 0 | 0
|  |  | BIG SANDY RETIRE RIDER U2 O&M |  | PROD_ENERGY | TOTAL | 0 | 0 | 0 | 0 | 0 | 0 | 0 | 0 | 0 | 0 | 0 | 0 | 0 | 0 | 0 | 0 | 0 | 0 | 0 | 0 | 0 | 0
[5 empty] | PROD_ENERGY | PRODUCTION | 0 | 0 | 0 | 0 | 0 | 0 | 0 | 0 | 0 | 0 | 0 | 0 | 0 | 0 | 0 | 0 | 0 | 0 | 0 | 0 | 0 | 0
[5 empty] | PROD_ENERGY | BULKTRAN | 0 | 0 | 0 | 0 | 0 | 0 | 0 | 0 | 0 | 0 | 0 | 0 | 0 | 0 | 0 | 0 | 0 | 0 | 0 | 0 | 0 | 0
[5 empty] | PROD_ENERGY | SUBTRAN | 0 | 0 | 0 | 0 | 0 | 0 | 0 | 0 | 0 | 0 | 0 | 0 | 0 | 0 | 0 | 0 | 0 | 0 | 0 | 0 | 0 | 0
[5 empty] | PROD_ENERGY | DISTPRI | 0 | 0 | 0 | 0 | 0 | 0 | 0 | 0 | 0 | 0 | 0 | 0 | 0 | 0 | 0 | 0 | 0 | 0 | 0 | 0 | 0 | 0
[5 empty] | PROD_ENERGY | DISTSEC | 0 | 0 | 0 | 0 | 0 | 0 | 0 | 0 | 0 | 0 | 0 | 0 | 0 | 0 | 0 | 0 | 0 | 0 | 0 | 0 | 0 | 0
[5 empty] | PROD_ENERGY | ENERGY | 0 | 0 | 0 | 0 | 0 | 0 | 0 | 0 | 0 | 0 | 0 | 0 | 0 | 0 | 0 | 0 | 0 | 0 | 0 | 0 | 0 | 0
[5 empty] | PROD_ENERGY | CUSTOMER | 0 | 0 | 0 | 0 | 0 | 0 | 0 | 0 | 0 | 0 | 0 | 0 | 0 | 0 | 0 | 0 | 0 | 0 | 0 | 0 | 0 | 0
|  |  | UND RECOV-PURCH PWR PPA |  | PROD_ENERGY | TOTAL | 0 | 0 | 0 | 0 | 0 | 0 | 0 | 0 | 0 | 0 | 0 | 0 | 0 | 0 | 0 | 0 | 0 | 0 | 0 | 0 | 0 | 0
[5 empty] | RB_GUP | PRODUCTION | 65.5353 | 32.1348 | 8.1288 | 0.095039 | 0.0023413 | 8.2262 | 3.4012 | 0.96865 | 0.076654 | 0.01618 | 4.4627 | 0.20431 | 2.2274 | 14.8757 | 2.3337 | 19.6411 | 0.92318 | 0.022286 | 0.94547 | 0.016095 | 0.087273 | 0.021671
[5 empty] | RB_GUP | BULKTRAN | 69.4055 | 34.0325 | 8.6089 | 0.10065 | 0.0024796 | 8.712 | 3.6021 | 1.0259 | 0.081181 | 0.017136 | 4.7262 | 0.21638 | 2.3589 | 15.7542 | 2.4715 | 20.801 | 0.9777 | 0.023602 | 1.0013 | 0.017046 | 0.092427 | 0.022951
[5 empty] | RB_GUP | SUBTRAN | 26.6067 | 12.6356 | 3.2345 | 0.037693 | 0.0012357 | 3.2735 | 1.4098 | 0.39959 | 0.040932 | 0 | 1.8503 | 0.078953 | 0.91253 | 7.4332 | 0 | 8.4247 | 0.3826 | 0.009154 | 0.39176 | 0.0062827 | 0.019736 | 0.0049164
[5 empty] | RB_GUP | DISTPRI | 44.3459 | 29.4678 | 7.4189 | 0.086575 | 0 | 7.5054 | 3.1992 | 0.90819 | 0 | 0 | 4.1074 | 0.18246 | 2.1104 | 0 | 0 | 2.2929 | 0.86821 | 0.020802 | 0.88902 | 0.014937 | 0.054756 | 0.013655
[5 empty] | RB_GUP | DISTSEC | 15.6803 | 11.707 | 2.6281 | 0 | 0 | 2.6281 | 0.92642 | 0 | 0 | 0 | 0.92642 | 0.041004 | 0 | 0 | 0 | 0.041004 | 0.25784 | 0 | 0.25784 | 0.0042043 | 0.092838 | 0.02301
[5 empty] | RB_GUP | ENERGY | 2.9585 | 1.0755 | 0.34714 | 0.0039741 | 0.00010072 | 0.35121 | 0.16799 | 0.04689 | 0.0037123 | 0.00076101 | 0.21935 | 0.011194 | 0.13377 | 0.94572 | 0.15156 | 1.2422 | 0.045566 | 0.001071 | 0.046637 | 0.0010462 | 0.018003 | 0.0044941
[5 empty] | RB_GUP | CUSTOMER | 71.4677 | 53.4259 | 12.9079 | 0.080646 | 0.010467 | 12.999 | 0.19681 | 0.067733 | 0.030024 | 0.01286 | 0.30743 | 0.0028047 | 0.041834 | 0.077848 | 0.01929 | 0.14178 | 0.06708 | 0.00088566 | 0.067966 | 0.0040389 | 3.9184 | 0.60322
|  |  | Misc Fees | 296 | RB_GUP | TOTAL | 296 | 174.479 | 43.2743 | 0.40458 | 0.016624 | 43.6955 | 12.9035 | 3.4169 | 0.2325 | 0.046937 | 16.5998 | 0.73711 | 7.7848 | 39.0867 | 4.9761 | 52.5848 | 3.5222 | 0.0778 | 3.6 | 0.063651 | 4.2834 | 0.69392
[5 empty] | PROD_DEMAND | PRODUCTION | 0 | 0 | 0 | 0 | 0 | 0 | 0 | 0 | 0 | 0 | 0 | 0 | 0 | 0 | 0 | 0 | 0 | 0 | 0 | 0 | 0 | 0
[5 empty] | PROD_DEMAND | BULKTRAN | 0 | 0 | 0 | 0 | 0 | 0 | 0 | 0 | 0 | 0 | 0 | 0 | 0 | 0 | 0 | 0 | 0 | 0 | 0 | 0 | 0 | 0
[5 empty] | PROD_DEMAND | SUBTRAN | 0 | 0 | 0 | 0 | 0 | 0 | 0 | 0 | 0 | 0 | 0 | 0 | 0 | 0 | 0 | 0 | 0 | 0 | 0 | 0 | 0 | 0
[5 empty] | PROD_DEMAND | DISTPRI | 0 | 0 | 0 | 0 | 0 | 0 | 0 | 0 | 0 | 0 | 0 | 0 | 0 | 0 | 0 | 0 | 0 | 0 | 0 | 0 | 0 | 0
[5 empty] | PROD_DEMAND | DISTSEC | 0 | 0 | 0 | 0 | 0 | 0 | 0 | 0 | 0 | 0 | 0 | 0 | 0 | 0 | 0 | 0 | 0 | 0 | 0 | 0 | 0 | 0
[5 empty] | PROD_DEMAND | ENERGY | 0 | 0 | 0 | 0 | 0 | 0 | 0 | 0 | 0 | 0 | 0 | 0 | 0 | 0 | 0 | 0 | 0 | 0 | 0 | 0 | 0 | 0
[5 empty] | PROD_DEMAND | CUSTOMER | 0 | 0 | 0 | 0 | 0 | 0 | 0 | 0 | 0 | 0 | 0 | 0 | 0 | 0 | 0 | 0 | 0 | 0 | 0 | 0 | 0 | 0
|  |  | NERC COMPL/CYBER SEC-DEF DEPR |  | PROD_DEMAND | TOTAL | 0 | 0 | 0 | 0 | 0 | 0 | 0 | 0 | 0 | 0 | 0 | 0 | 0 | 0 | 0 | 0 | 0 | 0 | 0 | 0 | 0 | 0
[5 empty] | PROD_DEMAND | PRODUCTION | 0 | 0 | 0 | 0 | 0 | 0 | 0 | 0 | 0 | 0 | 0 | 0 | 0 | 0 | 0 | 0 | 0 | 0 | 0 | 0 | 0 | 0
[5 empty] | PROD_DEMAND | BULKTRAN | 0 | 0 | 0 | 0 | 0 | 0 | 0 | 0 | 0 | 0 | 0 | 0 | 0 | 0 | 0 | 0 | 0 | 0 | 0 | 0 | 0 | 0
[5 empty] | PROD_DEMAND | SUBTRAN | 0 | 0 | 0 | 0 | 0 | 0 | 0 | 0 | 0 | 0 | 0 | 0 | 0 | 0 | 0 | 0 | 0 | 0 | 0 | 0 | 0 | 0
[5 empty] | PROD_DEMAND | DISTPRI | 0 | 0 | 0 | 0 | 0 | 0 | 0 | 0 | 0 | 0 | 0 | 0 | 0 | 0 | 0 | 0 | 0 | 0 | 0 | 0 | 0 | 0
[5 empty] | PROD_DEMAND | DISTSEC | 0 | 0 | 0 | 0 | 0 | 0 | 0 | 0 | 0 | 0 | 0 | 0 | 0 | 0 | 0 | 0 | 0 | 0 | 0 | 0 | 0 | 0
[5 empty] | PROD_DEMAND | ENERGY | 0 | 0 | 0 | 0 | 0 | 0 | 0 | 0 | 0 | 0 | 0 | 0 | 0 | 0 | 0 | 0 | 0 | 0 | 0 | 0 | 0 | 0
[5 empty] | PROD_DEMAND | CUSTOMER | 0 | 0 | 0 | 0 | 0 | 0 | 0 | 0 | 0 | 0 | 0 | 0 | 0 | 0 | 0 | 0 | 0 | 0 | 0 | 0 | 0 | 0
|  |  | CAPACITY CHARGE TARIFF REV |  | PROD_DEMAND | TOTAL | 0 | 0 | 0 | 0 | 0 | 0 | 0 | 0 | 0 | 0 | 0 | 0 | 0 | 0 | 0 | 0 | 0 | 0 | 0 | 0 | 0 | 0
[5 empty] | PROD_DEMAND | PRODUCTION | 0 | 0 | 0 | 0 | 0 | 0 | 0 | 0 | 0 | 0 | 0 | 0 | 0 | 0 | 0 | 0 | 0 | 0 | 0 | 0 | 0 | 0
[5 empty] | PROD_DEMAND | BULKTRAN | 0 | 0 | 0 | 0 | 0 | 0 | 0 | 0 | 0 | 0 | 0 | 0 | 0 | 0 | 0 | 0 | 0 | 0 | 0 | 0 | 0 | 0
[5 empty] | PROD_DEMAND | SUBTRAN | 0 | 0 | 0 | 0 | 0 | 0 | 0 | 0 | 0 | 0 | 0 | 0 | 0 | 0 | 0 | 0 | 0 | 0 | 0 | 0 | 0 | 0
[5 empty] | PROD_DEMAND | DISTPRI | 0 | 0 | 0 | 0 | 0 | 0 | 0 | 0 | 0 | 0 | 0 | 0 | 0 | 0 | 0 | 0 | 0 | 0 | 0 | 0 | 0 | 0
[5 empty] | PROD_DEMAND | DISTSEC | 0 | 0 | 0 | 0 | 0 | 0 | 0 | 0 | 0 | 0 | 0 | 0 | 0 | 0 | 0 | 0 | 0 | 0 | 0 | 0 | 0 | 0
[5 empty] | PROD_DEMAND | ENERGY | 0 | 0 | 0 | 0 | 0 | 0 | 0 | 0 | 0 | 0 | 0 | 0 | 0 | 0 | 0 | 0 | 0 | 0 | 0 | 0 | 0 | 0
[5 empty] | PROD_DEMAND | CUSTOMER | 0 | 0 | 0 | 0 | 0 | 0 | 0 | 0 | 0 | 0 | 0 | 0 | 0 | 0 | 0 | 0 | 0 | 0 | 0 | 0 | 0 | 0
|  |  | REG ASSET - ROCKPORT CAPACITY |  | PROD_DEMAND | TOTAL | 0 | 0 | 0 | 0 | 0 | 0 | 0 | 0 | 0 | 0 | 0 | 0 | 0 | 0 | 0 | 0 | 0 | 0 | 0 | 0 | 0 | 0
[5 empty] | PROD_ENERGY | PRODUCTION | 0 | 0 | 0 | 0 | 0 | 0 | 0 | 0 | 0 | 0 | 0 | 0 | 0 | 0 | 0 | 0 | 0 | 0 | 0 | 0 | 0 | 0
[5 empty] | PROD_ENERGY | BULKTRAN | 0 | 0 | 0 | 0 | 0 | 0 | 0 | 0 | 0 | 0 | 0 | 0 | 0 | 0 | 0 | 0 | 0 | 0 | 0 | 0 | 0 | 0
[5 empty] | PROD_ENERGY | SUBTRAN | 0 | 0 | 0 | 0 | 0 | 0 | 0 | 0 | 0 | 0 | 0 | 0 | 0 | 0 | 0 | 0 | 0 | 0 | 0 | 0 | 0 | 0
[5 empty] | PROD_ENERGY | DISTPRI | 0 | 0 | 0 | 0 | 0 | 0 | 0 | 0 | 0 | 0 | 0 | 0 | 0 | 0 | 0 | 0 | 0 | 0 | 0 | 0 | 0 | 0
[5 empty] | PROD_ENERGY | DISTSEC | 0 | 0 | 0 | 0 | 0 | 0 | 0 | 0 | 0 | 0 | 0 | 0 | 0 | 0 | 0 | 0 | 0 | 0 | 0 | 0 | 0 | 0
[5 empty] | PROD_ENERGY | ENERGY | 0 | 0 | 0 | 0 | 0 | 0 | 0 | 0 | 0 | 0 | 0 | 0 | 0 | 0 | 0 | 0 | 0 | 0 | 0 | 0 | 0 | 0
[5 empty] | PROD_ENERGY | CUSTOMER | 0 | 0 | 0 | 0 | 0 | 0 | 0 | 0 | 0 | 0 | 0 | 0 | 0 | 0 | 0 | 0 | 0 | 0 | 0 | 0 | 0 | 0
|  |  | REG ASSET-KENTUCKY UNDER RECOV-PPA RIDER |  | PROD_ENERGY | TOTAL | 0 | 0 | 0 | 0 | 0 | 0 | 0 | 0 | 0 | 0 | 0 | 0 | 0 | 0 | 0 | 0 | 0 | 0 | 0 | 0 | 0 | 0
[5 empty] | TRANS_TOTAL | PRODUCTION | 0 | 0 | 0 | 0 | 0 | 0 | 0 | 0 | 0 | 0 | 0 | 0 | 0 | 0 | 0 | 0 | 0 | 0 | 0 | 0 | 0 | 0
[5 empty] | TRANS_TOTAL | BULKTRAN | 0 | 0 | 0 | 0 | 0 | 0 | 0 | 0 | 0 | 0 | 0 | 0 | 0 | 0 | 0 | 0 | 0 | 0 | 0 | 0 | 0 | 0
[5 empty] | TRANS_TOTAL | SUBTRAN | 0 | 0 | 0 | 0 | 0 | 0 | 0 | 0 | 0 | 0 | 0 | 0 | 0 | 0 | 0 | 0 | 0 | 0 | 0 | 0 | 0 | 0
[5 empty] | TRANS_TOTAL | DISTPRI | 0 | 0 | 0 | 0 | 0 | 0 | 0 | 0 | 0 | 0 | 0 | 0 | 0 | 0 | 0 | 0 | 0 | 0 | 0 | 0 | 0 | 0
[5 empty] | TRANS_TOTAL | DISTSEC | 0 | 0 | 0 | 0 | 0 | 0 | 0 | 0 | 0 | 0 | 0 | 0 | 0 | 0 | 0 | 0 | 0 | 0 | 0 | 0 | 0 | 0
[5 empty] | TRANS_TOTAL | ENERGY | 0 | 0 | 0 | 0 | 0 | 0 | 0 | 0 | 0 | 0 | 0 | 0 | 0 | 0 | 0 | 0 | 0 | 0 | 0 | 0 | 0 | 0
[5 empty] | TRANS_TOTAL | CUSTOMER | 0 | 0 | 0 | 0 | 0 | 0 | 0 | 0 | 0 | 0 | 0 | 0 | 0 | 0 | 0 | 0 | 0 | 0 | 0 | 0 | 0 | 0
|  |  | REG ASSET-GreenHat Settlement & Liability |  | TRANS_TOTAL | TOTAL | 0 | 0 | 0 | 0 | 0 | 0 | 0 | 0 | 0 | 0 | 0 | 0 | 0 | 0 | 0 | 0 | 0 | 0 | 0 | 0 | 0 | 0
[5 empty] | RB_GUP | PRODUCTION | 0 | 0 | 0 | 0 | 0 | 0 | 0 | 0 | 0 | 0 | 0 | 0 | 0 | 0 | 0 | 0 | 0 | 0 | 0 | 0 | 0 | 0
[5 empty] | RB_GUP | BULKTRAN | 0 | 0 | 0 | 0 | 0 | 0 | 0 | 0 | 0 | 0 | 0 | 0 | 0 | 0 | 0 | 0 | 0 | 0 | 0 | 0 | 0 | 0
[5 empty] | RB_GUP | SUBTRAN | 0 | 0 | 0 | 0 | 0 | 0 | 0 | 0 | 0 | 0 | 0 | 0 | 0 | 0 | 0 | 0 | 0 | 0 | 0 | 0 | 0 | 0
[5 empty] | RB_GUP | DISTPRI | 0 | 0 | 0 | 0 | 0 | 0 | 0 | 0 | 0 | 0 | 0 | 0 | 0 | 0 | 0 | 0 | 0 | 0 | 0 | 0 | 0 | 0
[5 empty] | RB_GUP | DISTSEC | 0 | 0 | 0 | 0 | 0 | 0 | 0 | 0 | 0 | 0 | 0 | 0 | 0 | 0 | 0 | 0 | 0 | 0 | 0 | 0 | 0 | 0
[5 empty] | RB_GUP | ENERGY | 0 | 0 | 0 | 0 | 0 | 0 | 0 | 0 | 0 | 0 | 0 | 0 | 0 | 0 | 0 | 0 | 0 | 0 | 0 | 0 | 0 | 0
[5 empty] | RB_GUP | CUSTOMER | 0 | 0 | 0 | 0 | 0 | 0 | 0 | 0 | 0 | 0 | 0 | 0 | 0 | 0 | 0 | 0 | 0 | 0 | 0 | 0 | 0 | 0
|  |  | Book Amortization Loss on Reacquired Debt |  | RB_GUP | TOTAL | 0 | 0 | 0 | 0 | 0 | 0 | 0 | 0 | 0 | 0 | 0 | 0 | 0 | 0 | 0 | 0 | 0 | 0 | 0 | 0 | 0 | 0
[5 empty] | LABOR_M | PRODUCTION | -507484.8288 | -248841.5913 | -62947.2467 | -735.9491 | -18.1305 | -63701.3262 | -26337.9178 | -7500.9097 | -593.5881 | -125.296 | -34557.7116 | -1582.1267 | -17247.9567 | -115192.8612 | -18071.5833 | -152094.528 | -7148.8272 | -172.5753 | -7321.4025 | -124.6384 | -675.8141 | -167.8167
[5 empty] | LABOR_M | BULKTRAN | -136550.5816 | -66956.6105 | -16937.4189 | -198.0242 | -4.8784 | -17140.3215 | -7086.8286 | -2018.294 | -159.7187 | -33.7138 | -9298.555 | -425.7079 | -4640.9634 | -30995.3151 | -4862.5793 | -40924.5658 | -1923.558 | -46.4354 | -1969.9934 | -33.5368 | -181.8435 | -45.155
[5 empty] | LABOR_M | SUBTRAN | -52368.3193 | -24869.8095 | -6366.3043 | -74.188 | -2.4322 | -6442.9244 | -2774.7447 | -786.4951 | -80.563 | 0 | -3641.8028 | -155.3982 | -1796.0734 | -14630.3568 | 0 | -16581.8284 | -753.05 | -18.0172 | -771.0672 | -12.3658 | -38.8446 | -9.6766
[5 empty] | LABOR_M | DISTPRI | -242733.1751 | -161295.8682 | -40608.1101 | -473.8821 | 0 | -41081.9922 | -17511.3419 | -4971.0916 | 0 | 0 | -22482.4336 | -998.7362 | -11551.7809 | 0 | 0 | -12550.517 | -4752.2832 | -113.8608 | -4866.1439 | -81.7619 | -299.7133 | -74.7449
[5 empty] | LABOR_M | DISTSEC | -89037.5903 | -66475.6218 | -14922.8962 | 0 | 0 | -14922.8962 | -5260.4782 | 0 | 0 | 0 | -5260.4782 | -232.8317 | 0 | 0 | 0 | -232.8317 | -1464.0696 | 0 | -1464.0696 | -23.8735 | -527.1637 | -130.6556
[5 empty] | LABOR_M | ENERGY | -366043.8616 | -133068.833 | -42950.1158 | -491.6973 | -12.462 | -43454.2752 | -20784.3212 | -5801.5253 | -459.3112 | -94.1567 | -27139.3144 | -1384.9542 | -16551.3234 | -117010.1118 | -18752.0015 | -153698.3909 | -5637.6612 | -132.5049 | -5770.1661 | -129.4466 | -2227.4027 | -556.0326
[5 empty] | LABOR_M | CUSTOMER | -693458.6433 | -547776.679 | -127793.0563 | -948.6875 | -124.6346 | -128866.3785 | -2043.1772 | -799.5779 | -356.4364 | -151.8544 | -3351.0459 | -29.4409 | -494.4184 | -923.766 | -227.8795 | -1675.5048 | -690.6437 | -10.462 | -701.1057 | -40.9653 | -9155.7665 | -1891.1978
|  |  | Accrued SFAS 106 Post Retirement Exp | -2087677 | LABOR_M | TOTAL | -2087677 | -1249285.0133 | -312525.1483 | -2922.4282 | -162.5378 | -315610.1142 | -81798.8096 | -21877.8937 | -1649.6173 | -405.0209 | -105731.3415 | -4809.1958 | -52282.5163 | -278752.411 | -41914.0435 | -377758.1665 | -22370.0927 | -493.8556 | -22863.9484 | -446.5884 | -13106.5484 | -2875.2793
[5 empty] | LABOR_M | PRODUCTION | 0 | 0 | 0 | 0 | 0 | 0 | 0 | 0 | 0 | 0 | 0 | 0 | 0 | 0 | 0 | 0 | 0 | 0 | 0 | 0 | 0 | 0
[5 empty] | LABOR_M | BULKTRAN | 0 | 0 | 0 | 0 | 0 | 0 | 0 | 0 | 0 | 0 | 0 | 0 | 0 | 0 | 0 | 0 | 0 | 0 | 0 | 0 | 0 | 0
[5 empty] | LABOR_M | SUBTRAN | 0 | 0 | 0 | 0 | 0 | 0 | 0 | 0 | 0 | 0 | 0 | 0 | 0 | 0 | 0 | 0 | 0 | 0 | 0 | 0 | 0 | 0
[5 empty] | LABOR_M | DISTPRI | 0 | 0 | 0 | 0 | 0 | 0 | 0 | 0 | 0 | 0 | 0 | 0 | 0 | 0 | 0 | 0 | 0 | 0 | 0 | 0 | 0 | 0
[5 empty] | LABOR_M | DISTSEC | 0 | 0 | 0 | 0 | 0 | 0 | 0 | 0 | 0 | 0 | 0 | 0 | 0 | 0 | 0 | 0 | 0 | 0 | 0 | 0 | 0 | 0
[5 empty] | LABOR_M | ENERGY | 0 | 0 | 0 | 0 | 0 | 0 | 0 | 0 | 0 | 0 | 0 | 0 | 0 | 0 | 0 | 0 | 0 | 0 | 0 | 0 | 0 | 0
[5 empty] | LABOR_M | CUSTOMER | 0 | 0 | 0 | 0 | 0 | 0 | 0 | 0 | 0 | 0 | 0 | 0 | 0 | 0 | 0 | 0 | 0 | 0 | 0 | 0 | 0 | 0
|  |  | Accrued OPEB Costs SFAS 158 |  | LABOR_M | TOTAL | 0 | 0 | 0 | 0 | 0 | 0 | 0 | 0 | 0 | 0 | 0 | 0 | 0 | 0 | 0 | 0 | 0 | 0 | 0 | 0 | 0 | 0
[5 empty] | LABOR_M | PRODUCTION | 0 | 0 | 0 | 0 | 0 | 0 | 0 | 0 | 0 | 0 | 0 | 0 | 0 | 0 | 0 | 0 | 0 | 0 | 0 | 0 | 0 | 0
[5 empty] | LABOR_M | BULKTRAN | 0 | 0 | 0 | 0 | 0 | 0 | 0 | 0 | 0 | 0 | 0 | 0 | 0 | 0 | 0 | 0 | 0 | 0 | 0 | 0 | 0 | 0
[5 empty] | LABOR_M | SUBTRAN | 0 | 0 | 0 | 0 | 0 | 0 | 0 | 0 | 0 | 0 | 0 | 0 | 0 | 0 | 0 | 0 | 0 | 0 | 0 | 0 | 0 | 0
[5 empty] | LABOR_M | DISTPRI | 0 | 0 | 0 | 0 | 0 | 0 | 0 | 0 | 0 | 0 | 0 | 0 | 0 | 0 | 0 | 0 | 0 | 0 | 0 | 0 | 0 | 0
[5 empty] | LABOR_M | DISTSEC | 0 | 0 | 0 | 0 | 0 | 0 | 0 | 0 | 0 | 0 | 0 | 0 | 0 | 0 | 0 | 0 | 0 | 0 | 0 | 0 | 0 | 0
[5 empty] | LABOR_M | ENERGY | 0 | 0 | 0 | 0 | 0 | 0 | 0 | 0 | 0 | 0 | 0 | 0 | 0 | 0 | 0 | 0 | 0 | 0 | 0 | 0 | 0 | 0
[5 empty] | LABOR_M | CUSTOMER | 0 | 0 | 0 | 0 | 0 | 0 | 0 | 0 | 0 | 0 | 0 | 0 | 0 | 0 | 0 | 0 | 0 | 0 | 0 | 0 | 0 | 0
|  |  | Accrd SFAS 112 Post Employment Benefits |  | LABOR_M | TOTAL | 0 | 0 | 0 | 0 | 0 | 0 | 0 | 0 | 0 | 0 | 0 | 0 | 0 | 0 | 0 | 0 | 0 | 0 | 0 | 0 | 0 | 0
[5 empty] | RB_GUP | PRODUCTION | 0 | 0 | 0 | 0 | 0 | 0 | 0 | 0 | 0 | 0 | 0 | 0 | 0 | 0 | 0 | 0 | 0 | 0 | 0 | 0 | 0 | 0
[5 empty] | RB_GUP | BULKTRAN | 0 | 0 | 0 | 0 | 0 | 0 | 0 | 0 | 0 | 0 | 0 | 0 | 0 | 0 | 0 | 0 | 0 | 0 | 0 | 0 | 0 | 0
[5 empty] | RB_GUP | SUBTRAN | 0 | 0 | 0 | 0 | 0 | 0 | 0 | 0 | 0 | 0 | 0 | 0 | 0 | 0 | 0 | 0 | 0 | 0 | 0 | 0 | 0 | 0
[5 empty] | RB_GUP | DISTPRI | 0 | 0 | 0 | 0 | 0 | 0 | 0 | 0 | 0 | 0 | 0 | 0 | 0 | 0 | 0 | 0 | 0 | 0 | 0 | 0 | 0 | 0
[5 empty] | RB_GUP | DISTSEC | 0 | 0 | 0 | 0 | 0 | 0 | 0 | 0 | 0 | 0 | 0 | 0 | 0 | 0 | 0 | 0 | 0 | 0 | 0 | 0 | 0 | 0
[5 empty] | RB_GUP | ENERGY | 0 | 0 | 0 | 0 | 0 | 0 | 0 | 0 | 0 | 0 | 0 | 0 | 0 | 0 | 0 | 0 | 0 | 0 | 0 | 0 | 0 | 0
[5 empty] | RB_GUP | CUSTOMER | 0 | 0 | 0 | 0 | 0 | 0 | 0 | 0 | 0 | 0 | 0 | 0 | 0 | 0 | 0 | 0 | 0 | 0 | 0 | 0 | 0 | 0
|  |  | Accrued Book ARO Expense - SFAS 143 |  | RB_GUP | TOTAL | 0 | 0 | 0 | 0 | 0 | 0 | 0 | 0 | 0 | 0 | 0 | 0 | 0 | 0 | 0 | 0 | 0 | 0 | 0 | 0 | 0 | 0
[5 empty] | LABOR_M | PRODUCTION | 0 | 0 | 0 | 0 | 0 | 0 | 0 | 0 | 0 | 0 | 0 | 0 | 0 | 0 | 0 | 0 | 0 | 0 | 0 | 0 | 0 | 0
[5 empty] | LABOR_M | BULKTRAN | 0 | 0 | 0 | 0 | 0 | 0 | 0 | 0 | 0 | 0 | 0 | 0 | 0 | 0 | 0 | 0 | 0 | 0 | 0 | 0 | 0 | 0
[5 empty] | LABOR_M | SUBTRAN | 0 | 0 | 0 | 0 | 0 | 0 | 0 | 0 | 0 | 0 | 0 | 0 | 0 | 0 | 0 | 0 | 0 | 0 | 0 | 0 | 0 | 0
[5 empty] | LABOR_M | DISTPRI | 0 | 0 | 0 | 0 | 0 | 0 | 0 | 0 | 0 | 0 | 0 | 0 | 0 | 0 | 0 | 0 | 0 | 0 | 0 | 0 | 0 | 0
[5 empty] | LABOR_M | DISTSEC | 0 | 0 | 0 | 0 | 0 | 0 | 0 | 0 | 0 | 0 | 0 | 0 | 0 | 0 | 0 | 0 | 0 | 0 | 0 | 0 | 0 | 0
[5 empty] | LABOR_M | ENERGY | 0 | 0 | 0 | 0 | 0 | 0 | 0 | 0 | 0 | 0 | 0 | 0 | 0 | 0 | 0 | 0 | 0 | 0 | 0 | 0 | 0 | 0
[5 empty] | LABOR_M | CUSTOMER | 0 | 0 | 0 | 0 | 0 | 0 | 0 | 0 | 0 | 0 | 0 | 0 | 0 | 0 | 0 | 0 | 0 | 0 | 0 | 0 | 0 | 0
|  |  | Reg Asset Medicare Subsidy Flow Thru |  | LABOR_M | TOTAL | 0 | 0 | 0 | 0 | 0 | 0 | 0 | 0 | 0 | 0 | 0 | 0 | 0 | 0 | 0 | 0 | 0 | 0 | 0 | 0 | 0 | 0
[5 empty] | RB_GUP | PRODUCTION | 0 | 0 | 0 | 0 | 0 | 0 | 0 | 0 | 0 | 0 | 0 | 0 | 0 | 0 | 0 | 0 | 0 | 0 | 0 | 0 | 0 | 0
[5 empty] | RB_GUP | BULKTRAN | 0 | 0 | 0 | 0 | 0 | 0 | 0 | 0 | 0 | 0 | 0 | 0 | 0 | 0 | 0 | 0 | 0 | 0 | 0 | 0 | 0 | 0
[5 empty] | RB_GUP | SUBTRAN | 0 | 0 | 0 | 0 | 0 | 0 | 0 | 0 | 0 | 0 | 0 | 0 | 0 | 0 | 0 | 0 | 0 | 0 | 0 | 0 | 0 | 0
[5 empty] | RB_GUP | DISTPRI | 0 | 0 | 0 | 0 | 0 | 0 | 0 | 0 | 0 | 0 | 0 | 0 | 0 | 0 | 0 | 0 | 0 | 0 | 0 | 0 | 0 | 0
[5 empty] | RB_GUP | DISTSEC | 0 | 0 | 0 | 0 | 0 | 0 | 0 | 0 | 0 | 0 | 0 | 0 | 0 | 0 | 0 | 0 | 0 | 0 | 0 | 0 | 0 | 0
[5 empty] | RB_GUP | ENERGY | 0 | 0 | 0 | 0 | 0 | 0 | 0 | 0 | 0 | 0 | 0 | 0 | 0 | 0 | 0 | 0 | 0 | 0 | 0 | 0 | 0 | 0
[5 empty] | RB_GUP | CUSTOMER | 0 | 0 | 0 | 0 | 0 | 0 | 0 | 0 | 0 | 0 | 0 | 0 | 0 | 0 | 0 | 0 | 0 | 0 | 0 | 0 | 0 | 0
|  |  | Book Operating Lease - Total |  | RB_GUP | TOTAL | 0 | 0 | 0 | 0 | 0 | 0 | 0 | 0 | 0 | 0 | 0 | 0 | 0 | 0 | 0 | 0 | 0 | 0 | 0 | 0 | 0 | 0
[5 empty] | RSALE | PRODUCTION | 0 | 0 | 0 | 0 | 0 | 0 | 0 | 0 | 0 | 0 | 0 | 0 | 0 | 0 | 0 | 0 | 0 | 0 | 0 | 0 | 0 | 0
[5 empty] | RSALE | BULKTRAN | 0 | 0 | 0 | 0 | 0 | 0 | 0 | 0 | 0 | 0 | 0 | 0 | 0 | 0 | 0 | 0 | 0 | 0 | 0 | 0 | 0 | 0
[5 empty] | RSALE | SUBTRAN | 0 | 0 | 0 | 0 | 0 | 0 | 0 | 0 | 0 | 0 | 0 | 0 | 0 | 0 | 0 | 0 | 0 | 0 | 0 | 0 | 0 | 0
[5 empty] | RSALE | DISTPRI | 0 | 0 | 0 | 0 | 0 | 0 | 0 | 0 | 0 | 0 | 0 | 0 | 0 | 0 | 0 | 0 | 0 | 0 | 0 | 0 | 0 | 0
[5 empty] | RSALE | DISTSEC | 0 | 0 | 0 | 0 | 0 | 0 | 0 | 0 | 0 | 0 | 0 | 0 | 0 | 0 | 0 | 0 | 0 | 0 | 0 | 0 | 0 | 0
[5 empty] | RSALE | ENERGY | 0 | 0 | 0 | 0 | 0 | 0 | 0 | 0 | 0 | 0 | 0 | 0 | 0 | 0 | 0 | 0 | 0 | 0 | 0 | 0 | 0 | 0
[5 empty] | RSALE | CUSTOMER | 0 | 0 | 0 | 0 | 0 | 0 | 0 | 0 | 0 | 0 | 0 | 0 | 0 | 0 | 0 | 0 | 0 | 0 | 0 | 0 | 0 | 0
|  |  | Gross Receipts - Tax Expense |  | RSALE | TOTAL | 0 | 0 | 0 | 0 | 0 | 0 | 0 | 0 | 0 | 0 | 0 | 0 | 0 | 0 | 0 | 0 | 0 | 0 | 0 | 0 | 0 | 0
[5 empty] | TDPLANT | PRODUCTION | 0 | 0 | 0 | 0 | 0 | 0 | 0 | 0 | 0 | 0 | 0 | 0 | 0 | 0 | 0 | 0 | 0 | 0 | 0 | 0 | 0 | 0
[5 empty] | TDPLANT | BULKTRAN | 0 | 0 | 0 | 0 | 0 | 0 | 0 | 0 | 0 | 0 | 0 | 0 | 0 | 0 | 0 | 0 | 0 | 0 | 0 | 0 | 0 | 0
[5 empty] | TDPLANT | SUBTRAN | 0 | 0 | 0 | 0 | 0 | 0 | 0 | 0 | 0 | 0 | 0 | 0 | 0 | 0 | 0 | 0 | 0 | 0 | 0 | 0 | 0 | 0
[5 empty] | TDPLANT | DISTPRI | 0 | 0 | 0 | 0 | 0 | 0 | 0 | 0 | 0 | 0 | 0 | 0 | 0 | 0 | 0 | 0 | 0 | 0 | 0 | 0 | 0 | 0
[5 empty] | TDPLANT | DISTSEC | 0 | 0 | 0 | 0 | 0 | 0 | 0 | 0 | 0 | 0 | 0 | 0 | 0 | 0 | 0 | 0 | 0 | 0 | 0 | 0 | 0 | 0
[5 empty] | TDPLANT | ENERGY | 0 | 0 | 0 | 0 | 0 | 0 | 0 | 0 | 0 | 0 | 0 | 0 | 0 | 0 | 0 | 0 | 0 | 0 | 0 | 0 | 0 | 0
[5 empty] | TDPLANT | CUSTOMER | 0 | 0 | 0 | 0 | 0 | 0 | 0 | 0 | 0 | 0 | 0 | 0 | 0 | 0 | 0 | 0 | 0 | 0 | 0 | 0 | 0 | 0
|  |  | Accured Sales & Use Tax Reserve |  | TDPLANT | TOTAL | 0 | 0 | 0 | 0 | 0 | 0 | 0 | 0 | 0 | 0 | 0 | 0 | 0 | 0 | 0 | 0 | 0 | 0 | 0 | 0 | 0 | 0
[5 empty] | RB_GUP | PRODUCTION | 0 | 0 | 0 | 0 | 0 | 0 | 0 | 0 | 0 | 0 | 0 | 0 | 0 | 0 | 0 | 0 | 0 | 0 | 0 | 0 | 0 | 0
[5 empty] | RB_GUP | BULKTRAN | 0 | 0 | 0 | 0 | 0 | 0 | 0 | 0 | 0 | 0 | 0 | 0 | 0 | 0 | 0 | 0 | 0 | 0 | 0 | 0 | 0 | 0
[5 empty] | RB_GUP | SUBTRAN | 0 | 0 | 0 | 0 | 0 | 0 | 0 | 0 | 0 | 0 | 0 | 0 | 0 | 0 | 0 | 0 | 0 | 0 | 0 | 0 | 0 | 0
[5 empty] | RB_GUP | DISTPRI | 0 | 0 | 0 | 0 | 0 | 0 | 0 | 0 | 0 | 0 | 0 | 0 | 0 | 0 | 0 | 0 | 0 | 0 | 0 | 0 | 0 | 0
[5 empty] | RB_GUP | DISTSEC | 0 | 0 | 0 | 0 | 0 | 0 | 0 | 0 | 0 | 0 | 0 | 0 | 0 | 0 | 0 | 0 | 0 | 0 | 0 | 0 | 0 | 0
[5 empty] | RB_GUP | ENERGY | 0 | 0 | 0 | 0 | 0 | 0 | 0 | 0 | 0 | 0 | 0 | 0 | 0 | 0 | 0 | 0 | 0 | 0 | 0 | 0 | 0 | 0
[5 empty] | RB_GUP | CUSTOMER | 0 | 0 | 0 | 0 | 0 | 0 | 0 | 0 | 0 | 0 | 0 | 0 | 0 | 0 | 0 | 0 | 0 | 0 | 0 | 0 | 0 | 0
|  |  | SFAS 109 - Deferred SIT Liability |  | RB_GUP | TOTAL | 0 | 0 | 0 | 0 | 0 | 0 | 0 | 0 | 0 | 0 | 0 | 0 | 0 | 0 | 0 | 0 | 0 | 0 | 0 | 0 | 0 | 0
[5 empty] | RB_GUP | PRODUCTION | 0 | 0 | 0 | 0 | 0 | 0 | 0 | 0 | 0 | 0 | 0 | 0 | 0 | 0 | 0 | 0 | 0 | 0 | 0 | 0 | 0 | 0
[5 empty] | RB_GUP | BULKTRAN | 0 | 0 | 0 | 0 | 0 | 0 | 0 | 0 | 0 | 0 | 0 | 0 | 0 | 0 | 0 | 0 | 0 | 0 | 0 | 0 | 0 | 0
[5 empty] | RB_GUP | SUBTRAN | 0 | 0 | 0 | 0 | 0 | 0 | 0 | 0 | 0 | 0 | 0 | 0 | 0 | 0 | 0 | 0 | 0 | 0 | 0 | 0 | 0 | 0
[5 empty] | RB_GUP | DISTPRI | 0 | 0 | 0 | 0 | 0 | 0 | 0 | 0 | 0 | 0 | 0 | 0 | 0 | 0 | 0 | 0 | 0 | 0 | 0 | 0 | 0 | 0
[5 empty] | RB_GUP | DISTSEC | 0 | 0 | 0 | 0 | 0 | 0 | 0 | 0 | 0 | 0 | 0 | 0 | 0 | 0 | 0 | 0 | 0 | 0 | 0 | 0 | 0 | 0
[5 empty] | RB_GUP | ENERGY | 0 | 0 | 0 | 0 | 0 | 0 | 0 | 0 | 0 | 0 | 0 | 0 | 0 | 0 | 0 | 0 | 0 | 0 | 0 | 0 | 0 | 0
[5 empty] | RB_GUP | CUSTOMER | 0 | 0 | 0 | 0 | 0 | 0 | 0 | 0 | 0 | 0 | 0 | 0 | 0 | 0 | 0 | 0 | 0 | 0 | 0 | 0 | 0 | 0
|  |  | Reg Asset - SFAS 109 - Deferred SIT Liability |  | RB_GUP | TOTAL | 0 | 0 | 0 | 0 | 0 | 0 | 0 | 0 | 0 | 0 | 0 | 0 | 0 | 0 | 0 | 0 | 0 | 0 | 0 | 0 | 0 | 0
[5 empty] | LABOR_M | PRODUCTION | 0 | 0 | 0 | 0 | 0 | 0 | 0 | 0 | 0 | 0 | 0 | 0 | 0 | 0 | 0 | 0 | 0 | 0 | 0 | 0 | 0 | 0
[5 empty] | LABOR_M | BULKTRAN | 0 | 0 | 0 | 0 | 0 | 0 | 0 | 0 | 0 | 0 | 0 | 0 | 0 | 0 | 0 | 0 | 0 | 0 | 0 | 0 | 0 | 0
[5 empty] | LABOR_M | SUBTRAN | 0 | 0 | 0 | 0 | 0 | 0 | 0 | 0 | 0 | 0 | 0 | 0 | 0 | 0 | 0 | 0 | 0 | 0 | 0 | 0 | 0 | 0
[5 empty] | LABOR_M | DISTPRI | 0 | 0 | 0 | 0 | 0 | 0 | 0 | 0 | 0 | 0 | 0 | 0 | 0 | 0 | 0 | 0 | 0 | 0 | 0 | 0 | 0 | 0
[5 empty] | LABOR_M | DISTSEC | 0 | 0 | 0 | 0 | 0 | 0 | 0 | 0 | 0 | 0 | 0 | 0 | 0 | 0 | 0 | 0 | 0 | 0 | 0 | 0 | 0 | 0
[5 empty] | LABOR_M | ENERGY | 0 | 0 | 0 | 0 | 0 | 0 | 0 | 0 | 0 | 0 | 0 | 0 | 0 | 0 | 0 | 0 | 0 | 0 | 0 | 0 | 0 | 0
[5 empty] | LABOR_M | CUSTOMER | 0 | 0 | 0 | 0 | 0 | 0 | 0 | 0 | 0 | 0 | 0 | 0 | 0 | 0 | 0 | 0 | 0 | 0 | 0 | 0 | 0 | 0
|  |  | Regulatory Asset Accrued SFAS 112 |  | LABOR_M | TOTAL | 0 | 0 | 0 | 0 | 0 | 0 | 0 | 0 | 0 | 0 | 0 | 0 | 0 | 0 | 0 | 0 | 0 | 0 | 0 | 0 | 0 | 0
[5 empty] | RB_GUP | PRODUCTION | 104.5022 | 51.2419 | 12.9622 | 0.15155 | 0.0037335 | 13.1175 | 5.4236 | 1.5446 | 0.12223 | 0.025801 | 7.1162 | 0.32579 | 3.5517 | 23.7207 | 3.7213 | 31.3196 | 1.4721 | 0.035537 | 1.5076 | 0.025666 | 0.13916 | 0.034557
[5 empty] | RB_GUP | BULKTRAN | 110.6737 | 54.268 | 13.7277 | 0.1605 | 0.0039539 | 13.8922 | 5.7438 | 1.6358 | 0.12945 | 0.027325 | 7.5364 | 0.34503 | 3.7615 | 25.1216 | 3.9411 | 33.1692 | 1.559 | 0.037636 | 1.5967 | 0.027181 | 0.14738 | 0.036598
[5 empty] | RB_GUP | SUBTRAN | 42.4269 | 20.1486 | 5.1578 | 0.060104 | 0.0019705 | 5.2198 | 2.248 | 0.63719 | 0.065269 | 0 | 2.9505 | 0.1259 | 1.4551 | 11.853 | 0 | 13.434 | 0.61009 | 0.014597 | 0.62469 | 0.010018 | 0.031471 | 0.0078396
[5 empty] | RB_GUP | DISTPRI | 70.7137 | 46.9892 | 11.8301 | 0.13805 | 0 | 11.9681 | 5.1015 | 1.4482 | 0 | 0 | 6.5496 | 0.29095 | 3.3653 | 0 | 0 | 3.6563 | 1.3844 | 0.03317 | 1.4176 | 0.023819 | 0.087313 | 0.021775
[5 empty] | RB_GUP | DISTSEC | 25.0038 | 18.6679 | 4.1907 | 0 | 0 | 4.1907 | 1.4773 | 0 | 0 | 0 | 1.4773 | 0.065384 | 0 | 0 | 0 | 0.065384 | 0.41114 | 0 | 0.41114 | 0.0067042 | 0.14804 | 0.036691
[5 empty] | RB_GUP | ENERGY | 4.7176 | 1.715 | 0.55355 | 0.0063371 | 0.00016061 | 0.56004 | 0.26787 | 0.074771 | 0.0059197 | 0.0012135 | 0.34978 | 0.017849 | 0.21332 | 1.508 | 0.24168 | 1.9809 | 0.072659 | 0.0017077 | 0.074367 | 0.0016683 | 0.028707 | 0.0071662
[5 empty] | RB_GUP | CUSTOMER | 113.962 | 85.1926 | 20.5829 | 0.1286 | 0.016691 | 20.7282 | 0.31383 | 0.10801 | 0.047876 | 0.020506 | 0.49022 | 0.0044724 | 0.066709 | 0.12414 | 0.030761 | 0.22608 | 0.10697 | 0.0014123 | 0.10838 | 0.0064404 | 6.2482 | 0.96189
|  |  | Restricted Stock Plan | 472 | RB_GUP | TOTAL | 472 | 278.2233 | 69.0049 | 0.64514 | 0.026509 | 69.6766 | 20.5758 | 5.4486 | 0.37075 | 0.074846 | 26.47 | 1.1754 | 12.4137 | 62.3275 | 7.9349 | 83.8514 | 5.6164 | 0.12406 | 5.7405 | 0.1015 | 6.8303 | 1.1065
[5 empty] | RB_GUP | PRODUCTION | 15868.6212 | 7781.066 | 1968.3071 | 23.0125 | 0.56692 | 1991.8866 | 823.5644 | 234.5471 | 18.561 | 3.9179 | 1080.5904 | 49.4718 | 539.329 | 3601.9833 | 565.0831 | 4755.8672 | 223.5378 | 5.3963 | 228.9341 | 3.8973 | 21.1321 | 5.2475
[5 empty] | RB_GUP | BULKTRAN | 16805.7471 | 8240.579 | 2084.5461 | 24.3715 | 0.6004 | 2109.518 | 872.2002 | 248.3983 | 19.6571 | 4.1493 | 1144.405 | 52.3933 | 571.1792 | 3814.6994 | 598.4543 | 5036.7263 | 236.7389 | 5.715 | 242.4538 | 4.1275 | 22.3801 | 5.5574
[5 empty] | RB_GUP | SUBTRAN | 6442.5134 | 3059.5613 | 783.2025 | 9.1268 | 0.29922 | 792.6286 | 341.3577 | 96.7571 | 9.9111 | 0 | 448.0259 | 19.1176 | 220.9585 | 1799.872 | 0 | 2039.9481 | 92.6425 | 2.2165 | 94.8591 | 1.5213 | 4.7788 | 1.1904
[5 empty] | RB_GUP | DISTPRI | 10737.8514 | 7135.2878 | 1796.3917 | 20.9632 | 0 | 1817.3549 | 774.6538 | 219.9075 | 0 | 0 | 994.5613 | 44.1814 | 511.0192 | 0 | 0 | 555.2005 | 210.228 | 5.0369 | 215.2649 | 3.6169 | 13.2585 | 3.3065
[5 empty] | RB_GUP | DISTSEC | 3796.8159 | 2834.7095 | 636.3547 | 0 | 0 | 636.3547 | 224.3217 | 0 | 0 | 0 | 224.3217 | 9.9286 | 0 | 0 | 0 | 9.9286 | 62.4321 | 0 | 62.4321 | 1.018 | 22.4798 | 5.5715
[5 empty] | RB_GUP | ENERGY | 716.3687 | 260.4233 | 84.0558 | 0.96228 | 0.024389 | 85.0425 | 40.6761 | 11.3539 | 0.8989 | 0.18427 | 53.1132 | 2.7104 | 32.3919 | 228.9955 | 36.6987 | 300.7965 | 11.0332 | 0.25932 | 11.2925 | 0.25333 | 4.3592 | 1.0882
[5 empty] | RB_GUP | CUSTOMER | 17305.0823 | 12936.4605 | 3125.5078 | 19.5275 | 2.5345 | 3147.5698 | 47.6552 | 16.4009 | 7.2699 | 3.1138 | 74.4398 | 0.67913 | 10.1297 | 18.8501 | 4.671 | 34.3299 | 16.2427 | 0.21445 | 16.4571 | 0.97797 | 948.785 | 146.0622
|  |  | Stock Based Compensation | 71673 | RB_GUP | TOTAL | 71673 | 42248.0874 | 10478.3658 | 97.9638 | 4.0254 | 10580.355 | 3124.4293 | 827.3648 | 56.298 | 11.3653 | 4019.4573 | 178.4822 | 1885.0075 | 9464.4002 | 1204.9071 | 12732.797 | 852.8552 | 18.8384 | 871.6936 | 15.4124 | 1037.1735 | 168.0238
[5 empty] | LABOR_M | PRODUCTION | 0 | 0 | 0 | 0 | 0 | 0 | 0 | 0 | 0 | 0 | 0 | 0 | 0 | 0 | 0 | 0 | 0 | 0 | 0 | 0 | 0 | 0
[5 empty] | LABOR_M | BULKTRAN | 0 | 0 | 0 | 0 | 0 | 0 | 0 | 0 | 0 | 0 | 0 | 0 | 0 | 0 | 0 | 0 | 0 | 0 | 0 | 0 | 0 | 0
[5 empty] | LABOR_M | SUBTRAN | 0 | 0 | 0 | 0 | 0 | 0 | 0 | 0 | 0 | 0 | 0 | 0 | 0 | 0 | 0 | 0 | 0 | 0 | 0 | 0 | 0 | 0
[5 empty] | LABOR_M | DISTPRI | 0 | 0 | 0 | 0 | 0 | 0 | 0 | 0 | 0 | 0 | 0 | 0 | 0 | 0 | 0 | 0 | 0 | 0 | 0 | 0 | 0 | 0
[5 empty] | LABOR_M | DISTSEC | 0 | 0 | 0 | 0 | 0 | 0 | 0 | 0 | 0 | 0 | 0 | 0 | 0 | 0 | 0 | 0 | 0 | 0 | 0 | 0 | 0 | 0
[5 empty] | LABOR_M | ENERGY | 0 | 0 | 0 | 0 | 0 | 0 | 0 | 0 | 0 | 0 | 0 | 0 | 0 | 0 | 0 | 0 | 0 | 0 | 0 | 0 | 0 | 0
[5 empty] | LABOR_M | CUSTOMER | 0 | 0 | 0 | 0 | 0 | 0 | 0 | 0 | 0 | 0 | 0 | 0 | 0 | 0 | 0 | 0 | 0 | 0 | 0 | 0 | 0 | 0
|  |  | Nontaxable Defd Compensation CSV Earn |  | LABOR_M | TOTAL | 0 | 0 | 0 | 0 | 0 | 0 | 0 | 0 | 0 | 0 | 0 | 0 | 0 | 0 | 0 | 0 | 0 | 0 | 0 | 0 | 0 | 0
[5 empty] | LABOR_M | PRODUCTION | 27379.7365 | 13425.4599 | 3396.1193 | 39.7058 | 0.97817 | 3436.8033 | 1420.9789 | 404.6878 | 32.0252 | 6.7599 | 1864.4519 | 85.3586 | 930.5589 | 6214.866 | 974.995 | 8205.7785 | 385.6923 | 9.3108 | 395.0031 | 6.7245 | 36.4614 | 9.054
[5 empty] | LABOR_M | BULKTRAN | 7367.1541 | 3612.4318 | 913.8048 | 10.6838 | 0.2632 | 924.7518 | 382.3474 | 108.8907 | 8.6171 | 1.8189 | 501.6741 | 22.9677 | 250.3885 | 1672.2541 | 262.3451 | 2207.9553 | 103.7795 | 2.5053 | 106.2848 | 1.8094 | 9.8108 | 2.4362
[5 empty] | LABOR_M | SUBTRAN | 2825.3668 | 1341.7718 | 343.4738 | 4.0026 | 0.13122 | 347.6076 | 149.7026 | 42.4329 | 4.3465 | 0 | 196.4819 | 8.384 | 96.9015 | 789.3346 | 0 | 894.62 | 40.6284 | 0.97206 | 41.6005 | 0.66716 | 2.0957 | 0.52207
[5 empty] | LABOR_M | DISTPRI | 13095.8996 | 8702.2077 | 2190.882 | 25.5668 | 0 | 2216.4488 | 944.769 | 268.1995 | 0 | 0 | 1212.9685 | 53.8836 | 623.2397 | 0 | 0 | 677.1234 | 256.3944 | 6.143 | 262.5374 | 4.4112 | 16.1701 | 4.0326
[5 empty] | LABOR_M | DISTSEC | 4803.7412 | 3586.4816 | 805.1176 | 0 | 0 | 805.1176 | 283.8124 | 0 | 0 | 0 | 283.8124 | 12.5617 | 0 | 0 | 0 | 12.5617 | 78.9892 | 0 | 78.9892 | 1.288 | 28.4414 | 7.0491
[5 empty] | LABOR_M | ENERGY | 19748.7371 | 7179.3074 | 2317.2375 | 26.528 | 0.67235 | 2344.4378 | 1121.3522 | 313.0029 | 24.7807 | 5.0799 | 1464.2157 | 74.7208 | 892.9742 | 6312.91 | 1011.7048 | 8292.3099 | 304.1622 | 7.1489 | 311.311 | 6.9839 | 120.1725 | 29.999
[5 empty] | LABOR_M | CUSTOMER | 37413.3646 | 29553.5557 | 6894.6696 | 51.1834 | 6.7243 | 6952.5773 | 110.2332 | 43.1387 | 19.2304 | 8.1928 | 180.7951 | 1.5884 | 26.6748 | 49.8389 | 12.2945 | 90.3966 | 37.2615 | 0.56444 | 37.8259 | 2.2102 | 493.9704 | 102.0336
|  |  | Nondeductible Meals and Travel & Entertainment | 112634 | LABOR_M | TOTAL | 112634 | 67401.2159 | 16861.3045 | 157.6704 | 8.7692 | 17027.744 | 4413.1957 | 1180.3525 | 88.9999 | 21.8516 | 5704.3996 | 259.4649 | 2820.7376 | 15039.2034 | 2261.3395 | 20380.7454 | 1206.9075 | 26.6444 | 1233.5519 | 24.0943 | 707.1223 | 155.1266
[5 empty] | RB_GUP | PRODUCTION | -4111.2333 | -2015.9141 | -509.9479 | -5.9621 | -0.14688 | -516.0568 | -213.3686 | -60.7663 | -4.8088 | -1.015 | -279.9587 | -12.8171 | -139.7291 | -933.1998 | -146.4014 | -1232.1474 | -57.914 | -1.3981 | -59.3121 | -1.0097 | -5.4749 | -1.3595
[5 empty] | RB_GUP | BULKTRAN | -4354.0234 | -2134.9645 | -540.063 | -6.3142 | -0.15555 | -546.5327 | -225.9691 | -64.3549 | -5.0928 | -1.075 | -296.4918 | -13.574 | -147.9808 | -988.3102 | -155.0472 | -1304.9122 | -61.3342 | -1.4806 | -62.8148 | -1.0693 | -5.7982 | -1.4398
[5 empty] | RB_GUP | SUBTRAN | -1669.1227 | -792.6694 | -202.9117 | -2.3646 | -0.077521 | -205.3538 | -88.4388 | -25.0678 | -2.5678 | 0 | -116.0743 | -4.953 | -57.2458 | -466.3098 | 0 | -528.5086 | -24.0018 | -0.57426 | -24.576 | -0.39413 | -1.2381 | -0.30842
[5 empty] | RB_GUP | DISTPRI | -2781.9564 | -1848.6063 | -465.4081 | -5.4311 | 0 | -470.8393 | -200.6969 | -56.9735 | 0 | 0 | -257.6704 | -11.4465 | -132.3946 | 0 | 0 | -143.841 | -54.4658 | -1.305 | -55.7707 | -0.93707 | -3.435 | -0.85665
[5 empty] | RB_GUP | DISTSEC | -983.6769 | -734.4149 | -164.8664 | 0 | 0 | -164.8664 | -58.1171 | 0 | 0 | 0 | -58.1171 | -2.5723 | 0 | 0 | 0 | -2.5723 | -16.1749 | 0 | -16.1749 | -0.26375 | -5.824 | -1.4435
[5 empty] | RB_GUP | ENERGY | -185.5964 | -67.4703 | -21.7771 | -0.24931 | -0.0063187 | -22.0328 | -10.5383 | -2.9416 | -0.23289 | -0.047741 | -13.7605 | -0.70222 | -8.3921 | -59.328 | -9.5079 | -77.9302 | -2.8585 | -0.067184 | -2.9257 | -0.065634 | -1.1294 | -0.28193
[5 empty] | RB_GUP | CUSTOMER | -4483.3909 | -3351.5708 | -809.7548 | -5.0592 | -0.65663 | -815.4706 | -12.3465 | -4.2491 | -1.8835 | -0.80673 | -19.2858 | -0.17595 | -2.6244 | -4.8837 | -1.2102 | -8.8942 | -4.2081 | -0.05556 | -4.2637 | -0.25337 | -245.8107 | -37.8417
|  |  | RESTRICTED STOCK PLAN - TAX DEDUCTION | -18569 | RB_GUP | TOTAL | -18569 | -10945.6104 | -2714.729 | -25.3804 | -1.0429 | -2741.1524 | -809.4754 | -214.3532 | -14.5857 | -2.9445 | -1041.3587 | -46.2411 | -488.3667 | -2452.0314 | -312.1666 | -3298.8058 | -220.9572 | -4.8807 | -225.8379 | -3.993 | -268.7103 | -43.5315
[5 empty] | RB_GUP | PRODUCTION | -549.5224 | -269.4544 | -68.1615 | -0.79691 | -0.019632 | -68.978 | -28.5196 | -8.1222 | -0.64276 | -0.13567 | -37.4203 | -1.7132 | -18.6767 | -124.7349 | -19.5685 | -164.6933 | -7.741 | -0.18687 | -7.9279 | -0.13496 | -0.7318 | -0.18172
[5 empty] | RB_GUP | BULKTRAN | -581.9746 | -285.3671 | -72.1868 | -0.84397 | -0.020792 | -73.0515 | -30.2039 | -8.6019 | -0.68072 | -0.14369 | -39.6302 | -1.8144 | -19.7797 | -132.1011 | -20.7242 | -174.4193 | -8.1981 | -0.19791 | -8.3961 | -0.14293 | -0.77501 | -0.19245
[5 empty] | RB_GUP | SUBTRAN | -223.101 | -105.9511 | -27.1219 | -0.31606 | -0.010362 | -27.4483 | -11.821 | -3.3506 | -0.34322 | 0 | -15.5149 | -0.66203 | -7.6517 | -62.3287 | 0 | -70.6424 | -3.2082 | -0.076757 | -3.2849 | -0.052681 | -0.16549 | -0.041225
[5 empty] | RB_GUP | DISTPRI | -371.8464 | -247.0914 | -62.2081 | -0.72595 | 0 | -62.9341 | -26.8259 | -7.6153 | 0 | 0 | -34.4412 | -1.53 | -17.6963 | 0 | 0 | -19.2263 | -7.2801 | -0.17442 | -7.4545 | -0.12525 | -0.45914 | -0.1145
[5 empty] | RB_GUP | DISTSEC | -131.4818 | -98.1646 | -22.0366 | 0 | 0 | -22.0366 | -7.7681 | 0 | 0 | 0 | -7.7681 | -0.34382 | 0 | 0 | 0 | -0.34382 | -2.162 | 0 | -2.162 | -0.035254 | -0.77846 | -0.19294
[5 empty] | RB_GUP | ENERGY | -24.8075 | -9.0183 | -2.9108 | -0.033323 | -0.00084458 | -2.945 | -1.4086 | -0.39318 | -0.031128 | -0.0063812 | -1.8393 | -0.093861 | -1.1217 | -7.93 | -1.2709 | -10.4164 | -0.38208 | -0.0089801 | -0.39106 | -0.0087728 | -0.15096 | -0.037683
[5 empty] | RB_GUP | CUSTOMER | -599.2663 | -447.9831 | -108.2348 | -0.67623 | -0.087768 | -108.9988 | -1.6503 | -0.56795 | -0.25175 | -0.10783 | -2.5778 | -0.023518 | -0.35079 | -0.65277 | -0.16175 | -1.1888 | -0.56248 | -0.0074263 | -0.5699 | -0.033867 | -32.8559 | -5.0581
|  |  | Capitalized Software Costs Tax | -2482 | RB_GUP | TOTAL | -2482 | -1463.0301 | -362.8605 | -3.3924 | -0.1394 | -366.3924 | -108.1974 | -28.6512 | -1.9496 | -0.39357 | -139.1918 | -6.1807 | -65.2769 | -327.7474 | -41.7253 | -440.9304 | -29.5339 | -0.65237 | -30.1863 | -0.53372 | -35.9168 | -5.8186
[5 empty] | RB_GUP | PRODUCTION | 0 | 0 | 0 | 0 | 0 | 0 | 0 | 0 | 0 | 0 | 0 | 0 | 0 | 0 | 0 | 0 | 0 | 0 | 0 | 0 | 0 | 0
[5 empty] | RB_GUP | BULKTRAN | 0 | 0 | 0 | 0 | 0 | 0 | 0 | 0 | 0 | 0 | 0 | 0 | 0 | 0 | 0 | 0 | 0 | 0 | 0 | 0 | 0 | 0
[5 empty] | RB_GUP | SUBTRAN | 0 | 0 | 0 | 0 | 0 | 0 | 0 | 0 | 0 | 0 | 0 | 0 | 0 | 0 | 0 | 0 | 0 | 0 | 0 | 0 | 0 | 0
[5 empty] | RB_GUP | DISTPRI | 0 | 0 | 0 | 0 | 0 | 0 | 0 | 0 | 0 | 0 | 0 | 0 | 0 | 0 | 0 | 0 | 0 | 0 | 0 | 0 | 0 | 0
[5 empty] | RB_GUP | DISTSEC | 0 | 0 | 0 | 0 | 0 | 0 | 0 | 0 | 0 | 0 | 0 | 0 | 0 | 0 | 0 | 0 | 0 | 0 | 0 | 0 | 0 | 0
[5 empty] | RB_GUP | ENERGY | 0 | 0 | 0 | 0 | 0 | 0 | 0 | 0 | 0 | 0 | 0 | 0 | 0 | 0 | 0 | 0 | 0 | 0 | 0 | 0 | 0 | 0
[5 empty] | RB_GUP | CUSTOMER | 0 | 0 | 0 | 0 | 0 | 0 | 0 | 0 | 0 | 0 | 0 | 0 | 0 | 0 | 0 | 0 | 0 | 0 | 0 | 0 | 0 | 0
|  |  | Capitalized Software Costs Book |  | RB_GUP | TOTAL | 0 | 0 | 0 | 0 | 0 | 0 | 0 | 0 | 0 | 0 | 0 | 0 | 0 | 0 | 0 | 0 | 0 | 0 | 0 | 0 | 0 | 0
[5 empty] | PROD_DEMAND | PRODUCTION | 0 | 0 | 0 | 0 | 0 | 0 | 0 | 0 | 0 | 0 | 0 | 0 | 0 | 0 | 0 | 0 | 0 | 0 | 0 | 0 | 0 | 0
[5 empty] | PROD_DEMAND | BULKTRAN | 0 | 0 | 0 | 0 | 0 | 0 | 0 | 0 | 0 | 0 | 0 | 0 | 0 | 0 | 0 | 0 | 0 | 0 | 0 | 0 | 0 | 0
[5 empty] | PROD_DEMAND | SUBTRAN | 0 | 0 | 0 | 0 | 0 | 0 | 0 | 0 | 0 | 0 | 0 | 0 | 0 | 0 | 0 | 0 | 0 | 0 | 0 | 0 | 0 | 0
[5 empty] | PROD_DEMAND | DISTPRI | 0 | 0 | 0 | 0 | 0 | 0 | 0 | 0 | 0 | 0 | 0 | 0 | 0 | 0 | 0 | 0 | 0 | 0 | 0 | 0 | 0 | 0
[5 empty] | PROD_DEMAND | DISTSEC | 0 | 0 | 0 | 0 | 0 | 0 | 0 | 0 | 0 | 0 | 0 | 0 | 0 | 0 | 0 | 0 | 0 | 0 | 0 | 0 | 0 | 0
[5 empty] | PROD_DEMAND | ENERGY | 0 | 0 | 0 | 0 | 0 | 0 | 0 | 0 | 0 | 0 | 0 | 0 | 0 | 0 | 0 | 0 | 0 | 0 | 0 | 0 | 0 | 0
[5 empty] | PROD_DEMAND | CUSTOMER | 0 | 0 | 0 | 0 | 0 | 0 | 0 | 0 | 0 | 0 | 0 | 0 | 0 | 0 | 0 | 0 | 0 | 0 | 0 | 0 | 0 | 0
|  |  | REG ASSET - UNRECOVERED PLANT - BIG SANDY |  | PROD_DEMAND | TOTAL | 0 | 0 | 0 | 0 | 0 | 0 | 0 | 0 | 0 | 0 | 0 | 0 | 0 | 0 | 0 | 0 | 0 | 0 | 0 | 0 | 0 | 0
[5 empty] | PROD_ENERGY | PRODUCTION | 0 | 0 | 0 | 0 | 0 | 0 | 0 | 0 | 0 | 0 | 0 | 0 | 0 | 0 | 0 | 0 | 0 | 0 | 0 | 0 | 0 | 0
[5 empty] | PROD_ENERGY | BULKTRAN | 0 | 0 | 0 | 0 | 0 | 0 | 0 | 0 | 0 | 0 | 0 | 0 | 0 | 0 | 0 | 0 | 0 | 0 | 0 | 0 | 0 | 0
[5 empty] | PROD_ENERGY | SUBTRAN | 0 | 0 | 0 | 0 | 0 | 0 | 0 | 0 | 0 | 0 | 0 | 0 | 0 | 0 | 0 | 0 | 0 | 0 | 0 | 0 | 0 | 0
[5 empty] | PROD_ENERGY | DISTPRI | 0 | 0 | 0 | 0 | 0 | 0 | 0 | 0 | 0 | 0 | 0 | 0 | 0 | 0 | 0 | 0 | 0 | 0 | 0 | 0 | 0 | 0
[5 empty] | PROD_ENERGY | DISTSEC | 0 | 0 | 0 | 0 | 0 | 0 | 0 | 0 | 0 | 0 | 0 | 0 | 0 | 0 | 0 | 0 | 0 | 0 | 0 | 0 | 0 | 0
[5 empty] | PROD_ENERGY | ENERGY | -4583583 | -1666281.2977 | -537819.2104 | -6157.0096 | -156.049 | -544132.269 | -260260.2349 | -72646.4114 | -5751.4715 | -1179.0253 | -339837.1431 | -17342.3274 | -207254.8468 | -1465194.7916 | -234811.6288 | -1924603.5946 | -70594.5125 | -1659.2204 | -72253.7328 | -1620.924 | -27891.4258 | -6962.613
[5 empty] | PROD_ENERGY | CUSTOMER | 0 | 0 | 0 | 0 | 0 | 0 | 0 | 0 | 0 | 0 | 0 | 0 | 0 | 0 | 0 | 0 | 0 | 0 | 0 | 0 | 0 | 0
|  |  | MTM Book Gain Above the Line Tax Deferral | -4583583 | PROD_ENERGY | TOTAL | -4583583 | -1666281.2977 | -537819.2104 | -6157.0096 | -156.049 | -544132.269 | -260260.2349 | -72646.4114 | -5751.4715 | -1179.0253 | -339837.1431 | -17342.3274 | -207254.8468 | -1465194.7916 | -234811.6288 | -1924603.5946 | -70594.5125 | -1659.2204 | -72253.7328 | -1620.924 | -27891.4258 | -6962.613
[5 empty] | PROD_ENERGY | PRODUCTION | 0 | 0 | 0 | 0 | 0 | 0 | 0 | 0 | 0 | 0 | 0 | 0 | 0 | 0 | 0 | 0 | 0 | 0 | 0 | 0 | 0 | 0
[5 empty] | PROD_ENERGY | BULKTRAN | 0 | 0 | 0 | 0 | 0 | 0 | 0 | 0 | 0 | 0 | 0 | 0 | 0 | 0 | 0 | 0 | 0 | 0 | 0 | 0 | 0 | 0
[5 empty] | PROD_ENERGY | SUBTRAN | 0 | 0 | 0 | 0 | 0 | 0 | 0 | 0 | 0 | 0 | 0 | 0 | 0 | 0 | 0 | 0 | 0 | 0 | 0 | 0 | 0 | 0
[5 empty] | PROD_ENERGY | DISTPRI | 0 | 0 | 0 | 0 | 0 | 0 | 0 | 0 | 0 | 0 | 0 | 0 | 0 | 0 | 0 | 0 | 0 | 0 | 0 | 0 | 0 | 0
[5 empty] | PROD_ENERGY | DISTSEC | 0 | 0 | 0 | 0 | 0 | 0 | 0 | 0 | 0 | 0 | 0 | 0 | 0 | 0 | 0 | 0 | 0 | 0 | 0 | 0 | 0 | 0
[5 empty] | PROD_ENERGY | ENERGY | 0 | 0 | 0 | 0 | 0 | 0 | 0 | 0 | 0 | 0 | 0 | 0 | 0 | 0 | 0 | 0 | 0 | 0 | 0 | 0 | 0 | 0
[5 empty] | PROD_ENERGY | CUSTOMER | 0 | 0 | 0 | 0 | 0 | 0 | 0 | 0 | 0 | 0 | 0 | 0 | 0 | 0 | 0 | 0 | 0 | 0 | 0 | 0 | 0 | 0
|  |  | Mark & Spread Deferral - 283 A/L |  | PROD_ENERGY | TOTAL | 0 | 0 | 0 | 0 | 0 | 0 | 0 | 0 | 0 | 0 | 0 | 0 | 0 | 0 | 0 | 0 | 0 | 0 | 0 | 0 | 0 | 0
[5 empty] | PROD_ENERGY | PRODUCTION | 0 | 0 | 0 | 0 | 0 | 0 | 0 | 0 | 0 | 0 | 0 | 0 | 0 | 0 | 0 | 0 | 0 | 0 | 0 | 0 | 0 | 0
[5 empty] | PROD_ENERGY | BULKTRAN | 0 | 0 | 0 | 0 | 0 | 0 | 0 | 0 | 0 | 0 | 0 | 0 | 0 | 0 | 0 | 0 | 0 | 0 | 0 | 0 | 0 | 0
[5 empty] | PROD_ENERGY | SUBTRAN | 0 | 0 | 0 | 0 | 0 | 0 | 0 | 0 | 0 | 0 | 0 | 0 | 0 | 0 | 0 | 0 | 0 | 0 | 0 | 0 | 0 | 0
[5 empty] | PROD_ENERGY | DISTPRI | 0 | 0 | 0 | 0 | 0 | 0 | 0 | 0 | 0 | 0 | 0 | 0 | 0 | 0 | 0 | 0 | 0 | 0 | 0 | 0 | 0 | 0
[5 empty] | PROD_ENERGY | DISTSEC | 0 | 0 | 0 | 0 | 0 | 0 | 0 | 0 | 0 | 0 | 0 | 0 | 0 | 0 | 0 | 0 | 0 | 0 | 0 | 0 | 0 | 0
[5 empty] | PROD_ENERGY | ENERGY | 0 | 0 | 0 | 0 | 0 | 0 | 0 | 0 | 0 | 0 | 0 | 0 | 0 | 0 | 0 | 0 | 0 | 0 | 0 | 0 | 0 | 0
[5 empty] | PROD_ENERGY | CUSTOMER | 0 | 0 | 0 | 0 | 0 | 0 | 0 | 0 | 0 | 0 | 0 | 0 | 0 | 0 | 0 | 0 | 0 | 0 | 0 | 0 | 0 | 0
|  |  | Provision for Trading Credit Risk (Above Line) |  | PROD_ENERGY | TOTAL | 0 | 0 | 0 | 0 | 0 | 0 | 0 | 0 | 0 | 0 | 0 | 0 | 0 | 0 | 0 | 0 | 0 | 0 | 0 | 0 | 0 | 0
[5 empty] | PROD_ENERGY | PRODUCTION | 0 | 0 | 0 | 0 | 0 | 0 | 0 | 0 | 0 | 0 | 0 | 0 | 0 | 0 | 0 | 0 | 0 | 0 | 0 | 0 | 0 | 0
[5 empty] | PROD_ENERGY | BULKTRAN | 0 | 0 | 0 | 0 | 0 | 0 | 0 | 0 | 0 | 0 | 0 | 0 | 0 | 0 | 0 | 0 | 0 | 0 | 0 | 0 | 0 | 0
[5 empty] | PROD_ENERGY | SUBTRAN | 0 | 0 | 0 | 0 | 0 | 0 | 0 | 0 | 0 | 0 | 0 | 0 | 0 | 0 | 0 | 0 | 0 | 0 | 0 | 0 | 0 | 0
[5 empty] | PROD_ENERGY | DISTPRI | 0 | 0 | 0 | 0 | 0 | 0 | 0 | 0 | 0 | 0 | 0 | 0 | 0 | 0 | 0 | 0 | 0 | 0 | 0 | 0 | 0 | 0
[5 empty] | PROD_ENERGY | DISTSEC | 0 | 0 | 0 | 0 | 0 | 0 | 0 | 0 | 0 | 0 | 0 | 0 | 0 | 0 | 0 | 0 | 0 | 0 | 0 | 0 | 0 | 0
[5 empty] | PROD_ENERGY | ENERGY | 0 | 0 | 0 | 0 | 0 | 0 | 0 | 0 | 0 | 0 | 0 | 0 | 0 | 0 | 0 | 0 | 0 | 0 | 0 | 0 | 0 | 0
[5 empty] | PROD_ENERGY | CUSTOMER | 0 | 0 | 0 | 0 | 0 | 0 | 0 | 0 | 0 | 0 | 0 | 0 | 0 | 0 | 0 | 0 | 0 | 0 | 0 | 0 | 0 | 0
|  |  | Provision for FAS 157 A/L |  | PROD_ENERGY | TOTAL | 0 | 0 | 0 | 0 | 0 | 0 | 0 | 0 | 0 | 0 | 0 | 0 | 0 | 0 | 0 | 0 | 0 | 0 | 0 | 0 | 0 | 0
[5 empty] | PROD_ENERGY | PRODUCTION | 0 | 0 | 0 | 0 | 0 | 0 | 0 | 0 | 0 | 0 | 0 | 0 | 0 | 0 | 0 | 0 | 0 | 0 | 0 | 0 | 0 | 0
[5 empty] | PROD_ENERGY | BULKTRAN | 0 | 0 | 0 | 0 | 0 | 0 | 0 | 0 | 0 | 0 | 0 | 0 | 0 | 0 | 0 | 0 | 0 | 0 | 0 | 0 | 0 | 0
[5 empty] | PROD_ENERGY | SUBTRAN | 0 | 0 | 0 | 0 | 0 | 0 | 0 | 0 | 0 | 0 | 0 | 0 | 0 | 0 | 0 | 0 | 0 | 0 | 0 | 0 | 0 | 0
[5 empty] | PROD_ENERGY | DISTPRI | 0 | 0 | 0 | 0 | 0 | 0 | 0 | 0 | 0 | 0 | 0 | 0 | 0 | 0 | 0 | 0 | 0 | 0 | 0 | 0 | 0 | 0
[5 empty] | PROD_ENERGY | DISTSEC | 0 | 0 | 0 | 0 | 0 | 0 | 0 | 0 | 0 | 0 | 0 | 0 | 0 | 0 | 0 | 0 | 0 | 0 | 0 | 0 | 0 | 0
[5 empty] | PROD_ENERGY | ENERGY | 0 | 0 | 0 | 0 | 0 | 0 | 0 | 0 | 0 | 0 | 0 | 0 | 0 | 0 | 0 | 0 | 0 | 0 | 0 | 0 | 0 | 0
[5 empty] | PROD_ENERGY | CUSTOMER | 0 | 0 | 0 | 0 | 0 | 0 | 0 | 0 | 0 | 0 | 0 | 0 | 0 | 0 | 0 | 0 | 0 | 0 | 0 | 0 | 0 | 0
|  |  | Reg Liability - Unrealized MTM Gain Deferral |  | PROD_ENERGY | TOTAL | 0 | 0 | 0 | 0 | 0 | 0 | 0 | 0 | 0 | 0 | 0 | 0 | 0 | 0 | 0 | 0 | 0 | 0 | 0 | 0 | 0 | 0
[5 empty] | PROD_ENERGY | PRODUCTION | 0 | 0 | 0 | 0 | 0 | 0 | 0 | 0 | 0 | 0 | 0 | 0 | 0 | 0 | 0 | 0 | 0 | 0 | 0 | 0 | 0 | 0
[5 empty] | PROD_ENERGY | BULKTRAN | 0 | 0 | 0 | 0 | 0 | 0 | 0 | 0 | 0 | 0 | 0 | 0 | 0 | 0 | 0 | 0 | 0 | 0 | 0 | 0 | 0 | 0
[5 empty] | PROD_ENERGY | SUBTRAN | 0 | 0 | 0 | 0 | 0 | 0 | 0 | 0 | 0 | 0 | 0 | 0 | 0 | 0 | 0 | 0 | 0 | 0 | 0 | 0 | 0 | 0
[5 empty] | PROD_ENERGY | DISTPRI | 0 | 0 | 0 | 0 | 0 | 0 | 0 | 0 | 0 | 0 | 0 | 0 | 0 | 0 | 0 | 0 | 0 | 0 | 0 | 0 | 0 | 0
[5 empty] | PROD_ENERGY | DISTSEC | 0 | 0 | 0 | 0 | 0 | 0 | 0 | 0 | 0 | 0 | 0 | 0 | 0 | 0 | 0 | 0 | 0 | 0 | 0 | 0 | 0 | 0
[5 empty] | PROD_ENERGY | ENERGY | 36435 | 13245.3059 | 4275.1365 | 48.9422 | 1.2404 | 4325.3191 | 2068.8142 | 577.4679 | 45.7186 | 9.3721 | 2701.3728 | 137.8545 | 1647.4732 | 11646.865 | 1866.5227 | 15298.7154 | 561.1573 | 13.1892 | 574.3465 | 12.8848 | 221.7095 | 55.346
[5 empty] | PROD_ENERGY | CUSTOMER | 0 | 0 | 0 | 0 | 0 | 0 | 0 | 0 | 0 | 0 | 0 | 0 | 0 | 0 | 0 | 0 | 0 | 0 | 0 | 0 | 0 | 0
|  |  | Book > Tax Basis - EMA A/C 283 | 36435 | PROD_ENERGY | TOTAL | 36435 | 13245.3059 | 4275.1365 | 48.9422 | 1.2404 | 4325.3191 | 2068.8142 | 577.4679 | 45.7186 | 9.3721 | 2701.3728 | 137.8545 | 1647.4732 | 11646.865 | 1866.5227 | 15298.7154 | 561.1573 | 13.1892 | 574.3465 | 12.8848 | 221.7095 | 55.346
[6 empty] | PRODUCTION | -3792147.1868 | -1859452.5137 | -470369.1833 | -5499.3312 | -135.4788 | -476003.9933 | -196808.3676 | -56050.0569 | -4435.5486 | -936.2661 | -258230.2392 | -11822.3384 | -128884.2285 | -860771.1203 | -135038.724 | -1136516.4112 | -53419.1433 | -1289.5576 | -54708.701 | -931.3521 | -5049.9767 | -1253.9996
[6 empty] | BULKTRAN | -11752718.4416 | -5762862.2447 | -1457780.0657 | -17043.6663 | -419.8794 | -1475243.6114 | -609953.469 | -173711.7537 | -13746.7643 | -2901.6995 | -800313.6865 | -36640.09 | -399441.2597 | -2667723.6198 | -418515.4277 | -3522320.3972 | -165557.9597 | -3996.6297 | -169554.5894 | -2886.4698 | -15651.0155 | -3886.4272
[6 empty] | SUBTRAN | -4520028.1998 | -2146569.562 | -549490.1337 | -6403.3309 | -209.9282 | -556103.3927 | -239494.4972 | -67884.1745 | -6953.5743 | 0 | -314332.246 | -13412.7674 | -155023.1639 | -1262779.2153 | 0 | -1431215.1466 | -64997.4486 | -1555.1073 | -66552.5559 | -1067.3189 | -3352.768 | -835.2096
[6 empty] | DISTPRI | -7690778.0144 | -5110511.6399 | -1286630.723 | -15014.5194 | 0 | -1301645.2425 | -554830.8075 | -157504.479 | 0 | 0 | -712335.2865 | -31644.0396 | -366007.5811 | 0 | 0 | -397651.6207 | -150571.733 | -3607.5742 | -154179.3072 | -2590.5507 | -9496.1421 | -2368.2249
[6 empty] | DISTSEC | -2722634.6418 | -2032723.821 | -456319.5616 | 0 | 0 | -456319.5616 | -160857.456 | 0 | 0 | 0 | -160857.456 | -7119.6405 | 0 | 0 | 0 | -7119.6405 | -44769.0295 | 0 | -44769.0295 | -730.0161 | -16119.8659 | -3995.251
[6 empty] | ENERGY | -609278.3593 | -221492.4733 | -71490.2743 | -818.428 | -20.743 | -72329.4453 | -34595.4091 | -9656.6128 | -764.5214 | -156.7234 | -45173.2666 | -2305.25 | -27549.6032 | -194762.8043 | -31212.6221 | -255830.2796 | -9383.8616 | -220.5539 | -9604.4155 | -215.4633 | -3707.5018 | -925.5138
[6 empty] | CUSTOMER | -12695096.1564 | -9519518.4534 | -2295434.148 | -14488.9212 | -1881.8999 | -2311804.969 | -35091.5751 | -12171.8455 | -5396.9839 | -2310.8277 | -54971.2322 | -500.4086 | -7518.2375 | -13993.405 | -3466.4895 | -25478.5406 | -11954.863 | -159.1641 | -12114.027 | -719.191 | -667284.9126 | -103204.8305
|  | Total Schedule M Adjustments - Per Books |  | -43782681 |  | TOTAL | -43782681 | -26653130.708 | -6587514.0897 | -59268.197 | -2667.9293 | -6649450.2159 | -1831631.5816 | -476978.9224 | -31297.3924 | -6305.5167 | -2346213.4132 | -103444.5345 | -1084424.0741 | -5000030.1646 | -588233.2632 | -6776132.0364 | -500654.0388 | -10828.5868 | -511482.6256 | -9140.3619 | -720662.1825 | -116469.4565
Adjustments to Per Books Schedule M
[5 empty] | PROD_DEMAND | PRODUCTION | 0 | 0 | 0 | 0 | 0 | 0 | 0 | 0 | 0 | 0 | 0 | 0 | 0 | 0 | 0 | 0 | 0 | 0 | 0 | 0 | 0 | 0
[5 empty] | PROD_DEMAND | BULKTRAN | 0 | 0 | 0 | 0 | 0 | 0 | 0 | 0 | 0 | 0 | 0 | 0 | 0 | 0 | 0 | 0 | 0 | 0 | 0 | 0 | 0 | 0
[5 empty] | PROD_DEMAND | SUBTRAN | 0 | 0 | 0 | 0 | 0 | 0 | 0 | 0 | 0 | 0 | 0 | 0 | 0 | 0 | 0 | 0 | 0 | 0 | 0 | 0 | 0 | 0
[5 empty] | PROD_DEMAND | DISTPRI | 0 | 0 | 0 | 0 | 0 | 0 | 0 | 0 | 0 | 0 | 0 | 0 | 0 | 0 | 0 | 0 | 0 | 0 | 0 | 0 | 0 | 0
[5 empty] | PROD_DEMAND | DISTSEC | 0 | 0 | 0 | 0 | 0 | 0 | 0 | 0 | 0 | 0 | 0 | 0 | 0 | 0 | 0 | 0 | 0 | 0 | 0 | 0 | 0 | 0
[5 empty] | PROD_DEMAND | ENERGY | 0 | 0 | 0 | 0 | 0 | 0 | 0 | 0 | 0 | 0 | 0 | 0 | 0 | 0 | 0 | 0 | 0 | 0 | 0 | 0 | 0 | 0
[5 empty] | PROD_DEMAND | CUSTOMER | 0 | 0 | 0 | 0 | 0 | 0 | 0 | 0 | 0 | 0 | 0 | 0 | 0 | 0 | 0 | 0 | 0 | 0 | 0 | 0 | 0 | 0
|  |  | Adj 7 - Decommissioning Rider Removal | 0 | PROD_DEMAND | TOTAL | 0 | 0 | 0 | 0 | 0 | 0 | 0 | 0 | 0 | 0 | 0 | 0 | 0 | 0 | 0 | 0 | 0 | 0 | 0 | 0 | 0 | 0
[5 empty] | PROD_ENERGY | PRODUCTION | 0 | 0 | 0 | 0 | 0 | 0 | 0 | 0 | 0 | 0 | 0 | 0 | 0 | 0 | 0 | 0 | 0 | 0 | 0 | 0 | 0 | 0
[5 empty] | PROD_ENERGY | BULKTRAN | 0 | 0 | 0 | 0 | 0 | 0 | 0 | 0 | 0 | 0 | 0 | 0 | 0 | 0 | 0 | 0 | 0 | 0 | 0 | 0 | 0 | 0
[5 empty] | PROD_ENERGY | SUBTRAN | 0 | 0 | 0 | 0 | 0 | 0 | 0 | 0 | 0 | 0 | 0 | 0 | 0 | 0 | 0 | 0 | 0 | 0 | 0 | 0 | 0 | 0
[5 empty] | PROD_ENERGY | DISTPRI | 0 | 0 | 0 | 0 | 0 | 0 | 0 | 0 | 0 | 0 | 0 | 0 | 0 | 0 | 0 | 0 | 0 | 0 | 0 | 0 | 0 | 0
[5 empty] | PROD_ENERGY | DISTSEC | 0 | 0 | 0 | 0 | 0 | 0 | 0 | 0 | 0 | 0 | 0 | 0 | 0 | 0 | 0 | 0 | 0 | 0 | 0 | 0 | 0 | 0
[5 empty] | PROD_ENERGY | ENERGY | 0 | 0 | 0 | 0 | 0 | 0 | 0 | 0 | 0 | 0 | 0 | 0 | 0 | 0 | 0 | 0 | 0 | 0 | 0 | 0 | 0 | 0
[5 empty] | PROD_ENERGY | CUSTOMER | 0 | 0 | 0 | 0 | 0 | 0 | 0 | 0 | 0 | 0 | 0 | 0 | 0 | 0 | 0 | 0 | 0 | 0 | 0 | 0 | 0 | 0
|  |  | Adj 8 - Environmental Surcharge Revenue Sync | 0 | PROD_ENERGY | TOTAL | 0 | 0 | 0 | 0 | 0 | 0 | 0 | 0 | 0 | 0 | 0 | 0 | 0 | 0 | 0 | 0 | 0 | 0 | 0 | 0 | 0 | 0
[5 empty] | LABOR_M | PRODUCTION | 1211784.8467 | 594190.1166 | 150306.9951 | 1757.3174 | 43.2924 | 152107.6049 | 62890.3325 | 17910.858 | 1417.3845 | 299.1849 | 82517.7598 | 3777.8414 | 41185.0984 | 275060.3678 | 43151.7743 | 363175.0819 | 17070.1466 | 412.0796 | 17482.2262 | 297.6146 | 1613.7257 | 400.717
[5 empty] | LABOR_M | BULKTRAN | 326058.8617 | 159880.6534 | 40443.5885 | 472.8471 | 11.6488 | 40928.0844 | 16922.1049 | 4819.3324 | 381.3802 | 80.5026 | 22203.3201 | 1016.516 | 11081.8074 | 74011.3814 | 11610.9872 | 97720.692 | 4593.1195 | 110.8796 | 4703.9991 | 80.0801 | 434.2104 | 107.8222
[5 empty] | LABOR_M | SUBTRAN | 125046.3703 | 59384.7473 | 15201.619 | 177.1479 | 5.8077 | 15384.5745 | 6625.6041 | 1878.0125 | 192.3703 | 0 | 8695.987 | 371.0636 | 4288.7086 | 34934.7284 | 0 | 39594.5006 | 1798.1514 | 43.022 | 1841.1734 | 29.5273 | 92.7542 | 23.106
[5 empty] | LABOR_M | DISTPRI | 579604.289 | 385146.27 | 96965.0514 | 1131.5474 | 0 | 98096.5988 | 41814.0161 | 11870.0958 | 0 | 0 | 53684.1119 | 2384.807 | 27583.6285 | 0 | 0 | 29968.4355 | 11347.6195 | 271.8796 | 11619.499 | 195.2331 | 715.6629 | 178.4778
[5 empty] | LABOR_M | DISTSEC | 212606.1639 | 158732.1366 | 35633.2613 | 0 | 0 | 35633.2613 | 12561.1002 | 0 | 0 | 0 | 12561.1002 | 555.9613 | 0 | 0 | 0 | 555.9613 | 3495.9416 | 0 | 3495.9416 | 57.0058 | 1258.7744 | 311.9827
[5 empty] | LABOR_M | ENERGY | 874048.6011 | 317745.0561 | 102557.3505 | 1174.0871 | 29.7572 | 103761.1948 | 49629.3171 | 13853.026 | 1096.7546 | 224.8297 | 64803.9273 | 3307.0279 | 39521.66 | 279399.6439 | 44776.4938 | 367004.8256 | 13461.747 | 316.3986 | 13778.1456 | 309.0958 | 5318.6474 | 1327.7085
[5 empty] | LABOR_M | CUSTOMER | 1655857.7285 | 1307994.725 | 305147.4258 | 2265.2996 | 297.6057 | 307710.331 | 4878.7492 | 1909.2519 | 851.1076 | 362.6017 | 8001.7103 | 70.2997 | 1180.5846 | 2205.7913 | 544.1362 | 4000.8118 | 1649.1361 | 24.9814 | 1674.1175 | 97.818 | 21862.366 | 4515.8488
|  |  | Adj 26 - Pension & OPEB Expense Adjustment | 4985006.8612 | LABOR_M | TOTAL | 4985006.8612 | 2983073.7049 | 746255.2917 | 6978.2464 | 388.1117 | 753621.6498 | 195321.2242 | 52240.5765 | 3938.9972 | 967.1188 | 252467.9167 | 11483.5168 | 124841.4876 | 665611.9128 | 100083.3915 | 902020.3087 | 53415.8616 | 1179.2407 | 54595.1023 | 1066.3747 | 31296.141 | 6865.6631
[5 empty] | RB_GUP-Land_P | PRODUCTION | 0 | 0 | 0 | 0 | 0 | 0 | 0 | 0 | 0 | 0 | 0 | 0 | 0 | 0 | 0 | 0 | 0 | 0 | 0 | 0 | 0 | 0
[5 empty] | RB_GUP-Land_P | BULKTRAN | 0 | 0 | 0 | 0 | 0 | 0 | 0 | 0 | 0 | 0 | 0 | 0 | 0 | 0 | 0 | 0 | 0 | 0 | 0 | 0 | 0 | 0
[5 empty] | RB_GUP-Land_P | SUBTRAN | 0 | 0 | 0 | 0 | 0 | 0 | 0 | 0 | 0 | 0 | 0 | 0 | 0 | 0 | 0 | 0 | 0 | 0 | 0 | 0 | 0 | 0
[5 empty] | RB_GUP-Land_P | DISTPRI | 0 | 0 | 0 | 0 | 0 | 0 | 0 | 0 | 0 | 0 | 0 | 0 | 0 | 0 | 0 | 0 | 0 | 0 | 0 | 0 | 0 | 0
[5 empty] | RB_GUP-Land_P | DISTSEC | 0 | 0 | 0 | 0 | 0 | 0 | 0 | 0 | 0 | 0 | 0 | 0 | 0 | 0 | 0 | 0 | 0 | 0 | 0 | 0 | 0 | 0
[5 empty] | RB_GUP-Land_P | ENERGY | 0 | 0 | 0 | 0 | 0 | 0 | 0 | 0 | 0 | 0 | 0 | 0 | 0 | 0 | 0 | 0 | 0 | 0 | 0 | 0 | 0 | 0
[5 empty] | RB_GUP-Land_P | CUSTOMER | 0 | 0 | 0 | 0 | 0 | 0 | 0 | 0 | 0 | 0 | 0 | 0 | 0 | 0 | 0 | 0 | 0 | 0 | 0 | 0 | 0 | 0
|  |  | Adj 28 - NERC Compliance & Cyber Security | 0 | RB_GUP-Land_P | TOTAL | 0 | 0 | 0 | 0 | 0 | 0 | 0 | 0 | 0 | 0 | 0 | 0 | 0 | 0 | 0 | 0 | 0 | 0 | 0 | 0 | 0 | 0
[5 empty] | LABOR_M | PRODUCTION | 0 | 0 | 0 | 0 | 0 | 0 | 0 | 0 | 0 | 0 | 0 | 0 | 0 | 0 | 0 | 0 | 0 | 0 | 0 | 0 | 0 | 0
[5 empty] | LABOR_M | BULKTRAN | 0 | 0 | 0 | 0 | 0 | 0 | 0 | 0 | 0 | 0 | 0 | 0 | 0 | 0 | 0 | 0 | 0 | 0 | 0 | 0 | 0 | 0
[5 empty] | LABOR_M | SUBTRAN | 0 | 0 | 0 | 0 | 0 | 0 | 0 | 0 | 0 | 0 | 0 | 0 | 0 | 0 | 0 | 0 | 0 | 0 | 0 | 0 | 0 | 0
[5 empty] | LABOR_M | DISTPRI | 0 | 0 | 0 | 0 | 0 | 0 | 0 | 0 | 0 | 0 | 0 | 0 | 0 | 0 | 0 | 0 | 0 | 0 | 0 | 0 | 0 | 0
[5 empty] | LABOR_M | DISTSEC | 0 | 0 | 0 | 0 | 0 | 0 | 0 | 0 | 0 | 0 | 0 | 0 | 0 | 0 | 0 | 0 | 0 | 0 | 0 | 0 | 0 | 0
[5 empty] | LABOR_M | ENERGY | 0 | 0 | 0 | 0 | 0 | 0 | 0 | 0 | 0 | 0 | 0 | 0 | 0 | 0 | 0 | 0 | 0 | 0 | 0 | 0 | 0 | 0
[5 empty] | LABOR_M | CUSTOMER | 0 | 0 | 0 | 0 | 0 | 0 | 0 | 0 | 0 | 0 | 0 | 0 | 0 | 0 | 0 | 0 | 0 | 0 | 0 | 0 | 0 | 0
|  |  | Adjs 30-35 Incentive Compensation & Payroll Adjustments | 0 | LABOR_M | TOTAL | 0 | 0 | 0 | 0 | 0 | 0 | 0 | 0 | 0 | 0 | 0 | 0 | 0 | 0 | 0 | 0 | 0 | 0 | 0 | 0 | 0 | 0
[5 empty] | RB_GUP-Land_P | PRODUCTION | 107145.7316 | 52538.1506 | 13290.1092 | 155.3816 | 3.8279 | 13449.3187 | 5560.7484 | 1583.6739 | 125.3248 | 26.4539 | 7296.2009 | 334.0358 | 3641.5767 | 24320.7731 | 3815.4697 | 32111.8555 | 1509.3384 | 36.436 | 1545.7743 | 26.315 | 142.6852 | 35.4313
[5 empty] | RB_GUP-Land_P | BULKTRAN | 1893.8264 | 928.6244 | 234.9059 | 2.7464 | 0.067659 | 237.7199 | 98.2876 | 27.9918 | 2.2151 | 0.46758 | 128.9621 | 5.9042 | 64.3657 | 429.8755 | 67.4393 | 567.5847 | 26.6779 | 0.64401 | 27.3219 | 0.46512 | 2.522 | 0.62626
[5 empty] | RB_GUP-Land_P | SUBTRAN | 726.2987 | 344.9205 | 88.2946 | 1.0289 | 0.033732 | 89.3572 | 38.4831 | 10.9079 | 1.1173 | 0 | 50.5083 | 2.1552 | 24.9098 | 202.9091 | 0 | 229.9742 | 10.4441 | 0.24988 | 10.694 | 0.1715 | 0.53874 | 0.13421
[5 empty] | RB_GUP-Land_P | DISTPRI | 865.888 | 575.3814 | 144.859 | 1.6905 | 0 | 146.5494 | 62.4672 | 17.7331 | 0 | 0 | 80.2003 | 3.5627 | 41.208 | 0 | 0 | 44.7707 | 16.9525 | 0.40617 | 17.3587 | 0.29166 | 1.0691 | 0.26663
[5 empty] | RB_GUP-Land_P | DISTSEC | 363.4615 | 271.361 | 60.9169 | 0 | 0 | 60.9169 | 21.4739 | 0 | 0 | 0 | 21.4739 | 0.95045 | 0 | 0 | 0 | 0.95045 | 5.9765 | 0 | 5.9765 | 0.097454 | 2.1519 | 0.53335
[5 empty] | RB_GUP-Land_P | ENERGY | 108.077 | 39.2895 | 12.6813 | 0.14518 | 0.0036795 | 12.8302 | 6.1367 | 1.7129 | 0.13561 | 0.0278 | 8.0131 | 0.40892 | 4.8869 | 34.548 | 5.5367 | 45.3805 | 1.6646 | 0.039123 | 1.7037 | 0.03822 | 0.65766 | 0.16417
[5 empty] | RB_GUP-Land_P | CUSTOMER | 2265.497 | 1820.8828 | 430.1358 | 1.1717 | 0.036799 | 431.3443 | 5.2397 | 1.0003 | 0.10524 | 0.044836 | 6.3901 | 0.07238 | 0.57906 | 0.27275 | 0.067283 | 0.99147 | 1.8216 | 0.015826 | 1.8374 | 0.114 | 2.7033 | 1.2335
|  |  | Adj 38 - ARO Depreciation Expense | 113368.78 | RB_GUP-Land_P | TOTAL | 113368.78 | 56518.6102 | 14261.9027 | 162.1643 | 3.9698 | 14428.0367 | 5792.8365 | 1643.02 | 128.8981 | 26.9941 | 7591.7487 | 347.0897 | 3777.5262 | 24988.3785 | 3888.513 | 33001.5075 | 1572.8755 | 37.791 | 1610.6665 | 27.493 | 152.328 | 38.3894
[5 empty] | PROD_DEMAND | PRODUCTION | 0 | 0 | 0 | 0 | 0 | 0 | 0 | 0 | 0 | 0 | 0 | 0 | 0 | 0 | 0 | 0 | 0 | 0 | 0 | 0 | 0 | 0
[5 empty] | PROD_DEMAND | BULKTRAN | 0 | 0 | 0 | 0 | 0 | 0 | 0 | 0 | 0 | 0 | 0 | 0 | 0 | 0 | 0 | 0 | 0 | 0 | 0 | 0 | 0 | 0
[5 empty] | PROD_DEMAND | SUBTRAN | 0 | 0 | 0 | 0 | 0 | 0 | 0 | 0 | 0 | 0 | 0 | 0 | 0 | 0 | 0 | 0 | 0 | 0 | 0 | 0 | 0 | 0
[5 empty] | PROD_DEMAND | DISTPRI | 0 | 0 | 0 | 0 | 0 | 0 | 0 | 0 | 0 | 0 | 0 | 0 | 0 | 0 | 0 | 0 | 0 | 0 | 0 | 0 | 0 | 0
[5 empty] | PROD_DEMAND | DISTSEC | 0 | 0 | 0 | 0 | 0 | 0 | 0 | 0 | 0 | 0 | 0 | 0 | 0 | 0 | 0 | 0 | 0 | 0 | 0 | 0 | 0 | 0
[5 empty] | PROD_DEMAND | ENERGY | 0 | 0 | 0 | 0 | 0 | 0 | 0 | 0 | 0 | 0 | 0 | 0 | 0 | 0 | 0 | 0 | 0 | 0 | 0 | 0 | 0 | 0
[5 empty] | PROD_DEMAND | CUSTOMER | 0 | 0 | 0 | 0 | 0 | 0 | 0 | 0 | 0 | 0 | 0 | 0 | 0 | 0 | 0 | 0 | 0 | 0 | 0 | 0 | 0 | 0
|  |  | Adj 39 - ARO Accretion | 0 | PROD_DEMAND | TOTAL | 0 | 0 | 0 | 0 | 0 | 0 | 0 | 0 | 0 | 0 | 0 | 0 | 0 | 0 | 0 | 0 | 0 | 0 | 0 | 0 | 0 | 0
[5 empty] | TRANS_TOTAL | PRODUCTION | 0 | 0 | 0 | 0 | 0 | 0 | 0 | 0 | 0 | 0 | 0 | 0 | 0 | 0 | 0 | 0 | 0 | 0 | 0 | 0 | 0 | 0
[5 empty] | TRANS_TOTAL | BULKTRAN | -4254525.8302 | -2086176.6065 | -527721.5629 | -6169.8678 | -151.9978 | -534043.4285 | -220805.3228 | -62884.272 | -4976.3775 | -1050.4255 | -289716.3978 | -13263.8428 | -144599.1551 | -965725.4281 | -151504.0717 | -1275092.4977 | -59932.5696 | -1446.7941 | -61379.3637 | -1044.9123 | -5665.7232 | -1406.9004
[5 empty] | TRANS_TOTAL | SUBTRAN | -1631647.1502 | -774872.1808 | -198355.8445 | -2311.4848 | -75.7802 | -200743.1095 | -86453.1141 | -24504.94 | -2510.1126 | 0 | -113468.1667 | -4841.7627 | -55960.5145 | -455840.1003 | 0 | -516642.3774 | -23462.885 | -561.3652 | -24024.2502 | -385.2825 | -1210.2877 | -301.4953
[5 empty] | TRANS_TOTAL | DISTPRI | 0 | 0 | 0 | 0 | 0 | 0 | 0 | 0 | 0 | 0 | 0 | 0 | 0 | 0 | 0 | 0 | 0 | 0 | 0 | 0 | 0 | 0
[5 empty] | TRANS_TOTAL | DISTSEC | 0 | 0 | 0 | 0 | 0 | 0 | 0 | 0 | 0 | 0 | 0 | 0 | 0 | 0 | 0 | 0 | 0 | 0 | 0 | 0 | 0 | 0
[5 empty] | TRANS_TOTAL | ENERGY | 0 | 0 | 0 | 0 | 0 | 0 | 0 | 0 | 0 | 0 | 0 | 0 | 0 | 0 | 0 | 0 | 0 | 0 | 0 | 0 | 0 | 0
[5 empty] | TRANS_TOTAL | CUSTOMER | 0 | 0 | 0 | 0 | 0 | 0 | 0 | 0 | 0 | 0 | 0 | 0 | 0 | 0 | 0 | 0 | 0 | 0 | 0 | 0 | 0 | 0
|  |  | Adj 41 - KPCO AFUDC Offset | -5886172.9804 | TRANS_TOTAL | TOTAL | -5886172.9804 | -2861048.7873 | -726077.4074 | -8481.3526 | -227.778 | -734786.538 | -307258.4369 | -87389.212 | -7486.4901 | -1050.4255 | -403184.5645 | -18105.6054 | -200559.6696 | -1421565.5284 | -151504.0717 | -1791734.8751 | -83395.4546 | -2008.1593 | -85403.6139 | -1430.1949 | -6876.0109 | -1708.3958
[5 empty] | RB_GUP | PRODUCTION | -189385.0161 | -92863.6013 | -23490.8802 | -274.6441 | -6.766 | -23772.2903 | -9828.879 | -2799.2165 | -221.5174 | -46.7584 | -12896.3713 | -590.4237 | -6436.6546 | -42988.0868 | -6744.0185 | -56759.1837 | -2667.8251 | -64.4023 | -2732.2273 | -46.513 | -252.2027 | -62.6265
[5 empty] | RB_GUP | BULKTRAN | -200569.2015 | -98347.6874 | -24878.1408 | -290.8633 | -7.1656 | -25176.1696 | -10409.3262 | -2964.525 | -234.5991 | -49.5197 | -13657.9701 | -625.2914 | -6816.7731 | -45526.7604 | -7142.2884 | -60111.1133 | -2825.3742 | -68.2056 | -2893.5798 | -49.2598 | -267.0966 | -66.3249
[5 empty] | RB_GUP | SUBTRAN | -76888.5646 | -36514.5183 | -9347.1779 | -108.9247 | -3.571 | -9459.6736 | -4073.9543 | -1154.7531 | -118.2847 | 0 | -5346.9921 | -228.1597 | -2637.043 | -21480.6804 | 0 | -24345.8831 | -1105.6481 | -26.4534 | -1132.1015 | -18.1558 | -57.0327 | -14.2074
[5 empty] | RB_GUP | DISTPRI | -128151.535 | -85156.5225 | -21439.1446 | -250.1871 | 0 | -21689.3318 | -9245.153 | -2624.4992 | 0 | 0 | -11869.6522 | -527.285 | -6098.7891 | 0 | 0 | -6626.0742 | -2508.9788 | -60.1131 | -2569.0918 | -43.1664 | -158.2343 | -39.4618
[5 empty] | RB_GUP | DISTSEC | -45313.3285 | -33831.0109 | -7594.6136 | 0 | 0 | -7594.6136 | -2677.1814 | 0 | 0 | 0 | -2677.1814 | -118.4935 | 0 | 0 | 0 | -118.4935 | -745.0995 | 0 | -745.0995 | -12.1498 | -268.286 | -66.4937
[5 empty] | RB_GUP | ENERGY | -8549.5456 | -3108.0375 | -1003.1693 | -11.4844 | -0.29107 | -1014.9448 | -485.4514 | -135.504 | -10.728 | -2.1992 | -633.8825 | -32.3478 | -386.5829 | -2732.9602 | -437.9833 | -3589.8742 | -131.6767 | -3.0949 | -134.7716 | -3.0234 | -52.0246 | -12.987
[5 empty] | RB_GUP | CUSTOMER | -206528.5487 | -154390.9684 | -37301.5618 | -233.0516 | -30.2478 | -37564.8612 | -568.7442 | -195.7372 | -86.7628 | -37.1622 | -888.4064 | -8.1052 | -120.8933 | -224.9673 | -55.746 | -409.7117 | -193.8494 | -2.5594 | -196.4088 | -11.6716 | -11323.3321 | -1743.1884
|  |  | Adj 18 - Wholesale Load Adjustments | -855385.74 | RB_GUP | TOTAL | -855385.74 | -504212.3462 | -125054.6883 | -1169.1553 | -48.0415 | -126271.885 | -37288.6895 | -9874.235 | -671.892 | -135.6396 | -47970.456 | -2130.1065 | -22496.7359 | -112953.4551 | -14380.0362 | -151960.3337 | -10178.4518 | -224.8285 | -10403.2803 | -183.9399 | -12378.2091 | -2005.2898
[5 empty] | RB_GUP-Land_P | PRODUCTION | -5831558.7445 | -2859463.5261 | -723333.0852 | -8456.864 | -208.3391 | -731998.2883 | -302651.6379 | -86193.7007 | -6820.9805 | -1439.7887 | -397106.1078 | -18180.3757 | -198197.9899 | -1323692.6486 | -207662.3646 | -1747733.3789 | -82147.8854 | -1983.08 | -84130.9654 | -1432.2319 | -7765.8472 | -1928.3988
[5 empty] | RB_GUP-Land_P | BULKTRAN | -103074.1926 | -50541.7003 | -12785.0849 | -149.4771 | -3.6824 | -12938.2444 | -5349.4399 | -1523.4942 | -120.5625 | -25.4486 | -7018.9452 | -321.3425 | -3503.1968 | -23396.5835 | -3670.4819 | -30891.6046 | -1451.9835 | -35.0514 | -1487.0349 | -25.315 | -137.2632 | -34.0849
[5 empty] | RB_GUP-Land_P | SUBTRAN | -39529.837 | -18772.791 | -4805.5575 | -56.0002 | -1.8359 | -4863.3937 | -2094.4954 | -593.68 | -60.8124 | 0 | -2748.9878 | -117.3012 | -1355.7527 | -11043.6162 | 0 | -12516.67 | -568.4342 | -13.6002 | -582.0344 | -9.3342 | -29.3216 | -7.3043
[5 empty] | RB_GUP-Land_P | DISTPRI | -47127.1836 | -31315.9501 | -7884.1545 | -92.0053 | 0 | -7976.1598 | -3399.8658 | -965.1485 | 0 | 0 | -4365.0143 | -193.9068 | -2242.8038 | 0 | 0 | -2436.7107 | -922.6663 | -22.1063 | -944.7726 | -15.8743 | -58.19 | -14.5119
[5 empty] | RB_GUP-Land_P | DISTSEC | -19781.9087 | -14769.2079 | -3315.4915 | 0 | 0 | -3315.4915 | -1168.7457 | 0 | 0 | 0 | -1168.7457 | -51.7293 | 0 | 0 | 0 | -51.7293 | -325.2794 | 0 | -325.2794 | -5.3041 | -117.1225 | -29.0284
[5 empty] | RB_GUP-Land_P | ENERGY | -5882.2418 | -2138.3859 | -690.1986 | -7.9015 | -0.20026 | -698.3003 | -333.9993 | -93.2292 | -7.381 | -1.5131 | -436.1226 | -22.2559 | -265.976 | -1880.3259 | -301.3404 | -2469.8982 | -90.5959 | -2.1293 | -92.7253 | -2.0802 | -35.7939 | -8.9353
[5 empty] | RB_GUP-Land_P | CUSTOMER | -123302.8919 | -99104.1369 | -23410.7532 | -63.7731 | -2.0029 | -23476.5292 | -285.1787 | -54.4444 | -5.7279 | -2.4403 | -347.7912 | -3.9394 | -31.5159 | -14.8447 | -3.662 | -53.962 | -99.142 | -0.86138 | -100.0034 | -6.2044 | -147.1311 | -67.1337
|  |  | Adj 37 & 48 - Depreciation/Amortization Adjustments - Prod | -6170257 | RB_GUP-Land_P | TOTAL | -6170257 | -3076105.6982 | -776224.3254 | -8826.0212 | -216.0606 | -785266.4072 | -315283.3628 | -89423.697 | -7015.4642 | -1469.1907 | -413191.7147 | -18890.8508 | -205597.2351 | -1360028.0189 | -211637.8488 | -1796153.9537 | -85605.9867 | -2056.8286 | -87662.8153 | -1496.3441 | -8290.6695 | -2089.3973
[5 empty] | RB_GUP-Land_T | PRODUCTION | -22428.7652 | -10997.7862 | -2782.0123 | -32.526 | -0.80129 | -2815.3395 | -1164.0288 | -331.5097 | -26.2342 | -5.5376 | -1527.3103 | -69.9236 | -762.2895 | -5091.0559 | -798.6905 | -6721.9595 | -315.9491 | -7.6271 | -323.5762 | -5.5085 | -29.8682 | -7.4168
[5 empty] | RB_GUP-Land_T | BULKTRAN | -1114990.342 | -546727.6168 | -138300.8282 | -1616.947 | -39.8343 | -139957.6095 | -57866.8017 | -16480.181 | -1304.1672 | -275.2867 | -75926.4365 | -3476.0763 | -37895.3303 | -253089.1968 | -39704.9127 | -334165.5161 | -15706.6237 | -379.1636 | -16085.7873 | -273.8418 | -1484.8251 | -368.7086
[5 empty] | RB_GUP-Land_T | SUBTRAN | -454924.8928 | -216044.6539 | -55304.2435 | -644.4727 | -21.1285 | -55969.8447 | -24104.2763 | -6832.3027 | -699.8527 | 0 | -31636.4317 | -1349.9477 | -15602.5346 | -127094.2733 | 0 | -144046.7556 | -6541.7639 | -156.5161 | -6698.28 | -107.4219 | -337.4443 | -84.0609
[5 empty] | RB_GUP-Land_T | DISTPRI | 0 | 0 | 0 | 0 | 0 | 0 | 0 | 0 | 0 | 0 | 0 | 0 | 0 | 0 | 0 | 0 | 0 | 0 | 0 | 0 | 0 | 0
[5 empty] | RB_GUP-Land_T | DISTSEC | 0 | 0 | 0 | 0 | 0 | 0 | 0 | 0 | 0 | 0 | 0 | 0 | 0 | 0 | 0 | 0 | 0 | 0 | 0 | 0 | 0 | 0
[5 empty] | RB_GUP-Land_T | ENERGY | 0 | 0 | 0 | 0 | 0 | 0 | 0 | 0 | 0 | 0 | 0 | 0 | 0 | 0 | 0 | 0 | 0 | 0 | 0 | 0 | 0 | 0
[5 empty] | RB_GUP-Land_T | CUSTOMER | 0 | 0 | 0 | 0 | 0 | 0 | 0 | 0 | 0 | 0 | 0 | 0 | 0 | 0 | 0 | 0 | 0 | 0 | 0 | 0 | 0 | 0
|  |  | Adj 37 & 48 - Depreciation/Amortization Adjustments - Trans | -1592344 | RB_GUP-Land_T | TOTAL | -1592344 | -773770.0569 | -196387.084 | -2293.9457 | -61.7641 | -198742.7937 | -83135.1068 | -23643.9934 | -2030.2541 | -280.8243 | -109090.1785 | -4895.9476 | -54260.1544 | -385274.526 | -40503.6032 | -484934.2312 | -22564.3367 | -543.3068 | -23107.6435 | -386.7722 | -1852.1376 | -460.1863
[5 empty] | RB_GUP-Land_D | PRODUCTION | 0 | 0 | 0 | 0 | 0 | 0 | 0 | 0 | 0 | 0 | 0 | 0 | 0 | 0 | 0 | 0 | 0 | 0 | 0 | 0 | 0 | 0
[5 empty] | RB_GUP-Land_D | BULKTRAN | 0 | 0 | 0 | 0 | 0 | 0 | 0 | 0 | 0 | 0 | 0 | 0 | 0 | 0 | 0 | 0 | 0 | 0 | 0 | 0 | 0 | 0
[5 empty] | RB_GUP-Land_D | SUBTRAN | 0 | 0 | 0 | 0 | 0 | 0 | 0 | 0 | 0 | 0 | 0 | 0 | 0 | 0 | 0 | 0 | 0 | 0 | 0 | 0 | 0 | 0
[5 empty] | RB_GUP-Land_D | DISTPRI | 1537341.4986 | 1021561.3568 | 257189.9488 | 3001.3145 | 0 | 260191.2633 | 110907.4301 | 31484.2232 | 0 | 0 | 142391.6533 | 6325.4582 | 73162.7726 | 0 | 0 | 79488.2309 | 30098.4079 | 721.133 | 30819.5409 | 517.8359 | 1898.2232 | 473.3943
[5 empty] | RB_GUP-Land_D | DISTSEC | 557370.0905 | 416133.4917 | 93416.4546 | 0 | 0 | 93416.4546 | 32930.285 | 0 | 0 | 0 | 32930.285 | 1457.5127 | 0 | 0 | 0 | 1457.5127 | 9164.9896 | 0 | 9164.9896 | 149.4468 | 3300.0135 | 817.8965
[5 empty] | RB_GUP-Land_D | ENERGY | 0 | 0 | 0 | 0 | 0 | 0 | 0 | 0 | 0 | 0 | 0 | 0 | 0 | 0 | 0 | 0 | 0 | 0 | 0 | 0 | 0 | 0
[5 empty] | RB_GUP-Land_D | CUSTOMER | 2441575.4109 | 1813738.3804 | 439774.4741 | 2734.7657 | 356.9336 | 442866.1734 | 6704.9192 | 2295.7206 | 1024.1532 | 438.9136 | 10463.7066 | 95.5035 | 1418.5557 | 2655.6603 | 658.3744 | 4828.0939 | 2286.2514 | 29.9578 | 2316.2092 | 137.7481 | 145055.4759 | 22169.6233
|  |  | Adj 37 & 48 - Depreciation/Amortization Adjustments - Dist | 4536287 | RB_GUP-Land_D | TOTAL | 4536287 | 3251433.2288 | 790380.8775 | 5736.0802 | 356.9336 | 796473.8913 | 150542.6343 | 33779.9439 | 1024.1532 | 438.9136 | 185785.645 | 7878.4745 | 74581.3284 | 2655.6603 | 658.3744 | 85773.8376 | 41549.6488 | 751.0908 | 42300.7396 | 805.0309 | 150253.7126 | 23460.9141
[5 empty] | RB_GUP-Land_G | PRODUCTION | -21680.8308 | -10631.0418 | -2689.2402 | -31.4413 | -0.77457 | -2721.4561 | -1125.2118 | -320.4548 | -25.3593 | -5.3529 | -1476.3789 | -67.5918 | -736.8694 | -4921.2839 | -772.0565 | -6497.8016 | -305.4131 | -7.3728 | -312.7859 | -5.3248 | -28.8722 | -7.1695
[5 empty] | RB_GUP-Land_G | BULKTRAN | -5833.7312 | -2860.5288 | -723.6025 | -8.46 | -0.20842 | -732.271 | -302.7644 | -86.2258 | -6.8235 | -1.4403 | -397.254 | -18.1871 | -198.2718 | -1324.1858 | -207.7397 | -1748.3845 | -82.1785 | -1.9838 | -84.1623 | -1.4328 | -7.7687 | -1.9291
[5 empty] | RB_GUP-Land_G | SUBTRAN | -2237.2859 | -1062.4911 | -271.9821 | -3.1695 | -0.10391 | -275.2554 | -118.543 | -33.6007 | -3.4418 | 0 | -155.5856 | -6.6389 | -76.7321 | -625.0399 | 0 | -708.411 | -32.1719 | -0.76973 | -32.9416 | -0.52829 | -1.6595 | -0.41341
[5 empty] | RB_GUP-Land_G | DISTPRI | -10370.0773 | -6890.9024 | -1734.8648 | -20.2453 | 0 | -1755.1101 | -748.1218 | -212.3756 | 0 | 0 | -960.4974 | -42.6681 | -493.5166 | 0 | 0 | -536.1848 | -203.0276 | -4.8644 | -207.892 | -3.493 | -12.8044 | -3.1933
[5 empty] | RB_GUP-Land_G | DISTSEC | -3803.8752 | -2839.9799 | -637.5379 | 0 | 0 | -637.5379 | -224.7388 | 0 | 0 | 0 | -224.7388 | -9.9471 | 0 | 0 | 0 | -9.9471 | -62.5482 | 0 | -62.5482 | -1.0199 | -22.5216 | -5.5819
[5 empty] | RB_GUP-Land_G | ENERGY | -15638.172 | -5684.9835 | -1834.9203 | -21.0064 | -0.5324 | -1856.459 | -887.9504 | -247.8535 | -19.6227 | -4.0226 | -1159.4492 | -59.1682 | -707.1077 | -4998.9208 | -801.1254 | -6566.322 | -240.8529 | -5.6609 | -246.5138 | -5.5302 | -95.1594 | -23.7549
[5 empty] | RB_GUP-Land_G | CUSTOMER | -29626.0276 | -23402.1843 | -5459.5911 | -40.5299 | -5.3247 | -5505.4457 | -87.2889 | -34.1597 | -15.2277 | -6.4875 | -143.1638 | -1.2578 | -21.1226 | -39.4652 | -9.7355 | -71.5811 | -29.5058 | -0.44696 | -29.9527 | -1.7501 | -391.1538 | -80.796
|  |  | Adj 37 & 48 - Depreciation/Amortization Adjustments - Gen & Int | -89190 | RB_GUP-Land_G | TOTAL | -89190 | -53372.1118 | -13351.7388 | -124.8523 | -6.944 | -13483.5351 | -3494.6191 | -934.6701 | -70.4752 | -17.3034 | -4517.0677 | -205.4591 | -2233.6203 | -11908.8956 | -1790.6571 | -16138.632 | -955.6979 | -21.0986 | -976.7965 | -19.0792 | -559.9396 | -122.838
[5 empty] | RB_GUP-Land_P | PRODUCTION | 0 | 0 | 0 | 0 | 0 | 0 | 0 | 0 | 0 | 0 | 0 | 0 | 0 | 0 | 0 | 0 | 0 | 0 | 0 | 0 | 0 | 0
[5 empty] | RB_GUP-Land_P | BULKTRAN | 0 | 0 | 0 | 0 | 0 | 0 | 0 | 0 | 0 | 0 | 0 | 0 | 0 | 0 | 0 | 0 | 0 | 0 | 0 | 0 | 0 | 0
[5 empty] | RB_GUP-Land_P | SUBTRAN | 0 | 0 | 0 | 0 | 0 | 0 | 0 | 0 | 0 | 0 | 0 | 0 | 0 | 0 | 0 | 0 | 0 | 0 | 0 | 0 | 0 | 0
[5 empty] | RB_GUP-Land_P | DISTPRI | 0 | 0 | 0 | 0 | 0 | 0 | 0 | 0 | 0 | 0 | 0 | 0 | 0 | 0 | 0 | 0 | 0 | 0 | 0 | 0 | 0 | 0
[5 empty] | RB_GUP-Land_P | DISTSEC | 0 | 0 | 0 | 0 | 0 | 0 | 0 | 0 | 0 | 0 | 0 | 0 | 0 | 0 | 0 | 0 | 0 | 0 | 0 | 0 | 0 | 0
[5 empty] | RB_GUP-Land_P | ENERGY | 0 | 0 | 0 | 0 | 0 | 0 | 0 | 0 | 0 | 0 | 0 | 0 | 0 | 0 | 0 | 0 | 0 | 0 | 0 | 0 | 0 | 0
[5 empty] | RB_GUP-Land_P | CUSTOMER | 0 | 0 | 0 | 0 | 0 | 0 | 0 | 0 | 0 | 0 | 0 | 0 | 0 | 0 | 0 | 0 | 0 | 0 | 0 | 0 | 0 | 0
[5 empty] | RB_GUP-Land_P | TOTAL | 0 | 0 | 0 | 0 | 0 | 0 | 0 | 0 | 0 | 0 | 0 | 0 | 0 | 0 | 0 | 0 | 0 | 0 | 0 | 0 | 0 | 0
[5 empty] | PROD_DEMAND | PRODUCTION | 0 | 0 | 0 | 0 | 0 | 0 | 0 | 0 | 0 | 0 | 0 | 0 | 0 | 0 | 0 | 0 | 0 | 0 | 0 | 0 | 0 | 0
[5 empty] | PROD_DEMAND | BULKTRAN | 0 | 0 | 0 | 0 | 0 | 0 | 0 | 0 | 0 | 0 | 0 | 0 | 0 | 0 | 0 | 0 | 0 | 0 | 0 | 0 | 0 | 0
[5 empty] | PROD_DEMAND | SUBTRAN | 0 | 0 | 0 | 0 | 0 | 0 | 0 | 0 | 0 | 0 | 0 | 0 | 0 | 0 | 0 | 0 | 0 | 0 | 0 | 0 | 0 | 0
[5 empty] | PROD_DEMAND | DISTPRI | 0 | 0 | 0 | 0 | 0 | 0 | 0 | 0 | 0 | 0 | 0 | 0 | 0 | 0 | 0 | 0 | 0 | 0 | 0 | 0 | 0 | 0
[5 empty] | PROD_DEMAND | DISTSEC | 0 | 0 | 0 | 0 | 0 | 0 | 0 | 0 | 0 | 0 | 0 | 0 | 0 | 0 | 0 | 0 | 0 | 0 | 0 | 0 | 0 | 0
[5 empty] | PROD_DEMAND | ENERGY | 0 | 0 | 0 | 0 | 0 | 0 | 0 | 0 | 0 | 0 | 0 | 0 | 0 | 0 | 0 | 0 | 0 | 0 | 0 | 0 | 0 | 0
[5 empty] | PROD_DEMAND | CUSTOMER | 0 | 0 | 0 | 0 | 0 | 0 | 0 | 0 | 0 | 0 | 0 | 0 | 0 | 0 | 0 | 0 | 0 | 0 | 0 | 0 | 0 | 0
[5 empty] | PROD_DEMAND | TOTAL | 0 | 0 | 0 | 0 | 0 | 0 | 0 | 0 | 0 | 0 | 0 | 0 | 0 | 0 | 0 | 0 | 0 | 0 | 0 | 0 | 0 | 0
[6 empty] | PRODUCTION | -4746122.7784 | -2327227.6881 | -588698.1136 | -6882.7764 | -169.5607 | -595750.4506 | -246318.6766 | -70150.3499 | -5551.3821 | -1171.7989 | -323192.2075 | -14796.4377 | -161307.1283 | -1077311.9343 | -169009.886 | -1422425.3863 | -66857.5877 | -1613.9666 | -68471.5543 | -1165.6486 | -6320.3795 | -1569.4633
[6 empty] | BULKTRAN | -5351040.6093 | -2623844.862 | -663730.7249 | -7760.0217 | -191.1721 | -671681.9187 | -277713.2626 | -79091.3739 | -6258.9344 | -1321.1507 | -364384.7215 | -16682.32 | -181866.5539 | -1214620.8977 | -190551.0679 | -1603720.8394 | -75378.9321 | -1819.675 | -77198.6071 | -1314.2166 | -7125.9445 | -1769.4995
[6 empty] | SUBTRAN | -2079455.0615 | -987536.9673 | -252794.8918 | -2945.8752 | -96.5782 | -255837.3452 | -110180.2959 | -31230.3561 | -3199.0166 | 0 | -144609.6686 | -6170.5914 | -71318.9583 | -580946.0726 | 0 | -658435.6224 | -29902.3076 | -715.4326 | -30617.7402 | -491.0239 | -1542.4528 | -384.2411
[6 empty] | DISTPRI | 1932162.8797 | 1283919.6331 | 323241.6952 | 3772.1147 | 0 | 327013.8099 | 139390.7728 | 39570.0288 | 0 | 0 | 178960.8016 | 7949.9679 | 91952.4996 | 0 | 0 | 99902.4675 | 37828.3072 | 906.335 | 38734.6421 | 650.827 | 2385.7265 | 594.9718
[6 empty] | DISTSEC | 701440.6036 | 523696.7906 | 117562.9898 | 0 | 0 | 117562.9898 | 41442.1933 | 0 | 0 | 0 | 41442.1933 | 1834.2545 | 0 | 0 | 0 | 1834.2545 | 11533.9806 | 0 | 11533.9806 | 188.0763 | 4153.0098 | 1029.3086
[6 empty] | ENERGY | 844086.7187 | 306852.9386 | 99041.7437 | 1133.8401 | 28.7371 | 100204.3208 | 47928.0527 | 13378.1522 | 1059.1585 | 217.1226 | 62582.486 | 3193.6649 | 38166.8803 | 269821.9851 | 43241.5814 | 354424.1116 | 13000.2861 | 305.5526 | 13305.8387 | 298.5002 | 5136.3272 | 1282.1954
[6 empty] | CUSTOMER | 3740241.1681 | 2846656.6985 | 679180.1296 | 4663.8823 | 617.0007 | 684461.0127 | 10647.6963 | 3921.6316 | 1767.6476 | 755.47 | 17092.4456 | 152.5733 | 2426.1876 | 4582.4471 | 1133.4345 | 8294.6424 | 3614.7118 | 51.0873 | 3665.7991 | 216.054 | 155058.9283 | 24795.5875
|  | Total Adjustments to Per Books Schedule M |  | -4958687.0791 |  | TOTAL | -4958687.0791 | -977483.4565 | -286197.172 | -8018.8361 | 188.4269 | -294027.5812 | -394803.52 | -123602.2672 | -12182.5271 | -1520.3569 | -532108.6712 | -24518.8884 | -281947.0731 | -2598474.4725 | -315185.938 | -3220126.372 | -106161.5417 | -2886.0993 | -109047.641 | -1617.4316 | 151745.215 | 23978.8594
[6 empty] | PRODUCTION | -8538269.9651 | -4186680.2018 | -1059067.2969 | -12382.1076 | -305.0395 | -1071754.444 | -443127.0442 | -126200.4068 | -9986.9307 | -2108.065 | -581422.4467 | -26618.776 | -290191.3568 | -1938083.0547 | -304048.61 | -2558941.7975 | -120276.731 | -2903.5243 | -123180.2553 | -2097.0007 | -11370.3562 | -2823.4629
[6 empty] | BULKTRAN | -17103759.0509 | -8386707.1066 | -2121510.7907 | -24803.688 | -611.0514 | -2146925.5301 | -887666.7316 | -252803.1275 | -20005.6987 | -4222.8502 | -1164698.408 | -53322.41 | -581307.8136 | -3882344.5175 | -609066.4956 | -5126041.2366 | -240936.8918 | -5816.3047 | -246753.1965 | -4200.6864 | -22776.96 | -5655.9267
[6 empty] | SUBTRAN | -6599483.2613 | -3134106.5293 | -802285.0255 | -9349.206 | -306.5064 | -811940.7379 | -349674.7931 | -99114.5305 | -10152.591 | 0 | -458941.9146 | -19583.3588 | -226342.1223 | -1843725.2879 | 0 | -2089650.769 | -94899.7562 | -2270.5399 | -97170.2961 | -1558.3428 | -4895.2208 | -1219.4507
[6 empty] | DISTPRI | -5758615.1347 | -3826592.0068 | -963389.0278 | -11242.4047 | 0 | -974631.4325 | -415440.0347 | -117934.4502 | 0 | 0 | -533374.4849 | -23694.0716 | -274055.0816 | 0 | 0 | -297749.1532 | -112743.4258 | -2701.2393 | -115444.6651 | -1939.7237 | -7110.4156 | -1773.253
[6 empty] | DISTSEC | -2021194.0382 | -1509027.0304 | -338756.5718 | 0 | 0 | -338756.5718 | -119415.2628 | 0 | 0 | 0 | -119415.2628 | -5285.386 | 0 | 0 | 0 | -5285.386 | -33235.049 | 0 | -33235.049 | -541.9398 | -11966.8561 | -2965.9424
[6 empty] | ENERGY | 234808.3594 | 85360.4653 | 27551.4693 | 315.4121 | 7.9941 | 27874.8755 | 13332.6436 | 3721.5394 | 294.6371 | 60.3993 | 17409.2194 | 888.4149 | 10617.277 | 75059.1808 | 12028.9593 | 98593.8321 | 3616.4245 | 84.9987 | 3701.4232 | 83.0369 | 1428.8254 | 356.6816
[6 empty] | CUSTOMER | -8954854.9882 | -6672861.7549 | -1616254.0184 | -9825.0389 | -1264.8991 | -1627343.9564 | -24443.8788 | -8250.2139 | -3629.3363 | -1555.3576 | -37878.7867 | -347.8353 | -5092.05 | -9410.9579 | -2333.055 | -17183.8982 | -8340.1512 | -108.0767 | -8448.2279 | -503.137 | -512225.9843 | -78409.243
| Adjusted Schedule M |  |  | -48741368.0791 |  | TOTAL | -48741368.0791 | -27630614.1645 | -6873711.2616 | -67287.0331 | -2479.5024 | -6943477.7971 | -2226435.1016 | -600581.1896 | -43479.9195 | -7825.8736 | -2878322.0843 | -127963.4229 | -1366371.1472 | -7598504.637 | -903419.2013 | -9996258.4084 | -606815.5805 | -13714.686 | -620530.2666 | -10757.7936 | -568916.9675 | -92490.5971
[6 empty] | PRODUCTION | -1926883.6307 | -6532335.99 | 2087440.159 | 19137.4142 | -991.5807 | 2105585.9925 | 1947338.0434 | 787778.2483 | 12930.0833 | 150015.6043 | 2898061.9794 | 59449.2192 | 1150491.3773 | -2025993.253 | -460724.8117 | -1276777.4681 | 770828.2788 | 14997.828 | 785826.1068 | 13443.7032 | 58792.9169 | 20519.1287
[6 empty] | BULKTRAN | -8462591.0036 | -11299341.7071 | 1962259.4834 | 68238.0831 | 3163.5583 | 2033661.1248 | 2298422.7306 | 904257.7756 | 19941.5502 | -363160.8442 | 2859461.2122 | 48670.6229 | 1187959.0071 | -3446472.8707 | -901951.3771 | -3111794.6178 | 935013.3469 | 16359.6444 | 951372.9913 | 14888.6922 | 66044.1648 | 23117.1361
[6 empty] | SUBTRAN | -3077376.7948 | -4196579.1675 | 690080.45 | 24472.1432 | 1472.289 | 716024.8822 | 864142.9578 | 339149.0201 | 9345.0506 | 0 | 1212637.0285 | 16590.5999 | 439550.9552 | -1648665.9381 | 0 | -1192524.3829 | 353308.1808 | 6105.4546 | 359413.6354 | 5294.3569 | 13572.8142 | 4784.0384
[6 empty] | DISTPRI | 2015164.5898 | -5607783.1924 | 2353081.2311 | 50416.499 | 0 | 2403497.7301 | 2181918.1356 | 830250.332 | 0 | 0 | 3012168.4676 | 59493.4775 | 1219041.1669 | 0 | 0 | 1278534.6445 | 843353.6349 | 15612.2541 | 858965.889 | 13722.9333 | 41848.519 | 14209.5988
[6 empty] | DISTSEC | -410697.8571 | -2201556.0039 | 815709.4451 | 0 | 0 | 815709.4451 | 619402.2756 | 0 | 0 | 0 | 619402.2756 | 13089.6086 | 0 | 0 | 0 | 13089.6086 | 245738.584 | 0 | 245738.584 | 3792.0072 | 69617.432 | 23508.7944
[6 empty] | ENERGY | 670659.2324 | -938579.3977 | 581103.3761 | -14410.6031 | -1126.9098 | 565565.8632 | 523854.9276 | 250804.7894 | 1603.0911 | 304673.1546 | 1080935.9628 | 27192.3262 | 482973.059 | -802077.4394 | -60200.3368 | -352112.3909 | 203512.7437 | 4617.8513 | 208130.595 | 5624.0154 | 74136.0125 | 26958.5721
[6 empty] | CUSTOMER | -2080408.3315 | -9864508.3211 | 3870044.1547 | 40855.8827 | 4937.0945 | 3915837.1319 | 127669.769 | 59287.9973 | 8192.994 | -87887.0005 | 107263.7598 | 876.9912 | 23260.5786 | -7420.8791 | -3812.4899 | 12904.2008 | 62130.0558 | 637.5003 | 62767.5561 | 3559.2986 | 3047679.5647 | 634088.4774
|  |  | Kentucky Taxable Income Before Adjustments | -13272133.7955 |  | TOTAL | -13272133.7955 | -40640683.7796 | 12359718.2995 | 188709.4191 | 7454.4512 | 12555882.1698 | 8562748.8396 | 3171528.1627 | 52012.7692 | 3640.9143 | 11789930.6859 | 225362.8456 | 4503276.1442 | -7930630.3803 | -1426689.0154 | -4628680.406 | 3413884.8249 | 58330.5327 | 3472215.3576 | 60325.0068 | 3371691.4242 | 747185.746
[5 empty] | RB_GUP | PRODUCTION | -3182267.5134 | -1560402.3355 | -394721.1165 | -4614.8902 | -113.6902 | -399449.6969 | -165156.2674 | -47035.6942 | -3722.1926 | -785.6892 | -216699.8433 | -9920.9871 | -108156.1641 | -722335.8793 | -113320.8505 | -953733.881 | -44827.9025 | -1082.162 | -45910.0645 | -781.5655 | -4237.8041 | -1052.3226
[5 empty] | RB_GUP | BULKTRAN | -3370197.2163 | -1652552.3343 | -418031.483 | -4887.4239 | -120.4042 | -423039.311 | -174909.6172 | -49813.4003 | -3942.0077 | -832.0883 | -229497.1135 | -10506.8738 | -114543.3568 | -764993.6278 | -120013.0452 | -1010056.9036 | -47475.2269 | -1146.0693 | -48621.2963 | -827.7211 | -4488.0688 | -1114.4678
[5 empty] | RB_GUP | SUBTRAN | -1291971.1715 | -613559.4446 | -157062.1643 | -1830.2804 | -60.0043 | -158952.449 | -68455.3221 | -19403.5065 | -1987.5579 | 0 | -89846.3864 | -3833.8055 | -44310.6657 | -360943.399 | 0 | -409087.8702 | -18578.3863 | -444.5003 | -19022.8865 | -305.0745 | -958.3302 | -238.7301
[5 empty] | RB_GUP | DISTPRI | -2153351.2785 | -1430899.0265 | -360245.4663 | -4203.9355 | 0 | -364449.4018 | -155347.8239 | -44099.8909 | 0 | 0 | -199447.7148 | -8860.0572 | -102478.9548 | 0 | 0 | -111339.012 | -42158.782 | -1010.0896 | -43168.8716 | -725.3318 | -2658.8376 | -663.0825
[5 empty] | RB_GUP | DISTSEC | -761407.2964 | -568468.0292 | -127613.5396 | 0 | 0 | -127613.5396 | -44985.118 | 0 | 0 | 0 | -44985.118 | -1991.0664 | 0 | 0 | 0 | -1991.0664 | -12520.0294 | 0 | -12520.0294 | -204.155 | -4508.0538 | -1117.305
[5 empty] | RB_GUP | ENERGY | -143659.4186 | -52224.8648 | -16856.4189 | -192.974 | -4.8909 | -17054.2838 | -8157.1194 | -2276.8959 | -180.2636 | -36.9532 | -10651.2321 | -543.5461 | -6495.8158 | -45922.3782 | -7359.505 | -60321.2451 | -2212.5849 | -52.0036 | -2264.5885 | -50.8033 | -874.1777 | -218.2234
[5 empty] | RB_GUP | CUSTOMER | -3470333.1053 | -2594256.7845 | -626784.2663 | -3916.0045 | -508.259 | -631208.5297 | -9556.7021 | -3289.0036 | -1457.8899 | -624.4433 | -14928.0389 | -136.1925 | -2031.3896 | -3780.1626 | -936.7085 | -6884.4532 | -3257.2838 | -43.0058 | -3300.2896 | -196.1204 | -190267.8073 | -29291.0816
|  |  | Depreciation Adjustments (JWCA and Lookback) | -14373187 | RB_GUP | TOTAL | -14373187 | -8472362.8193 | -2101314.4549 | -19645.5084 | -807.2485 | -2121767.2119 | -626567.9701 | -165918.3914 | -11289.9116 | -2279.174 | -806055.4471 | -35792.5285 | -378016.3468 | -1897975.4469 | -241630.1092 | -2553414.4315 | -171030.1959 | -3777.8304 | -174808.0263 | -3090.7716 | -207993.0795 | -33695.2129
[5 empty] | RB_GUP | PRODUCTION | -1059025.757 | -519285.779 | -131359.1103 | -1535.7878 | -37.8349 | -132932.733 | -54962.2998 | -15652.9932 | -1238.7072 | -261.4693 | -72115.4694 | -3301.602 | -35993.2542 | -240385.9192 | -37712.0085 | -317392.7839 | -14918.2629 | -360.1323 | -15278.3952 | -260.0969 | -1410.2974 | -350.2021
[5 empty] | RB_GUP | BULKTRAN | -1121566.8209 | -549952.3467 | -139116.5595 | -1626.4842 | -40.0693 | -140783.1129 | -58208.1139 | -16577.3851 | -1311.8594 | -276.9104 | -76374.2688 | -3496.5791 | -38118.846 | -254581.9773 | -39939.1018 | -336136.5041 | -15799.2651 | -381.4 | -16180.6652 | -275.457 | -1493.5829 | -370.8834
[5 empty] | RB_GUP | SUBTRAN | -429954.6604 | -204186.2454 | -52268.6659 | -609.0984 | -19.9688 | -52897.7331 | -22781.2241 | -6457.2865 | -661.4387 | 0 | -29899.9493 | -1275.8509 | -14746.1319 | -120118.2348 | 0 | -136140.2175 | -6182.695 | -147.9251 | -6330.6201 | -101.5256 | -318.9224 | -79.4469
[5 empty] | RB_GUP | DISTPRI | -716613.0623 | -476188.4155 | -119885.97 | -1399.0263 | 0 | -121284.9963 | -51698.1511 | -14675.9882 | 0 | 0 | -66374.1393 | -2948.5355 | -34103.9376 | 0 | 0 | -37052.4731 | -14030.0072 | -336.1474 | -14366.1545 | -241.3829 | -884.8337 | -220.667
[5 empty] | RB_GUP | DISTSEC | -253388.4832 | -189180.2881 | -42468.4678 | 0 | 0 | -42468.4678 | -14970.5826 | 0 | 0 | 0 | -14970.5826 | -662.6063 | 0 | 0 | 0 | -662.6063 | -4166.5365 | 0 | -4166.5365 | -67.9407 | -1500.2337 | -371.8276
[5 empty] | RB_GUP | ENERGY | -47808.3706 | -17379.8955 | -5609.6421 | -64.2198 | -1.6276 | -5675.4895 | -2714.6051 | -757.7274 | -59.9899 | -12.2976 | -3544.62 | -180.8865 | -2161.7404 | -15282.4931 | -2449.1672 | -20074.2873 | -736.3254 | -17.3062 | -753.6317 | -16.9068 | -290.9173 | -72.6225
[5 empty] | RB_GUP | CUSTOMER | -1154891.0104 | -863341.8604 | -208587.3294 | -1303.2058 | -169.1433 | -210059.6786 | -3180.3718 | -1094.5464 | -485.1707 | -207.8083 | -4967.8972 | -45.3235 | -676.0255 | -1257.9991 | -311.7269 | -2291.0749 | -1083.9904 | -14.3119 | -1098.3023 | -65.2669 | -63319.1609 | -9747.7694
| Kentucky Taxable Income |  |  | -4783248.1649 | RB_GUP | TOTAL | -4783248.1649 | -2819514.8305 | -699295.7449 | -6537.8223 | -268.644 | -706102.2112 | -208515.3483 | -55215.9268 | -3757.166 | -758.4856 | -268246.9266 | -11911.3838 | -125799.9355 | -631626.6235 | -80412.0044 | -849749.9472 | -56917.0825 | -1257.2229 | -58174.3055 | -1028.5768 | -69217.9484 | -11213.4188
|  |  | Tax Factor (Tax Rate x Apportionment) | 5%
[6 empty] | PRODUCTION | -52951.2879 | -25964.289 | -6567.9555 | -76.7894 | -1.8917 | -6646.6366 | -2748.115 | -782.6497 | -61.9354 | -13.0735 | -3605.7735 | -165.0801 | -1799.6627 | -12019.296 | -1885.6004 | -15869.6392 | -745.9131 | -18.0066 | -763.9198 | -13.0048 | -70.5149 | -17.5101
[6 empty] | BULKTRAN | -56078.341 | -27497.6173 | -6955.828 | -81.3242 | -2.0035 | -7039.1556 | -2910.4057 | -828.8693 | -65.593 | -13.8455 | -3818.7134 | -174.829 | -1905.9423 | -12729.0989 | -1996.9551 | -16806.8252 | -789.9633 | -19.07 | -809.0333 | -13.7729 | -74.6791 | -18.5442
[6 empty] | SUBTRAN | -21497.733 | -10209.3123 | -2613.4333 | -30.4549 | -0.99844 | -2644.8867 | -1139.0612 | -322.8643 | -33.0719 | 0 | -1494.9975 | -63.7925 | -737.3066 | -6005.9117 | 0 | -6807.0109 | -309.1348 | -7.3963 | -316.531 | -5.0763 | -15.9461 | -3.9723
[6 empty] | DISTPRI | -35830.6531 | -23809.4208 | -5994.2985 | -69.9513 | 0 | -6064.2498 | -2584.9076 | -733.7994 | 0 | 0 | -3318.707 | -147.4268 | -1705.1969 | 0 | 0 | -1852.6237 | -701.5004 | -16.8074 | -718.3077 | -12.0691 | -44.2417 | -11.0333
[6 empty] | DISTSEC | -12669.4242 | -9459.0144 | -2123.4234 | 0 | 0 | -2123.4234 | -748.5291 | 0 | 0 | 0 | -748.5291 | -33.1303 | 0 | 0 | 0 | -33.1303 | -208.3268 | 0 | -208.3268 | -3.397 | -75.0117 | -18.5914
[6 empty] | ENERGY | -2390.4185 | -868.9948 | -280.4821 | -3.211 | -0.081382 | -283.7745 | -135.7303 | -37.8864 | -2.9995 | -0.61488 | -177.231 | -9.0443 | -108.087 | -764.1247 | -122.4584 | -1003.7144 | -36.8163 | -0.86531 | -37.6816 | -0.84534 | -14.5459 | -3.6311
[6 empty] | CUSTOMER | -57744.5505 | -43167.093 | -10429.3665 | -65.1603 | -8.4572 | -10502.9839 | -159.0186 | -54.7273 | -24.2585 | -10.3904 | -248.3949 | -2.2662 | -33.8013 | -62.9 | -15.5863 | -114.5537 | -54.1995 | -0.71559 | -54.9151 | -3.2633 | -3165.958 | -487.3885
| Kentucky Tax |  |  | -239162.4082 |  | TOTAL | -239162.4082 | -140975.7415 | -34964.7872 | -326.8911 | -13.4322 | -35305.1106 | -10425.7674 | -2760.7963 | -187.8583 | -37.9243 | -13412.3463 | -595.5692 | -6289.9968 | -31581.3312 | -4020.6002 | -42487.4974 | -2845.8541 | -62.8611 | -2908.7153 | -51.4288 | -3460.8974 | -560.6709
[6 empty] | PRODUCTION | -1926883.6307 | -6532335.99 | 2087440.159 | 19137.4142 | -991.5807 | 2105585.9925 | 1947338.0434 | 787778.2483 | 12930.0833 | 150015.6043 | 2898061.9794 | 59449.2192 | 1150491.3773 | -2025993.253 | -460724.8117 | -1276777.4681 | 770828.2788 | 14997.828 | 785826.1068 | 13443.7032 | 58792.9169 | 20519.1287
[6 empty] | BULKTRAN | -8462591.0036 | -11299341.7071 | 1962259.4834 | 68238.0831 | 3163.5583 | 2033661.1248 | 2298422.7306 | 904257.7756 | 19941.5502 | -363160.8442 | 2859461.2122 | 48670.6229 | 1187959.0071 | -3446472.8707 | -901951.3771 | -3111794.6178 | 935013.3469 | 16359.6444 | 951372.9913 | 14888.6922 | 66044.1648 | 23117.1361
[6 empty] | SUBTRAN | -3077376.7948 | -4196579.1675 | 690080.45 | 24472.1432 | 1472.289 | 716024.8822 | 864142.9578 | 339149.0201 | 9345.0506 | 0 | 1212637.0285 | 16590.5999 | 439550.9552 | -1648665.9381 | 0 | -1192524.3829 | 353308.1808 | 6105.4546 | 359413.6354 | 5294.3569 | 13572.8142 | 4784.0384
[6 empty] | DISTPRI | 2015164.5898 | -5607783.1924 | 2353081.2311 | 50416.499 | 0 | 2403497.7301 | 2181918.1356 | 830250.332 | 0 | 0 | 3012168.4676 | 59493.4775 | 1219041.1669 | 0 | 0 | 1278534.6445 | 843353.6349 | 15612.2541 | 858965.889 | 13722.9333 | 41848.519 | 14209.5988
[6 empty] | DISTSEC | -410697.8571 | -2201556.0039 | 815709.4451 | 0 | 0 | 815709.4451 | 619402.2756 | 0 | 0 | 0 | 619402.2756 | 13089.6086 | 0 | 0 | 0 | 13089.6086 | 245738.584 | 0 | 245738.584 | 3792.0072 | 69617.432 | 23508.7944
[6 empty] | ENERGY | 670659.2324 | -938579.3977 | 581103.3761 | -14410.6031 | -1126.9098 | 565565.8632 | 523854.9276 | 250804.7894 | 1603.0911 | 304673.1546 | 1080935.9628 | 27192.3262 | 482973.059 | -802077.4394 | -60200.3368 | -352112.3909 | 203512.7437 | 4617.8513 | 208130.595 | 5624.0154 | 74136.0125 | 26958.5721
[6 empty] | CUSTOMER | -2080408.3315 | -9864508.3211 | 3870044.1547 | 40855.8827 | 4937.0945 | 3915837.1319 | 127669.769 | 59287.9973 | 8192.994 | -87887.0005 | 107263.7598 | 876.9912 | 23260.5786 | -7420.8791 | -3812.4899 | 12904.2008 | 62130.0558 | 637.5003 | 62767.5561 | 3559.2986 | 3047679.5647 | 634088.4774
|  |  | West Virginia Taxable Income Before Adjustments | -13272133.7955 |  | TOTAL | -13272133.7955 | -40640683.7796 | 12359718.2995 | 188709.4191 | 7454.4512 | 12555882.1698 | 8562748.8396 | 3171528.1627 | 52012.7692 | 3640.9143 | 11789930.6859 | 225362.8456 | 4503276.1442 | -7930630.3803 | -1426689.0154 | -4628680.406 | 3413884.8249 | 58330.5327 | 3472215.3576 | 60325.0068 | 3371691.4242 | 747185.746
[5 empty] | RB_GUP | PRODUCTION | 0 | 0 | 0 | 0 | 0 | 0 | 0 | 0 | 0 | 0 | 0 | 0 | 0 | 0 | 0 | 0 | 0 | 0 | 0 | 0 | 0 | 0
[5 empty] | RB_GUP | BULKTRAN | 0 | 0 | 0 | 0 | 0 | 0 | 0 | 0 | 0 | 0 | 0 | 0 | 0 | 0 | 0 | 0 | 0 | 0 | 0 | 0 | 0 | 0
[5 empty] | RB_GUP | SUBTRAN | 0 | 0 | 0 | 0 | 0 | 0 | 0 | 0 | 0 | 0 | 0 | 0 | 0 | 0 | 0 | 0 | 0 | 0 | 0 | 0 | 0 | 0
[5 empty] | RB_GUP | DISTPRI | 0 | 0 | 0 | 0 | 0 | 0 | 0 | 0 | 0 | 0 | 0 | 0 | 0 | 0 | 0 | 0 | 0 | 0 | 0 | 0 | 0 | 0
[5 empty] | RB_GUP | DISTSEC | 0 | 0 | 0 | 0 | 0 | 0 | 0 | 0 | 0 | 0 | 0 | 0 | 0 | 0 | 0 | 0 | 0 | 0 | 0 | 0 | 0 | 0
[5 empty] | RB_GUP | ENERGY | 0 | 0 | 0 | 0 | 0 | 0 | 0 | 0 | 0 | 0 | 0 | 0 | 0 | 0 | 0 | 0 | 0 | 0 | 0 | 0 | 0 | 0
[5 empty] | RB_GUP | CUSTOMER | 0 | 0 | 0 | 0 | 0 | 0 | 0 | 0 | 0 | 0 | 0 | 0 | 0 | 0 | 0 | 0 | 0 | 0 | 0 | 0 | 0 | 0
|  |  | Tax Depreciation Lookback | 0 | RB_GUP | TOTAL | 0 | 0 | 0 | 0 | 0 | 0 | 0 | 0 | 0 | 0 | 0 | 0 | 0 | 0 | 0 | 0 | 0 | 0 | 0 | 0 | 0 | 0
[6 empty] | PRODUCTION | -1926883.6307 | -6532335.99 | 2087440.159 | 19137.4142 | -991.5807 | 2105585.9925 | 1947338.0434 | 787778.2483 | 12930.0833 | 150015.6043 | 2898061.9794 | 59449.2192 | 1150491.3773 | -2025993.253 | -460724.8117 | -1276777.4681 | 770828.2788 | 14997.828 | 785826.1068 | 13443.7032 | 58792.9169 | 20519.1287
[6 empty] | BULKTRAN | -8462591.0036 | -11299341.7071 | 1962259.4834 | 68238.0831 | 3163.5583 | 2033661.1248 | 2298422.7306 | 904257.7756 | 19941.5502 | -363160.8442 | 2859461.2122 | 48670.6229 | 1187959.0071 | -3446472.8707 | -901951.3771 | -3111794.6178 | 935013.3469 | 16359.6444 | 951372.9913 | 14888.6922 | 66044.1648 | 23117.1361
[6 empty] | SUBTRAN | -3077376.7948 | -4196579.1675 | 690080.45 | 24472.1432 | 1472.289 | 716024.8822 | 864142.9578 | 339149.0201 | 9345.0506 | 0 | 1212637.0285 | 16590.5999 | 439550.9552 | -1648665.9381 | 0 | -1192524.3829 | 353308.1808 | 6105.4546 | 359413.6354 | 5294.3569 | 13572.8142 | 4784.0384
[6 empty] | DISTPRI | 2015164.5898 | -5607783.1924 | 2353081.2311 | 50416.499 | 0 | 2403497.7301 | 2181918.1356 | 830250.332 | 0 | 0 | 3012168.4676 | 59493.4775 | 1219041.1669 | 0 | 0 | 1278534.6445 | 843353.6349 | 15612.2541 | 858965.889 | 13722.9333 | 41848.519 | 14209.5988
[6 empty] | DISTSEC | -410697.8571 | -2201556.0039 | 815709.4451 | 0 | 0 | 815709.4451 | 619402.2756 | 0 | 0 | 0 | 619402.2756 | 13089.6086 | 0 | 0 | 0 | 13089.6086 | 245738.584 | 0 | 245738.584 | 3792.0072 | 69617.432 | 23508.7944
[6 empty] | ENERGY | 670659.2324 | -938579.3977 | 581103.3761 | -14410.6031 | -1126.9098 | 565565.8632 | 523854.9276 | 250804.7894 | 1603.0911 | 304673.1546 | 1080935.9628 | 27192.3262 | 482973.059 | -802077.4394 | -60200.3368 | -352112.3909 | 203512.7437 | 4617.8513 | 208130.595 | 5624.0154 | 74136.0125 | 26958.5721
[6 empty] | CUSTOMER | -2080408.3315 | -9864508.3211 | 3870044.1547 | 40855.8827 | 4937.0945 | 3915837.1319 | 127669.769 | 59287.9973 | 8192.994 | -87887.0005 | 107263.7598 | 876.9912 | 23260.5786 | -7420.8791 | -3812.4899 | 12904.2008 | 62130.0558 | 637.5003 | 62767.5561 | 3559.2986 | 3047679.5647 | 634088.4774
| West Virginia Taxable Income |  |  | -13272133.7955 |  | TOTAL | -13272133.7955 | -40640683.7796 | 12359718.2995 | 188709.4191 | 7454.4512 | 12555882.1698 | 8562748.8396 | 3171528.1627 | 52012.7692 | 3640.9143 | 11789930.6859 | 225362.8456 | 4503276.1442 | -7930630.3803 | -1426689.0154 | -4628680.406 | 3413884.8249 | 58330.5327 | 3472215.3576 | 60325.0068 | 3371691.4242 | 747185.746
|  |  | Apportionment Factor | 0.78%
[6 empty] | PRODUCTION | -15029.6923 | -50952.2207 | 16282.0332 | 149.2718 | -7.7343 | 16423.5707 | 15189.2367 | 6144.6703 | 100.8547 | 1170.1217 | 22604.8834 | 463.7039 | 8973.8327 | -15802.7474 | -3593.6535 | -9958.8643 | 6012.4606 | 116.9831 | 6129.4436 | 104.8609 | 458.5848 | 160.0492
[6 empty] | BULKTRAN | -66008.2098 | -88134.8653 | 15305.624 | 532.257 | 24.6758 | 15862.5568 | 17927.6973 | 7053.2106 | 155.5441 | -2832.6546 | 22303.7975 | 379.6309 | 9266.0803 | -26882.4884 | -7035.2207 | -24271.998 | 7293.1041 | 127.6052 | 7420.7093 | 116.1318 | 515.1445 | 180.3137
[6 empty] | SUBTRAN | -24003.539 | -32733.3175 | 5382.6275 | 190.8827 | 11.4839 | 5584.9941 | 6740.3151 | 2645.3624 | 72.8914 | 0 | 9458.5688 | 129.4067 | 3428.4975 | -12859.5943 | 0 | -9301.6902 | 2755.8038 | 47.6225 | 2803.4264 | 41.296 | 105.868 | 37.3155
[6 empty] | DISTPRI | 15718.2838 | -43740.7089 | 18354.0336 | 393.2487 | 0 | 18747.2823 | 17018.9615 | 6475.9526 | 0 | 0 | 23494.914 | 464.0491 | 9508.5211 | 0 | 0 | 9972.5702 | 6578.1584 | 121.7756 | 6699.9339 | 107.0389 | 326.4184 | 110.8349
[6 empty] | DISTSEC | -3203.4433 | -17172.1368 | 6362.5337 | 0 | 0 | 6362.5337 | 4831.3377 | 0 | 0 | 0 | 4831.3377 | 102.0989 | 0 | 0 | 0 | 102.0989 | 1916.761 | 0 | 1916.761 | 29.5777 | 543.016 | 183.3686
[6 empty] | ENERGY | 5231.142 | -7320.9193 | 4532.6063 | -112.4027 | -8.7899 | 4411.4137 | 4086.0684 | 1956.2774 | 12.5041 | 2376.4506 | 8431.3005 | 212.1001 | 3767.1899 | -6256.204 | -469.5626 | -2746.4766 | 1587.3994 | 36.0192 | 1623.4186 | 43.8673 | 578.2609 | 210.2769
[6 empty] | CUSTOMER | -16227.185 | -76943.1649 | 30186.3444 | 318.6759 | 38.5093 | 30543.5296 | 995.8242 | 462.4464 | 63.9054 | -685.5186 | 836.6573 | 6.8405 | 181.4325 | -57.8829 | -29.7374 | 100.6528 | 484.6144 | 4.9725 | 489.5869 | 27.7625 | 23771.9006 | 4945.8901
| Apportioned West Virginia Taxable Income |  |  | -103522.6436 |  | TOTAL | -103522.6436 | -316997.3335 | 96405.8027 | 1471.9335 | 58.1447 | 97935.8809 | 66789.4409 | 24737.9197 | 405.6996 | 28.3991 | 91961.4593 | 1757.8302 | 35125.5539 | -61858.917 | -11128.1743 | -36103.7072 | 26628.3016 | 454.9782 | 27083.2798 | 470.5351 | 26299.1931 | 5828.0488
[5 empty] | RB_GUP | PRODUCTION | 0 | 0 | 0 | 0 | 0 | 0 | 0 | 0 | 0 | 0 | 0 | 0 | 0 | 0 | 0 | 0 | 0 | 0 | 0 | 0 | 0 | 0
[5 empty] | RB_GUP | BULKTRAN | 0 | 0 | 0 | 0 | 0 | 0 | 0 | 0 | 0 | 0 | 0 | 0 | 0 | 0 | 0 | 0 | 0 | 0 | 0 | 0 | 0 | 0
[5 empty] | RB_GUP | SUBTRAN | 0 | 0 | 0 | 0 | 0 | 0 | 0 | 0 | 0 | 0 | 0 | 0 | 0 | 0 | 0 | 0 | 0 | 0 | 0 | 0 | 0 | 0
[5 empty] | RB_GUP | DISTPRI | 0 | 0 | 0 | 0 | 0 | 0 | 0 | 0 | 0 | 0 | 0 | 0 | 0 | 0 | 0 | 0 | 0 | 0 | 0 | 0 | 0 | 0
[5 empty] | RB_GUP | DISTSEC | 0 | 0 | 0 | 0 | 0 | 0 | 0 | 0 | 0 | 0 | 0 | 0 | 0 | 0 | 0 | 0 | 0 | 0 | 0 | 0 | 0 | 0
[5 empty] | RB_GUP | ENERGY | 0 | 0 | 0 | 0 | 0 | 0 | 0 | 0 | 0 | 0 | 0 | 0 | 0 | 0 | 0 | 0 | 0 | 0 | 0 | 0 | 0 | 0
[5 empty] | RB_GUP | CUSTOMER | 0 | 0 | 0 | 0 | 0 | 0 | 0 | 0 | 0 | 0 | 0 | 0 | 0 | 0 | 0 | 0 | 0 | 0 | 0 | 0 | 0 | 0
|  |  | Post Apportionment Schedule M Adjustments | 0 | RB_GUP | TOTAL | 0 | 0 | 0 | 0 | 0 | 0 | 0 | 0 | 0 | 0 | 0 | 0 | 0 | 0 | 0 | 0 | 0 | 0 | 0 | 0 | 0 | 0
[6 empty] | PRODUCTION | -15029.6923 | -50952.2207 | 16282.0332 | 149.2718 | -7.7343 | 16423.5707 | 15189.2367 | 6144.6703 | 100.8547 | 1170.1217 | 22604.8834 | 463.7039 | 8973.8327 | -15802.7474 | -3593.6535 | -9958.8643 | 6012.4606 | 116.9831 | 6129.4436 | 104.8609 | 458.5848 | 160.0492
[6 empty] | BULKTRAN | -66008.2098 | -88134.8653 | 15305.624 | 532.257 | 24.6758 | 15862.5568 | 17927.6973 | 7053.2106 | 155.5441 | -2832.6546 | 22303.7975 | 379.6309 | 9266.0803 | -26882.4884 | -7035.2207 | -24271.998 | 7293.1041 | 127.6052 | 7420.7093 | 116.1318 | 515.1445 | 180.3137
[6 empty] | SUBTRAN | -24003.539 | -32733.3175 | 5382.6275 | 190.8827 | 11.4839 | 5584.9941 | 6740.3151 | 2645.3624 | 72.8914 | 0 | 9458.5688 | 129.4067 | 3428.4975 | -12859.5943 | 0 | -9301.6902 | 2755.8038 | 47.6225 | 2803.4264 | 41.296 | 105.868 | 37.3155
[6 empty] | DISTPRI | 15718.2838 | -43740.7089 | 18354.0336 | 393.2487 | 0 | 18747.2823 | 17018.9615 | 6475.9526 | 0 | 0 | 23494.914 | 464.0491 | 9508.5211 | 0 | 0 | 9972.5702 | 6578.1584 | 121.7756 | 6699.9339 | 107.0389 | 326.4184 | 110.8349
[6 empty] | DISTSEC | -3203.4433 | -17172.1368 | 6362.5337 | 0 | 0 | 6362.5337 | 4831.3377 | 0 | 0 | 0 | 4831.3377 | 102.0989 | 0 | 0 | 0 | 102.0989 | 1916.761 | 0 | 1916.761 | 29.5777 | 543.016 | 183.3686
[6 empty] | ENERGY | 5231.142 | -7320.9193 | 4532.6063 | -112.4027 | -8.7899 | 4411.4137 | 4086.0684 | 1956.2774 | 12.5041 | 2376.4506 | 8431.3005 | 212.1001 | 3767.1899 | -6256.204 | -469.5626 | -2746.4766 | 1587.3994 | 36.0192 | 1623.4186 | 43.8673 | 578.2609 | 210.2769
[6 empty] | CUSTOMER | -16227.185 | -76943.1649 | 30186.3444 | 318.6759 | 38.5093 | 30543.5296 | 995.8242 | 462.4464 | 63.9054 | -685.5186 | 836.6573 | 6.8405 | 181.4325 | -57.8829 | -29.7374 | 100.6528 | 484.6144 | 4.9725 | 489.5869 | 27.7625 | 23771.9006 | 4945.8901
| Post Apportionment Taxable Income |  |  | -103522.6436 |  | TOTAL | -103522.6436 | -316997.3335 | 96405.8027 | 1471.9335 | 58.1447 | 97935.8809 | 66789.4409 | 24737.9197 | 405.6996 | 28.3991 | 91961.4593 | 1757.8302 | 35125.5539 | -61858.917 | -11128.1743 | -36103.7072 | 26628.3016 | 454.9782 | 27083.2798 | 470.5351 | 26299.1931 | 5828.0488
|  |  | Tax Rate | 6.5%
[6 empty] | PRODUCTION | -976.93 | -3311.8943 | 1058.3322 | 9.7027 | -0.50273 | 1067.5321 | 987.3004 | 399.4036 | 6.5556 | 76.0579 | 1469.3174 | 30.1408 | 583.2991 | -1027.1786 | -233.5875 | -647.3262 | 390.8099 | 7.6039 | 398.4138 | 6.816 | 29.808 | 10.4032
[6 empty] | BULKTRAN | -4290.5336 | -5728.7662 | 994.8656 | 34.5967 | 1.6039 | 1031.0662 | 1165.3003 | 458.4587 | 10.1104 | -184.1225 | 1449.7468 | 24.676 | 602.2952 | -1747.3617 | -457.2893 | -1577.6799 | 474.0518 | 8.2943 | 482.3461 | 7.5486 | 33.4844 | 11.7204
[6 empty] | SUBTRAN | -1560.23 | -2127.6656 | 349.8708 | 12.4074 | 0.74645 | 363.0246 | 438.1205 | 171.9486 | 4.7379 | 0 | 614.807 | 8.4114 | 222.8523 | -835.8736 | 0 | -604.6099 | 179.1272 | 3.0955 | 182.2227 | 2.6842 | 6.8814 | 2.4255
[6 empty] | DISTPRI | 1021.6884 | -2843.1461 | 1193.0122 | 25.5612 | 0 | 1218.5733 | 1106.2325 | 420.9369 | 0 | 0 | 1527.1694 | 30.1632 | 618.0539 | 0 | 0 | 648.2171 | 427.5803 | 7.9154 | 435.4957 | 6.9575 | 21.2172 | 7.2043
[6 empty] | DISTSEC | -208.2238 | -1116.1889 | 413.5647 | 0 | 0 | 413.5647 | 314.037 | 0 | 0 | 0 | 314.037 | 6.6364 | 0 | 0 | 0 | 6.6364 | 124.5895 | 0 | 124.5895 | 1.9225 | 35.296 | 11.919
[6 empty] | ENERGY | 340.0242 | -475.8598 | 294.6194 | -7.3062 | -0.57134 | 286.7419 | 265.5944 | 127.158 | 0.81277 | 154.4693 | 548.0345 | 13.7865 | 244.8673 | -406.6533 | -30.5216 | -178.521 | 103.181 | 2.3413 | 105.5222 | 2.8514 | 37.587 | 13.668
[6 empty] | CUSTOMER | -1054.767 | -5001.3057 | 1962.1124 | 20.7139 | 2.5031 | 1985.3294 | 64.7286 | 30.059 | 4.1538 | -44.5587 | 54.3827 | 0.44463 | 11.7931 | -3.7624 | -1.9329 | 6.5424 | 31.4999 | 0.32321 | 31.8232 | 1.8046 | 1545.1735 | 321.4829
| West Virginia Tax |  |  | -6728.9718 |  | TOTAL | -6728.9718 | -20604.8267 | 6266.3772 | 95.6757 | 3.7794 | 6365.8323 | 4341.3137 | 1607.9648 | 26.3705 | 1.8459 | 5977.4949 | 114.259 | 2283.161 | -4020.8296 | -723.3313 | -2346.741 | 1730.8396 | 29.5736 | 1760.4132 | 30.5848 | 1709.4476 | 378.8232
[6 empty] | PRODUCTION | -1926883.6307 | -6532335.99 | 2087440.159 | 19137.4142 | -991.5807 | 2105585.9925 | 1947338.0434 | 787778.2483 | 12930.0833 | 150015.6043 | 2898061.9794 | 59449.2192 | 1150491.3773 | -2025993.253 | -460724.8117 | -1276777.4681 | 770828.2788 | 14997.828 | 785826.1068 | 13443.7032 | 58792.9169 | 20519.1287
[6 empty] | BULKTRAN | -8462591.0036 | -11299341.7071 | 1962259.4834 | 68238.0831 | 3163.5583 | 2033661.1248 | 2298422.7306 | 904257.7756 | 19941.5502 | -363160.8442 | 2859461.2122 | 48670.6229 | 1187959.0071 | -3446472.8707 | -901951.3771 | -3111794.6178 | 935013.3469 | 16359.6444 | 951372.9913 | 14888.6922 | 66044.1648 | 23117.1361
[6 empty] | SUBTRAN | -3077376.7948 | -4196579.1675 | 690080.45 | 24472.1432 | 1472.289 | 716024.8822 | 864142.9578 | 339149.0201 | 9345.0506 | 0 | 1212637.0285 | 16590.5999 | 439550.9552 | -1648665.9381 | 0 | -1192524.3829 | 353308.1808 | 6105.4546 | 359413.6354 | 5294.3569 | 13572.8142 | 4784.0384
[6 empty] | DISTPRI | 2015164.5898 | -5607783.1924 | 2353081.2311 | 50416.499 | 0 | 2403497.7301 | 2181918.1356 | 830250.332 | 0 | 0 | 3012168.4676 | 59493.4775 | 1219041.1669 | 0 | 0 | 1278534.6445 | 843353.6349 | 15612.2541 | 858965.889 | 13722.9333 | 41848.519 | 14209.5988
[6 empty] | DISTSEC | -410697.8571 | -2201556.0039 | 815709.4451 | 0 | 0 | 815709.4451 | 619402.2756 | 0 | 0 | 0 | 619402.2756 | 13089.6086 | 0 | 0 | 0 | 13089.6086 | 245738.584 | 0 | 245738.584 | 3792.0072 | 69617.432 | 23508.7944
[6 empty] | ENERGY | 670659.2324 | -938579.3977 | 581103.3761 | -14410.6031 | -1126.9098 | 565565.8632 | 523854.9276 | 250804.7894 | 1603.0911 | 304673.1546 | 1080935.9628 | 27192.3262 | 482973.059 | -802077.4394 | -60200.3368 | -352112.3909 | 203512.7437 | 4617.8513 | 208130.595 | 5624.0154 | 74136.0125 | 26958.5721
[6 empty] | CUSTOMER | -2080408.3315 | -9864508.3211 | 3870044.1547 | 40855.8827 | 4937.0945 | 3915837.1319 | 127669.769 | 59287.9973 | 8192.994 | -87887.0005 | 107263.7598 | 876.9912 | 23260.5786 | -7420.8791 | -3812.4899 | 12904.2008 | 62130.0558 | 637.5003 | 62767.5561 | 3559.2986 | 3047679.5647 | 634088.4774
|  |  | Illinois Taxable Income Before Depreciation Adjustment | -13272133.7955 |  | TOTAL | -13272133.7955 | -40640683.7796 | 12359718.2995 | 188709.4191 | 7454.4512 | 12555882.1698 | 8562748.8396 | 3171528.1627 | 52012.7692 | 3640.9143 | 11789930.6859 | 225362.8456 | 4503276.1442 | -7930630.3803 | -1426689.0154 | -4628680.406 | 3413884.8249 | 58330.5327 | 3472215.3576 | 60325.0068 | 3371691.4242 | 747185.746
[5 empty] | RB_GUP | PRODUCTION | -2739591.3667 | -1343339.2225 | -339812.5891 | -3972.926 | -97.875 | -343883.3902 | -142181.8506 | -40492.6931 | -3204.409 | -676.3942 | -186555.3469 | -8540.9069 | -93110.869 | -621853.7978 | -97557.1106 | -821062.6843 | -38592.021 | -931.6255 | -39523.6465 | -672.8442 | -3648.2952 | -905.937
[5 empty] | RB_GUP | BULKTRAN | -2901378.7054 | -1422670.498 | -359880.3171 | -4207.5483 | -103.6551 | -364191.5205 | -150578.4398 | -42884.0004 | -3393.6463 | -716.3389 | -197572.4254 | -9045.2926 | -98609.5575 | -658577.5487 | -103318.3732 | -869550.772 | -40871.0837 | -986.6429 | -41857.7266 | -712.5792 | -3863.7463 | -959.4373
[5 empty] | RB_GUP | SUBTRAN | -1112248.7511 | -528208.9423 | -135213.6951 | -1575.6753 | -51.6573 | -136841.0277 | -58932.6977 | -16704.3401 | -1711.0744 | 0 | -77348.1121 | -3300.4957 | -38146.7356 | -310733.5935 | 0 | -352180.8248 | -15994 | -382.6671 | -16376.6671 | -262.6365 | -825.0196 | -205.521
[5 empty] | RB_GUP | DISTPRI | -1853804.7312 | -1231850.7489 | -310132.7482 | -3619.138 | 0 | -313751.8863 | -133737.8317 | -37965.281 | 0 | 0 | -171703.1127 | -7627.5599 | -88223.4001 | 0 | 0 | -95850.96 | -36294.1942 | -869.5789 | -37163.7731 | -624.4329 | -2288.9743 | -570.843
[5 empty] | RB_GUP | DISTSEC | -655490.1017 | -489390.0649 | -109861.5845 | 0 | 0 | -109861.5845 | -38727.3667 | 0 | 0 | 0 | -38727.3667 | -1714.0948 | 0 | 0 | 0 | -1714.0948 | -10778.4039 | 0 | -10778.4039 | -175.7556 | -3880.9513 | -961.8799
[5 empty] | RB_GUP | ENERGY | -123675.3671 | -44960.013 | -14511.5706 | -166.13 | -4.2106 | -14681.9111 | -7022.4059 | -1960.1634 | -155.1876 | -31.8128 | -9169.5696 | -467.935 | -5592.2014 | -39534.2473 | -6335.7453 | -51930.1289 | -1904.7985 | -44.7695 | -1949.568 | -43.7362 | -752.5733 | -187.8669
[5 empty] | RB_GUP | CUSTOMER | -2987584.9768 | -2233377.1313 | -539594.0968 | -3371.2603 | -437.5565 | -543402.9136 | -8227.2966 | -2831.4797 | -1255.087 | -537.5788 | -12851.4421 | -117.2472 | -1748.8088 | -3254.315 | -806.4057 | -5926.7766 | -2804.1724 | -37.0234 | -2841.1957 | -168.8387 | -163800.1959 | -25216.4829
|  |  | Depreciation Adjustments (JWCA and Lookback) | -12373774 | RB_GUP | TOTAL | -12373774 | -7293796.6209 | -1809006.6015 | -16912.6779 | -694.9545 | -1826614.2339 | -539407.889 | -142837.9577 | -9719.4042 | -1962.1246 | -693927.3756 | -30813.5321 | -325431.5723 | -1633953.5023 | -208017.6347 | -2198216.2414 | -147238.6737 | -3252.3072 | -150490.9809 | -2660.8232 | -179059.7561 | -29007.968
[6 empty] | PRODUCTION | -4666474.9974 | -7875675.2124 | 1747627.5699 | 15164.4882 | -1089.4558 | 1761702.6023 | 1805156.1928 | 747285.5552 | 9725.6744 | 149339.2101 | 2711506.6324 | 50908.3123 | 1057380.5084 | -2647847.0508 | -558281.9222 | -2097840.1524 | 732236.2578 | 14066.2025 | 746302.4603 | 12770.859 | 55144.6217 | 19613.1917
[6 empty] | BULKTRAN | -11363969.709 | -12722012.2051 | 1602379.1663 | 64030.5348 | 3059.9032 | 1669469.6043 | 2147844.2908 | 861373.7751 | 16547.9039 | -363877.183 | 2661888.7868 | 39625.3303 | 1089349.4496 | -4105050.4194 | -1005269.7502 | -3981345.3898 | 894142.2632 | 15373.0015 | 909515.2647 | 14176.113 | 62180.4184 | 22157.6988
[6 empty] | SUBTRAN | -4189625.5459 | -4724788.1098 | 554866.7548 | 22896.468 | 1420.6317 | 579183.8545 | 805210.2601 | 322444.68 | 7633.9762 | 0 | 1135288.9164 | 13290.1042 | 401404.2197 | -1959399.5315 | 0 | -1544705.2077 | 337314.1808 | 5722.7875 | 343036.9683 | 5031.7204 | 12747.7946 | 4578.5174
[6 empty] | DISTPRI | 161359.8586 | -6839633.9413 | 2042948.4829 | 46797.3609 | 0 | 2089745.8438 | 2048180.3039 | 792285.051 | 0 | 0 | 2840465.3549 | 51865.9176 | 1130817.7669 | 0 | 0 | 1182683.6845 | 807059.4407 | 14742.6752 | 821802.1158 | 13098.5003 | 39559.5447 | 13638.7558
[6 empty] | DISTSEC | -1066187.9587 | -2690946.0688 | 705847.8605 | 0 | 0 | 705847.8605 | 580674.9088 | 0 | 0 | 0 | 580674.9088 | 11375.5138 | 0 | 0 | 0 | 11375.5138 | 234960.1801 | 0 | 234960.1801 | 3616.2516 | 65736.4807 | 22546.9145
[6 empty] | ENERGY | 546983.8653 | -983539.4107 | 566591.8055 | -14576.733 | -1131.1204 | 550883.9521 | 516832.5218 | 248844.626 | 1447.9035 | 304641.3419 | 1071766.3931 | 26724.3913 | 477380.8576 | -841611.6867 | -66536.0821 | -404042.5199 | 201607.9452 | 4573.0818 | 206181.027 | 5580.2793 | 73383.4392 | 26770.7051
[6 empty] | CUSTOMER | -5067993.3083 | -12097885.4524 | 3330450.0579 | 37484.6224 | 4499.538 | 3372434.2183 | 119442.4724 | 56456.5176 | 6937.9071 | -88424.5792 | 94412.3178 | 759.7441 | 21511.7698 | -10675.1941 | -4618.8956 | 6977.4242 | 59325.8834 | 600.4769 | 59926.3603 | 3390.46 | 2883879.3688 | 608871.9946
| Illinois Taxable Income |  |  | -25645907.7955 |  | TOTAL | -25645907.7955 | -47934480.4006 | 10550711.6979 | 171796.7413 | 6759.4967 | 10729267.9359 | 8023340.9506 | 3028690.205 | 42293.365 | 1678.7897 | 11096003.3103 | 194549.3135 | 4177844.5719 | -9564583.8826 | -1634706.6501 | -6826896.6473 | 3266646.1512 | 55078.2255 | 3321724.3766 | 57664.1836 | 3192631.668 | 718177.778
| Apportionment Factor |  |  | 0%
[6 empty] | PRODUCTION | 0 | 0 | 0 | 0 | 0 | 0 | 0 | 0 | 0 | 0 | 0 | 0 | 0 | 0 | 0 | 0 | 0 | 0 | 0 | 0 | 0 | 0
[6 empty] | BULKTRAN | 0 | 0 | 0 | 0 | 0 | 0 | 0 | 0 | 0 | 0 | 0 | 0 | 0 | 0 | 0 | 0 | 0 | 0 | 0 | 0 | 0 | 0
[6 empty] | SUBTRAN | 0 | 0 | 0 | 0 | 0 | 0 | 0 | 0 | 0 | 0 | 0 | 0 | 0 | 0 | 0 | 0 | 0 | 0 | 0 | 0 | 0 | 0
[6 empty] | DISTPRI | 0 | 0 | 0 | 0 | 0 | 0 | 0 | 0 | 0 | 0 | 0 | 0 | 0 | 0 | 0 | 0 | 0 | 0 | 0 | 0 | 0 | 0
[6 empty] | DISTSEC | 0 | 0 | 0 | 0 | 0 | 0 | 0 | 0 | 0 | 0 | 0 | 0 | 0 | 0 | 0 | 0 | 0 | 0 | 0 | 0 | 0 | 0
[6 empty] | ENERGY | 0 | 0 | 0 | 0 | 0 | 0 | 0 | 0 | 0 | 0 | 0 | 0 | 0 | 0 | 0 | 0 | 0 | 0 | 0 | 0 | 0 | 0
[6 empty] | CUSTOMER | 0 | 0 | 0 | 0 | 0 | 0 | 0 | 0 | 0 | 0 | 0 | 0 | 0 | 0 | 0 | 0 | 0 | 0 | 0 | 0 | 0 | 0
| Apportioned Illinois State Taxable Income |  |  | 0 |  | TOTAL | 0 | 0 | 0 | 0 | 0 | 0 | 0 | 0 | 0 | 0 | 0 | 0 | 0 | 0 | 0 | 0 | 0 | 0 | 0 | 0 | 0 | 0
[5 empty] | RB_GUP | PRODUCTION | 0 | 0 | 0 | 0 | 0 | 0 | 0 | 0 | 0 | 0 | 0 | 0 | 0 | 0 | 0 | 0 | 0 | 0 | 0 | 0 | 0 | 0
[5 empty] | RB_GUP | BULKTRAN | 0 | 0 | 0 | 0 | 0 | 0 | 0 | 0 | 0 | 0 | 0 | 0 | 0 | 0 | 0 | 0 | 0 | 0 | 0 | 0 | 0 | 0
[5 empty] | RB_GUP | SUBTRAN | 0 | 0 | 0 | 0 | 0 | 0 | 0 | 0 | 0 | 0 | 0 | 0 | 0 | 0 | 0 | 0 | 0 | 0 | 0 | 0 | 0 | 0
[5 empty] | RB_GUP | DISTPRI | 0 | 0 | 0 | 0 | 0 | 0 | 0 | 0 | 0 | 0 | 0 | 0 | 0 | 0 | 0 | 0 | 0 | 0 | 0 | 0 | 0 | 0
[5 empty] | RB_GUP | DISTSEC | 0 | 0 | 0 | 0 | 0 | 0 | 0 | 0 | 0 | 0 | 0 | 0 | 0 | 0 | 0 | 0 | 0 | 0 | 0 | 0 | 0 | 0
[5 empty] | RB_GUP | ENERGY | 0 | 0 | 0 | 0 | 0 | 0 | 0 | 0 | 0 | 0 | 0 | 0 | 0 | 0 | 0 | 0 | 0 | 0 | 0 | 0 | 0 | 0
[5 empty] | RB_GUP | CUSTOMER | 0 | 0 | 0 | 0 | 0 | 0 | 0 | 0 | 0 | 0 | 0 | 0 | 0 | 0 | 0 | 0 | 0 | 0 | 0 | 0 | 0 | 0
|  |  | Post Apportionment Schedule M Adjustments | 0 | RB_GUP | TOTAL | 0 | 0 | 0 | 0 | 0 | 0 | 0 | 0 | 0 | 0 | 0 | 0 | 0 | 0 | 0 | 0 | 0 | 0 | 0 | 0 | 0 | 0
[6 empty] | PRODUCTION | 0 | 0 | 0 | 0 | 0 | 0 | 0 | 0 | 0 | 0 | 0 | 0 | 0 | 0 | 0 | 0 | 0 | 0 | 0 | 0 | 0 | 0
[6 empty] | BULKTRAN | 0 | 0 | 0 | 0 | 0 | 0 | 0 | 0 | 0 | 0 | 0 | 0 | 0 | 0 | 0 | 0 | 0 | 0 | 0 | 0 | 0 | 0
[6 empty] | SUBTRAN | 0 | 0 | 0 | 0 | 0 | 0 | 0 | 0 | 0 | 0 | 0 | 0 | 0 | 0 | 0 | 0 | 0 | 0 | 0 | 0 | 0 | 0
[6 empty] | DISTPRI | 0 | 0 | 0 | 0 | 0 | 0 | 0 | 0 | 0 | 0 | 0 | 0 | 0 | 0 | 0 | 0 | 0 | 0 | 0 | 0 | 0 | 0
[6 empty] | DISTSEC | 0 | 0 | 0 | 0 | 0 | 0 | 0 | 0 | 0 | 0 | 0 | 0 | 0 | 0 | 0 | 0 | 0 | 0 | 0 | 0 | 0 | 0
[6 empty] | ENERGY | 0 | 0 | 0 | 0 | 0 | 0 | 0 | 0 | 0 | 0 | 0 | 0 | 0 | 0 | 0 | 0 | 0 | 0 | 0 | 0 | 0 | 0
[6 empty] | CUSTOMER | 0 | 0 | 0 | 0 | 0 | 0 | 0 | 0 | 0 | 0 | 0 | 0 | 0 | 0 | 0 | 0 | 0 | 0 | 0 | 0 | 0 | 0
| Post Apportionment Taxable Income |  |  | 0 |  | TOTAL | 0 | 0 | 0 | 0 | 0 | 0 | 0 | 0 | 0 | 0 | 0 | 0 | 0 | 0 | 0 | 0 | 0 | 0 | 0 | 0 | 0 | 0
|  |  | Tax Rate | 9.5%
[6 empty] | PRODUCTION | 0 | 0 | 0 | 0 | 0 | 0 | 0 | 0 | 0 | 0 | 0 | 0 | 0 | 0 | 0 | 0 | 0 | 0 | 0 | 0 | 0 | 0
[6 empty] | BULKTRAN | 0 | 0 | 0 | 0 | 0 | 0 | 0 | 0 | 0 | 0 | 0 | 0 | 0 | 0 | 0 | 0 | 0 | 0 | 0 | 0 | 0 | 0
[6 empty] | SUBTRAN | 0 | 0 | 0 | 0 | 0 | 0 | 0 | 0 | 0 | 0 | 0 | 0 | 0 | 0 | 0 | 0 | 0 | 0 | 0 | 0 | 0 | 0
[6 empty] | DISTPRI | 0 | 0 | 0 | 0 | 0 | 0 | 0 | 0 | 0 | 0 | 0 | 0 | 0 | 0 | 0 | 0 | 0 | 0 | 0 | 0 | 0 | 0
[6 empty] | DISTSEC | 0 | 0 | 0 | 0 | 0 | 0 | 0 | 0 | 0 | 0 | 0 | 0 | 0 | 0 | 0 | 0 | 0 | 0 | 0 | 0 | 0 | 0
[6 empty] | ENERGY | 0 | 0 | 0 | 0 | 0 | 0 | 0 | 0 | 0 | 0 | 0 | 0 | 0 | 0 | 0 | 0 | 0 | 0 | 0 | 0 | 0 | 0
[6 empty] | CUSTOMER | 0 | 0 | 0 | 0 | 0 | 0 | 0 | 0 | 0 | 0 | 0 | 0 | 0 | 0 | 0 | 0 | 0 | 0 | 0 | 0 | 0 | 0
| Illinois Tax |  |  | 0 |  | TOTAL | 0 | 0 | 0 | 0 | 0 | 0 | 0 | 0 | 0 | 0 | 0 | 0 | 0 | 0 | 0 | 0 | 0 | 0 | 0 | 0 | 0 | 0
[6 empty] | PRODUCTION | -1926883.6307 | -6532335.99 | 2087440.159 | 19137.4142 | -991.5807 | 2105585.9925 | 1947338.0434 | 787778.2483 | 12930.0833 | 150015.6043 | 2898061.9794 | 59449.2192 | 1150491.3773 | -2025993.253 | -460724.8117 | -1276777.4681 | 770828.2788 | 14997.828 | 785826.1068 | 13443.7032 | 58792.9169 | 20519.1287
[6 empty] | BULKTRAN | -8462591.0036 | -11299341.7071 | 1962259.4834 | 68238.0831 | 3163.5583 | 2033661.1248 | 2298422.7306 | 904257.7756 | 19941.5502 | -363160.8442 | 2859461.2122 | 48670.6229 | 1187959.0071 | -3446472.8707 | -901951.3771 | -3111794.6178 | 935013.3469 | 16359.6444 | 951372.9913 | 14888.6922 | 66044.1648 | 23117.1361
[6 empty] | SUBTRAN | -3077376.7948 | -4196579.1675 | 690080.45 | 24472.1432 | 1472.289 | 716024.8822 | 864142.9578 | 339149.0201 | 9345.0506 | 0 | 1212637.0285 | 16590.5999 | 439550.9552 | -1648665.9381 | 0 | -1192524.3829 | 353308.1808 | 6105.4546 | 359413.6354 | 5294.3569 | 13572.8142 | 4784.0384
[6 empty] | DISTPRI | 2015164.5898 | -5607783.1924 | 2353081.2311 | 50416.499 | 0 | 2403497.7301 | 2181918.1356 | 830250.332 | 0 | 0 | 3012168.4676 | 59493.4775 | 1219041.1669 | 0 | 0 | 1278534.6445 | 843353.6349 | 15612.2541 | 858965.889 | 13722.9333 | 41848.519 | 14209.5988
[6 empty] | DISTSEC | -410697.8571 | -2201556.0039 | 815709.4451 | 0 | 0 | 815709.4451 | 619402.2756 | 0 | 0 | 0 | 619402.2756 | 13089.6086 | 0 | 0 | 0 | 13089.6086 | 245738.584 | 0 | 245738.584 | 3792.0072 | 69617.432 | 23508.7944
[6 empty] | ENERGY | 670659.2324 | -938579.3977 | 581103.3761 | -14410.6031 | -1126.9098 | 565565.8632 | 523854.9276 | 250804.7894 | 1603.0911 | 304673.1546 | 1080935.9628 | 27192.3262 | 482973.059 | -802077.4394 | -60200.3368 | -352112.3909 | 203512.7437 | 4617.8513 | 208130.595 | 5624.0154 | 74136.0125 | 26958.5721
[6 empty] | CUSTOMER | -2080408.3315 | -9864508.3211 | 3870044.1547 | 40855.8827 | 4937.0945 | 3915837.1319 | 127669.769 | 59287.9973 | 8192.994 | -87887.0005 | 107263.7598 | 876.9912 | 23260.5786 | -7420.8791 | -3812.4899 | 12904.2008 | 62130.0558 | 637.5003 | 62767.5561 | 3559.2986 | 3047679.5647 | 634088.4774
|  |  | Michigan Taxable Income Before Depreciation Adjustment | -13272133.7955 |  | TOTAL | -13272133.7955 | -40640683.7796 | 12359718.2995 | 188709.4191 | 7454.4512 | 12555882.1698 | 8562748.8396 | 3171528.1627 | 52012.7692 | 3640.9143 | 11789930.6859 | 225362.8456 | 4503276.1442 | -7930630.3803 | -1426689.0154 | -4628680.406 | 3413884.8249 | 58330.5327 | 3472215.3576 | 60325.0068 | 3371691.4242 | 747185.746
[5 empty] | RB_GUP | PRODUCTION | -3151019.129 | -1545079.9116 | -390845.139 | -4569.5742 | -112.5738 | -395527.2869 | -163534.5098 | -46573.8256 | -3685.6424 | -777.9741 | -214571.9518 | -9823.5676 | -107094.121 | -715242.8775 | -112208.0925 | -944368.6586 | -44387.7134 | -1071.5356 | -45459.249 | -773.8909 | -4196.1908 | -1041.9893
[5 empty] | RB_GUP | BULKTRAN | -3337103.4498 | -1636325.0403 | -413926.6086 | -4839.4316 | -119.2219 | -418885.2621 | -173192.0862 | -49324.2559 | -3903.299 | -823.9176 | -227243.5588 | -10403.7012 | -113418.5944 | -757481.7468 | -118834.573 | -1000138.6153 | -47009.0423 | -1134.8155 | -48143.8578 | -819.5932 | -4443.998 | -1103.5242
[5 empty] | RB_GUP | SUBTRAN | -1279284.6165 | -607534.5767 | -155519.887 | -1812.3079 | -59.4151 | -157391.61 | -67783.1227 | -19212.9731 | -1968.041 | 0 | -88964.1367 | -3796.1593 | -43875.5557 | -357399.103 | 0 | -405070.8179 | -18395.9552 | -440.1355 | -18836.0907 | -302.0788 | -948.9199 | -236.3859
[5 empty] | RB_GUP | DISTPRI | -2132206.3722 | -1416848.2647 | -356708.0237 | -4162.6548 | 0 | -360870.6785 | -153822.3807 | -43666.8505 | 0 | 0 | -197489.2312 | -8773.0556 | -101472.6592 | 0 | 0 | -110245.7148 | -41744.8024 | -1000.171 | -42744.9734 | -718.2093 | -2632.7291 | -656.5713
[5 empty] | RB_GUP | DISTSEC | -753930.6315 | -562885.938 | -126360.4341 | 0 | 0 | -126360.4341 | -44543.3851 | 0 | 0 | 0 | -44543.3851 | -1971.515 | 0 | 0 | 0 | -1971.515 | -12397.0885 | 0 | -12397.0885 | -202.1503 | -4463.7868 | -1106.3336
[5 empty] | RB_GUP | ENERGY | -142248.7501 | -51712.041 | -16690.8967 | -191.0791 | -4.8429 | -16886.8187 | -8077.0203 | -2254.5378 | -178.4935 | -36.5903 | -10546.642 | -538.2087 | -6432.0299 | -45471.4418 | -7287.2381 | -59728.9186 | -2190.8584 | -51.4929 | -2242.3513 | -50.3044 | -865.5937 | -216.0805
[5 empty] | RB_GUP | CUSTOMER | -3436256.051 | -2568782.3915 | -620629.5368 | -3877.5511 | -503.2681 | -625010.356 | -9462.8598 | -3256.7072 | -1443.5741 | -618.3115 | -14781.4526 | -134.8552 | -2011.4423 | -3743.0432 | -927.5105 | -6816.8511 | -3225.2988 | -42.5835 | -3267.8823 | -194.1946 | -188399.4661 | -29003.4568
|  |  | Depreciation Adjustments (JWCA and Lookback) | -14232049 | RB_GUP | TOTAL | -14232049 | -8389168.1637 | -2080680.5259 | -19452.5987 | -799.3217 | -2100932.4464 | -620415.3646 | -164289.1501 | -11179.0499 | -2256.7936 | -798140.3582 | -35441.0626 | -374304.4024 | -1879338.2123 | -239257.4141 | -2528341.0914 | -169350.759 | -3740.7339 | -173091.4929 | -3060.4216 | -205950.6843 | -33364.3416
[6 empty] | PRODUCTION | -5077902.7596 | -8077415.9015 | 1696595.02 | 14567.8401 | -1104.1545 | 1710058.7056 | 1783803.5336 | 741204.4227 | 9244.441 | 149237.6302 | 2683490.0275 | 49625.6516 | 1043397.2564 | -2741236.1305 | -572932.9042 | -2221146.1268 | 726440.5654 | 13926.2924 | 740366.8578 | 12669.8123 | 54596.7261 | 19477.1394
[6 empty] | BULKTRAN | -11799694.4534 | -12935666.7474 | 1548332.8748 | 63398.6514 | 3044.3364 | 1614775.8627 | 2125230.6444 | 854933.5196 | 16038.2512 | -363984.7618 | 2632217.6534 | 38266.9217 | 1074540.4127 | -4203954.6175 | -1020785.9501 | -4111933.2332 | 888004.3045 | 15224.8289 | 903229.1335 | 14069.099 | 61600.1667 | 22013.6119
[6 empty] | SUBTRAN | -4356661.4113 | -4804113.7442 | 534560.563 | 22659.8354 | 1412.8739 | 558633.2722 | 796359.8351 | 319936.047 | 7377.0096 | 0 | 1123672.8918 | 12794.4406 | 395675.3996 | -2006065.041 | 0 | -1597595.2008 | 334912.2256 | 5665.3191 | 340577.5448 | 4992.2781 | 12623.8943 | 4547.6526
[6 empty] | DISTPRI | -117041.7824 | -7024631.4571 | 1996373.2074 | 46253.8442 | 0 | 2042627.0516 | 2028095.755 | 786583.4815 | 0 | 0 | 2814679.2365 | 50720.422 | 1117568.5077 | 0 | 0 | 1168288.9297 | 801608.8325 | 14612.0831 | 816220.9156 | 13004.7239 | 39215.79 | 13553.0275
[6 empty] | DISTSEC | -1164628.4886 | -2764441.9418 | 689349.011 | 0 | 0 | 689349.011 | 574858.8904 | 0 | 0 | 0 | 574858.8904 | 11118.0936 | 0 | 0 | 0 | 11118.0936 | 233341.4955 | 0 | 233341.4955 | 3589.8569 | 65153.6452 | 22402.4608
[6 empty] | ENERGY | 528410.4823 | -990291.4386 | 564412.4794 | -14601.6822 | -1131.7527 | 548679.0445 | 515777.9073 | 248550.2516 | 1424.5976 | 304636.5643 | 1070389.3208 | 26654.1175 | 476541.0291 | -847548.8812 | -67487.5749 | -411841.3095 | 201321.8854 | 4566.3584 | 205888.2438 | 5573.711 | 73270.4188 | 26742.4916
[6 empty] | CUSTOMER | -5516664.3825 | -12433290.7127 | 3249414.6179 | 36978.3316 | 4433.8264 | 3290826.7759 | 118206.9092 | 56031.2901 | 6749.42 | -88505.312 | 92482.3073 | 742.1361 | 21249.1363 | -11163.9223 | -4740.0004 | 6087.3497 | 58904.7569 | 594.9168 | 59499.6738 | 3365.104 | 2859280.0987 | 605085.0206
| Michigan Taxable Income |  |  | -27504182.7955 |  | TOTAL | -27504182.7955 | -49029851.9433 | 10279037.7735 | 169256.8204 | 6655.1295 | 10454949.7234 | 7942333.475 | 3007239.0126 | 40833.7193 | 1384.1207 | 10991790.3277 | 189921.783 | 4128971.7418 | -9809968.5925 | -1665946.4295 | -7157021.4973 | 3244534.0658 | 54589.7988 | 3299123.8646 | 57264.5851 | 3165740.7398 | 713821.4044
|  |  | Tax Factor (Tax Rate x Apportionment) | 0%
[6 empty] | PRODUCTION | 0 | 0 | 0 | 0 | 0 | 0 | 0 | 0 | 0 | 0 | 0 | 0 | 0 | 0 | 0 | 0 | 0 | 0 | 0 | 0 | 0 | 0
[6 empty] | BULKTRAN | 0 | 0 | 0 | 0 | 0 | 0 | 0 | 0 | 0 | 0 | 0 | 0 | 0 | 0 | 0 | 0 | 0 | 0 | 0 | 0 | 0 | 0
[6 empty] | SUBTRAN | 0 | 0 | 0 | 0 | 0 | 0 | 0 | 0 | 0 | 0 | 0 | 0 | 0 | 0 | 0 | 0 | 0 | 0 | 0 | 0 | 0 | 0
[6 empty] | DISTPRI | 0 | 0 | 0 | 0 | 0 | 0 | 0 | 0 | 0 | 0 | 0 | 0 | 0 | 0 | 0 | 0 | 0 | 0 | 0 | 0 | 0 | 0
[6 empty] | DISTSEC | 0 | 0 | 0 | 0 | 0 | 0 | 0 | 0 | 0 | 0 | 0 | 0 | 0 | 0 | 0 | 0 | 0 | 0 | 0 | 0 | 0 | 0
[6 empty] | ENERGY | 0 | 0 | 0 | 0 | 0 | 0 | 0 | 0 | 0 | 0 | 0 | 0 | 0 | 0 | 0 | 0 | 0 | 0 | 0 | 0 | 0 | 0
[6 empty] | CUSTOMER | 0 | 0 | 0 | 0 | 0 | 0 | 0 | 0 | 0 | 0 | 0 | 0 | 0 | 0 | 0 | 0 | 0 | 0 | 0 | 0 | 0 | 0
| Michigan Tax |  |  | 0 |  | TOTAL | 0 | 0 | 0 | 0 | 0 | 0 | 0 | 0 | 0 | 0 | 0 | 0 | 0 | 0 | 0 | 0 | 0 | 0 | 0 | 0 | 0 | 0
[6 empty] | PRODUCTION | -53928.2179 | -29276.1833 | -5509.6234 | -67.0867 | -2.3945 | -5579.1046 | -1760.8146 | -383.2461 | -55.3798 | 62.9844 | -2136.456 | -134.9393 | -1216.3636 | -13046.4745 | -2119.1879 | -16516.9654 | -355.1032 | -10.4027 | -365.5059 | -6.1889 | -40.7069 | -7.1069
[6 empty] | BULKTRAN | -60368.8747 | -33226.3836 | -5960.9624 | -46.7275 | -0.39954 | -6008.0895 | -1745.1054 | -370.4106 | -55.4826 | -197.9681 | -2368.9666 | -150.1529 | -1303.6471 | -14476.4606 | -2454.2444 | -18384.5051 | -315.9115 | -10.7757 | -326.6872 | -6.2243 | -41.1948 | -6.8238
[6 empty] | SUBTRAN | -23057.9631 | -12336.9779 | -2263.5625 | -18.0475 | -0.25199 | -2281.862 | -700.9407 | -150.9158 | -28.334 | 0 | -880.1905 | -55.3811 | -514.4543 | -6841.7854 | 0 | -7411.6207 | -130.0075 | -4.3008 | -134.3083 | -2.392 | -9.0647 | -1.5468
[6 empty] | DISTPRI | -34808.9647 | -26652.5669 | -4801.2863 | -44.3902 | 0 | -4845.6765 | -1478.6751 | -312.8625 | 0 | 0 | -1791.5376 | -117.2636 | -1087.143 | 0 | 0 | -1204.4066 | -273.9201 | -8.892 | -282.812 | -5.1116 | -23.0245 | -3.8291
[6 empty] | DISTSEC | -12877.648 | -10575.2033 | -1709.8587 | 0 | 0 | -1709.8587 | -434.4922 | 0 | 0 | 0 | -434.4922 | -26.4939 | 0 | 0 | 0 | -26.4939 | -83.7374 | 0 | -83.7374 | -1.4745 | -39.7156 | -6.6724
[6 empty] | ENERGY | -2050.3943 | -1344.8545 | 14.1373 | -10.5172 | -0.65273 | 2.9674 | 129.8642 | 89.2717 | -2.1867 | 153.8544 | 370.8035 | 4.7422 | 136.7803 | -1170.7779 | -152.9799 | -1182.2353 | 66.3647 | 1.4759 | 67.8406 | 2.006 | 23.0411 | 10.0369
[6 empty] | CUSTOMER | -58799.3175 | -48168.3987 | -8467.2541 | -44.4464 | -5.9541 | -8517.6545 | -94.29 | -24.6683 | -20.1047 | -54.9491 | -194.0121 | -1.8215 | -22.0082 | -66.6623 | -17.5193 | -108.0113 | -22.6996 | -0.39238 | -23.092 | -1.4588 | -1620.7845 | -165.9056
| Total Current State Income Tax |  |  | -245891.3801 |  | TOTAL | -245891.3801 | -161580.5682 | -28698.4101 | -231.2154 | -9.6528 | -28939.2783 | -6084.4538 | -1152.8316 | -161.4878 | -36.0783 | -7434.8515 | -481.3102 | -4006.8358 | -35602.1608 | -4743.9316 | -44834.2383 | -1115.0145 | -33.2876 | -1148.3021 | -20.8441 | -1751.4499 | -181.8478
Deferred State Income Tax
[6 empty] | PRODUCTION | 0 | 0 | 0 | 0 | 0 | 0 | 0 | 0 | 0 | 0 | 0 | 0 | 0 | 0 | 0 | 0 | 0 | 0 | 0 | 0 | 0 | 0
[6 empty] | BULKTRAN | 0 | 0 | 0 | 0 | 0 | 0 | 0 | 0 | 0 | 0 | 0 | 0 | 0 | 0 | 0 | 0 | 0 | 0 | 0 | 0 | 0 | 0
[6 empty] | SUBTRAN | 0 | 0 | 0 | 0 | 0 | 0 | 0 | 0 | 0 | 0 | 0 | 0 | 0 | 0 | 0 | 0 | 0 | 0 | 0 | 0 | 0 | 0
[6 empty] | DISTPRI | 0 | 0 | 0 | 0 | 0 | 0 | 0 | 0 | 0 | 0 | 0 | 0 | 0 | 0 | 0 | 0 | 0 | 0 | 0 | 0 | 0 | 0
[6 empty] | DISTSEC | 0 | 0 | 0 | 0 | 0 | 0 | 0 | 0 | 0 | 0 | 0 | 0 | 0 | 0 | 0 | 0 | 0 | 0 | 0 | 0 | 0 | 0
[6 empty] | ENERGY | 0 | 0 | 0 | 0 | 0 | 0 | 0 | 0 | 0 | 0 | 0 | 0 | 0 | 0 | 0 | 0 | 0 | 0 | 0 | 0 | 0 | 0
[6 empty] | CUSTOMER | 0 | 0 | 0 | 0 | 0 | 0 | 0 | 0 | 0 | 0 | 0 | 0 | 0 | 0 | 0 | 0 | 0 | 0 | 0 | 0 | 0 | 0
[6 empty] | TOTAL | 0 | 0 | 0 | 0 | 0 | 0 | 0 | 0 | 0 | 0 | 0 | 0 | 0 | 0 | 0 | 0 | 0 | 0 | 0 | 0 | 0 | 0
[5 empty] | RB_GUP | PRODUCTION | -255084.1211 | -125078.692 | -31640.0455 | -369.9203 | -9.1132 | -32019.079 | -13238.592 | -3770.286 | -298.3634 | -62.9793 | -17370.2207 | -795.2462 | -8669.5791 | -57900.9816 | -9083.5699 | -76449.377 | -3593.3139 | -86.7439 | -3680.0578 | -62.6487 | -339.6938 | -84.352
[5 empty] | RB_GUP | BULKTRAN | -270148.1856 | -132465.2494 | -33508.5573 | -391.766 | -9.6514 | -33909.9747 | -14020.4008 | -3992.9413 | -315.9834 | -66.6985 | -18396.024 | -842.2097 | -9181.5636 | -61320.3404 | -9620.0027 | -80964.1164 | -3805.5181 | -91.8666 | -3897.3847 | -66.3484 | -359.7545 | -89.3335
[5 empty] | RB_GUP | SUBTRAN | -103561.7934 | -49181.6829 | -12589.7851 | -146.7116 | -4.8098 | -12741.3065 | -5487.24 | -1555.3458 | -159.3186 | 0 | -7201.9044 | -307.3101 | -3551.8533 | -28932.4921 | 0 | -32791.6554 | -1489.2058 | -35.6302 | -1524.8361 | -24.4542 | -76.8178 | -19.1361
[5 empty] | RB_GUP | DISTPRI | -172608.2788 | -114697.969 | -28876.5472 | -336.979 | 0 | -29213.5262 | -12452.367 | -3534.958 | 0 | 0 | -15987.325 | -710.2042 | -8214.5055 | 0 | 0 | -8924.7098 | -3379.3626 | -80.9667 | -3460.3293 | -58.1411 | -213.127 | -53.1513
[5 empty] | RB_GUP | DISTSEC | -61032.8673 | -45567.2463 | -10229.243 | 0 | 0 | -10229.243 | -3605.916 | 0 | 0 | 0 | -3605.916 | -159.5998 | 0 | 0 | 0 | -159.5998 | -1003.5802 | 0 | -1003.5802 | -16.3647 | -361.3565 | -89.5609
[5 empty] | RB_GUP | ENERGY | -11515.4481 | -4186.2394 | -1351.1764 | -15.4684 | -0.39205 | -1367.0369 | -653.8582 | -182.5114 | -14.4496 | -2.9621 | -853.7812 | -43.5696 | -520.6914 | -3681.0449 | -589.923 | -4835.2289 | -177.3563 | -4.1685 | -181.5248 | -4.0723 | -70.0723 | -17.4923
[5 empty] | RB_GUP | CUSTOMER | -278174.8757 | -207950.3715 | -50241.7578 | -313.899 | -40.741 | -50596.3978 | -766.0459 | -263.6399 | -116.8615 | -50.0541 | -1196.6014 | -10.9169 | -162.8321 | -303.0102 | -75.0847 | -551.8438 | -261.0973 | -3.4473 | -264.5445 | -15.7206 | -15251.4822 | -2347.9138
|  | Deferred State Income Tax - WVA Pollution Control |  | -1152125.57 | RB_GUP | TOTAL | -1152125.57 | -679127.4505 | -168437.1124 | -1574.7442 | -64.7074 | -170076.564 | -50224.4199 | -13299.6823 | -904.9765 | -182.694 | -64611.7727 | -2869.0566 | -30301.025 | -152137.8692 | -19368.5804 | -204676.5312 | -13709.4342 | -302.8232 | -14012.2575 | -247.75 | -16672.3041 | -2700.94
[5 empty] | RB_GUP_EPIS_P | PRODUCTION | 0 | 0 | 0 | 0 | 0 | 0 | 0 | 0 | 0 | 0 | 0 | 0 | 0 | 0 | 0 | 0 | 0 | 0 | 0 | 0 | 0 | 0
[5 empty] | RB_GUP_EPIS_P | BULKTRAN | 0 | 0 | 0 | 0 | 0 | 0 | 0 | 0 | 0 | 0 | 0 | 0 | 0 | 0 | 0 | 0 | 0 | 0 | 0 | 0 | 0 | 0
[5 empty] | RB_GUP_EPIS_P | SUBTRAN | 0 | 0 | 0 | 0 | 0 | 0 | 0 | 0 | 0 | 0 | 0 | 0 | 0 | 0 | 0 | 0 | 0 | 0 | 0 | 0 | 0 | 0
[5 empty] | RB_GUP_EPIS_P | DISTPRI | 0 | 0 | 0 | 0 | 0 | 0 | 0 | 0 | 0 | 0 | 0 | 0 | 0 | 0 | 0 | 0 | 0 | 0 | 0 | 0 | 0 | 0
[5 empty] | RB_GUP_EPIS_P | DISTSEC | 0 | 0 | 0 | 0 | 0 | 0 | 0 | 0 | 0 | 0 | 0 | 0 | 0 | 0 | 0 | 0 | 0 | 0 | 0 | 0 | 0 | 0
[5 empty] | RB_GUP_EPIS_P | ENERGY | 0 | 0 | 0 | 0 | 0 | 0 | 0 | 0 | 0 | 0 | 0 | 0 | 0 | 0 | 0 | 0 | 0 | 0 | 0 | 0 | 0 | 0
[5 empty] | RB_GUP_EPIS_P | CUSTOMER | 0 | 0 | 0 | 0 | 0 | 0 | 0 | 0 | 0 | 0 | 0 | 0 | 0 | 0 | 0 | 0 | 0 | 0 | 0 | 0 | 0 | 0
|  |  | Adj - Mitchell Plant DSIT Amortization Adjustment | 0 | RB_GUP_EPIS_P | TOTAL | 0 | 0 | 0 | 0 | 0 | 0 | 0 | 0 | 0 | 0 | 0 | 0 | 0 | 0 | 0 | 0 | 0 | 0 | 0 | 0 | 0 | 0
[6 empty] | PRODUCTION | -255084.1211 | -125078.692 | -31640.0455 | -369.9203 | -9.1132 | -32019.079 | -13238.592 | -3770.286 | -298.3634 | -62.9793 | -17370.2207 | -795.2462 | -8669.5791 | -57900.9816 | -9083.5699 | -76449.377 | -3593.3139 | -86.7439 | -3680.0578 | -62.6487 | -339.6938 | -84.352
[6 empty] | BULKTRAN | -270148.1856 | -132465.2494 | -33508.5573 | -391.766 | -9.6514 | -33909.9747 | -14020.4008 | -3992.9413 | -315.9834 | -66.6985 | -18396.024 | -842.2097 | -9181.5636 | -61320.3404 | -9620.0027 | -80964.1164 | -3805.5181 | -91.8666 | -3897.3847 | -66.3484 | -359.7545 | -89.3335
[6 empty] | SUBTRAN | -103561.7934 | -49181.6829 | -12589.7851 | -146.7116 | -4.8098 | -12741.3065 | -5487.24 | -1555.3458 | -159.3186 | 0 | -7201.9044 | -307.3101 | -3551.8533 | -28932.4921 | 0 | -32791.6554 | -1489.2058 | -35.6302 | -1524.8361 | -24.4542 | -76.8178 | -19.1361
[6 empty] | DISTPRI | -172608.2788 | -114697.969 | -28876.5472 | -336.979 | 0 | -29213.5262 | -12452.367 | -3534.958 | 0 | 0 | -15987.325 | -710.2042 | -8214.5055 | 0 | 0 | -8924.7098 | -3379.3626 | -80.9667 | -3460.3293 | -58.1411 | -213.127 | -53.1513
[6 empty] | DISTSEC | -61032.8673 | -45567.2463 | -10229.243 | 0 | 0 | -10229.243 | -3605.916 | 0 | 0 | 0 | -3605.916 | -159.5998 | 0 | 0 | 0 | -159.5998 | -1003.5802 | 0 | -1003.5802 | -16.3647 | -361.3565 | -89.5609
[6 empty] | ENERGY | -11515.4481 | -4186.2394 | -1351.1764 | -15.4684 | -0.39205 | -1367.0369 | -653.8582 | -182.5114 | -14.4496 | -2.9621 | -853.7812 | -43.5696 | -520.6914 | -3681.0449 | -589.923 | -4835.2289 | -177.3563 | -4.1685 | -181.5248 | -4.0723 | -70.0723 | -17.4923
[6 empty] | CUSTOMER | -278174.8757 | -207950.3715 | -50241.7578 | -313.899 | -40.741 | -50596.3978 | -766.0459 | -263.6399 | -116.8615 | -50.0541 | -1196.6014 | -10.9169 | -162.8321 | -303.0102 | -75.0847 | -551.8438 | -261.0973 | -3.4473 | -264.5445 | -15.7206 | -15251.4822 | -2347.9138
| Total Adjusted Deferred State Income Tax |  |  | -1152125.57 |  | TOTAL | -1152125.57 | -679127.4505 | -168437.1124 | -1574.7442 | -64.7074 | -170076.564 | -50224.4199 | -13299.6823 | -904.9765 | -182.694 | -64611.7727 | -2869.0566 | -30301.025 | -152137.8692 | -19368.5804 | -204676.5312 | -13709.4342 | -302.8232 | -14012.2575 | -247.75 | -16672.3041 | -2700.94
[6 empty] | PRODUCTION | -309012.3389 | -154354.8753 | -37149.6689 | -437.007 | -11.5077 | -37598.1835 | -14999.4066 | -4153.5321 | -353.7432 | 0.0051912 | -19506.6768 | -930.1856 | -9885.9427 | -70947.4562 | -11202.7579 | -92966.3423 | -3948.4171 | -97.1466 | -4045.5637 | -68.8376 | -380.4007 | -91.459
[6 empty] | BULKTRAN | -330517.0603 | -165691.6329 | -39469.5197 | -438.4935 | -10.0509 | -39918.0641 | -15765.5062 | -4363.3519 | -371.466 | -264.6666 | -20764.9906 | -992.3627 | -10485.2107 | -75796.801 | -12074.2472 | -99348.6215 | -4121.4296 | -102.6423 | -4224.0718 | -72.5727 | -400.9493 | -96.1573
[6 empty] | SUBTRAN | -126619.7564 | -61518.6608 | -14853.3476 | -164.7591 | -5.0618 | -15023.1685 | -6188.1807 | -1706.2616 | -187.6526 | 0 | -8082.0949 | -362.6912 | -4066.3075 | -35774.2775 | 0 | -40203.2762 | -1619.2133 | -39.931 | -1659.1444 | -26.8462 | -85.8825 | -20.683
[6 empty] | DISTPRI | -207417.2435 | -141350.5358 | -33677.8335 | -381.3691 | 0 | -34059.2027 | -13931.0421 | -3847.8205 | 0 | 0 | -17778.8626 | -827.4678 | -9301.6485 | 0 | 0 | -10129.1164 | -3653.2827 | -89.8587 | -3743.1414 | -63.2527 | -236.1515 | -56.9804
[6 empty] | DISTSEC | -73910.5153 | -56142.4496 | -11939.1017 | 0 | 0 | -11939.1017 | -4040.4082 | 0 | 0 | 0 | -4040.4082 | -186.0937 | 0 | 0 | 0 | -186.0937 | -1087.3176 | 0 | -1087.3176 | -17.8391 | -401.0721 | -96.2333
[6 empty] | ENERGY | -13565.8424 | -5531.094 | -1337.0391 | -25.9856 | -1.0448 | -1364.0694 | -523.994 | -93.2397 | -16.6363 | 150.8923 | -482.9777 | -38.8274 | -383.9111 | -4851.8228 | -742.903 | -6017.4642 | -110.9916 | -2.6926 | -113.6842 | -2.0663 | -47.0312 | -7.4555
[6 empty] | CUSTOMER | -336974.1932 | -256118.7703 | -58709.0119 | -358.3453 | -46.6951 | -59114.0523 | -860.3359 | -288.3082 | -136.9662 | -105.0032 | -1390.6135 | -12.7385 | -184.8402 | -369.6725 | -92.6039 | -659.8551 | -283.7969 | -3.8396 | -287.6365 | -17.1794 | -16872.2667 | -2513.8194
| Total State Income Tax (Current + Deferred) |  |  | -1398016.9501 |  | TOTAL | -1398016.9501 | -840708.0187 | -197135.5225 | -1805.9596 | -74.3602 | -199015.8423 | -56308.8737 | -14452.5139 | -1066.4643 | -218.7723 | -72046.6242 | -3350.3668 | -34307.8608 | -187740.03 | -24112.5119 | -249510.7695 | -14824.4488 | -336.1108 | -15160.5596 | -268.5941 | -18423.754 | -2882.7878
[6 empty] | PRODUCTION | -1872955.4128 | -6503059.8067 | 2092949.7824 | 19204.501 | -989.1863 | 2111165.0971 | 1949098.858 | 788161.4944 | 12985.4632 | 149952.6199 | 2900198.4354 | 59584.1586 | 1151707.7409 | -2012946.7785 | -458605.6238 | -1260260.5028 | 771183.382 | 15008.2307 | 786191.6128 | 13449.892 | 58833.6238 | 20526.2356
[6 empty] | BULKTRAN | -8402222.129 | -11266115.3235 | 1968220.4459 | 68284.8106 | 3163.9578 | 2039669.2143 | 2300167.836 | 904628.1861 | 19997.0328 | -362962.8761 | 2861830.1788 | 48820.7758 | 1189262.6542 | -3431996.4101 | -899497.1326 | -3093410.1127 | 935329.2583 | 16370.4201 | 951699.6784 | 14894.9165 | 66085.3595 | 23123.9599
[6 empty] | SUBTRAN | -3054318.8318 | -4184242.1896 | 692344.0125 | 24490.1908 | 1472.5409 | 718306.7442 | 864843.8985 | 339299.9359 | 9373.3846 | 0 | 1213517.219 | 16645.981 | 440065.4095 | -1641824.1527 | 0 | -1185112.7622 | 353438.1883 | 6109.7554 | 359547.9437 | 5296.7489 | 13581.8789 | 4785.5853
[6 empty] | DISTPRI | 2049973.5545 | -5581130.6256 | 2357882.5174 | 50460.8891 | 0 | 2408343.4065 | 2183396.8107 | 830563.1945 | 0 | 0 | 3013960.0052 | 59610.7411 | 1220128.31 | 0 | 0 | 1279739.0511 | 843627.555 | 15621.146 | 859248.701 | 13728.0449 | 41871.5435 | 14213.4279
[6 empty] | DISTSEC | -397820.2091 | -2190980.8006 | 817419.3038 | 0 | 0 | 817419.3038 | 619836.7677 | 0 | 0 | 0 | 619836.7677 | 13116.1025 | 0 | 0 | 0 | 13116.1025 | 245822.3214 | 0 | 245822.3214 | 3793.4817 | 69657.1477 | 23515.4668
[6 empty] | ENERGY | 672709.6267 | -937234.5431 | 581089.2388 | -14400.0859 | -1126.2571 | 565562.8958 | 523725.0634 | 250715.5178 | 1605.2778 | 304519.3002 | 1080565.1592 | 27187.584 | 482836.2787 | -800906.6615 | -60047.3568 | -350930.1556 | 203446.379 | 4616.3754 | 208062.7544 | 5622.0094 | 74112.9714 | 26948.5352
[6 empty] | CUSTOMER | -2021609.0139 | -9816339.9224 | 3878511.4088 | 40900.3291 | 4943.0486 | 3924354.7864 | 127764.059 | 59312.6656 | 8213.0987 | -87832.0513 | 107457.772 | 878.8128 | 23282.5868 | -7354.2168 | -3794.9706 | 13012.2121 | 62152.7553 | 637.8927 | 62790.648 | 3560.7574 | 3049300.3492 | 634254.3831
| Federal Taxable Income |  |  | -13026242.4154 |  | TOTAL | -13026242.4154 | -40479103.2114 | 12388416.7095 | 188940.6346 | 7464.104 | 12584821.4481 | 8568833.2933 | 3172680.9943 | 52174.2571 | 3676.9927 | 11797365.5373 | 225844.1558 | 4507282.9799 | -7895028.2195 | -1421945.0839 | -4583846.1676 | 3414999.8394 | 58363.8203 | 3473363.6597 | 60345.8508 | 3373442.874 | 747367.5937
|  |  | Tax Factor (Tax Rate x Apportionment) | 21%
[6 empty] | PRODUCTION | -393320.6367 | -1365642.5594 | 439519.4543 | 4032.9452 | -207.7291 | 443344.6704 | 409310.7602 | 165513.9138 | 2726.9473 | 31490.0502 | 609041.6714 | 12512.6733 | 241858.6256 | -422718.8235 | -96307.181 | -264654.7056 | 161948.5102 | 3151.7285 | 165100.2387 | 2824.4773 | 12355.061 | 4310.5095
[6 empty] | BULKTRAN | -1764466.6471 | -2365884.2179 | 413326.2936 | 14339.8102 | 664.4311 | 428330.535 | 483035.2456 | 189971.9191 | 4199.3769 | -76222.204 | 600984.3376 | 10252.3629 | 249745.1574 | -720719.2461 | -188894.3979 | -649616.1237 | 196419.1443 | 3437.7882 | 199856.9325 | 3127.9325 | 13877.9255 | 4856.0316
[6 empty] | SUBTRAN | -641406.9547 | -878690.8598 | 145392.2426 | 5142.9401 | 309.2336 | 150844.4163 | 181617.2187 | 71252.9865 | 1968.4108 | 0 | 254838.616 | 3495.656 | 92413.736 | -344783.0721 | 0 | -248873.6801 | 74222.0195 | 1283.0486 | 75505.0682 | 1112.3173 | 2852.1946 | 1004.9729
[6 empty] | DISTPRI | 430494.4464 | -1172037.4314 | 495155.3287 | 10596.7867 | 0 | 505752.1154 | 458513.3302 | 174418.2708 | 0 | 0 | 632931.6011 | 12518.2556 | 256226.9451 | 0 | 0 | 268745.2007 | 177161.7865 | 3280.4407 | 180442.2272 | 2882.8894 | 8793.0241 | 2984.8199
[6 empty] | DISTSEC | -83542.2439 | -460105.9681 | 171658.0538 | 0 | 0 | 171658.0538 | 130165.7212 | 0 | 0 | 0 | 130165.7212 | 2754.3815 | 0 | 0 | 0 | 2754.3815 | 51622.6875 | 0 | 51622.6875 | 796.6312 | 14628.001 | 4938.248
[6 empty] | ENERGY | 141269.0216 | -196819.2541 | 122028.7402 | -3024.018 | -236.514 | 118768.2081 | 109982.2633 | 52650.2587 | 337.1083 | 63949.053 | 226918.6834 | 5709.3926 | 101395.6185 | -168190.3989 | -12609.9449 | -73695.3327 | 42723.7396 | 969.4388 | 43693.1784 | 1180.622 | 15563.724 | 5659.1924
[6 empty] | CUSTOMER | -424537.8929 | -2061431.3837 | 814487.3958 | 8589.0691 | 1038.0402 | 824114.5051 | 26830.4524 | 12455.6598 | 1724.7507 | -18444.7308 | 22566.1321 | 184.5507 | 4889.3432 | -1544.3855 | -796.9438 | 2732.5645 | 13052.0786 | 133.9575 | 13186.0361 | 747.7591 | 640353.0733 | 133193.4204
| Gross Current FIT |  |  | -2735510.9072 |  | TOTAL | -2735510.9072 | -8500611.6744 | 2601567.509 | 39677.5333 | 1567.4618 | 2642812.5041 | 1799454.9916 | 666263.0088 | 10956.594 | 772.1685 | 2477446.7628 | 47427.2727 | 946529.4258 | -1657955.9261 | -298608.4676 | -962607.6952 | 717149.9663 | 12256.4023 | 729406.3685 | 12672.6287 | 708423.0035 | 156947.1947
Deferred FIT
[5 empty] | RB_GUP | PRODUCTION | 185117.5298 | 90771.0696 | 22961.5511 | 268.4555 | 6.6135 | 23236.6201 | 9607.401 | 2736.1407 | 216.5258 | 45.7048 | 12605.7723 | 577.1195 | 6291.615 | 42019.4195 | 6592.0529 | 55480.2069 | 2607.7099 | 62.9511 | 2670.661 | 45.4649 | 246.5198 | 61.2153
[5 empty] | RB_GUP | BULKTRAN | 196049.6976 | 96131.5806 | 24317.5519 | 284.3092 | 7.0041 | 24608.8652 | 10174.7688 | 2897.7242 | 229.3128 | 48.4039 | 13350.2097 | 611.2015 | 6663.1681 | 44500.8882 | 6981.3485 | 58756.6062 | 2761.709 | 66.6687 | 2828.3776 | 48.1498 | 261.0781 | 64.8304
[5 empty] | RB_GUP | SUBTRAN | 75156.0046 | 35691.7224 | 9136.5543 | 106.4703 | 3.4905 | 9246.5151 | 3982.1543 | 1128.7326 | 115.6194 | 0 | 5226.5063 | 223.0185 | 2577.6214 | 20996.6479 | 0 | 23797.2878 | 1080.7341 | 25.8573 | 1106.5914 | 17.7467 | 55.7476 | 13.8873
[5 empty] | RB_GUP | DISTPRI | 125263.8466 | 83237.6574 | 20956.048 | 244.5496 | 0 | 21200.5976 | 9036.8284 | 2565.3603 | 0 | 0 | 11602.1887 | 515.4035 | 5961.3627 | 0 | 0 | 6476.7663 | 2452.443 | 58.7585 | 2511.2015 | 42.1937 | 154.6688 | 38.5726
[5 empty] | RB_GUP | DISTSEC | 44292.2656 | 33068.6835 | 7423.4813 | 0 | 0 | 7423.4813 | 2616.8554 | 0 | 0 | 0 | 2616.8554 | 115.8235 | 0 | 0 | 0 | 115.8235 | 728.3099 | 0 | 728.3099 | 11.876 | 262.2406 | 64.9954
[5 empty] | RB_GUP | ENERGY | 8356.8954 | 3038.0029 | 980.5645 | 11.2256 | 0.28451 | 992.0746 | 474.5125 | 132.4506 | 10.4862 | 2.1496 | 619.599 | 31.6189 | 377.8719 | 2671.3773 | 428.114 | 3508.9821 | 128.7096 | 3.0251 | 131.7347 | 2.9553 | 50.8523 | 12.6944
[5 empty] | RB_GUP | CUSTOMER | 201874.7605 | 150912.0165 | 36461.0312 | 227.8002 | 29.5662 | 36718.3976 | 555.9285 | 191.3265 | 84.8078 | 36.3249 | 868.3876 | 7.9225 | 118.1691 | 219.898 | 54.4898 | 400.4795 | 189.4813 | 2.5017 | 191.9831 | 11.4086 | 11068.179 | 1703.9085
|  |  | DFIT for Book vs Tax Depreciation Normalized | 836111 | RB_GUP | TOTAL | 836111 | 492850.7331 | 122236.7823 | 1142.8103 | 46.9589 | 123426.5515 | 36448.4489 | 9651.735 | 656.752 | 132.5832 | 46889.5191 | 2082.1079 | 21989.8082 | 110408.2309 | 14056.0053 | 148536.1523 | 9949.0968 | 219.7624 | 10168.8591 | 179.7951 | 12099.2861 | 1960.1038
[5 empty] | BULK_TRANS | PRODUCTION | 0 | 0 | 0 | 0 | 0 | 0 | 0 | 0 | 0 | 0 | 0 | 0 | 0 | 0 | 0 | 0 | 0 | 0 | 0 | 0 | 0 | 0
[5 empty] | BULK_TRANS | BULKTRAN | -7989 | -3917.3496 | -990.9371 | -11.5856 | -0.28542 | -1002.8081 | -414.6205 | -118.0819 | -9.3445 | -1.9725 | -544.0193 | -24.9064 | -271.5232 | -1813.4055 | -284.4891 | -2394.3242 | -112.5393 | -2.7167 | -115.256 | -1.9621 | -10.6389 | -2.6418
[5 empty] | BULK_TRANS | SUBTRAN | 0 | 0 | 0 | 0 | 0 | 0 | 0 | 0 | 0 | 0 | 0 | 0 | 0 | 0 | 0 | 0 | 0 | 0 | 0 | 0 | 0 | 0
[5 empty] | BULK_TRANS | DISTPRI | 0 | 0 | 0 | 0 | 0 | 0 | 0 | 0 | 0 | 0 | 0 | 0 | 0 | 0 | 0 | 0 | 0 | 0 | 0 | 0 | 0 | 0
[5 empty] | BULK_TRANS | DISTSEC | 0 | 0 | 0 | 0 | 0 | 0 | 0 | 0 | 0 | 0 | 0 | 0 | 0 | 0 | 0 | 0 | 0 | 0 | 0 | 0 | 0 | 0
[5 empty] | BULK_TRANS | ENERGY | 0 | 0 | 0 | 0 | 0 | 0 | 0 | 0 | 0 | 0 | 0 | 0 | 0 | 0 | 0 | 0 | 0 | 0 | 0 | 0 | 0 | 0
[5 empty] | BULK_TRANS | CUSTOMER | 0 | 0 | 0 | 0 | 0 | 0 | 0 | 0 | 0 | 0 | 0 | 0 | 0 | 0 | 0 | 0 | 0 | 0 | 0 | 0 | 0 | 0
|  |  | ABFUDC - HR/J | -7989 | BULK_TRANS | TOTAL | -7989 | -3917.3496 | -990.9371 | -11.5856 | -0.28542 | -1002.8081 | -414.6205 | -118.0819 | -9.3445 | -1.9725 | -544.0193 | -24.9064 | -271.5232 | -1813.4055 | -284.4891 | -2394.3242 | -112.5393 | -2.7167 | -115.256 | -1.9621 | -10.6389 | -2.6418
[5 empty] | RB_GUP | PRODUCTION | 0 | 0 | 0 | 0 | 0 | 0 | 0 | 0 | 0 | 0 | 0 | 0 | 0 | 0 | 0 | 0 | 0 | 0 | 0 | 0 | 0 | 0
[5 empty] | RB_GUP | BULKTRAN | 0 | 0 | 0 | 0 | 0 | 0 | 0 | 0 | 0 | 0 | 0 | 0 | 0 | 0 | 0 | 0 | 0 | 0 | 0 | 0 | 0 | 0
[5 empty] | RB_GUP | SUBTRAN | 0 | 0 | 0 | 0 | 0 | 0 | 0 | 0 | 0 | 0 | 0 | 0 | 0 | 0 | 0 | 0 | 0 | 0 | 0 | 0 | 0 | 0
[5 empty] | RB_GUP | DISTPRI | 0 | 0 | 0 | 0 | 0 | 0 | 0 | 0 | 0 | 0 | 0 | 0 | 0 | 0 | 0 | 0 | 0 | 0 | 0 | 0 | 0 | 0
[5 empty] | RB_GUP | DISTSEC | 0 | 0 | 0 | 0 | 0 | 0 | 0 | 0 | 0 | 0 | 0 | 0 | 0 | 0 | 0 | 0 | 0 | 0 | 0 | 0 | 0 | 0
[5 empty] | RB_GUP | ENERGY | 0 | 0 | 0 | 0 | 0 | 0 | 0 | 0 | 0 | 0 | 0 | 0 | 0 | 0 | 0 | 0 | 0 | 0 | 0 | 0 | 0 | 0
[5 empty] | RB_GUP | CUSTOMER | 0 | 0 | 0 | 0 | 0 | 0 | 0 | 0 | 0 | 0 | 0 | 0 | 0 | 0 | 0 | 0 | 0 | 0 | 0 | 0 | 0 | 0
|  |  | Interest Capitalization |  | RB_GUP | TOTAL | 0 | 0 | 0 | 0 | 0 | 0 | 0 | 0 | 0 | 0 | 0 | 0 | 0 | 0 | 0 | 0 | 0 | 0 | 0 | 0 | 0 | 0
[5 empty] | RB_GUP | PRODUCTION | 0 | 0 | 0 | 0 | 0 | 0 | 0 | 0 | 0 | 0 | 0 | 0 | 0 | 0 | 0 | 0 | 0 | 0 | 0 | 0 | 0 | 0
[5 empty] | RB_GUP | BULKTRAN | 0 | 0 | 0 | 0 | 0 | 0 | 0 | 0 | 0 | 0 | 0 | 0 | 0 | 0 | 0 | 0 | 0 | 0 | 0 | 0 | 0 | 0
[5 empty] | RB_GUP | SUBTRAN | 0 | 0 | 0 | 0 | 0 | 0 | 0 | 0 | 0 | 0 | 0 | 0 | 0 | 0 | 0 | 0 | 0 | 0 | 0 | 0 | 0 | 0
[5 empty] | RB_GUP | DISTPRI | 0 | 0 | 0 | 0 | 0 | 0 | 0 | 0 | 0 | 0 | 0 | 0 | 0 | 0 | 0 | 0 | 0 | 0 | 0 | 0 | 0 | 0
[5 empty] | RB_GUP | DISTSEC | 0 | 0 | 0 | 0 | 0 | 0 | 0 | 0 | 0 | 0 | 0 | 0 | 0 | 0 | 0 | 0 | 0 | 0 | 0 | 0 | 0 | 0
[5 empty] | RB_GUP | ENERGY | 0 | 0 | 0 | 0 | 0 | 0 | 0 | 0 | 0 | 0 | 0 | 0 | 0 | 0 | 0 | 0 | 0 | 0 | 0 | 0 | 0 | 0
[5 empty] | RB_GUP | CUSTOMER | 0 | 0 | 0 | 0 | 0 | 0 | 0 | 0 | 0 | 0 | 0 | 0 | 0 | 0 | 0 | 0 | 0 | 0 | 0 | 0 | 0 | 0
|  |  | Property Tax - Book/Tax unit of Property Adj |  | RB_GUP | TOTAL | 0 | 0 | 0 | 0 | 0 | 0 | 0 | 0 | 0 | 0 | 0 | 0 | 0 | 0 | 0 | 0 | 0 | 0 | 0 | 0 | 0 | 0
[5 empty] | RB_GUP | PRODUCTION | 981242.3992 | 481145.2604 | 121711.0421 | 1422.9872 | 35.056 | 123169.0853 | 50925.427 | 14503.3116 | 1147.7266 | 242.2649 | 66818.7301 | 3059.1059 | 33349.6205 | 222730.0465 | 34942.1357 | 294080.9086 | 13822.5459 | 333.6813 | 14156.2272 | 240.9933 | 1306.7138 | 324.4804
[5 empty] | RB_GUP | BULKTRAN | 1039189.945 | 509559.4291 | 128898.7219 | 1507.0221 | 37.1263 | 130442.8703 | 53932.8424 | 15359.8088 | 1215.5059 | 256.5719 | 70764.729 | 3239.7622 | 35319.0917 | 235883.432 | 37005.6533 | 311447.9393 | 14638.8402 | 353.387 | 14992.2271 | 255.2252 | 1383.8822 | 343.6427
[5 empty] | RB_GUP | SUBTRAN | 398375.3367 | 189189.1674 | 48429.6352 | 564.3613 | 18.5021 | 49012.4987 | 21107.988 | 5983.0115 | 612.8574 | 0 | 27703.8569 | 1182.1421 | 13663.0575 | 111295.7868 | 0 | 126140.9864 | 5728.5883 | 137.0603 | 5865.6486 | 94.0688 | 295.4982 | 73.6117
[5 empty] | RB_GUP | DISTPRI | 663979.2431 | 441213.3134 | 111080.5814 | 1296.2706 | 0 | 112376.852 | 47901.0237 | 13598.0657 | 0 | 0 | 61499.0894 | 2731.9714 | 31599.0705 | 0 | 0 | 34331.0419 | 12999.5308 | 311.458 | 13310.9888 | 223.6538 | 819.8444 | 204.4594
[5 empty] | RB_GUP | DISTSEC | 234777.5978 | 175285.3682 | 39349.2424 | 0 | 0 | 39349.2424 | 13871.0228 | 0 | 0 | 0 | 13871.0228 | 613.9392 | 0 | 0 | 0 | 613.9392 | 3860.5126 | 0 | 3860.5126 | 62.9506 | 1390.0445 | 344.5176
[5 empty] | RB_GUP | ENERGY | 44296.9398 | 16103.3764 | 5197.6249 | 59.5029 | 1.5081 | 5258.636 | 2515.2227 | 702.0738 | 55.5837 | 11.3944 | 3284.2747 | 167.6008 | 2002.9648 | 14160.0241 | 2269.2807 | 18599.8704 | 682.2438 | 16.0351 | 698.2789 | 15.665 | 269.55 | 67.2885
[5 empty] | RB_GUP | CUSTOMER | 1070066.5384 | 799931.0997 | 193267.0005 | 1207.4879 | 156.7201 | 194631.2086 | 2946.7797 | 1014.1542 | 449.5359 | 192.5452 | 4603.0149 | 41.9945 | 626.3727 | 1165.6015 | 288.8312 | 2122.8 | 1004.3734 | 13.2607 | 1017.6341 | 60.4731 | 58668.4931 | 9031.8149
|  |  | Removal Costs | 4431928 | RB_GUP | TOTAL | 4431928 | 2612427.0146 | 647933.8486 | 6057.6321 | 248.9126 | 654240.3933 | 193200.3063 | 51160.4256 | 3481.2095 | 702.7763 | 248544.7177 | 11036.5161 | 116560.1778 | 585234.891 | 74505.9009 | 787337.4857 | 52736.6348 | 1164.8824 | 53901.5172 | 953.0299 | 64134.0263 | 10389.8152
[5 empty] | RB_GUP | PRODUCTION | 1737509.1836 | 851975.3216 | 215516.6283 | 2519.7172 | 62.0745 | 218098.42 | 90174.8612 | 25681.3578 | 2032.3068 | 428.9841 | 118317.5099 | 5416.8313 | 59052.9638 | 394393.3747 | 61872.8682 | 520736.0381 | 24475.9097 | 590.8574 | 25066.7671 | 426.7326 | 2313.8292 | 574.5652
[5 empty] | RB_GUP | BULKTRAN | 1840118.2771 | 902288.9638 | 228244.0234 | 2668.5198 | 65.7403 | 230978.2835 | 95500.163 | 27197.9776 | 2152.3252 | 454.3179 | 125304.7837 | 5736.7238 | 62540.3532 | 417684.3864 | 65526.7878 | 551488.2512 | 25921.3414 | 625.7507 | 26547.0921 | 451.9334 | 2450.473 | 608.4963
[5 empty] | RB_GUP | SUBTRAN | 705412.655 | 335001.7449 | 85755.5035 | 999.328 | 32.7622 | 86787.5937 | 37376.4148 | 10594.2604 | 1085.201 | 0 | 49055.8763 | 2093.2471 | 24193.4999 | 197074.0888 | 0 | 223360.8358 | 10143.7471 | 242.6959 | 10386.443 | 166.5698 | 523.2456 | 130.346
[5 empty] | RB_GUP | DISTPRI | 1175723.7901 | 781266.8762 | 196693.0195 | 2295.337 | 0 | 198988.3566 | 84819.4784 | 24078.4174 | 0 | 0 | 108897.8958 | 4837.5665 | 55953.2234 | 0 | 0 | 60790.7899 | 23018.5773 | 551.5061 | 23570.0834 | 396.0291 | 1451.7179 | 362.0412
[5 empty] | RB_GUP | DISTSEC | 415726.2595 | 310381.9579 | 69676.6366 | 0 | 0 | 69676.6366 | 24561.7489 | 0 | 0 | 0 | 24561.7489 | 1087.1167 | 0 | 0 | 0 | 1087.1167 | 6835.9011 | 0 | 6835.9011 | 111.4681 | 2461.3848 | 610.0454
[5 empty] | RB_GUP | ENERGY | 78437.6417 | 28514.6305 | 9203.5577 | 105.3633 | 2.6704 | 9311.5914 | 4453.7645 | 1243.1788 | 98.4234 | 20.1763 | 5815.543 | 296.7747 | 3546.6973 | 25073.4904 | 4018.2692 | 32935.2315 | 1208.0652 | 28.3938 | 1236.459 | 27.7384 | 477.2986 | 119.1494
[5 empty] | RB_GUP | CUSTOMER | 1894792.1931 | 1416456.9662 | 342222.4606 | 2138.1275 | 277.508 | 344638.0961 | 5217.9327 | 1795.7868 | 796.0038 | 340.9443 | 8150.6676 | 74.3607 | 1109.133 | 2063.9582 | 511.4402 | 3758.8923 | 1778.4679 | 23.481 | 1801.9489 | 107.0812 | 103885.6919 | 15992.8488
|  |  | Percent Repair Allowance | 7847720 | RB_GUP | TOTAL | 7847720 | 4625886.461 | 1147311.8296 | 10726.3928 | 440.7554 | 1158478.9778 | 342104.3635 | 90590.9788 | 6164.2602 | 1244.4227 | 440104.0252 | 19542.6207 | 206395.8707 | 1036289.2986 | 131929.3655 | 1394157.1554 | 93382.0098 | 2062.6849 | 95444.6946 | 1687.5526 | 113563.6411 | 18397.4922
[5 empty] | PROD_DEMAND | PRODUCTION | -1584339 | -776869.407 | -196517.7523 | -2297.5914 | -56.6023 | -198871.9461 | -82225.4931 | -23417.4168 | -1853.1487 | -391.167 | -107887.2256 | -4939.3103 | -53847.1477 | -359625.6128 | -56418.4633 | -474830.5342 | -22318.235 | -538.7704 | -22857.0054 | -389.114 | -2109.8535 | -523.9144
[5 empty] | PROD_DEMAND | BULKTRAN | 0 | 0 | 0 | 0 | 0 | 0 | 0 | 0 | 0 | 0 | 0 | 0 | 0 | 0 | 0 | 0 | 0 | 0 | 0 | 0 | 0 | 0
[5 empty] | PROD_DEMAND | SUBTRAN | 0 | 0 | 0 | 0 | 0 | 0 | 0 | 0 | 0 | 0 | 0 | 0 | 0 | 0 | 0 | 0 | 0 | 0 | 0 | 0 | 0 | 0
[5 empty] | PROD_DEMAND | DISTPRI | 0 | 0 | 0 | 0 | 0 | 0 | 0 | 0 | 0 | 0 | 0 | 0 | 0 | 0 | 0 | 0 | 0 | 0 | 0 | 0 | 0 | 0
[5 empty] | PROD_DEMAND | DISTSEC | 0 | 0 | 0 | 0 | 0 | 0 | 0 | 0 | 0 | 0 | 0 | 0 | 0 | 0 | 0 | 0 | 0 | 0 | 0 | 0 | 0 | 0
[5 empty] | PROD_DEMAND | ENERGY | 0 | 0 | 0 | 0 | 0 | 0 | 0 | 0 | 0 | 0 | 0 | 0 | 0 | 0 | 0 | 0 | 0 | 0 | 0 | 0 | 0 | 0
[5 empty] | PROD_DEMAND | CUSTOMER | 0 | 0 | 0 | 0 | 0 | 0 | 0 | 0 | 0 | 0 | 0 | 0 | 0 | 0 | 0 | 0 | 0 | 0 | 0 | 0 | 0 | 0
|  |  | Tax Amortization of Pollution Control Equip. | -1584339 | PROD_DEMAND | TOTAL | -1584339 | -776869.407 | -196517.7523 | -2297.5914 | -56.6023 | -198871.9461 | -82225.4931 | -23417.4168 | -1853.1487 | -391.167 | -107887.2256 | -4939.3103 | -53847.1477 | -359625.6128 | -56418.4633 | -474830.5342 | -22318.235 | -538.7704 | -22857.0054 | -389.114 | -2109.8535 | -523.9144
[5 empty] | RB_GUP | PRODUCTION | 78941.0379 | 38708.1788 | 9791.6641 | 114.4794 | 2.8203 | 9908.9638 | 4096.9551 | 1166.7927 | 92.3347 | 19.4902 | 5375.5728 | 246.1053 | 2682.9799 | 17918.652 | 2811.0979 | 23658.8351 | 1112.025 | 26.8447 | 1138.8697 | 19.3879 | 105.1252 | 26.1045
[5 empty] | RB_GUP | BULKTRAN | 83602.9231 | 40994.1012 | 10369.9136 | 121.2401 | 2.9868 | 10494.1405 | 4338.9019 | 1235.698 | 97.7876 | 20.6412 | 5693.0287 | 260.6392 | 2841.4241 | 18976.843 | 2977.1081 | 25056.0143 | 1177.696 | 28.43 | 1206.126 | 20.5329 | 111.3334 | 27.6461
[5 empty] | RB_GUP | SUBTRAN | 32049.3311 | 15220.2853 | 3896.1684 | 45.4029 | 1.4885 | 3943.0599 | 1698.1395 | 481.3338 | 49.3044 | 0 | 2228.7777 | 95.1034 | 1099.1942 | 8953.7559 | 0 | 10148.0535 | 460.8654 | 11.0265 | 471.8919 | 7.5678 | 23.7729 | 5.9221
[5 empty] | RB_GUP | DISTPRI | 53417.1889 | 35495.6501 | 8936.4426 | 104.2851 | 0 | 9040.7277 | 3853.6416 | 1093.9656 | 0 | 0 | 4947.6072 | 219.7873 | 2542.148 | 0 | 0 | 2761.9354 | 1045.8134 | 25.0568 | 1070.8702 | 17.993 | 65.9566 | 16.4488
[5 empty] | RB_GUP | DISTSEC | 18887.8785 | 14101.7234 | 3165.65 | 0 | 0 | 3165.65 | 1115.925 | 0 | 0 | 0 | 1115.925 | 49.3915 | 0 | 0 | 0 | 49.3915 | 310.5786 | 0 | 310.5786 | 5.0644 | 111.8292 | 27.7165
[5 empty] | RB_GUP | ENERGY | 3563.6927 | 1295.5181 | 418.1494 | 4.787 | 0.12133 | 423.0577 | 202.3499 | 56.4819 | 4.4717 | 0.91668 | 264.2202 | 13.4835 | 161.1387 | 1139.1752 | 182.5638 | 1496.3612 | 54.8866 | 1.29 | 56.1766 | 1.2603 | 21.6853 | 5.4134
[5 empty] | RB_GUP | CUSTOMER | 86086.9478 | 64354.5278 | 15548.3473 | 97.1425 | 12.6081 | 15658.098 | 237.0687 | 81.5888 | 36.1652 | 15.4903 | 370.313 | 3.3785 | 50.3917 | 93.7727 | 23.2365 | 170.7794 | 80.8019 | 1.0668 | 81.8688 | 4.8651 | 4719.8855 | 726.6103
|  |  | Relocation Costs | 356549 | RB_GUP | TOTAL | 356549 | 210169.9846 | 52126.3355 | 487.337 | 20.025 | 52633.6976 | 15542.9817 | 4115.8608 | 280.0636 | 56.5384 | 19995.4445 | 887.8887 | 9377.2766 | 47082.1988 | 5994.0063 | 63341.3704 | 4242.6669 | 93.7149 | 4336.3818 | 76.6713 | 5159.5881 | 835.8616
[5 empty] | FUELREV | PRODUCTION | 0 | 0 | 0 | 0 | 0 | 0 | 0 | 0 | 0 | 0 | 0 | 0 | 0 | 0 | 0 | 0 | 0 | 0 | 0 | 0 | 0 | 0
[5 empty] | FUELREV | BULKTRAN | 0 | 0 | 0 | 0 | 0 | 0 | 0 | 0 | 0 | 0 | 0 | 0 | 0 | 0 | 0 | 0 | 0 | 0 | 0 | 0 | 0 | 0
[5 empty] | FUELREV | SUBTRAN | 0 | 0 | 0 | 0 | 0 | 0 | 0 | 0 | 0 | 0 | 0 | 0 | 0 | 0 | 0 | 0 | 0 | 0 | 0 | 0 | 0 | 0
[5 empty] | FUELREV | DISTPRI | 0 | 0 | 0 | 0 | 0 | 0 | 0 | 0 | 0 | 0 | 0 | 0 | 0 | 0 | 0 | 0 | 0 | 0 | 0 | 0 | 0 | 0
[5 empty] | FUELREV | DISTSEC | 0 | 0 | 0 | 0 | 0 | 0 | 0 | 0 | 0 | 0 | 0 | 0 | 0 | 0 | 0 | 0 | 0 | 0 | 0 | 0 | 0 | 0
[5 empty] | FUELREV | ENERGY | -1007584 | -366289.5109 | -118225.8577 | -1353.4618 | -34.3034 | -119613.6228 | -57211.585 | -15969.4636 | -1264.3145 | -259.1787 | -74704.5418 | -3812.269 | -45559.7003 | -322085.7632 | -51617.357 | -423075.0896 | -15518.4059 | -364.7373 | -15883.1432 | -356.3189 | -6131.2197 | -1530.5532
[5 empty] | FUELREV | CUSTOMER | 0 | 0 | 0 | 0 | 0 | 0 | 0 | 0 | 0 | 0 | 0 | 0 | 0 | 0 | 0 | 0 | 0 | 0 | 0 | 0 | 0 | 0
|  |  | Deferred Fuel Costs | -1007584 | FUELREV | TOTAL | -1007584 | -366289.5109 | -118225.8577 | -1353.4618 | -34.3034 | -119613.6228 | -57211.585 | -15969.4636 | -1264.3145 | -259.1787 | -74704.5418 | -3812.269 | -45559.7003 | -322085.7632 | -51617.357 | -423075.0896 | -15518.4059 | -364.7373 | -15883.1432 | -356.3189 | -6131.2197 | -1530.5532
[5 empty] | LABOR_M | PRODUCTION | 962.8632 | 472.1332 | 119.4313 | 1.3963 | 0.034399 | 120.8621 | 49.9716 | 14.2317 | 1.1262 | 0.23773 | 65.5672 | 3.0018 | 32.725 | 218.5582 | 34.2877 | 288.5726 | 13.5636 | 0.32743 | 13.8911 | 0.23648 | 1.2822 | 0.3184
[5 empty] | LABOR_M | BULKTRAN | 259.0807 | 127.0384 | 32.1358 | 0.37572 | 0.009256 | 32.5207 | 13.446 | 3.8294 | 0.30304 | 0.063966 | 17.6424 | 0.80771 | 8.8054 | 58.8082 | 9.2259 | 77.6472 | 3.6496 | 0.088103 | 3.7377 | 0.06363 | 0.34502 | 0.085674
[5 empty] | LABOR_M | SUBTRAN | 99.3597 | 47.1861 | 12.0789 | 0.14076 | 0.0046147 | 12.2243 | 5.2646 | 1.4922 | 0.15285 | 0 | 6.9097 | 0.29484 | 3.4077 | 27.7585 | 0 | 31.4611 | 1.4288 | 0.034185 | 1.463 | 0.023462 | 0.073701 | 0.01836
[5 empty] | LABOR_M | DISTPRI | 460.5435 | 306.0305 | 77.0467 | 0.89911 | 0 | 77.9459 | 33.2247 | 9.4318 | 0 | 0 | 42.6565 | 1.8949 | 21.9175 | 0 | 0 | 23.8124 | 9.0166 | 0.21603 | 9.2327 | 0.15513 | 0.56865 | 0.14182
[5 empty] | LABOR_M | DISTSEC | 168.9332 | 126.1258 | 28.3136 | 0 | 0 | 28.3136 | 9.9808 | 0 | 0 | 0 | 9.9808 | 0.44176 | 0 | 0 | 0 | 0.44176 | 2.7778 | 0 | 2.7778 | 0.045296 | 1.0002 | 0.2479
[5 empty] | LABOR_M | ENERGY | 694.5039 | 252.4747 | 81.4903 | 0.93291 | 0.023645 | 82.4468 | 39.4346 | 11.0074 | 0.87146 | 0.17865 | 51.4921 | 2.6277 | 31.4032 | 222.0061 | 35.5786 | 291.6157 | 10.6965 | 0.2514 | 10.9479 | 0.2456 | 4.2261 | 1.055
[5 empty] | LABOR_M | CUSTOMER | 1315.7158 | 1039.3099 | 242.4649 | 1.8 | 0.23647 | 244.5013 | 3.8766 | 1.5171 | 0.67628 | 0.28812 | 6.358 | 0.055859 | 0.93807 | 1.7527 | 0.43236 | 3.179 | 1.3104 | 0.01985 | 1.3302 | 0.077725 | 17.3715 | 3.5882
|  |  | Insurance Premiums accrued | 3961 | LABOR_M | TOTAL | 3961 | 2370.2986 | 592.9615 | 5.5448 | 0.30839 | 598.8147 | 155.1989 | 41.5095 | 3.1299 | 0.76846 | 200.6066 | 9.1246 | 99.1969 | 528.8837 | 79.5245 | 716.7297 | 42.4433 | 0.937 | 43.3803 | 0.84732 | 24.8674 | 5.4553
[5 empty] | LABOR_M | PRODUCTION | 4724.6174 | 2316.6827 | 586.0306 | 6.8516 | 0.16879 | 593.051 | 245.2026 | 69.8325 | 5.5262 | 1.1665 | 321.7278 | 14.7294 | 160.5762 | 1072.4305 | 168.2441 | 1415.9802 | 66.5546 | 1.6067 | 68.1613 | 1.1604 | 6.2917 | 1.5624
[5 empty] | LABOR_M | BULKTRAN | 1271.2681 | 623.3573 | 157.6852 | 1.8436 | 0.045418 | 159.5742 | 65.9774 | 18.7901 | 1.487 | 0.31387 | 86.5683 | 3.9633 | 43.2068 | 288.5623 | 45.27 | 381.0024 | 17.9081 | 0.43231 | 18.3404 | 0.31222 | 1.6929 | 0.42039
[5 empty] | LABOR_M | SUBTRAN | 487.5422 | 231.5347 | 59.2695 | 0.69068 | 0.022643 | 59.9828 | 25.8325 | 7.3222 | 0.75003 | 0 | 33.9047 | 1.4467 | 16.7212 | 136.2067 | 0 | 154.3747 | 7.0108 | 0.16774 | 7.1785 | 0.11512 | 0.36164 | 0.090088
[5 empty] | LABOR_M | DISTPRI | 2259.8141 | 1501.6435 | 378.0562 | 4.4118 | 0 | 382.468 | 163.0283 | 46.2802 | 0 | 0 | 209.3085 | 9.2981 | 107.5456 | 0 | 0 | 116.8437 | 44.2431 | 1.06 | 45.3032 | 0.76119 | 2.7903 | 0.69587
[5 empty] | LABOR_M | DISTSEC | 828.9283 | 618.8794 | 138.9302 | 0 | 0 | 138.9302 | 48.9744 | 0 | 0 | 0 | 48.9744 | 2.1676 | 0 | 0 | 0 | 2.1676 | 13.6303 | 0 | 13.6303 | 0.22226 | 4.9078 | 1.2164
[5 empty] | LABOR_M | ENERGY | 3407.8205 | 1238.8534 | 399.86 | 4.5776 | 0.11602 | 404.5536 | 193.4993 | 54.0114 | 4.2761 | 0.87659 | 252.6635 | 12.8937 | 154.0907 | 1089.3488 | 174.5787 | 1430.9119 | 52.4859 | 1.2336 | 53.7195 | 1.2051 | 20.7368 | 5.1766
[5 empty] | LABOR_M | CUSTOMER | 6456.0093 | 5099.7293 | 1189.7367 | 8.8322 | 1.1603 | 1199.7291 | 19.0217 | 7.444 | 3.3184 | 1.4137 | 31.1978 | 0.27409 | 4.603 | 8.6001 | 2.1215 | 15.5987 | 6.4298 | 0.0974 | 6.5272 | 0.38138 | 85.239 | 17.6068
|  |  | Accrued Book Pension Expense | 19436 | LABOR_M | TOTAL | 19436 | 11630.6802 | 2909.5683 | 27.2074 | 1.5132 | 2938.2889 | 761.5362 | 203.6803 | 15.3577 | 3.7707 | 984.345 | 44.773 | 486.7434 | 2595.1485 | 390.2143 | 3516.8792 | 208.2626 | 4.5977 | 212.8604 | 4.1577 | 122.0203 | 26.7685
[5 empty] | LABOR_M | PRODUCTION | 0 | 0 | 0 | 0 | 0 | 0 | 0 | 0 | 0 | 0 | 0 | 0 | 0 | 0 | 0 | 0 | 0 | 0 | 0 | 0 | 0 | 0
[5 empty] | LABOR_M | BULKTRAN | 0 | 0 | 0 | 0 | 0 | 0 | 0 | 0 | 0 | 0 | 0 | 0 | 0 | 0 | 0 | 0 | 0 | 0 | 0 | 0 | 0 | 0
[5 empty] | LABOR_M | SUBTRAN | 0 | 0 | 0 | 0 | 0 | 0 | 0 | 0 | 0 | 0 | 0 | 0 | 0 | 0 | 0 | 0 | 0 | 0 | 0 | 0 | 0 | 0
[5 empty] | LABOR_M | DISTPRI | 0 | 0 | 0 | 0 | 0 | 0 | 0 | 0 | 0 | 0 | 0 | 0 | 0 | 0 | 0 | 0 | 0 | 0 | 0 | 0 | 0 | 0
[5 empty] | LABOR_M | DISTSEC | 0 | 0 | 0 | 0 | 0 | 0 | 0 | 0 | 0 | 0 | 0 | 0 | 0 | 0 | 0 | 0 | 0 | 0 | 0 | 0 | 0 | 0
[5 empty] | LABOR_M | ENERGY | 0 | 0 | 0 | 0 | 0 | 0 | 0 | 0 | 0 | 0 | 0 | 0 | 0 | 0 | 0 | 0 | 0 | 0 | 0 | 0 | 0 | 0
[5 empty] | LABOR_M | CUSTOMER | 0 | 0 | 0 | 0 | 0 | 0 | 0 | 0 | 0 | 0 | 0 | 0 | 0 | 0 | 0 | 0 | 0 | 0 | 0 | 0 | 0 | 0
|  |  | Accrued Book Pension Costs - SFAS 158 | 0 | LABOR_M | TOTAL | 0 | 0 | 0 | 0 | 0 | 0 | 0 | 0 | 0 | 0 | 0 | 0 | 0 | 0 | 0 | 0 | 0 | 0 | 0 | 0 | 0 | 0
|  |  |  | 0 | LABOR_M | PRODUCTION | 0 | 0 | 0 | 0 | 0 | 0 | 0 | 0 | 0 | 0 | 0 | 0 | 0 | 0 | 0 | 0 | 0 | 0 | 0 | 0 | 0 | 0
|  |  |  | 0 | LABOR_M | BULKTRAN | 0 | 0 | 0 | 0 | 0 | 0 | 0 | 0 | 0 | 0 | 0 | 0 | 0 | 0 | 0 | 0 | 0 | 0 | 0 | 0 | 0 | 0
|  |  |  | 0 | LABOR_M | SUBTRAN | 0 | 0 | 0 | 0 | 0 | 0 | 0 | 0 | 0 | 0 | 0 | 0 | 0 | 0 | 0 | 0 | 0 | 0 | 0 | 0 | 0 | 0
|  |  |  | 0 | LABOR_M | DISTPRI | 0 | 0 | 0 | 0 | 0 | 0 | 0 | 0 | 0 | 0 | 0 | 0 | 0 | 0 | 0 | 0 | 0 | 0 | 0 | 0 | 0 | 0
|  |  |  | 0 | LABOR_M | DISTSEC | 0 | 0 | 0 | 0 | 0 | 0 | 0 | 0 | 0 | 0 | 0 | 0 | 0 | 0 | 0 | 0 | 0 | 0 | 0 | 0 | 0 | 0
|  |  |  | 0 | LABOR_M | ENERGY | 0 | 0 | 0 | 0 | 0 | 0 | 0 | 0 | 0 | 0 | 0 | 0 | 0 | 0 | 0 | 0 | 0 | 0 | 0 | 0 | 0 | 0
|  |  |  | 0 | LABOR_M | CUSTOMER | 0 | 0 | 0 | 0 | 0 | 0 | 0 | 0 | 0 | 0 | 0 | 0 | 0 | 0 | 0 | 0 | 0 | 0 | 0 | 0 | 0 | 0
|  |  | Supplemental Executive Retirement | 0 | LABOR_M | TOTAL | 0 | 0 | 0 | 0 | 0 | 0 | 0 | 0 | 0 | 0 | 0 | 0 | 0 | 0 | 0 | 0 | 0 | 0 | 0 | 0 | 0 | 0
|  |  |  | 0 | LABOR_M | PRODUCTION | 0 | 0 | 0 | 0 | 0 | 0 | 0 | 0 | 0 | 0 | 0 | 0 | 0 | 0 | 0 | 0 | 0 | 0 | 0 | 0 | 0 | 0
|  |  |  | 0 | LABOR_M | BULKTRAN | 0 | 0 | 0 | 0 | 0 | 0 | 0 | 0 | 0 | 0 | 0 | 0 | 0 | 0 | 0 | 0 | 0 | 0 | 0 | 0 | 0 | 0
|  |  |  | 0 | LABOR_M | SUBTRAN | 0 | 0 | 0 | 0 | 0 | 0 | 0 | 0 | 0 | 0 | 0 | 0 | 0 | 0 | 0 | 0 | 0 | 0 | 0 | 0 | 0 | 0
|  |  |  | 0 | LABOR_M | DISTPRI | 0 | 0 | 0 | 0 | 0 | 0 | 0 | 0 | 0 | 0 | 0 | 0 | 0 | 0 | 0 | 0 | 0 | 0 | 0 | 0 | 0 | 0
|  |  |  | 0 | LABOR_M | DISTSEC | 0 | 0 | 0 | 0 | 0 | 0 | 0 | 0 | 0 | 0 | 0 | 0 | 0 | 0 | 0 | 0 | 0 | 0 | 0 | 0 | 0 | 0
|  |  |  | 0 | LABOR_M | ENERGY | 0 | 0 | 0 | 0 | 0 | 0 | 0 | 0 | 0 | 0 | 0 | 0 | 0 | 0 | 0 | 0 | 0 | 0 | 0 | 0 | 0 | 0
|  |  |  | 0 | LABOR_M | CUSTOMER | 0 | 0 | 0 | 0 | 0 | 0 | 0 | 0 | 0 | 0 | 0 | 0 | 0 | 0 | 0 | 0 | 0 | 0 | 0 | 0 | 0 | 0
|  |  | Accrd Suppl Executive Retirement - SFAS 158 | 0 | LABOR_M | TOTAL | 0 | 0 | 0 | 0 | 0 | 0 | 0 | 0 | 0 | 0 | 0 | 0 | 0 | 0 | 0 | 0 | 0 | 0 | 0 | 0 | 0 | 0
|  |  |  | 0 | LABOR_M | PRODUCTION | 0 | 0 | 0 | 0 | 0 | 0 | 0 | 0 | 0 | 0 | 0 | 0 | 0 | 0 | 0 | 0 | 0 | 0 | 0 | 0 | 0 | 0
|  |  |  | 0 | LABOR_M | BULKTRAN | 0 | 0 | 0 | 0 | 0 | 0 | 0 | 0 | 0 | 0 | 0 | 0 | 0 | 0 | 0 | 0 | 0 | 0 | 0 | 0 | 0 | 0
|  |  |  | 0 | LABOR_M | SUBTRAN | 0 | 0 | 0 | 0 | 0 | 0 | 0 | 0 | 0 | 0 | 0 | 0 | 0 | 0 | 0 | 0 | 0 | 0 | 0 | 0 | 0 | 0
|  |  |  | 0 | LABOR_M | DISTPRI | 0 | 0 | 0 | 0 | 0 | 0 | 0 | 0 | 0 | 0 | 0 | 0 | 0 | 0 | 0 | 0 | 0 | 0 | 0 | 0 | 0 | 0
|  |  |  | 0 | LABOR_M | DISTSEC | 0 | 0 | 0 | 0 | 0 | 0 | 0 | 0 | 0 | 0 | 0 | 0 | 0 | 0 | 0 | 0 | 0 | 0 | 0 | 0 | 0 | 0
|  |  |  | 0 | LABOR_M | ENERGY | 0 | 0 | 0 | 0 | 0 | 0 | 0 | 0 | 0 | 0 | 0 | 0 | 0 | 0 | 0 | 0 | 0 | 0 | 0 | 0 | 0 | 0
|  |  |  | 0 | LABOR_M | CUSTOMER | 0 | 0 | 0 | 0 | 0 | 0 | 0 | 0 | 0 | 0 | 0 | 0 | 0 | 0 | 0 | 0 | 0 | 0 | 0 | 0 | 0 | 0
|  |  | Accrd Book Supplemental Savings Plan | 0 | LABOR_M | TOTAL | 0 | 0 | 0 | 0 | 0 | 0 | 0 | 0 | 0 | 0 | 0 | 0 | 0 | 0 | 0 | 0 | 0 | 0 | 0 | 0 | 0 | 0
[5 empty] | LABOR_M | PRODUCTION | 0 | 0 | 0 | 0 | 0 | 0 | 0 | 0 | 0 | 0 | 0 | 0 | 0 | 0 | 0 | 0 | 0 | 0 | 0 | 0 | 0 | 0
[5 empty] | LABOR_M | BULKTRAN | 0 | 0 | 0 | 0 | 0 | 0 | 0 | 0 | 0 | 0 | 0 | 0 | 0 | 0 | 0 | 0 | 0 | 0 | 0 | 0 | 0 | 0
[5 empty] | LABOR_M | SUBTRAN | 0 | 0 | 0 | 0 | 0 | 0 | 0 | 0 | 0 | 0 | 0 | 0 | 0 | 0 | 0 | 0 | 0 | 0 | 0 | 0 | 0 | 0
[5 empty] | LABOR_M | DISTPRI | 0 | 0 | 0 | 0 | 0 | 0 | 0 | 0 | 0 | 0 | 0 | 0 | 0 | 0 | 0 | 0 | 0 | 0 | 0 | 0 | 0 | 0
[5 empty] | LABOR_M | DISTSEC | 0 | 0 | 0 | 0 | 0 | 0 | 0 | 0 | 0 | 0 | 0 | 0 | 0 | 0 | 0 | 0 | 0 | 0 | 0 | 0 | 0 | 0
[5 empty] | LABOR_M | ENERGY | 0 | 0 | 0 | 0 | 0 | 0 | 0 | 0 | 0 | 0 | 0 | 0 | 0 | 0 | 0 | 0 | 0 | 0 | 0 | 0 | 0 | 0
[5 empty] | LABOR_M | CUSTOMER | 0 | 0 | 0 | 0 | 0 | 0 | 0 | 0 | 0 | 0 | 0 | 0 | 0 | 0 | 0 | 0 | 0 | 0 | 0 | 0 | 0 | 0
|  |  | Stock Based Compensation |  | LABOR_M | TOTAL | 0 | 0 | 0 | 0 | 0 | 0 | 0 | 0 | 0 | 0 | 0 | 0 | 0 | 0 | 0 | 0 | 0 | 0 | 0 | 0 | 0 | 0
[5 empty] | CUST_TOTAL | PRODUCTION | 0 | 0 | 0 | 0 | 0 | 0 | 0 | 0 | 0 | 0 | 0 | 0 | 0 | 0 | 0 | 0 | 0 | 0 | 0 | 0 | 0 | 0
[5 empty] | CUST_TOTAL | BULKTRAN | 0 | 0 | 0 | 0 | 0 | 0 | 0 | 0 | 0 | 0 | 0 | 0 | 0 | 0 | 0 | 0 | 0 | 0 | 0 | 0 | 0 | 0
[5 empty] | CUST_TOTAL | SUBTRAN | 0 | 0 | 0 | 0 | 0 | 0 | 0 | 0 | 0 | 0 | 0 | 0 | 0 | 0 | 0 | 0 | 0 | 0 | 0 | 0 | 0 | 0
[5 empty] | CUST_TOTAL | DISTPRI | 0 | 0 | 0 | 0 | 0 | 0 | 0 | 0 | 0 | 0 | 0 | 0 | 0 | 0 | 0 | 0 | 0 | 0 | 0 | 0 | 0 | 0
[5 empty] | CUST_TOTAL | DISTSEC | 0 | 0 | 0 | 0 | 0 | 0 | 0 | 0 | 0 | 0 | 0 | 0 | 0 | 0 | 0 | 0 | 0 | 0 | 0 | 0 | 0 | 0
[5 empty] | CUST_TOTAL | ENERGY | 0 | 0 | 0 | 0 | 0 | 0 | 0 | 0 | 0 | 0 | 0 | 0 | 0 | 0 | 0 | 0 | 0 | 0 | 0 | 0 | 0 | 0
[5 empty] | CUST_TOTAL | CUSTOMER | 0 | 0 | 0 | 0 | 0 | 0 | 0 | 0 | 0 | 0 | 0 | 0 | 0 | 0 | 0 | 0 | 0 | 0 | 0 | 0 | 0 | 0
|  |  | Book Provision - Uncollectible Accounts | 0 | CUST_TOTAL | TOTAL | 0 | 0 | 0 | 0 | 0 | 0 | 0 | 0 | 0 | 0 | 0 | 0 | 0 | 0 | 0 | 0 | 0 | 0 | 0 | 0 | 0 | 0
|  |  |  | 0 | LABOR_M | PRODUCTION | 0 | 0 | 0 | 0 | 0 | 0 | 0 | 0 | 0 | 0 | 0 | 0 | 0 | 0 | 0 | 0 | 0 | 0 | 0 | 0 | 0 | 0
|  |  |  | 0 | LABOR_M | BULKTRAN | 0 | 0 | 0 | 0 | 0 | 0 | 0 | 0 | 0 | 0 | 0 | 0 | 0 | 0 | 0 | 0 | 0 | 0 | 0 | 0 | 0 | 0
|  |  |  | 0 | LABOR_M | SUBTRAN | 0 | 0 | 0 | 0 | 0 | 0 | 0 | 0 | 0 | 0 | 0 | 0 | 0 | 0 | 0 | 0 | 0 | 0 | 0 | 0 | 0 | 0
|  |  |  | 0 | LABOR_M | DISTPRI | 0 | 0 | 0 | 0 | 0 | 0 | 0 | 0 | 0 | 0 | 0 | 0 | 0 | 0 | 0 | 0 | 0 | 0 | 0 | 0 | 0 | 0
|  |  |  | 0 | LABOR_M | DISTSEC | 0 | 0 | 0 | 0 | 0 | 0 | 0 | 0 | 0 | 0 | 0 | 0 | 0 | 0 | 0 | 0 | 0 | 0 | 0 | 0 | 0 | 0
|  |  |  | 0 | LABOR_M | ENERGY | 0 | 0 | 0 | 0 | 0 | 0 | 0 | 0 | 0 | 0 | 0 | 0 | 0 | 0 | 0 | 0 | 0 | 0 | 0 | 0 | 0 | 0
|  |  |  | 0 | LABOR_M | CUSTOMER | 0 | 0 | 0 | 0 | 0 | 0 | 0 | 0 | 0 | 0 | 0 | 0 | 0 | 0 | 0 | 0 | 0 | 0 | 0 | 0 | 0 | 0
|  |  | Accrd Companywide Incentive Plan | 0 | LABOR_M | TOTAL | 0 | 0 | 0 | 0 | 0 | 0 | 0 | 0 | 0 | 0 | 0 | 0 | 0 | 0 | 0 | 0 | 0 | 0 | 0 | 0 | 0 | 0
|  |  |  | 0 | LABOR_M | PRODUCTION | 0 | 0 | 0 | 0 | 0 | 0 | 0 | 0 | 0 | 0 | 0 | 0 | 0 | 0 | 0 | 0 | 0 | 0 | 0 | 0 | 0 | 0
|  |  |  | 0 | LABOR_M | BULKTRAN | 0 | 0 | 0 | 0 | 0 | 0 | 0 | 0 | 0 | 0 | 0 | 0 | 0 | 0 | 0 | 0 | 0 | 0 | 0 | 0 | 0 | 0
|  |  |  | 0 | LABOR_M | SUBTRAN | 0 | 0 | 0 | 0 | 0 | 0 | 0 | 0 | 0 | 0 | 0 | 0 | 0 | 0 | 0 | 0 | 0 | 0 | 0 | 0 | 0 | 0
|  |  |  | 0 | LABOR_M | DISTPRI | 0 | 0 | 0 | 0 | 0 | 0 | 0 | 0 | 0 | 0 | 0 | 0 | 0 | 0 | 0 | 0 | 0 | 0 | 0 | 0 | 0 | 0
|  |  |  | 0 | LABOR_M | DISTSEC | 0 | 0 | 0 | 0 | 0 | 0 | 0 | 0 | 0 | 0 | 0 | 0 | 0 | 0 | 0 | 0 | 0 | 0 | 0 | 0 | 0 | 0
|  |  |  | 0 | LABOR_M | ENERGY | 0 | 0 | 0 | 0 | 0 | 0 | 0 | 0 | 0 | 0 | 0 | 0 | 0 | 0 | 0 | 0 | 0 | 0 | 0 | 0 | 0 | 0
|  |  |  | 0 | LABOR_M | CUSTOMER | 0 | 0 | 0 | 0 | 0 | 0 | 0 | 0 | 0 | 0 | 0 | 0 | 0 | 0 | 0 | 0 | 0 | 0 | 0 | 0 | 0 | 0
|  |  | Accrd Book Vacation Pay | 0 | LABOR_M | TOTAL | 0 | 0 | 0 | 0 | 0 | 0 | 0 | 0 | 0 | 0 | 0 | 0 | 0 | 0 | 0 | 0 | 0 | 0 | 0 | 0 | 0 | 0
|  |  |  | 0 | LABOR_M | PRODUCTION | 0 | 0 | 0 | 0 | 0 | 0 | 0 | 0 | 0 | 0 | 0 | 0 | 0 | 0 | 0 | 0 | 0 | 0 | 0 | 0 | 0 | 0
|  |  |  | 0 | LABOR_M | BULKTRAN | 0 | 0 | 0 | 0 | 0 | 0 | 0 | 0 | 0 | 0 | 0 | 0 | 0 | 0 | 0 | 0 | 0 | 0 | 0 | 0 | 0 | 0
|  |  |  | 0 | LABOR_M | SUBTRAN | 0 | 0 | 0 | 0 | 0 | 0 | 0 | 0 | 0 | 0 | 0 | 0 | 0 | 0 | 0 | 0 | 0 | 0 | 0 | 0 | 0 | 0
|  |  |  | 0 | LABOR_M | DISTPRI | 0 | 0 | 0 | 0 | 0 | 0 | 0 | 0 | 0 | 0 | 0 | 0 | 0 | 0 | 0 | 0 | 0 | 0 | 0 | 0 | 0 | 0
|  |  |  | 0 | LABOR_M | DISTSEC | 0 | 0 | 0 | 0 | 0 | 0 | 0 | 0 | 0 | 0 | 0 | 0 | 0 | 0 | 0 | 0 | 0 | 0 | 0 | 0 | 0 | 0
|  |  |  | 0 | LABOR_M | ENERGY | 0 | 0 | 0 | 0 | 0 | 0 | 0 | 0 | 0 | 0 | 0 | 0 | 0 | 0 | 0 | 0 | 0 | 0 | 0 | 0 | 0 | 0
|  |  |  | 0 | LABOR_M | CUSTOMER | 0 | 0 | 0 | 0 | 0 | 0 | 0 | 0 | 0 | 0 | 0 | 0 | 0 | 0 | 0 | 0 | 0 | 0 | 0 | 0 | 0 | 0
|  |  | (IDCP) Incentive Comp Deferral Plan | 0 | LABOR_M | TOTAL | 0 | 0 | 0 | 0 | 0 | 0 | 0 | 0 | 0 | 0 | 0 | 0 | 0 | 0 | 0 | 0 | 0 | 0 | 0 | 0 | 0 | 0
|  |  |  | 0 | LABOR_M | PRODUCTION | 0 | 0 | 0 | 0 | 0 | 0 | 0 | 0 | 0 | 0 | 0 | 0 | 0 | 0 | 0 | 0 | 0 | 0 | 0 | 0 | 0 | 0
|  |  |  | 0 | LABOR_M | BULKTRAN | 0 | 0 | 0 | 0 | 0 | 0 | 0 | 0 | 0 | 0 | 0 | 0 | 0 | 0 | 0 | 0 | 0 | 0 | 0 | 0 | 0 | 0
|  |  |  | 0 | LABOR_M | SUBTRAN | 0 | 0 | 0 | 0 | 0 | 0 | 0 | 0 | 0 | 0 | 0 | 0 | 0 | 0 | 0 | 0 | 0 | 0 | 0 | 0 | 0 | 0
|  |  |  | 0 | LABOR_M | DISTPRI | 0 | 0 | 0 | 0 | 0 | 0 | 0 | 0 | 0 | 0 | 0 | 0 | 0 | 0 | 0 | 0 | 0 | 0 | 0 | 0 | 0 | 0
|  |  |  | 0 | LABOR_M | DISTSEC | 0 | 0 | 0 | 0 | 0 | 0 | 0 | 0 | 0 | 0 | 0 | 0 | 0 | 0 | 0 | 0 | 0 | 0 | 0 | 0 | 0 | 0
|  |  |  | 0 | LABOR_M | ENERGY | 0 | 0 | 0 | 0 | 0 | 0 | 0 | 0 | 0 | 0 | 0 | 0 | 0 | 0 | 0 | 0 | 0 | 0 | 0 | 0 | 0 | 0
|  |  |  | 0 | LABOR_M | CUSTOMER | 0 | 0 | 0 | 0 | 0 | 0 | 0 | 0 | 0 | 0 | 0 | 0 | 0 | 0 | 0 | 0 | 0 | 0 | 0 | 0 | 0 | 0
|  |  | Accrd Book Severance Benefits | 0 | LABOR_M | TOTAL | 0 | 0 | 0 | 0 | 0 | 0 | 0 | 0 | 0 | 0 | 0 | 0 | 0 | 0 | 0 | 0 | 0 | 0 | 0 | 0 | 0 | 0
|  |  |  | 0 | TRANS_TOTAL | PRODUCTION | 0 | 0 | 0 | 0 | 0 | 0 | 0 | 0 | 0 | 0 | 0 | 0 | 0 | 0 | 0 | 0 | 0 | 0 | 0 | 0 | 0 | 0
|  |  |  | 0 | TRANS_TOTAL | BULKTRAN | 0 | 0 | 0 | 0 | 0 | 0 | 0 | 0 | 0 | 0 | 0 | 0 | 0 | 0 | 0 | 0 | 0 | 0 | 0 | 0 | 0 | 0
|  |  |  | 0 | TRANS_TOTAL | SUBTRAN | 0 | 0 | 0 | 0 | 0 | 0 | 0 | 0 | 0 | 0 | 0 | 0 | 0 | 0 | 0 | 0 | 0 | 0 | 0 | 0 | 0 | 0
|  |  |  | 0 | TRANS_TOTAL | DISTPRI | 0 | 0 | 0 | 0 | 0 | 0 | 0 | 0 | 0 | 0 | 0 | 0 | 0 | 0 | 0 | 0 | 0 | 0 | 0 | 0 | 0 | 0
|  |  |  | 0 | TRANS_TOTAL | DISTSEC | 0 | 0 | 0 | 0 | 0 | 0 | 0 | 0 | 0 | 0 | 0 | 0 | 0 | 0 | 0 | 0 | 0 | 0 | 0 | 0 | 0 | 0
|  |  |  | 0 | TRANS_TOTAL | ENERGY | 0 | 0 | 0 | 0 | 0 | 0 | 0 | 0 | 0 | 0 | 0 | 0 | 0 | 0 | 0 | 0 | 0 | 0 | 0 | 0 | 0 | 0
|  |  |  | 0 | TRANS_TOTAL | CUSTOMER | 0 | 0 | 0 | 0 | 0 | 0 | 0 | 0 | 0 | 0 | 0 | 0 | 0 | 0 | 0 | 0 | 0 | 0 | 0 | 0 | 0 | 0
|  |  | Reg Asset on Deferred RTO Costs | 0 | TRANS_TOTAL | TOTAL | 0 | 0 | 0 | 0 | 0 | 0 | 0 | 0 | 0 | 0 | 0 | 0 | 0 | 0 | 0 | 0 | 0 | 0 | 0 | 0 | 0 | 0
[5 empty] | TDPLANT | PRODUCTION | 792.043 | 388.3727 | 98.2432 | 1.1486 | 0.028297 | 99.4201 | 41.1062 | 11.7068 | 0.92643 | 0.19555 | 53.935 | 2.4693 | 26.9193 | 179.7841 | 28.2047 | 237.3774 | 11.1573 | 0.26934 | 11.4267 | 0.19453 | 1.0548 | 0.26192
[5 empty] | TDPLANT | BULKTRAN | 41907.4515 | 20549.022 | 5198.1035 | 60.7737 | 1.4972 | 5260.3745 | 2174.9517 | 619.4156 | 49.0178 | 10.3468 | 2853.7319 | 130.65 | 1424.3143 | 9512.4799 | 1492.3284 | 12559.7726 | 590.3411 | 14.251 | 604.5921 | 10.2925 | 55.8079 | 13.8581
[5 empty] | TDPLANT | SUBTRAN | 16065.0877 | 7629.3392 | 1952.9983 | 22.7587 | 0.74613 | 1976.5031 | 851.2115 | 241.274 | 24.7144 | 0 | 1117.1999 | 47.6717 | 550.9834 | 4488.1709 | 0 | 5086.826 | 231.014 | 5.5272 | 236.5411 | 3.7935 | 11.9164 | 2.9685
[5 empty] | TDPLANT | DISTPRI | 26129.5164 | 17363.0285 | 4371.3443 | 51.012 | 0 | 4422.3563 | 1885.0447 | 535.1235 | 0 | 0 | 2420.1682 | 107.511 | 1243.5154 | 0 | 0 | 1351.0265 | 511.5694 | 12.2568 | 523.8262 | 8.8014 | 32.2633 | 8.0461
[5 empty] | TDPLANT | DISTSEC | 9203.3531 | 6871.2397 | 1542.5023 | 0 | 0 | 1542.5023 | 543.7483 | 0 | 0 | 0 | 543.7483 | 24.0666 | 0 | 0 | 0 | 24.0666 | 151.3333 | 0 | 151.3333 | 2.4677 | 54.4902 | 13.5052
[5 empty] | TDPLANT | ENERGY | 0 | 0 | 0 | 0 | 0 | 0 | 0 | 0 | 0 | 0 | 0 | 0 | 0 | 0 | 0 | 0 | 0 | 0 | 0 | 0 | 0 | 0
[5 empty] | TDPLANT | CUSTOMER | 40315.5482 | 29948.6376 | 7261.602 | 45.1567 | 5.8937 | 7312.6525 | 110.7123 | 37.9072 | 16.9109 | 7.2474 | 172.7778 | 1.577 | 23.4233 | 43.8505 | 10.8711 | 79.722 | 37.7508 | 0.49467 | 38.2455 | 2.2745 | 2395.1712 | 366.0671
|  |  | Customer Adv Inc for Tax | 134413 | TDPLANT | TOTAL | 134413 | 82749.6396 | 20424.7936 | 180.8498 | 8.1653 | 20613.8088 | 5606.7748 | 1445.4271 | 91.5695 | 17.7897 | 7161.5611 | 313.9455 | 3269.1558 | 14224.2854 | 1531.4042 | 19338.791 | 1533.1658 | 32.799 | 1565.9648 | 27.8241 | 2550.7036 | 404.7069
[5 empty] | RB_GUP | PRODUCTION | 0 | 0 | 0 | 0 | 0 | 0 | 0 | 0 | 0 | 0 | 0 | 0 | 0 | 0 | 0 | 0 | 0 | 0 | 0 | 0 | 0 | 0
[5 empty] | RB_GUP | BULKTRAN | 0 | 0 | 0 | 0 | 0 | 0 | 0 | 0 | 0 | 0 | 0 | 0 | 0 | 0 | 0 | 0 | 0 | 0 | 0 | 0 | 0 | 0
[5 empty] | RB_GUP | SUBTRAN | 0 | 0 | 0 | 0 | 0 | 0 | 0 | 0 | 0 | 0 | 0 | 0 | 0 | 0 | 0 | 0 | 0 | 0 | 0 | 0 | 0 | 0
[5 empty] | RB_GUP | DISTPRI | 0 | 0 | 0 | 0 | 0 | 0 | 0 | 0 | 0 | 0 | 0 | 0 | 0 | 0 | 0 | 0 | 0 | 0 | 0 | 0 | 0 | 0
[5 empty] | RB_GUP | DISTSEC | 0 | 0 | 0 | 0 | 0 | 0 | 0 | 0 | 0 | 0 | 0 | 0 | 0 | 0 | 0 | 0 | 0 | 0 | 0 | 0 | 0 | 0
[5 empty] | RB_GUP | ENERGY | 0 | 0 | 0 | 0 | 0 | 0 | 0 | 0 | 0 | 0 | 0 | 0 | 0 | 0 | 0 | 0 | 0 | 0 | 0 | 0 | 0 | 0
[5 empty] | RB_GUP | CUSTOMER | 0 | 0 | 0 | 0 | 0 | 0 | 0 | 0 | 0 | 0 | 0 | 0 | 0 | 0 | 0 | 0 | 0 | 0 | 0 | 0 | 0 | 0
|  |  | Deferred Book Contract Revenue | 0 | RB_GUP | TOTAL | 0 | 0 | 0 | 0 | 0 | 0 | 0 | 0 | 0 | 0 | 0 | 0 | 0 | 0 | 0 | 0 | 0 | 0 | 0 | 0 | 0 | 0
[5 empty] | EXP_OM_DIST | PRODUCTION | 0 | 0 | 0 | 0 | 0 | 0 | 0 | 0 | 0 | 0 | 0 | 0 | 0 | 0 | 0 | 0 | 0 | 0 | 0 | 0 | 0 | 0
[5 empty] | EXP_OM_DIST | BULKTRAN | 0 | 0 | 0 | 0 | 0 | 0 | 0 | 0 | 0 | 0 | 0 | 0 | 0 | 0 | 0 | 0 | 0 | 0 | 0 | 0 | 0 | 0
[5 empty] | EXP_OM_DIST | SUBTRAN | 0 | 0 | 0 | 0 | 0 | 0 | 0 | 0 | 0 | 0 | 0 | 0 | 0 | 0 | 0 | 0 | 0 | 0 | 0 | 0 | 0 | 0
[5 empty] | EXP_OM_DIST | DISTPRI | 0 | 0 | 0 | 0 | 0 | 0 | 0 | 0 | 0 | 0 | 0 | 0 | 0 | 0 | 0 | 0 | 0 | 0 | 0 | 0 | 0 | 0
[5 empty] | EXP_OM_DIST | DISTSEC | 0 | 0 | 0 | 0 | 0 | 0 | 0 | 0 | 0 | 0 | 0 | 0 | 0 | 0 | 0 | 0 | 0 | 0 | 0 | 0 | 0 | 0
[5 empty] | EXP_OM_DIST | ENERGY | 0 | 0 | 0 | 0 | 0 | 0 | 0 | 0 | 0 | 0 | 0 | 0 | 0 | 0 | 0 | 0 | 0 | 0 | 0 | 0 | 0 | 0
[5 empty] | EXP_OM_DIST | CUSTOMER | 0 | 0 | 0 | 0 | 0 | 0 | 0 | 0 | 0 | 0 | 0 | 0 | 0 | 0 | 0 | 0 | 0 | 0 | 0 | 0 | 0 | 0
|  |  | Deferred Storm Damage | 0 | EXP_OM_DIST | TOTAL | 0 | 0 | 0 | 0 | 0 | 0 | 0 | 0 | 0 | 0 | 0 | 0 | 0 | 0 | 0 | 0 | 0 | 0 | 0 | 0 | 0 | 0
[5 empty] | CUST_TOTAL | PRODUCTION | 0 | 0 | 0 | 0 | 0 | 0 | 0 | 0 | 0 | 0 | 0 | 0 | 0 | 0 | 0 | 0 | 0 | 0 | 0 | 0 | 0 | 0
[5 empty] | CUST_TOTAL | BULKTRAN | 0 | 0 | 0 | 0 | 0 | 0 | 0 | 0 | 0 | 0 | 0 | 0 | 0 | 0 | 0 | 0 | 0 | 0 | 0 | 0 | 0 | 0
[5 empty] | CUST_TOTAL | SUBTRAN | 0 | 0 | 0 | 0 | 0 | 0 | 0 | 0 | 0 | 0 | 0 | 0 | 0 | 0 | 0 | 0 | 0 | 0 | 0 | 0 | 0 | 0
[5 empty] | CUST_TOTAL | DISTPRI | 0 | 0 | 0 | 0 | 0 | 0 | 0 | 0 | 0 | 0 | 0 | 0 | 0 | 0 | 0 | 0 | 0 | 0 | 0 | 0 | 0 | 0
[5 empty] | CUST_TOTAL | DISTSEC | 0 | 0 | 0 | 0 | 0 | 0 | 0 | 0 | 0 | 0 | 0 | 0 | 0 | 0 | 0 | 0 | 0 | 0 | 0 | 0 | 0 | 0
[5 empty] | CUST_TOTAL | ENERGY | 0 | 0 | 0 | 0 | 0 | 0 | 0 | 0 | 0 | 0 | 0 | 0 | 0 | 0 | 0 | 0 | 0 | 0 | 0 | 0 | 0 | 0
[5 empty] | CUST_TOTAL | CUSTOMER | 0 | 0 | 0 | 0 | 0 | 0 | 0 | 0 | 0 | 0 | 0 | 0 | 0 | 0 | 0 | 0 | 0 | 0 | 0 | 0 | 0 | 0
|  |  | Deferred Demand Side Management Exp | 0 | CUST_TOTAL | TOTAL | 0 | 0 | 0 | 0 | 0 | 0 | 0 | 0 | 0 | 0 | 0 | 0 | 0 | 0 | 0 | 0 | 0 | 0 | 0 | 0 | 0 | 0
[5 empty] | REV_RENT | PRODUCTION | 831.4579 | 407.6995 | 103.1321 | 1.2058 | 0.029705 | 104.3676 | 43.1518 | 12.2894 | 0.97253 | 0.20528 | 56.619 | 2.5921 | 28.2589 | 188.7308 | 29.6083 | 249.1901 | 11.7126 | 0.28275 | 11.9953 | 0.20421 | 1.1072 | 0.27495
[5 empty] | REV_RENT | BULKTRAN | 147.623 | 72.3859 | 18.3108 | 0.21408 | 0.005274 | 18.5302 | 7.6615 | 2.182 | 0.17267 | 0.036448 | 10.0525 | 0.46023 | 5.0173 | 33.5086 | 5.2569 | 44.243 | 2.0795 | 0.050201 | 2.1297 | 0.036256 | 0.19659 | 0.048816
[5 empty] | REV_RENT | SUBTRAN | 56.6147 | 26.8864 | 6.8825 | 0.080204 | 0.0026294 | 6.9654 | 2.9997 | 0.85027 | 0.087096 | 0 | 3.9371 | 0.168 | 1.9417 | 15.8167 | 0 | 17.9264 | 0.81411 | 0.019478 | 0.83359 | 0.013368 | 0.041994 | 0.010461
[5 empty] | REV_RENT | DISTPRI | 570.3528 | 378.9987 | 95.4173 | 1.1135 | 0 | 96.5308 | 41.1466 | 11.6806 | 0 | 0 | 52.8272 | 2.3467 | 27.1433 | 0 | 0 | 29.4901 | 11.1665 | 0.26754 | 11.434 | 0.19212 | 0.70424 | 0.17563
[5 empty] | REV_RENT | DISTSEC | 232.7728 | 173.7886 | 39.0132 | 0 | 0 | 39.0132 | 13.7526 | 0 | 0 | 0 | 13.7526 | 0.6087 | 0 | 0 | 0 | 0.6087 | 3.8275 | 0 | 3.8275 | 0.062413 | 1.3782 | 0.34158
[5 empty] | REV_RENT | ENERGY | 0.83574 | 0.30382 | 0.098062 | 0.0011226 | 2.8453e-05 | 0.099213 | 0.047454 | 0.013246 | 0.0010487 | 0.00021497 | 0.061963 | 0.0031621 | 0.037789 | 0.26715 | 0.042814 | 0.35092 | 0.012872 | 0.00030253 | 0.013174 | 0.00029555 | 0.0050855 | 0.0012695
[5 empty] | REV_RENT | CUSTOMER | 1344.343 | 1069.9387 | 253.9277 | 0.71997 | 0.029384 | 254.677 | 3.1245 | 0.61314 | 0.084308 | 0.036129 | 3.8581 | 0.0432 | 0.35713 | 0.21861 | 0.054194 | 0.67314 | 1.0858 | 0.0095355 | 1.0953 | 0.067878 | 11.8465 | 2.1864
|  |  | Advance Rental Income | 3184 | REV_RENT | TOTAL | 3184 | 2130.0016 | 516.7817 | 3.3346 | 0.06702 | 520.1834 | 111.8841 | 27.6286 | 1.3177 | 0.27808 | 141.1085 | 6.2222 | 62.7561 | 238.5419 | 34.9622 | 342.4823 | 30.6989 | 0.6298 | 31.3287 | 0.57653 | 15.2799 | 3.0391
[5 empty] | RB_GUP | PRODUCTION | 0 | 0 | 0 | 0 | 0 | 0 | 0 | 0 | 0 | 0 | 0 | 0 | 0 | 0 | 0 | 0 | 0 | 0 | 0 | 0 | 0 | 0
[5 empty] | RB_GUP | BULKTRAN | 0 | 0 | 0 | 0 | 0 | 0 | 0 | 0 | 0 | 0 | 0 | 0 | 0 | 0 | 0 | 0 | 0 | 0 | 0 | 0 | 0 | 0
[5 empty] | RB_GUP | SUBTRAN | 0 | 0 | 0 | 0 | 0 | 0 | 0 | 0 | 0 | 0 | 0 | 0 | 0 | 0 | 0 | 0 | 0 | 0 | 0 | 0 | 0 | 0
[5 empty] | RB_GUP | DISTPRI | 0 | 0 | 0 | 0 | 0 | 0 | 0 | 0 | 0 | 0 | 0 | 0 | 0 | 0 | 0 | 0 | 0 | 0 | 0 | 0 | 0 | 0
[5 empty] | RB_GUP | DISTSEC | 0 | 0 | 0 | 0 | 0 | 0 | 0 | 0 | 0 | 0 | 0 | 0 | 0 | 0 | 0 | 0 | 0 | 0 | 0 | 0 | 0 | 0
[5 empty] | RB_GUP | ENERGY | 0 | 0 | 0 | 0 | 0 | 0 | 0 | 0 | 0 | 0 | 0 | 0 | 0 | 0 | 0 | 0 | 0 | 0 | 0 | 0 | 0 | 0
[5 empty] | RB_GUP | CUSTOMER | 0 | 0 | 0 | 0 | 0 | 0 | 0 | 0 | 0 | 0 | 0 | 0 | 0 | 0 | 0 | 0 | 0 | 0 | 0 | 0 | 0 | 0
|  |  | Deferred Revenue - Bonus Lease - Short & Long-Term | 0 | RB_GUP | TOTAL | 0 | 0 | 0 | 0 | 0 | 0 | 0 | 0 | 0 | 0 | 0 | 0 | 0 | 0 | 0 | 0 | 0 | 0 | 0 | 0 | 0 | 0
[5 empty] | LABOR_M | PRODUCTION | 0 | 0 | 0 | 0 | 0 | 0 | 0 | 0 | 0 | 0 | 0 | 0 | 0 | 0 | 0 | 0 | 0 | 0 | 0 | 0 | 0 | 0
[5 empty] | LABOR_M | BULKTRAN | 0 | 0 | 0 | 0 | 0 | 0 | 0 | 0 | 0 | 0 | 0 | 0 | 0 | 0 | 0 | 0 | 0 | 0 | 0 | 0 | 0 | 0
[5 empty] | LABOR_M | SUBTRAN | 0 | 0 | 0 | 0 | 0 | 0 | 0 | 0 | 0 | 0 | 0 | 0 | 0 | 0 | 0 | 0 | 0 | 0 | 0 | 0 | 0 | 0
[5 empty] | LABOR_M | DISTPRI | 0 | 0 | 0 | 0 | 0 | 0 | 0 | 0 | 0 | 0 | 0 | 0 | 0 | 0 | 0 | 0 | 0 | 0 | 0 | 0 | 0 | 0
[5 empty] | LABOR_M | DISTSEC | 0 | 0 | 0 | 0 | 0 | 0 | 0 | 0 | 0 | 0 | 0 | 0 | 0 | 0 | 0 | 0 | 0 | 0 | 0 | 0 | 0 | 0
[5 empty] | LABOR_M | ENERGY | 0 | 0 | 0 | 0 | 0 | 0 | 0 | 0 | 0 | 0 | 0 | 0 | 0 | 0 | 0 | 0 | 0 | 0 | 0 | 0 | 0 | 0
[5 empty] | LABOR_M | CUSTOMER | 0 | 0 | 0 | 0 | 0 | 0 | 0 | 0 | 0 | 0 | 0 | 0 | 0 | 0 | 0 | 0 | 0 | 0 | 0 | 0 | 0 | 0
|  |  | Reg Asset SFAS 158 Pensions | 0 | LABOR_M | TOTAL | 0 | 0 | 0 | 0 | 0 | 0 | 0 | 0 | 0 | 0 | 0 | 0 | 0 | 0 | 0 | 0 | 0 | 0 | 0 | 0 | 0 | 0
[5 empty] | LABOR_M | PRODUCTION | 0 | 0 | 0 | 0 | 0 | 0 | 0 | 0 | 0 | 0 | 0 | 0 | 0 | 0 | 0 | 0 | 0 | 0 | 0 | 0 | 0 | 0
[5 empty] | LABOR_M | BULKTRAN | 0 | 0 | 0 | 0 | 0 | 0 | 0 | 0 | 0 | 0 | 0 | 0 | 0 | 0 | 0 | 0 | 0 | 0 | 0 | 0 | 0 | 0
[5 empty] | LABOR_M | SUBTRAN | 0 | 0 | 0 | 0 | 0 | 0 | 0 | 0 | 0 | 0 | 0 | 0 | 0 | 0 | 0 | 0 | 0 | 0 | 0 | 0 | 0 | 0
[5 empty] | LABOR_M | DISTPRI | 0 | 0 | 0 | 0 | 0 | 0 | 0 | 0 | 0 | 0 | 0 | 0 | 0 | 0 | 0 | 0 | 0 | 0 | 0 | 0 | 0 | 0
[5 empty] | LABOR_M | DISTSEC | 0 | 0 | 0 | 0 | 0 | 0 | 0 | 0 | 0 | 0 | 0 | 0 | 0 | 0 | 0 | 0 | 0 | 0 | 0 | 0 | 0 | 0
[5 empty] | LABOR_M | ENERGY | 0 | 0 | 0 | 0 | 0 | 0 | 0 | 0 | 0 | 0 | 0 | 0 | 0 | 0 | 0 | 0 | 0 | 0 | 0 | 0 | 0 | 0
[5 empty] | LABOR_M | CUSTOMER | 0 | 0 | 0 | 0 | 0 | 0 | 0 | 0 | 0 | 0 | 0 | 0 | 0 | 0 | 0 | 0 | 0 | 0 | 0 | 0 | 0 | 0
|  |  | Reg Asset SFAS 158 SERP | 0 | LABOR_M | TOTAL | 0 | 0 | 0 | 0 | 0 | 0 | 0 | 0 | 0 | 0 | 0 | 0 | 0 | 0 | 0 | 0 | 0 | 0 | 0 | 0 | 0 | 0
[5 empty] | LABOR_M | PRODUCTION | 0 | 0 | 0 | 0 | 0 | 0 | 0 | 0 | 0 | 0 | 0 | 0 | 0 | 0 | 0 | 0 | 0 | 0 | 0 | 0 | 0 | 0
[5 empty] | LABOR_M | BULKTRAN | 0 | 0 | 0 | 0 | 0 | 0 | 0 | 0 | 0 | 0 | 0 | 0 | 0 | 0 | 0 | 0 | 0 | 0 | 0 | 0 | 0 | 0
[5 empty] | LABOR_M | SUBTRAN | 0 | 0 | 0 | 0 | 0 | 0 | 0 | 0 | 0 | 0 | 0 | 0 | 0 | 0 | 0 | 0 | 0 | 0 | 0 | 0 | 0 | 0
[5 empty] | LABOR_M | DISTPRI | 0 | 0 | 0 | 0 | 0 | 0 | 0 | 0 | 0 | 0 | 0 | 0 | 0 | 0 | 0 | 0 | 0 | 0 | 0 | 0 | 0 | 0
[5 empty] | LABOR_M | DISTSEC | 0 | 0 | 0 | 0 | 0 | 0 | 0 | 0 | 0 | 0 | 0 | 0 | 0 | 0 | 0 | 0 | 0 | 0 | 0 | 0 | 0 | 0
[5 empty] | LABOR_M | ENERGY | 0 | 0 | 0 | 0 | 0 | 0 | 0 | 0 | 0 | 0 | 0 | 0 | 0 | 0 | 0 | 0 | 0 | 0 | 0 | 0 | 0 | 0
[5 empty] | LABOR_M | CUSTOMER | 0 | 0 | 0 | 0 | 0 | 0 | 0 | 0 | 0 | 0 | 0 | 0 | 0 | 0 | 0 | 0 | 0 | 0 | 0 | 0 | 0 | 0
|  |  | Reg Asset SFAS 158 OPEB | 0 | LABOR_M | TOTAL | 0 | 0 | 0 | 0 | 0 | 0 | 0 | 0 | 0 | 0 | 0 | 0 | 0 | 0 | 0 | 0 | 0 | 0 | 0 | 0 | 0 | 0
[5 empty] | RB_GUP | PRODUCTION | -176915.2108 | -86749.1206 | -21944.1544 | -256.5605 | -6.3205 | -22207.0354 | -9181.7095 | -2614.9058 | -206.9318 | -43.6797 | -12047.2268 | -551.5481 | -6012.8416 | -40157.5932 | -6299.9676 | -53021.9505 | -2492.1657 | -60.1618 | -2552.3275 | -43.4504 | -235.5968 | -58.5029
[5 empty] | RB_GUP | BULKTRAN | -187362.9884 | -91872.1143 | -23240.0726 | -271.7118 | -6.6938 | -23518.4781 | -9723.9379 | -2769.3298 | -219.1523 | -46.2592 | -12758.6792 | -584.1199 | -6367.9317 | -42529.1112 | -6672.0139 | -56153.1767 | -2639.3412 | -63.7147 | -2703.0559 | -46.0164 | -249.51 | -61.9578
[5 empty] | RB_GUP | SUBTRAN | -71825.939 | -34110.2682 | -8731.7253 | -101.7527 | -3.3359 | -8836.814 | -3805.7101 | -1078.7199 | -110.4964 | 0 | -4994.9265 | -213.1369 | -2463.4104 | -20066.3135 | 0 | -22742.8607 | -1032.8482 | -24.7116 | -1057.5597 | -16.9603 | -53.2775 | -13.272
[5 empty] | RB_GUP | DISTPRI | -119713.5671 | -79549.5042 | -20027.5126 | -233.7139 | 0 | -20261.2265 | -8636.4182 | -2451.6925 | 0 | 0 | -11088.1107 | -492.5667 | -5697.2224 | 0 | 0 | -6189.7891 | -2343.7784 | -56.155 | -2399.9334 | -40.3241 | -147.8156 | -36.8635
[5 empty] | RB_GUP | DISTSEC | -42329.7324 | -31603.4528 | -7094.5564 | 0 | 0 | -7094.5564 | -2500.9059 | 0 | 0 | 0 | -2500.9059 | -110.6915 | 0 | 0 | 0 | -110.6915 | -696.0394 | 0 | -696.0394 | -11.3498 | -250.6211 | -62.1155
[5 empty] | RB_GUP | ENERGY | -7986.6121 | -2903.3929 | -937.117 | -10.7282 | -0.27191 | -948.1171 | -453.4875 | -126.5819 | -10.0216 | -2.0544 | -592.1454 | -30.2179 | -361.1289 | -2553.012 | -409.1449 | -3353.5037 | -123.0066 | -2.8911 | -125.8977 | -2.8244 | -48.5991 | -12.1319
[5 empty] | RB_GUP | CUSTOMER | -192929.9502 | -144225.2997 | -34845.4899 | -217.7066 | -28.2562 | -35091.4528 | -531.296 | -182.8491 | -81.05 | -34.7153 | -829.9105 | -7.5715 | -112.9332 | -210.1546 | -52.0754 | -382.7348 | -181.0857 | -2.3909 | -183.4765 | -10.9031 | -10577.7623 | -1628.4105
|  |  | Reg Asset OSS Sharing | -799064 | RB_GUP | TOTAL | -799064 | -471013.1527 | -116820.6281 | -1092.1738 | -44.8782 | -117957.6802 | -34833.4652 | -9224.0791 | -627.6522 | -126.7086 | -44811.905 | -1989.8524 | -21015.4682 | -105516.1846 | -13433.2018 | -141954.707 | -9508.2651 | -210.025 | -9718.2901 | -171.8286 | -11563.1823 | -1873.2541
[5 empty] | PROD_DEMAND | PRODUCTION | 0 | 0 | 0 | 0 | 0 | 0 | 0 | 0 | 0 | 0 | 0 | 0 | 0 | 0 | 0 | 0 | 0 | 0 | 0 | 0 | 0 | 0
[5 empty] | PROD_DEMAND | BULKTRAN | 0 | 0 | 0 | 0 | 0 | 0 | 0 | 0 | 0 | 0 | 0 | 0 | 0 | 0 | 0 | 0 | 0 | 0 | 0 | 0 | 0 | 0
[5 empty] | PROD_DEMAND | SUBTRAN | 0 | 0 | 0 | 0 | 0 | 0 | 0 | 0 | 0 | 0 | 0 | 0 | 0 | 0 | 0 | 0 | 0 | 0 | 0 | 0 | 0 | 0
[5 empty] | PROD_DEMAND | DISTPRI | 0 | 0 | 0 | 0 | 0 | 0 | 0 | 0 | 0 | 0 | 0 | 0 | 0 | 0 | 0 | 0 | 0 | 0 | 0 | 0 | 0 | 0
[5 empty] | PROD_DEMAND | DISTSEC | 0 | 0 | 0 | 0 | 0 | 0 | 0 | 0 | 0 | 0 | 0 | 0 | 0 | 0 | 0 | 0 | 0 | 0 | 0 | 0 | 0 | 0
[5 empty] | PROD_DEMAND | ENERGY | 0 | 0 | 0 | 0 | 0 | 0 | 0 | 0 | 0 | 0 | 0 | 0 | 0 | 0 | 0 | 0 | 0 | 0 | 0 | 0 | 0 | 0
[5 empty] | PROD_DEMAND | CUSTOMER | 0 | 0 | 0 | 0 | 0 | 0 | 0 | 0 | 0 | 0 | 0 | 0 | 0 | 0 | 0 | 0 | 0 | 0 | 0 | 0 | 0 | 0
|  |  | REMOVAL CST - BIG SANDY | 0 | PROD_DEMAND | TOTAL | 0 | 0 | 0 | 0 | 0 | 0 | 0 | 0 | 0 | 0 | 0 | 0 | 0 | 0 | 0 | 0 | 0 | 0 | 0 | 0 | 0 | 0
|  |  |  | 0 | PROD_DEMAND | PRODUCTION | 0 | 0 | 0 | 0 | 0 | 0 | 0 | 0 | 0 | 0 | 0 | 0 | 0 | 0 | 0 | 0 | 0 | 0 | 0 | 0 | 0 | 0
|  |  |  | 0 | PROD_DEMAND | BULKTRAN | 0 | 0 | 0 | 0 | 0 | 0 | 0 | 0 | 0 | 0 | 0 | 0 | 0 | 0 | 0 | 0 | 0 | 0 | 0 | 0 | 0 | 0
|  |  |  | 0 | PROD_DEMAND | SUBTRAN | 0 | 0 | 0 | 0 | 0 | 0 | 0 | 0 | 0 | 0 | 0 | 0 | 0 | 0 | 0 | 0 | 0 | 0 | 0 | 0 | 0 | 0
|  |  |  | 0 | PROD_DEMAND | DISTPRI | 0 | 0 | 0 | 0 | 0 | 0 | 0 | 0 | 0 | 0 | 0 | 0 | 0 | 0 | 0 | 0 | 0 | 0 | 0 | 0 | 0 | 0
|  |  |  | 0 | PROD_DEMAND | DISTSEC | 0 | 0 | 0 | 0 | 0 | 0 | 0 | 0 | 0 | 0 | 0 | 0 | 0 | 0 | 0 | 0 | 0 | 0 | 0 | 0 | 0 | 0
|  |  |  | 0 | PROD_DEMAND | ENERGY | 0 | 0 | 0 | 0 | 0 | 0 | 0 | 0 | 0 | 0 | 0 | 0 | 0 | 0 | 0 | 0 | 0 | 0 | 0 | 0 | 0 | 0
|  |  |  | 0 | PROD_DEMAND | CUSTOMER | 0 | 0 | 0 | 0 | 0 | 0 | 0 | 0 | 0 | 0 | 0 | 0 | 0 | 0 | 0 | 0 | 0 | 0 | 0 | 0 | 0 | 0
|  |  | SPENT ARO - BIG SANDY | 0 | PROD_DEMAND | TOTAL | 0 | 0 | 0 | 0 | 0 | 0 | 0 | 0 | 0 | 0 | 0 | 0 | 0 | 0 | 0 | 0 | 0 | 0 | 0 | 0 | 0 | 0
|  |  |  | 0 | PROD_DEMAND | PRODUCTION | 0 | 0 | 0 | 0 | 0 | 0 | 0 | 0 | 0 | 0 | 0 | 0 | 0 | 0 | 0 | 0 | 0 | 0 | 0 | 0 | 0 | 0
|  |  |  | 0 | PROD_DEMAND | BULKTRAN | 0 | 0 | 0 | 0 | 0 | 0 | 0 | 0 | 0 | 0 | 0 | 0 | 0 | 0 | 0 | 0 | 0 | 0 | 0 | 0 | 0 | 0
|  |  |  | 0 | PROD_DEMAND | SUBTRAN | 0 | 0 | 0 | 0 | 0 | 0 | 0 | 0 | 0 | 0 | 0 | 0 | 0 | 0 | 0 | 0 | 0 | 0 | 0 | 0 | 0 | 0
|  |  |  | 0 | PROD_DEMAND | DISTPRI | 0 | 0 | 0 | 0 | 0 | 0 | 0 | 0 | 0 | 0 | 0 | 0 | 0 | 0 | 0 | 0 | 0 | 0 | 0 | 0 | 0 | 0
|  |  |  | 0 | PROD_DEMAND | DISTSEC | 0 | 0 | 0 | 0 | 0 | 0 | 0 | 0 | 0 | 0 | 0 | 0 | 0 | 0 | 0 | 0 | 0 | 0 | 0 | 0 | 0 | 0
|  |  |  | 0 | PROD_DEMAND | ENERGY | 0 | 0 | 0 | 0 | 0 | 0 | 0 | 0 | 0 | 0 | 0 | 0 | 0 | 0 | 0 | 0 | 0 | 0 | 0 | 0 | 0 | 0
|  |  |  | 0 | PROD_DEMAND | CUSTOMER | 0 | 0 | 0 | 0 | 0 | 0 | 0 | 0 | 0 | 0 | 0 | 0 | 0 | 0 | 0 | 0 | 0 | 0 | 0 | 0 | 0 | 0
|  |  | NBV - ARO - RETIRED PLANTS | 0 | PROD_DEMAND | TOTAL | 0 | 0 | 0 | 0 | 0 | 0 | 0 | 0 | 0 | 0 | 0 | 0 | 0 | 0 | 0 | 0 | 0 | 0 | 0 | 0 | 0 | 0
|  |  |  | 0 | PROD_DEMAND | PRODUCTION | 0 | 0 | 0 | 0 | 0 | 0 | 0 | 0 | 0 | 0 | 0 | 0 | 0 | 0 | 0 | 0 | 0 | 0 | 0 | 0 | 0 | 0
|  |  |  | 0 | PROD_DEMAND | BULKTRAN | 0 | 0 | 0 | 0 | 0 | 0 | 0 | 0 | 0 | 0 | 0 | 0 | 0 | 0 | 0 | 0 | 0 | 0 | 0 | 0 | 0 | 0
|  |  |  | 0 | PROD_DEMAND | SUBTRAN | 0 | 0 | 0 | 0 | 0 | 0 | 0 | 0 | 0 | 0 | 0 | 0 | 0 | 0 | 0 | 0 | 0 | 0 | 0 | 0 | 0 | 0
|  |  |  | 0 | PROD_DEMAND | DISTPRI | 0 | 0 | 0 | 0 | 0 | 0 | 0 | 0 | 0 | 0 | 0 | 0 | 0 | 0 | 0 | 0 | 0 | 0 | 0 | 0 | 0 | 0
|  |  |  | 0 | PROD_DEMAND | DISTSEC | 0 | 0 | 0 | 0 | 0 | 0 | 0 | 0 | 0 | 0 | 0 | 0 | 0 | 0 | 0 | 0 | 0 | 0 | 0 | 0 | 0 | 0
|  |  |  | 0 | PROD_DEMAND | ENERGY | 0 | 0 | 0 | 0 | 0 | 0 | 0 | 0 | 0 | 0 | 0 | 0 | 0 | 0 | 0 | 0 | 0 | 0 | 0 | 0 | 0 | 0
|  |  |  | 0 | PROD_DEMAND | CUSTOMER | 0 | 0 | 0 | 0 | 0 | 0 | 0 | 0 | 0 | 0 | 0 | 0 | 0 | 0 | 0 | 0 | 0 | 0 | 0 | 0 | 0 | 0
|  |  | Reg Asset - Unrecovered Plant - Big Sandy | 0 | PROD_DEMAND | TOTAL | 0 | 0 | 0 | 0 | 0 | 0 | 0 | 0 | 0 | 0 | 0 | 0 | 0 | 0 | 0 | 0 | 0 | 0 | 0 | 0 | 0 | 0
|  |  |  | 0 | PROD_DEMAND | PRODUCTION | 0 | 0 | 0 | 0 | 0 | 0 | 0 | 0 | 0 | 0 | 0 | 0 | 0 | 0 | 0 | 0 | 0 | 0 | 0 | 0 | 0 | 0
|  |  |  | 0 | PROD_DEMAND | BULKTRAN | 0 | 0 | 0 | 0 | 0 | 0 | 0 | 0 | 0 | 0 | 0 | 0 | 0 | 0 | 0 | 0 | 0 | 0 | 0 | 0 | 0 | 0
|  |  |  | 0 | PROD_DEMAND | SUBTRAN | 0 | 0 | 0 | 0 | 0 | 0 | 0 | 0 | 0 | 0 | 0 | 0 | 0 | 0 | 0 | 0 | 0 | 0 | 0 | 0 | 0 | 0
|  |  |  | 0 | PROD_DEMAND | DISTPRI | 0 | 0 | 0 | 0 | 0 | 0 | 0 | 0 | 0 | 0 | 0 | 0 | 0 | 0 | 0 | 0 | 0 | 0 | 0 | 0 | 0 | 0
|  |  |  | 0 | PROD_DEMAND | DISTSEC | 0 | 0 | 0 | 0 | 0 | 0 | 0 | 0 | 0 | 0 | 0 | 0 | 0 | 0 | 0 | 0 | 0 | 0 | 0 | 0 | 0 | 0
|  |  |  | 0 | PROD_DEMAND | ENERGY | 0 | 0 | 0 | 0 | 0 | 0 | 0 | 0 | 0 | 0 | 0 | 0 | 0 | 0 | 0 | 0 | 0 | 0 | 0 | 0 | 0 | 0
|  |  |  | 0 | PROD_DEMAND | CUSTOMER | 0 | 0 | 0 | 0 | 0 | 0 | 0 | 0 | 0 | 0 | 0 | 0 | 0 | 0 | 0 | 0 | 0 | 0 | 0 | 0 | 0 | 0
|  |  | BIG SANDY RETIRE COSTS RECOV | 0 | PROD_DEMAND | TOTAL | 0 | 0 | 0 | 0 | 0 | 0 | 0 | 0 | 0 | 0 | 0 | 0 | 0 | 0 | 0 | 0 | 0 | 0 | 0 | 0 | 0 | 0
|  |  |  | 0 | PROD_ENERGY | PRODUCTION | 0 | 0 | 0 | 0 | 0 | 0 | 0 | 0 | 0 | 0 | 0 | 0 | 0 | 0 | 0 | 0 | 0 | 0 | 0 | 0 | 0 | 0
|  |  |  | 0 | PROD_ENERGY | BULKTRAN | 0 | 0 | 0 | 0 | 0 | 0 | 0 | 0 | 0 | 0 | 0 | 0 | 0 | 0 | 0 | 0 | 0 | 0 | 0 | 0 | 0 | 0
|  |  |  | 0 | PROD_ENERGY | SUBTRAN | 0 | 0 | 0 | 0 | 0 | 0 | 0 | 0 | 0 | 0 | 0 | 0 | 0 | 0 | 0 | 0 | 0 | 0 | 0 | 0 | 0 | 0
|  |  |  | 0 | PROD_ENERGY | DISTPRI | 0 | 0 | 0 | 0 | 0 | 0 | 0 | 0 | 0 | 0 | 0 | 0 | 0 | 0 | 0 | 0 | 0 | 0 | 0 | 0 | 0 | 0
|  |  |  | 0 | PROD_ENERGY | DISTSEC | 0 | 0 | 0 | 0 | 0 | 0 | 0 | 0 | 0 | 0 | 0 | 0 | 0 | 0 | 0 | 0 | 0 | 0 | 0 | 0 | 0 | 0
|  |  |  | 0 | PROD_ENERGY | ENERGY | 0 | 0 | 0 | 0 | 0 | 0 | 0 | 0 | 0 | 0 | 0 | 0 | 0 | 0 | 0 | 0 | 0 | 0 | 0 | 0 | 0 | 0
|  |  |  | 0 | PROD_ENERGY | CUSTOMER | 0 | 0 | 0 | 0 | 0 | 0 | 0 | 0 | 0 | 0 | 0 | 0 | 0 | 0 | 0 | 0 | 0 | 0 | 0 | 0 | 0 | 0
|  |  | BIG SANDY RETIRE RIDER U2 O&M | 0 | PROD_ENERGY | TOTAL | 0 | 0 | 0 | 0 | 0 | 0 | 0 | 0 | 0 | 0 | 0 | 0 | 0 | 0 | 0 | 0 | 0 | 0 | 0 | 0 | 0 | 0
|  |  |  | 0 | PROD_ENERGY | PRODUCTION | 0 | 0 | 0 | 0 | 0 | 0 | 0 | 0 | 0 | 0 | 0 | 0 | 0 | 0 | 0 | 0 | 0 | 0 | 0 | 0 | 0 | 0
|  |  |  | 0 | PROD_ENERGY | BULKTRAN | 0 | 0 | 0 | 0 | 0 | 0 | 0 | 0 | 0 | 0 | 0 | 0 | 0 | 0 | 0 | 0 | 0 | 0 | 0 | 0 | 0 | 0
|  |  |  | 0 | PROD_ENERGY | SUBTRAN | 0 | 0 | 0 | 0 | 0 | 0 | 0 | 0 | 0 | 0 | 0 | 0 | 0 | 0 | 0 | 0 | 0 | 0 | 0 | 0 | 0 | 0
|  |  |  | 0 | PROD_ENERGY | DISTPRI | 0 | 0 | 0 | 0 | 0 | 0 | 0 | 0 | 0 | 0 | 0 | 0 | 0 | 0 | 0 | 0 | 0 | 0 | 0 | 0 | 0 | 0
|  |  |  | 0 | PROD_ENERGY | DISTSEC | 0 | 0 | 0 | 0 | 0 | 0 | 0 | 0 | 0 | 0 | 0 | 0 | 0 | 0 | 0 | 0 | 0 | 0 | 0 | 0 | 0 | 0
|  |  |  | 0 | PROD_ENERGY | ENERGY | 0 | 0 | 0 | 0 | 0 | 0 | 0 | 0 | 0 | 0 | 0 | 0 | 0 | 0 | 0 | 0 | 0 | 0 | 0 | 0 | 0 | 0
|  |  |  | 0 | PROD_ENERGY | CUSTOMER | 0 | 0 | 0 | 0 | 0 | 0 | 0 | 0 | 0 | 0 | 0 | 0 | 0 | 0 | 0 | 0 | 0 | 0 | 0 | 0 | 0 | 0
|  |  | UND RECOV-PURCH PWR PPA | 0 | PROD_ENERGY | TOTAL | 0 | 0 | 0 | 0 | 0 | 0 | 0 | 0 | 0 | 0 | 0 | 0 | 0 | 0 | 0 | 0 | 0 | 0 | 0 | 0 | 0 | 0
|  |  |  | 0 | RB_GUP | PRODUCTION | -13.727 | -6.7309 | -1.7027 | -0.019907 | -0.00049041 | -1.7231 | -0.71242 | -0.20289 | -0.016056 | -0.0033891 | -0.93475 | -0.042795 | -0.46654 | -3.1159 | -0.48882 | -4.114 | -0.19337 | -0.004668 | -0.19804 | -0.0033714 | -0.01828 | -0.0045393
|  |  |  | 0 | RB_GUP | BULKTRAN | -14.5376 | -7.1284 | -1.8032 | -0.021082 | -0.00051937 | -1.8248 | -0.75449 | -0.21487 | -0.017004 | -0.0035893 | -0.98996 | -0.045322 | -0.49409 | -3.2999 | -0.51769 | -4.357 | -0.20479 | -0.0049437 | -0.20973 | -0.0035704 | -0.01936 | -0.0048074
|  |  |  | 0 | RB_GUP | SUBTRAN | -5.573 | -2.6466 | -0.6775 | -0.0078951 | -0.00025883 | -0.68566 | -0.29529 | -0.083699 | -0.0085735 | 0 | -0.38756 | -0.016537 | -0.19114 | -1.557 | 0 | -1.7646 | -0.080139 | -0.0019174 | -0.082057 | -0.001316 | -0.0041338 | -0.0010298
|  |  |  | 0 | RB_GUP | DISTPRI | -9.2887 | -6.1723 | -1.554 | -0.018134 | 0 | -1.5721 | -0.67011 | -0.19023 | 0 | 0 | -0.86034 | -0.038219 | -0.44205 | 0 | 0 | -0.48027 | -0.18186 | -0.0043571 | -0.18621 | -0.0031288 | -0.011469 | -0.0028603
|  |  |  | 0 | RB_GUP | DISTSEC | -3.2844 | -2.4521 | -0.55047 | 0 | 0 | -0.55047 | -0.19405 | 0 | 0 | 0 | -0.19405 | -0.0085886 | 0 | 0 | 0 | -0.0085886 | -0.054006 | 0 | -0.054006 | -0.00088064 | -0.019446 | -0.0048196
|  |  |  | 0 | RB_GUP | ENERGY | -0.61969 | -0.22528 | -0.072712 | -0.00083241 | -2.1097e-05 | -0.073565 | -0.035186 | -0.0098216 | -0.00077758 | -0.0001594 | -0.045945 | -0.0023446 | -0.02802 | -0.19809 | -0.031746 | -0.2602 | -0.0095442 | -0.00022432 | -0.0097685 | -0.00021914 | -0.0037708 | -0.00094133
|  |  |  | 0 | RB_GUP | CUSTOMER | -14.9696 | -11.1906 | -2.7037 | -0.016892 | -0.0021924 | -2.7228 | -0.041224 | -0.014187 | -0.0062887 | -0.0026936 | -0.064393 | -0.00058748 | -0.0087626 | -0.016306 | -0.0040406 | -0.029697 | -0.014051 | -0.00018551 | -0.014236 | -0.00084598 | -0.82074 | -0.12635
|  |  | Misc Fees | -62 | RB_GUP | TOTAL | -62 | -36.5463 | -9.0642 | -0.084743 | -0.0034821 | -9.1524 | -2.7028 | -0.7157 | -0.0487 | -0.0098314 | -3.477 | -0.15439 | -1.6306 | -8.1871 | -1.0423 | -11.0144 | -0.73775 | -0.016296 | -0.75405 | -0.013332 | -0.8972 | -0.14535
|  |  |  | 0 | PROD_DEMAND | PRODUCTION | 0 | 0 | 0 | 0 | 0 | 0 | 0 | 0 | 0 | 0 | 0 | 0 | 0 | 0 | 0 | 0 | 0 | 0 | 0 | 0 | 0 | 0
|  |  |  | 0 | PROD_DEMAND | BULKTRAN | 0 | 0 | 0 | 0 | 0 | 0 | 0 | 0 | 0 | 0 | 0 | 0 | 0 | 0 | 0 | 0 | 0 | 0 | 0 | 0 | 0 | 0
|  |  |  | 0 | PROD_DEMAND | SUBTRAN | 0 | 0 | 0 | 0 | 0 | 0 | 0 | 0 | 0 | 0 | 0 | 0 | 0 | 0 | 0 | 0 | 0 | 0 | 0 | 0 | 0 | 0
|  |  |  | 0 | PROD_DEMAND | DISTPRI | 0 | 0 | 0 | 0 | 0 | 0 | 0 | 0 | 0 | 0 | 0 | 0 | 0 | 0 | 0 | 0 | 0 | 0 | 0 | 0 | 0 | 0
|  |  |  | 0 | PROD_DEMAND | DISTSEC | 0 | 0 | 0 | 0 | 0 | 0 | 0 | 0 | 0 | 0 | 0 | 0 | 0 | 0 | 0 | 0 | 0 | 0 | 0 | 0 | 0 | 0
|  |  |  | 0 | PROD_DEMAND | ENERGY | 0 | 0 | 0 | 0 | 0 | 0 | 0 | 0 | 0 | 0 | 0 | 0 | 0 | 0 | 0 | 0 | 0 | 0 | 0 | 0 | 0 | 0
|  |  |  | 0 | PROD_DEMAND | CUSTOMER | 0 | 0 | 0 | 0 | 0 | 0 | 0 | 0 | 0 | 0 | 0 | 0 | 0 | 0 | 0 | 0 | 0 | 0 | 0 | 0 | 0 | 0
|  |  | NERC COMPL/CYBER SEC-DEF DEPR | 0 | PROD_DEMAND | TOTAL | 0 | 0 | 0 | 0 | 0 | 0 | 0 | 0 | 0 | 0 | 0 | 0 | 0 | 0 | 0 | 0 | 0 | 0 | 0 | 0 | 0 | 0
|  |  |  | 0 | PROD_DEMAND | PRODUCTION | 0 | 0 | 0 | 0 | 0 | 0 | 0 | 0 | 0 | 0 | 0 | 0 | 0 | 0 | 0 | 0 | 0 | 0 | 0 | 0 | 0 | 0
|  |  |  | 0 | PROD_DEMAND | BULKTRAN | 0 | 0 | 0 | 0 | 0 | 0 | 0 | 0 | 0 | 0 | 0 | 0 | 0 | 0 | 0 | 0 | 0 | 0 | 0 | 0 | 0 | 0
|  |  |  | 0 | PROD_DEMAND | SUBTRAN | 0 | 0 | 0 | 0 | 0 | 0 | 0 | 0 | 0 | 0 | 0 | 0 | 0 | 0 | 0 | 0 | 0 | 0 | 0 | 0 | 0 | 0
|  |  |  | 0 | PROD_DEMAND | DISTPRI | 0 | 0 | 0 | 0 | 0 | 0 | 0 | 0 | 0 | 0 | 0 | 0 | 0 | 0 | 0 | 0 | 0 | 0 | 0 | 0 | 0 | 0
|  |  |  | 0 | PROD_DEMAND | DISTSEC | 0 | 0 | 0 | 0 | 0 | 0 | 0 | 0 | 0 | 0 | 0 | 0 | 0 | 0 | 0 | 0 | 0 | 0 | 0 | 0 | 0 | 0
|  |  |  | 0 | PROD_DEMAND | ENERGY | 0 | 0 | 0 | 0 | 0 | 0 | 0 | 0 | 0 | 0 | 0 | 0 | 0 | 0 | 0 | 0 | 0 | 0 | 0 | 0 | 0 | 0
|  |  |  | 0 | PROD_DEMAND | CUSTOMER | 0 | 0 | 0 | 0 | 0 | 0 | 0 | 0 | 0 | 0 | 0 | 0 | 0 | 0 | 0 | 0 | 0 | 0 | 0 | 0 | 0 | 0
|  |  | CAPACITY CHARGE TARIFF REV | 0 | PROD_DEMAND | TOTAL | 0 | 0 | 0 | 0 | 0 | 0 | 0 | 0 | 0 | 0 | 0 | 0 | 0 | 0 | 0 | 0 | 0 | 0 | 0 | 0 | 0 | 0
|  |  |  | 0 | PROD_DEMAND | PRODUCTION | 0 | 0 | 0 | 0 | 0 | 0 | 0 | 0 | 0 | 0 | 0 | 0 | 0 | 0 | 0 | 0 | 0 | 0 | 0 | 0 | 0 | 0
|  |  |  | 0 | PROD_DEMAND | BULKTRAN | 0 | 0 | 0 | 0 | 0 | 0 | 0 | 0 | 0 | 0 | 0 | 0 | 0 | 0 | 0 | 0 | 0 | 0 | 0 | 0 | 0 | 0
|  |  |  | 0 | PROD_DEMAND | SUBTRAN | 0 | 0 | 0 | 0 | 0 | 0 | 0 | 0 | 0 | 0 | 0 | 0 | 0 | 0 | 0 | 0 | 0 | 0 | 0 | 0 | 0 | 0
|  |  |  | 0 | PROD_DEMAND | DISTPRI | 0 | 0 | 0 | 0 | 0 | 0 | 0 | 0 | 0 | 0 | 0 | 0 | 0 | 0 | 0 | 0 | 0 | 0 | 0 | 0 | 0 | 0
|  |  |  | 0 | PROD_DEMAND | DISTSEC | 0 | 0 | 0 | 0 | 0 | 0 | 0 | 0 | 0 | 0 | 0 | 0 | 0 | 0 | 0 | 0 | 0 | 0 | 0 | 0 | 0 | 0
|  |  |  | 0 | PROD_DEMAND | ENERGY | 0 | 0 | 0 | 0 | 0 | 0 | 0 | 0 | 0 | 0 | 0 | 0 | 0 | 0 | 0 | 0 | 0 | 0 | 0 | 0 | 0 | 0
|  |  |  | 0 | PROD_DEMAND | CUSTOMER | 0 | 0 | 0 | 0 | 0 | 0 | 0 | 0 | 0 | 0 | 0 | 0 | 0 | 0 | 0 | 0 | 0 | 0 | 0 | 0 | 0 | 0
|  |  | REG ASSET-ROCKPORT CAPACITY DEF-EQ CC | 0 | PROD_DEMAND | TOTAL | 0 | 0 | 0 | 0 | 0 | 0 | 0 | 0 | 0 | 0 | 0 | 0 | 0 | 0 | 0 | 0 | 0 | 0 | 0 | 0 | 0 | 0
|  |  |  | 0 | PROD_DEMAND | PRODUCTION | 0 | 0 | 0 | 0 | 0 | 0 | 0 | 0 | 0 | 0 | 0 | 0 | 0 | 0 | 0 | 0 | 0 | 0 | 0 | 0 | 0 | 0
|  |  |  | 0 | PROD_DEMAND | BULKTRAN | 0 | 0 | 0 | 0 | 0 | 0 | 0 | 0 | 0 | 0 | 0 | 0 | 0 | 0 | 0 | 0 | 0 | 0 | 0 | 0 | 0 | 0
|  |  |  | 0 | PROD_DEMAND | SUBTRAN | 0 | 0 | 0 | 0 | 0 | 0 | 0 | 0 | 0 | 0 | 0 | 0 | 0 | 0 | 0 | 0 | 0 | 0 | 0 | 0 | 0 | 0
|  |  |  | 0 | PROD_DEMAND | DISTPRI | 0 | 0 | 0 | 0 | 0 | 0 | 0 | 0 | 0 | 0 | 0 | 0 | 0 | 0 | 0 | 0 | 0 | 0 | 0 | 0 | 0 | 0
|  |  |  | 0 | PROD_DEMAND | DISTSEC | 0 | 0 | 0 | 0 | 0 | 0 | 0 | 0 | 0 | 0 | 0 | 0 | 0 | 0 | 0 | 0 | 0 | 0 | 0 | 0 | 0 | 0
|  |  |  | 0 | PROD_DEMAND | ENERGY | 0 | 0 | 0 | 0 | 0 | 0 | 0 | 0 | 0 | 0 | 0 | 0 | 0 | 0 | 0 | 0 | 0 | 0 | 0 | 0 | 0 | 0
|  |  |  | 0 | PROD_DEMAND | CUSTOMER | 0 | 0 | 0 | 0 | 0 | 0 | 0 | 0 | 0 | 0 | 0 | 0 | 0 | 0 | 0 | 0 | 0 | 0 | 0 | 0 | 0 | 0
|  |  | REG ASSET-ROCKPORT CAPACITY CC DEFERRAL | 0 | PROD_DEMAND | TOTAL | 0 | 0 | 0 | 0 | 0 | 0 | 0 | 0 | 0 | 0 | 0 | 0 | 0 | 0 | 0 | 0 | 0 | 0 | 0 | 0 | 0 | 0
|  |  |  | 0 | PROD_DEMAND | PRODUCTION | 0 | 0 | 0 | 0 | 0 | 0 | 0 | 0 | 0 | 0 | 0 | 0 | 0 | 0 | 0 | 0 | 0 | 0 | 0 | 0 | 0 | 0
|  |  |  | 0 | PROD_DEMAND | BULKTRAN | 0 | 0 | 0 | 0 | 0 | 0 | 0 | 0 | 0 | 0 | 0 | 0 | 0 | 0 | 0 | 0 | 0 | 0 | 0 | 0 | 0 | 0
|  |  |  | 0 | PROD_DEMAND | SUBTRAN | 0 | 0 | 0 | 0 | 0 | 0 | 0 | 0 | 0 | 0 | 0 | 0 | 0 | 0 | 0 | 0 | 0 | 0 | 0 | 0 | 0 | 0
|  |  |  | 0 | PROD_DEMAND | DISTPRI | 0 | 0 | 0 | 0 | 0 | 0 | 0 | 0 | 0 | 0 | 0 | 0 | 0 | 0 | 0 | 0 | 0 | 0 | 0 | 0 | 0 | 0
|  |  |  | 0 | PROD_DEMAND | DISTSEC | 0 | 0 | 0 | 0 | 0 | 0 | 0 | 0 | 0 | 0 | 0 | 0 | 0 | 0 | 0 | 0 | 0 | 0 | 0 | 0 | 0 | 0
|  |  |  | 0 | PROD_DEMAND | ENERGY | 0 | 0 | 0 | 0 | 0 | 0 | 0 | 0 | 0 | 0 | 0 | 0 | 0 | 0 | 0 | 0 | 0 | 0 | 0 | 0 | 0 | 0
|  |  |  | 0 | PROD_DEMAND | CUSTOMER | 0 | 0 | 0 | 0 | 0 | 0 | 0 | 0 | 0 | 0 | 0 | 0 | 0 | 0 | 0 | 0 | 0 | 0 | 0 | 0 | 0 | 0
|  |  | REG ASSET-ROCKPORT CAPACITY DEFERRAL | 0 | PROD_DEMAND | TOTAL | 0 | 0 | 0 | 0 | 0 | 0 | 0 | 0 | 0 | 0 | 0 | 0 | 0 | 0 | 0 | 0 | 0 | 0 | 0 | 0 | 0 | 0
|  |  |  | 0 | PROD_ENERGY | PRODUCTION | 0 | 0 | 0 | 0 | 0 | 0 | 0 | 0 | 0 | 0 | 0 | 0 | 0 | 0 | 0 | 0 | 0 | 0 | 0 | 0 | 0 | 0
|  |  |  | 0 | PROD_ENERGY | BULKTRAN | 0 | 0 | 0 | 0 | 0 | 0 | 0 | 0 | 0 | 0 | 0 | 0 | 0 | 0 | 0 | 0 | 0 | 0 | 0 | 0 | 0 | 0
|  |  |  | 0 | PROD_ENERGY | SUBTRAN | 0 | 0 | 0 | 0 | 0 | 0 | 0 | 0 | 0 | 0 | 0 | 0 | 0 | 0 | 0 | 0 | 0 | 0 | 0 | 0 | 0 | 0
|  |  |  | 0 | PROD_ENERGY | DISTPRI | 0 | 0 | 0 | 0 | 0 | 0 | 0 | 0 | 0 | 0 | 0 | 0 | 0 | 0 | 0 | 0 | 0 | 0 | 0 | 0 | 0 | 0
|  |  |  | 0 | PROD_ENERGY | DISTSEC | 0 | 0 | 0 | 0 | 0 | 0 | 0 | 0 | 0 | 0 | 0 | 0 | 0 | 0 | 0 | 0 | 0 | 0 | 0 | 0 | 0 | 0
|  |  |  | 0 | PROD_ENERGY | ENERGY | 0 | 0 | 0 | 0 | 0 | 0 | 0 | 0 | 0 | 0 | 0 | 0 | 0 | 0 | 0 | 0 | 0 | 0 | 0 | 0 | 0 | 0
|  |  |  | 0 | PROD_ENERGY | CUSTOMER | 0 | 0 | 0 | 0 | 0 | 0 | 0 | 0 | 0 | 0 | 0 | 0 | 0 | 0 | 0 | 0 | 0 | 0 | 0 | 0 | 0 | 0
|  |  | REG ASSET-KENTUCKY UNDER RECOV-PPA RIDER | 0 | PROD_ENERGY | TOTAL | 0 | 0 | 0 | 0 | 0 | 0 | 0 | 0 | 0 | 0 | 0 | 0 | 0 | 0 | 0 | 0 | 0 | 0 | 0 | 0 | 0 | 0
|  |  |  | 0 | TRANS_TOTAL | PRODUCTION | 0 | 0 | 0 | 0 | 0 | 0 | 0 | 0 | 0 | 0 | 0 | 0 | 0 | 0 | 0 | 0 | 0 | 0 | 0 | 0 | 0 | 0
|  |  |  | 0 | TRANS_TOTAL | BULKTRAN | 0 | 0 | 0 | 0 | 0 | 0 | 0 | 0 | 0 | 0 | 0 | 0 | 0 | 0 | 0 | 0 | 0 | 0 | 0 | 0 | 0 | 0
|  |  |  | 0 | TRANS_TOTAL | SUBTRAN | 0 | 0 | 0 | 0 | 0 | 0 | 0 | 0 | 0 | 0 | 0 | 0 | 0 | 0 | 0 | 0 | 0 | 0 | 0 | 0 | 0 | 0
|  |  |  | 0 | TRANS_TOTAL | DISTPRI | 0 | 0 | 0 | 0 | 0 | 0 | 0 | 0 | 0 | 0 | 0 | 0 | 0 | 0 | 0 | 0 | 0 | 0 | 0 | 0 | 0 | 0
|  |  |  | 0 | TRANS_TOTAL | DISTSEC | 0 | 0 | 0 | 0 | 0 | 0 | 0 | 0 | 0 | 0 | 0 | 0 | 0 | 0 | 0 | 0 | 0 | 0 | 0 | 0 | 0 | 0
|  |  |  | 0 | TRANS_TOTAL | ENERGY | 0 | 0 | 0 | 0 | 0 | 0 | 0 | 0 | 0 | 0 | 0 | 0 | 0 | 0 | 0 | 0 | 0 | 0 | 0 | 0 | 0 | 0
|  |  |  | 0 | TRANS_TOTAL | CUSTOMER | 0 | 0 | 0 | 0 | 0 | 0 | 0 | 0 | 0 | 0 | 0 | 0 | 0 | 0 | 0 | 0 | 0 | 0 | 0 | 0 | 0 | 0
|  |  | Green Hat Settlement & Liability | 0 | TRANS_TOTAL | TOTAL | 0 | 0 | 0 | 0 | 0 | 0 | 0 | 0 | 0 | 0 | 0 | 0 | 0 | 0 | 0 | 0 | 0 | 0 | 0 | 0 | 0 | 0
[5 empty] | RB_GUP | PRODUCTION | 0 | 0 | 0 | 0 | 0 | 0 | 0 | 0 | 0 | 0 | 0 | 0 | 0 | 0 | 0 | 0 | 0 | 0 | 0 | 0 | 0 | 0
[5 empty] | RB_GUP | BULKTRAN | 0 | 0 | 0 | 0 | 0 | 0 | 0 | 0 | 0 | 0 | 0 | 0 | 0 | 0 | 0 | 0 | 0 | 0 | 0 | 0 | 0 | 0
[5 empty] | RB_GUP | SUBTRAN | 0 | 0 | 0 | 0 | 0 | 0 | 0 | 0 | 0 | 0 | 0 | 0 | 0 | 0 | 0 | 0 | 0 | 0 | 0 | 0 | 0 | 0
[5 empty] | RB_GUP | DISTPRI | 0 | 0 | 0 | 0 | 0 | 0 | 0 | 0 | 0 | 0 | 0 | 0 | 0 | 0 | 0 | 0 | 0 | 0 | 0 | 0 | 0 | 0
[5 empty] | RB_GUP | DISTSEC | 0 | 0 | 0 | 0 | 0 | 0 | 0 | 0 | 0 | 0 | 0 | 0 | 0 | 0 | 0 | 0 | 0 | 0 | 0 | 0 | 0 | 0
[5 empty] | RB_GUP | ENERGY | 0 | 0 | 0 | 0 | 0 | 0 | 0 | 0 | 0 | 0 | 0 | 0 | 0 | 0 | 0 | 0 | 0 | 0 | 0 | 0 | 0 | 0
[5 empty] | RB_GUP | CUSTOMER | 0 | 0 | 0 | 0 | 0 | 0 | 0 | 0 | 0 | 0 | 0 | 0 | 0 | 0 | 0 | 0 | 0 | 0 | 0 | 0 | 0 | 0
|  |  | Book Amortization Loss on Reacquired Debt | 0 | RB_GUP | TOTAL | 0 | 0 | 0 | 0 | 0 | 0 | 0 | 0 | 0 | 0 | 0 | 0 | 0 | 0 | 0 | 0 | 0 | 0 | 0 | 0 | 0 | 0
[5 empty] | LABOR_M | PRODUCTION | 106571.7727 | 52256.7139 | 13218.9167 | 154.5492 | 3.8074 | 13377.2733 | 5530.9606 | 1575.1904 | 124.6535 | 26.3121 | 7257.1166 | 332.2465 | 3622.0695 | 24190.4915 | 3795.031 | 31939.8385 | 1501.2531 | 36.2408 | 1537.4939 | 26.174 | 141.9209 | 35.2415
[5 empty] | LABOR_M | BULKTRAN | 28675.611 | 14060.8828 | 3556.8566 | 41.5851 | 1.0245 | 3599.4661 | 1488.2334 | 423.8416 | 33.5409 | 7.0799 | 1952.6958 | 89.3986 | 974.6019 | 6509.0137 | 1021.1413 | 8594.1555 | 403.947 | 9.7514 | 413.6985 | 7.0427 | 38.1871 | 9.4825
[5 empty] | LABOR_M | SUBTRAN | 10997.3428 | 5222.658 | 1336.9234 | 15.5795 | 0.51076 | 1353.0136 | 582.6962 | 165.1639 | 16.9182 | 0 | 764.7783 | 32.6336 | 377.1753 | 3072.3737 | 0 | 3482.1826 | 158.1404 | 3.7836 | 161.924 | 2.5968 | 8.1574 | 2.0321
[5 empty] | LABOR_M | DISTPRI | 50973.947 | 33872.1192 | 8527.6998 | 99.5152 | 0 | 8627.215 | 3677.3804 | 1043.9288 | 0 | 0 | 4721.3092 | 209.7345 | 2425.873 | 0 | 0 | 2635.6076 | 997.9791 | 23.9108 | 1021.8898 | 17.17 | 62.9398 | 15.6964
[5 empty] | LABOR_M | DISTSEC | 18697.8867 | 13959.8752 | 3133.807 | 0 | 0 | 3133.807 | 1104.7 | 0 | 0 | 0 | 1104.7 | 48.8946 | 0 | 0 | 0 | 48.8946 | 307.4545 | 0 | 307.4545 | 5.0134 | 110.7043 | 27.4377
[5 empty] | LABOR_M | ENERGY | 76869.1811 | 27944.4441 | 9019.5208 | 103.2564 | 2.617 | 9125.3942 | 4364.7058 | 1218.3199 | 96.4553 | 19.7729 | 5699.2538 | 290.8403 | 3475.7766 | 24572.114 | 3937.9188 | 32276.6496 | 1183.9084 | 27.826 | 1211.7344 | 27.1838 | 467.7544 | 116.7668
[5 empty] | LABOR_M | CUSTOMER | 145626.2586 | 115033.058 | 26836.5314 | 199.2243 | 26.1733 | 27061.929 | 429.067 | 167.9113 | 74.8516 | 31.8894 | 703.7194 | 6.1826 | 103.8278 | 193.9908 | 47.8547 | 351.8559 | 145.0351 | 2.197 | 147.2321 | 8.6027 | 1922.7102 | 397.1514
|  |  | Accrued SFAS 106 Post Retirement Expense | 438412 | LABOR_M | TOTAL | 438412 | 262349.7511 | 65630.2557 | 613.7097 | 34.1329 | 66278.0983 | 17177.7434 | 4594.3559 | 346.4195 | 85.0543 | 22203.5731 | 1009.9307 | 10979.3242 | 58537.9836 | 8801.9457 | 79329.1842 | 4697.7176 | 103.7096 | 4801.4273 | 93.7835 | 2752.3741 | 603.8084
[5 empty] | LABOR_M | PRODUCTION | 0 | 0 | 0 | 0 | 0 | 0 | 0 | 0 | 0 | 0 | 0 | 0 | 0 | 0 | 0 | 0 | 0 | 0 | 0 | 0 | 0 | 0
[5 empty] | LABOR_M | BULKTRAN | 0 | 0 | 0 | 0 | 0 | 0 | 0 | 0 | 0 | 0 | 0 | 0 | 0 | 0 | 0 | 0 | 0 | 0 | 0 | 0 | 0 | 0
[5 empty] | LABOR_M | SUBTRAN | 0 | 0 | 0 | 0 | 0 | 0 | 0 | 0 | 0 | 0 | 0 | 0 | 0 | 0 | 0 | 0 | 0 | 0 | 0 | 0 | 0 | 0
[5 empty] | LABOR_M | DISTPRI | 0 | 0 | 0 | 0 | 0 | 0 | 0 | 0 | 0 | 0 | 0 | 0 | 0 | 0 | 0 | 0 | 0 | 0 | 0 | 0 | 0 | 0
[5 empty] | LABOR_M | DISTSEC | 0 | 0 | 0 | 0 | 0 | 0 | 0 | 0 | 0 | 0 | 0 | 0 | 0 | 0 | 0 | 0 | 0 | 0 | 0 | 0 | 0 | 0
[5 empty] | LABOR_M | ENERGY | 0 | 0 | 0 | 0 | 0 | 0 | 0 | 0 | 0 | 0 | 0 | 0 | 0 | 0 | 0 | 0 | 0 | 0 | 0 | 0 | 0 | 0
[5 empty] | LABOR_M | CUSTOMER | 0 | 0 | 0 | 0 | 0 | 0 | 0 | 0 | 0 | 0 | 0 | 0 | 0 | 0 | 0 | 0 | 0 | 0 | 0 | 0 | 0 | 0
|  |  | Accrued OPEB Costs SFAS 158 | 0 | LABOR_M | TOTAL | 0 | 0 | 0 | 0 | 0 | 0 | 0 | 0 | 0 | 0 | 0 | 0 | 0 | 0 | 0 | 0 | 0 | 0 | 0 | 0 | 0 | 0
[5 empty] | LABOR_M | PRODUCTION | 0 | 0 | 0 | 0 | 0 | 0 | 0 | 0 | 0 | 0 | 0 | 0 | 0 | 0 | 0 | 0 | 0 | 0 | 0 | 0 | 0 | 0
[5 empty] | LABOR_M | BULKTRAN | 0 | 0 | 0 | 0 | 0 | 0 | 0 | 0 | 0 | 0 | 0 | 0 | 0 | 0 | 0 | 0 | 0 | 0 | 0 | 0 | 0 | 0
[5 empty] | LABOR_M | SUBTRAN | 0 | 0 | 0 | 0 | 0 | 0 | 0 | 0 | 0 | 0 | 0 | 0 | 0 | 0 | 0 | 0 | 0 | 0 | 0 | 0 | 0 | 0
[5 empty] | LABOR_M | DISTPRI | 0 | 0 | 0 | 0 | 0 | 0 | 0 | 0 | 0 | 0 | 0 | 0 | 0 | 0 | 0 | 0 | 0 | 0 | 0 | 0 | 0 | 0
[5 empty] | LABOR_M | DISTSEC | 0 | 0 | 0 | 0 | 0 | 0 | 0 | 0 | 0 | 0 | 0 | 0 | 0 | 0 | 0 | 0 | 0 | 0 | 0 | 0 | 0 | 0
[5 empty] | LABOR_M | ENERGY | 0 | 0 | 0 | 0 | 0 | 0 | 0 | 0 | 0 | 0 | 0 | 0 | 0 | 0 | 0 | 0 | 0 | 0 | 0 | 0 | 0 | 0
[5 empty] | LABOR_M | CUSTOMER | 0 | 0 | 0 | 0 | 0 | 0 | 0 | 0 | 0 | 0 | 0 | 0 | 0 | 0 | 0 | 0 | 0 | 0 | 0 | 0 | 0 | 0
|  |  | Accrued SFAS 112 Post Employment Benefits | 0 | LABOR_M | TOTAL | 0 | 0 | 0 | 0 | 0 | 0 | 0 | 0 | 0 | 0 | 0 | 0 | 0 | 0 | 0 | 0 | 0 | 0 | 0 | 0 | 0 | 0
[5 empty] | RB_GUP | PRODUCTION | 0 | 0 | 0 | 0 | 0 | 0 | 0 | 0 | 0 | 0 | 0 | 0 | 0 | 0 | 0 | 0 | 0 | 0 | 0 | 0 | 0 | 0
[5 empty] | RB_GUP | BULKTRAN | 0 | 0 | 0 | 0 | 0 | 0 | 0 | 0 | 0 | 0 | 0 | 0 | 0 | 0 | 0 | 0 | 0 | 0 | 0 | 0 | 0 | 0
[5 empty] | RB_GUP | SUBTRAN | 0 | 0 | 0 | 0 | 0 | 0 | 0 | 0 | 0 | 0 | 0 | 0 | 0 | 0 | 0 | 0 | 0 | 0 | 0 | 0 | 0 | 0
[5 empty] | RB_GUP | DISTPRI | 0 | 0 | 0 | 0 | 0 | 0 | 0 | 0 | 0 | 0 | 0 | 0 | 0 | 0 | 0 | 0 | 0 | 0 | 0 | 0 | 0 | 0
[5 empty] | RB_GUP | DISTSEC | 0 | 0 | 0 | 0 | 0 | 0 | 0 | 0 | 0 | 0 | 0 | 0 | 0 | 0 | 0 | 0 | 0 | 0 | 0 | 0 | 0 | 0
[5 empty] | RB_GUP | ENERGY | 0 | 0 | 0 | 0 | 0 | 0 | 0 | 0 | 0 | 0 | 0 | 0 | 0 | 0 | 0 | 0 | 0 | 0 | 0 | 0 | 0 | 0
[5 empty] | RB_GUP | CUSTOMER | 0 | 0 | 0 | 0 | 0 | 0 | 0 | 0 | 0 | 0 | 0 | 0 | 0 | 0 | 0 | 0 | 0 | 0 | 0 | 0 | 0 | 0
|  |  | Accrued Book ARO Expense SFAS 143 | 0 | RB_GUP | TOTAL | 0 | 0 | 0 | 0 | 0 | 0 | 0 | 0 | 0 | 0 | 0 | 0 | 0 | 0 | 0 | 0 | 0 | 0 | 0 | 0 | 0 | 0
[5 empty] | LABOR_M | PRODUCTION | 0 | 0 | 0 | 0 | 0 | 0 | 0 | 0 | 0 | 0 | 0 | 0 | 0 | 0 | 0 | 0 | 0 | 0 | 0 | 0 | 0 | 0
[5 empty] | LABOR_M | BULKTRAN | 0 | 0 | 0 | 0 | 0 | 0 | 0 | 0 | 0 | 0 | 0 | 0 | 0 | 0 | 0 | 0 | 0 | 0 | 0 | 0 | 0 | 0
[5 empty] | LABOR_M | SUBTRAN | 0 | 0 | 0 | 0 | 0 | 0 | 0 | 0 | 0 | 0 | 0 | 0 | 0 | 0 | 0 | 0 | 0 | 0 | 0 | 0 | 0 | 0
[5 empty] | LABOR_M | DISTPRI | 0 | 0 | 0 | 0 | 0 | 0 | 0 | 0 | 0 | 0 | 0 | 0 | 0 | 0 | 0 | 0 | 0 | 0 | 0 | 0 | 0 | 0
[5 empty] | LABOR_M | DISTSEC | 0 | 0 | 0 | 0 | 0 | 0 | 0 | 0 | 0 | 0 | 0 | 0 | 0 | 0 | 0 | 0 | 0 | 0 | 0 | 0 | 0 | 0
[5 empty] | LABOR_M | ENERGY | 0 | 0 | 0 | 0 | 0 | 0 | 0 | 0 | 0 | 0 | 0 | 0 | 0 | 0 | 0 | 0 | 0 | 0 | 0 | 0 | 0 | 0
[5 empty] | LABOR_M | CUSTOMER | 0 | 0 | 0 | 0 | 0 | 0 | 0 | 0 | 0 | 0 | 0 | 0 | 0 | 0 | 0 | 0 | 0 | 0 | 0 | 0 | 0 | 0
|  |  | Medicare Subsidy (PPACA) Reg Asset | 0 | LABOR_M | TOTAL | 0 | 0 | 0 | 0 | 0 | 0 | 0 | 0 | 0 | 0 | 0 | 0 | 0 | 0 | 0 | 0 | 0 | 0 | 0 | 0 | 0 | 0
[5 empty] | RB_GUP | PRODUCTION | 0 | 0 | 0 | 0 | 0 | 0 | 0 | 0 | 0 | 0 | 0 | 0 | 0 | 0 | 0 | 0 | 0 | 0 | 0 | 0 | 0 | 0
[5 empty] | RB_GUP | BULKTRAN | 0 | 0 | 0 | 0 | 0 | 0 | 0 | 0 | 0 | 0 | 0 | 0 | 0 | 0 | 0 | 0 | 0 | 0 | 0 | 0 | 0 | 0
[5 empty] | RB_GUP | SUBTRAN | 0 | 0 | 0 | 0 | 0 | 0 | 0 | 0 | 0 | 0 | 0 | 0 | 0 | 0 | 0 | 0 | 0 | 0 | 0 | 0 | 0 | 0
[5 empty] | RB_GUP | DISTPRI | 0 | 0 | 0 | 0 | 0 | 0 | 0 | 0 | 0 | 0 | 0 | 0 | 0 | 0 | 0 | 0 | 0 | 0 | 0 | 0 | 0 | 0
[5 empty] | RB_GUP | DISTSEC | 0 | 0 | 0 | 0 | 0 | 0 | 0 | 0 | 0 | 0 | 0 | 0 | 0 | 0 | 0 | 0 | 0 | 0 | 0 | 0 | 0 | 0
[5 empty] | RB_GUP | ENERGY | 0 | 0 | 0 | 0 | 0 | 0 | 0 | 0 | 0 | 0 | 0 | 0 | 0 | 0 | 0 | 0 | 0 | 0 | 0 | 0 | 0 | 0
[5 empty] | RB_GUP | CUSTOMER | 0 | 0 | 0 | 0 | 0 | 0 | 0 | 0 | 0 | 0 | 0 | 0 | 0 | 0 | 0 | 0 | 0 | 0 | 0 | 0 | 0 | 0
|  |  | Book Operating Lease |  | RB_GUP | TOTAL | 0 | 0 | 0 | 0 | 0 | 0 | 0 | 0 | 0 | 0 | 0 | 0 | 0 | 0 | 0 | 0 | 0 | 0 | 0 | 0 | 0 | 0
[5 empty] | RSALE | PRODUCTION | 0 | 0 | 0 | 0 | 0 | 0 | 0 | 0 | 0 | 0 | 0 | 0 | 0 | 0 | 0 | 0 | 0 | 0 | 0 | 0 | 0 | 0
[5 empty] | RSALE | BULKTRAN | 0 | 0 | 0 | 0 | 0 | 0 | 0 | 0 | 0 | 0 | 0 | 0 | 0 | 0 | 0 | 0 | 0 | 0 | 0 | 0 | 0 | 0
[5 empty] | RSALE | SUBTRAN | 0 | 0 | 0 | 0 | 0 | 0 | 0 | 0 | 0 | 0 | 0 | 0 | 0 | 0 | 0 | 0 | 0 | 0 | 0 | 0 | 0 | 0
[5 empty] | RSALE | DISTPRI | 0 | 0 | 0 | 0 | 0 | 0 | 0 | 0 | 0 | 0 | 0 | 0 | 0 | 0 | 0 | 0 | 0 | 0 | 0 | 0 | 0 | 0
[5 empty] | RSALE | DISTSEC | 0 | 0 | 0 | 0 | 0 | 0 | 0 | 0 | 0 | 0 | 0 | 0 | 0 | 0 | 0 | 0 | 0 | 0 | 0 | 0 | 0 | 0
[5 empty] | RSALE | ENERGY | 0 | 0 | 0 | 0 | 0 | 0 | 0 | 0 | 0 | 0 | 0 | 0 | 0 | 0 | 0 | 0 | 0 | 0 | 0 | 0 | 0 | 0
[5 empty] | RSALE | CUSTOMER | 0 | 0 | 0 | 0 | 0 | 0 | 0 | 0 | 0 | 0 | 0 | 0 | 0 | 0 | 0 | 0 | 0 | 0 | 0 | 0 | 0 | 0
|  |  | Gross Receipts - Tax Expense | 0 | RSALE | TOTAL | 0 | 0 | 0 | 0 | 0 | 0 | 0 | 0 | 0 | 0 | 0 | 0 | 0 | 0 | 0 | 0 | 0 | 0 | 0 | 0 | 0 | 0
[5 empty] | RB_GUP | PRODUCTION | 0 | 0 | 0 | 0 | 0 | 0 | 0 | 0 | 0 | 0 | 0 | 0 | 0 | 0 | 0 | 0 | 0 | 0 | 0 | 0 | 0 | 0
[5 empty] | RB_GUP | BULKTRAN | 0 | 0 | 0 | 0 | 0 | 0 | 0 | 0 | 0 | 0 | 0 | 0 | 0 | 0 | 0 | 0 | 0 | 0 | 0 | 0 | 0 | 0
[5 empty] | RB_GUP | SUBTRAN | 0 | 0 | 0 | 0 | 0 | 0 | 0 | 0 | 0 | 0 | 0 | 0 | 0 | 0 | 0 | 0 | 0 | 0 | 0 | 0 | 0 | 0
[5 empty] | RB_GUP | DISTPRI | 0 | 0 | 0 | 0 | 0 | 0 | 0 | 0 | 0 | 0 | 0 | 0 | 0 | 0 | 0 | 0 | 0 | 0 | 0 | 0 | 0 | 0
[5 empty] | RB_GUP | DISTSEC | 0 | 0 | 0 | 0 | 0 | 0 | 0 | 0 | 0 | 0 | 0 | 0 | 0 | 0 | 0 | 0 | 0 | 0 | 0 | 0 | 0 | 0
[5 empty] | RB_GUP | ENERGY | 0 | 0 | 0 | 0 | 0 | 0 | 0 | 0 | 0 | 0 | 0 | 0 | 0 | 0 | 0 | 0 | 0 | 0 | 0 | 0 | 0 | 0
[5 empty] | RB_GUP | CUSTOMER | 0 | 0 | 0 | 0 | 0 | 0 | 0 | 0 | 0 | 0 | 0 | 0 | 0 | 0 | 0 | 0 | 0 | 0 | 0 | 0 | 0 | 0
|  |  | DSIT Entry - WV Pollution Control |  | RB_GUP | TOTAL | 0 | 0 | 0 | 0 | 0 | 0 | 0 | 0 | 0 | 0 | 0 | 0 | 0 | 0 | 0 | 0 | 0 | 0 | 0 | 0 | 0 | 0
[5 empty] | RSALE | PRODUCTION | 0 | 0 | 0 | 0 | 0 | 0 | 0 | 0 | 0 | 0 | 0 | 0 | 0 | 0 | 0 | 0 | 0 | 0 | 0 | 0 | 0 | 0
[5 empty] | RSALE | BULKTRAN | 0 | 0 | 0 | 0 | 0 | 0 | 0 | 0 | 0 | 0 | 0 | 0 | 0 | 0 | 0 | 0 | 0 | 0 | 0 | 0 | 0 | 0
[5 empty] | RSALE | SUBTRAN | 0 | 0 | 0 | 0 | 0 | 0 | 0 | 0 | 0 | 0 | 0 | 0 | 0 | 0 | 0 | 0 | 0 | 0 | 0 | 0 | 0 | 0
[5 empty] | RSALE | DISTPRI | 0 | 0 | 0 | 0 | 0 | 0 | 0 | 0 | 0 | 0 | 0 | 0 | 0 | 0 | 0 | 0 | 0 | 0 | 0 | 0 | 0 | 0
[5 empty] | RSALE | DISTSEC | 0 | 0 | 0 | 0 | 0 | 0 | 0 | 0 | 0 | 0 | 0 | 0 | 0 | 0 | 0 | 0 | 0 | 0 | 0 | 0 | 0 | 0
[5 empty] | RSALE | ENERGY | 0 | 0 | 0 | 0 | 0 | 0 | 0 | 0 | 0 | 0 | 0 | 0 | 0 | 0 | 0 | 0 | 0 | 0 | 0 | 0 | 0 | 0
[5 empty] | RSALE | CUSTOMER | 0 | 0 | 0 | 0 | 0 | 0 | 0 | 0 | 0 | 0 | 0 | 0 | 0 | 0 | 0 | 0 | 0 | 0 | 0 | 0 | 0 | 0
|  |  | Accrued Sales & Use Tax Reserve | 0 | RSALE | TOTAL | 0 | 0 | 0 | 0 | 0 | 0 | 0 | 0 | 0 | 0 | 0 | 0 | 0 | 0 | 0 | 0 | 0 | 0 | 0 | 0 | 0 | 0
[5 empty] | LABOR_M | PRODUCTION | 0 | 0 | 0 | 0 | 0 | 0 | 0 | 0 | 0 | 0 | 0 | 0 | 0 | 0 | 0 | 0 | 0 | 0 | 0 | 0 | 0 | 0
[5 empty] | LABOR_M | BULKTRAN | 0 | 0 | 0 | 0 | 0 | 0 | 0 | 0 | 0 | 0 | 0 | 0 | 0 | 0 | 0 | 0 | 0 | 0 | 0 | 0 | 0 | 0
[5 empty] | LABOR_M | SUBTRAN | 0 | 0 | 0 | 0 | 0 | 0 | 0 | 0 | 0 | 0 | 0 | 0 | 0 | 0 | 0 | 0 | 0 | 0 | 0 | 0 | 0 | 0
[5 empty] | LABOR_M | DISTPRI | 0 | 0 | 0 | 0 | 0 | 0 | 0 | 0 | 0 | 0 | 0 | 0 | 0 | 0 | 0 | 0 | 0 | 0 | 0 | 0 | 0 | 0
[5 empty] | LABOR_M | DISTSEC | 0 | 0 | 0 | 0 | 0 | 0 | 0 | 0 | 0 | 0 | 0 | 0 | 0 | 0 | 0 | 0 | 0 | 0 | 0 | 0 | 0 | 0
[5 empty] | LABOR_M | ENERGY | 0 | 0 | 0 | 0 | 0 | 0 | 0 | 0 | 0 | 0 | 0 | 0 | 0 | 0 | 0 | 0 | 0 | 0 | 0 | 0 | 0 | 0
[5 empty] | LABOR_M | CUSTOMER | 0 | 0 | 0 | 0 | 0 | 0 | 0 | 0 | 0 | 0 | 0 | 0 | 0 | 0 | 0 | 0 | 0 | 0 | 0 | 0 | 0 | 0
|  |  | Reg Asset - Accrued SFAS 112 | 0 | LABOR_M | TOTAL | 0 | 0 | 0 | 0 | 0 | 0 | 0 | 0 | 0 | 0 | 0 | 0 | 0 | 0 | 0 | 0 | 0 | 0 | 0 | 0 | 0 | 0
[5 empty] | RB_GUP | PRODUCTION | -120710.4955 | -59189.5365 | -14972.6512 | -175.0531 | -4.3125 | -15152.0168 | -6264.7451 | -1784.1687 | -141.1911 | -29.8029 | -8219.9078 | -376.3251 | -4102.6042 | -27399.8089 | -4298.5123 | -36177.2506 | -1700.4222 | -41.0488 | -1741.471 | -29.6465 | -160.7493 | -39.9169
[5 empty] | RB_GUP | BULKTRAN | -127839.0877 | -62684.9912 | -15856.8653 | -185.3909 | -4.5672 | -16046.8234 | -6634.7114 | -1889.5332 | -149.5291 | -31.563 | -8705.3367 | -398.5491 | -4344.8847 | -29017.9124 | -4552.3621 | -38313.7083 | -1800.8411 | -43.473 | -1844.3141 | -31.3973 | -170.2424 | -42.2742
[5 empty] | RB_GUP | SUBTRAN | -49007.3445 | -23273.6765 | -5957.7178 | -69.4266 | -2.2761 | -6029.4205 | -2596.6629 | -736.0182 | -75.3925 | 0 | -3408.0736 | -145.4248 | -1680.8023 | -13691.3871 | 0 | -15517.6142 | -704.7196 | -16.8609 | -721.5805 | -11.5722 | -36.3516 | -9.0556
[5 empty] | RB_GUP | DISTPRI | -81681.4107 | -54277.1875 | -13664.913 | -159.4646 | 0 | -13824.3776 | -5892.689 | -1672.8071 | 0 | 0 | -7565.4961 | -336.0817 | -3887.255 | 0 | 0 | -4223.3367 | -1599.1765 | -38.3149 | -1637.4915 | -27.5134 | -100.8556 | -25.1522
[5 empty] | RB_GUP | DISTSEC | -28881.8748 | -21563.2586 | -4840.6658 | 0 | 0 | -4840.6658 | -1706.3857 | 0 | 0 | 0 | -1706.3857 | -75.5256 | 0 | 0 | 0 | -75.5256 | -474.9126 | 0 | -474.9126 | -7.7441 | -171.0005 | -42.3819
[5 empty] | RB_GUP | ENERGY | -5449.3218 | -1981.0055 | -639.4015 | -7.3199 | -0.18552 | -646.907 | -309.4177 | -86.3677 | -6.8378 | -1.4017 | -404.025 | -20.6179 | -246.4008 | -1741.9381 | -279.1624 | -2288.1192 | -83.9283 | -1.9726 | -85.9009 | -1.9271 | -33.1595 | -8.2777
[5 empty] | RB_GUP | CUSTOMER | -131637.465 | -98405.9387 | -23775.3234 | -148.5428 | -19.2794 | -23943.1456 | -362.507 | -124.7592 | -55.301 | -23.6865 | -566.2538 | -5.1661 | -77.0551 | -143.39 | -35.5314 | -261.1426 | -123.556 | -1.6313 | -125.1873 | -7.4393 | -7217.2818 | -1111.076
|  |  | Excess ADFIT 281 Protected | -545207 | RB_GUP | TOTAL | -545207 | -321375.5944 | -79707.5381 | -745.1979 | -30.6207 | -80483.3567 | -23767.1188 | -6293.6542 | -428.2515 | -86.4541 | -30575.4786 | -1357.6903 | -14339.0021 | -71994.4366 | -9165.5683 | -96856.6973 | -6487.5563 | -143.3015 | -6630.8578 | -117.2399 | -7889.6408 | -1278.1345
[5 empty] | RB_GUP | PRODUCTION | -560840.0641 | -275003.9531 | -69565.3069 | -813.3242 | -20.0367 | -70398.6678 | -29106.9972 | -8289.5299 | -655.996 | -138.4692 | -38190.9923 | -1748.4662 | -19061.3485 | -127303.8483 | -19971.5683 | -168085.2313 | -7900.4306 | -190.7193 | -8091.1499 | -137.7424 | -746.8669 | -185.4604
[5 empty] | RB_GUP | BULKTRAN | -593960.6318 | -291244.3889 | -73673.5057 | -861.3553 | -21.2199 | -74556.081 | -30825.9191 | -8779.0704 | -694.736 | -146.6465 | -40446.3721 | -1851.7223 | -20187.0218 | -134821.8129 | -21150.9949 | -178011.5519 | -8366.9928 | -201.9823 | -8568.975 | -145.8768 | -790.9733 | -196.4128
[5 empty] | RB_GUP | SUBTRAN | -227695.8777 | -108133.1839 | -27680.4995 | -322.567 | -10.5751 | -28013.6416 | -12064.5065 | -3419.6571 | -350.2855 | 0 | -15834.4491 | -675.6665 | -7809.2733 | -63612.3513 | 0 | -72097.2911 | -3274.2387 | -78.3383 | -3352.577 | -53.7661 | -168.8953 | -42.0736
[5 empty] | RB_GUP | DISTPRI | -379504.7601 | -252180.4023 | -63489.3483 | -740.8979 | 0 | -64230.2462 | -27378.3656 | -7772.1265 | 0 | 0 | -35150.4921 | -1561.4888 | -18060.802 | 0 | 0 | -19622.2908 | -7430.0271 | -178.0173 | -7608.0445 | -127.8318 | -468.5912 | -116.8611
[5 empty] | RB_GUP | DISTSEC | -134189.761 | -100186.312 | -22490.4994 | 0 | 0 | -22490.4994 | -7928.1382 | 0 | 0 | 0 | -7928.1382 | -350.9038 | 0 | 0 | 0 | -350.9038 | -2206.5191 | 0 | -2206.5191 | -35.9801 | -794.4955 | -196.9129
[5 empty] | RB_GUP | ENERGY | -25318.4112 | -9204.0648 | -2970.7606 | -34.0096 | -0.86197 | -3005.6322 | -1437.6037 | -401.2782 | -31.7695 | -6.5126 | -1877.1639 | -95.7941 | -1144.8169 | -8093.3201 | -1297.0328 | -10630.9639 | -389.944 | -9.1651 | -399.1091 | -8.9535 | -154.0643 | -38.4595
[5 empty] | RB_GUP | CUSTOMER | -611608.494 | -457209.5637 | -110463.915 | -690.1532 | -89.5751 | -111243.6433 | -1684.2649 | -579.6511 | -256.9372 | -110.0513 | -2630.9046 | -24.0024 | -358.0103 | -666.2126 | -165.0847 | -1213.3101 | -574.0609 | -7.5793 | -581.6402 | -34.5641 | -33532.6332 | -5162.2348
|  |  | Excess ADFIT 282 Protected and Unprotected | -2533118 | RB_GUP | TOTAL | -2533118 | -1493161.8687 | -370333.8355 | -3462.3074 | -142.2688 | -373938.4116 | -110425.7952 | -29241.3133 | -1989.7242 | -401.6797 | -142058.5123 | -6308.0442 | -66621.2728 | -334497.5452 | -42584.6807 | -450011.5429 | -30142.2133 | -665.8016 | -30808.0148 | -544.7149 | -36656.5198 | -5938.4151
[5 empty] | RB_GUP | PRODUCTION | -182395.3792 | -89436.2823 | -22623.9018 | -264.5078 | -6.5163 | -22894.9259 | -9466.1244 | -2695.9057 | -213.3418 | -45.0327 | -12420.4046 | -568.633 | -6199.0969 | -41401.5246 | -6495.1169 | -54664.3713 | -2569.3636 | -62.0254 | -2631.389 | -44.7963 | -242.8947 | -60.3151
[5 empty] | RB_GUP | BULKTRAN | -193166.7897 | -94717.9671 | -23959.9627 | -280.1284 | -6.9011 | -24246.9922 | -10025.149 | -2855.1132 | -225.9408 | -47.6921 | -13153.8951 | -602.2137 | -6565.1863 | -43846.5032 | -6878.6879 | -57892.5911 | -2721.0981 | -65.6883 | -2786.7864 | -47.4418 | -257.2389 | -63.877
[5 empty] | RB_GUP | SUBTRAN | -74050.8366 | -35166.8762 | -9002.2014 | -104.9047 | -3.4392 | -9110.5453 | -3923.5967 | -1112.1346 | -113.9192 | 0 | -5149.6506 | -219.739 | -2539.7176 | -20687.8925 | 0 | -23447.3491 | -1064.8419 | -25.4771 | -1090.319 | -17.4857 | -54.9278 | -13.6831
[5 empty] | RB_GUP | DISTPRI | -123421.8435 | -82013.6489 | -20647.8897 | -240.9535 | 0 | -20888.8431 | -8903.942 | -2527.6368 | 0 | 0 | -11431.5787 | -507.8245 | -5873.701 | 0 | 0 | -6381.5255 | -2416.3798 | -57.8945 | -2474.2743 | -41.5732 | -152.3944 | -38.0053
[5 empty] | RB_GUP | DISTSEC | -43640.9485 | -32582.409 | -7314.3191 | 0 | 0 | -7314.3191 | -2578.3746 | 0 | 0 | 0 | -2578.3746 | -114.1203 | 0 | 0 | 0 | -114.1203 | -717.6001 | 0 | -717.6001 | -11.7014 | -258.3844 | -64.0396
[5 empty] | RB_GUP | ENERGY | -8234.0074 | -2993.3291 | -966.1453 | -11.0605 | -0.28033 | -977.4862 | -467.5348 | -130.5029 | -10.332 | -2.118 | -610.4878 | -31.154 | -372.3153 | -2632.0947 | -421.8186 | -3457.3826 | -126.8169 | -2.9806 | -129.7975 | -2.9118 | -50.1045 | -12.5077
[5 empty] | RB_GUP | CUSTOMER | -198906.1951 | -148692.8576 | -35924.8723 | -224.4504 | -29.1315 | -36178.4541 | -547.7535 | -188.5131 | -83.5607 | -35.7907 | -855.618 | -7.806 | -116.4315 | -216.6644 | -53.6885 | -394.5905 | -186.695 | -2.4649 | -189.16 | -11.2409 | -10905.4216 | -1678.8526
|  |  | Excess ADFIT 283 Unprotected | -823816 | RB_GUP | TOTAL | -823816 | -485603.3702 | -120439.2922 | -1126.0053 | -46.2684 | -121611.5659 | -35912.475 | -9509.8064 | -647.0945 | -130.6335 | -46200.0094 | -2051.4906 | -21666.4484 | -108784.6795 | -13849.3119 | -146351.9304 | -9802.7954 | -216.5308 | -10019.3262 | -177.1512 | -11921.3663 | -1931.2805
[5 empty] | RB_GUP | PRODUCTION | -3354.4777 | -1644.8444 | -416.0817 | -4.8646 | -0.11984 | -421.0661 | -174.0938 | -49.5811 | -3.9236 | -0.82821 | -228.4267 | -10.4579 | -114.0091 | -761.4255 | -119.4533 | -1005.3457 | -47.2538 | -1.1407 | -48.3945 | -0.82386 | -4.4671 | -1.1093
[5 empty] | RB_GUP | BULKTRAN | -3552.5773 | -1741.9811 | -440.6535 | -5.1519 | -0.12692 | -445.9323 | -184.3749 | -52.5091 | -4.1553 | -0.87712 | -241.9165 | -11.0755 | -120.7419 | -806.3917 | -126.5076 | -1064.7167 | -50.0444 | -1.2081 | -51.2525 | -0.87251 | -4.7309 | -1.1748
[5 empty] | RB_GUP | SUBTRAN | -1361.8869 | -646.7626 | -165.5617 | -1.9293 | -0.063251 | -167.5542 | -72.1598 | -20.4535 | -2.0951 | 0 | -94.7085 | -4.0413 | -46.7086 | -380.4761 | 0 | -431.2259 | -19.5838 | -0.46855 | -20.0523 | -0.32158 | -1.0102 | -0.25165
[5 empty] | RB_GUP | DISTPRI | -2269.8811 | -1508.3329 | -379.7403 | -4.4314 | 0 | -384.1718 | -163.7546 | -46.4864 | 0 | 0 | -210.2409 | -9.3395 | -108.0247 | 0 | 0 | -117.3642 | -44.4402 | -1.0648 | -45.505 | -0.76458 | -2.8027 | -0.69897
[5 empty] | RB_GUP | DISTSEC | -802.6113 | -599.231 | -134.5194 | 0 | 0 | -134.5194 | -47.4195 | 0 | 0 | 0 | -47.4195 | -2.0988 | 0 | 0 | 0 | -2.0988 | -13.1976 | 0 | -13.1976 | -0.2152 | -4.752 | -1.1778
[5 empty] | RB_GUP | ENERGY | -151.4336 | -55.051 | -17.7686 | -0.20342 | -0.0051556 | -17.9772 | -8.5985 | -2.4001 | -0.19002 | -0.038953 | -11.2276 | -0.57296 | -6.8473 | -48.4075 | -7.7578 | -63.5856 | -2.3323 | -0.054818 | -2.3871 | -0.053553 | -0.92148 | -0.23003
[5 empty] | RB_GUP | CUSTOMER | -3658.1321 | -2734.6464 | -660.703 | -4.1279 | -0.53576 | -665.3667 | -10.0739 | -3.467 | -1.5368 | -0.65824 | -15.7359 | -0.14356 | -2.1413 | -3.9847 | -0.9874 | -7.257 | -3.4336 | -0.045333 | -3.4789 | -0.20673 | -200.5643 | -30.8762
|  |  | Restricted Stock Plan & PSI Stock Based Comp | -15151 | RB_GUP | TOTAL | -15151 | -8930.8494 | -2215.0283 | -20.7086 | -0.85093 | -2236.5878 | -660.475 | -174.8972 | -11.9009 | -2.4025 | -849.6756 | -37.7295 | -398.4729 | -2000.6854 | -254.7061 | -2691.5939 | -180.2856 | -3.9823 | -184.2679 | -3.258 | -219.2487 | -35.5186
[5 empty] | RB_GUP | PRODUCTION | 115.351 | 56.5615 | 14.3079 | 0.16728 | 0.004121 | 14.4793 | 5.9866 | 1.705 | 0.13492 | 0.02848 | 7.8549 | 0.35962 | 3.9205 | 26.1833 | 4.1077 | 34.571 | 1.6249 | 0.039226 | 1.6642 | 0.02833 | 0.15361 | 0.038145
[5 empty] | RB_GUP | BULKTRAN | 122.1631 | 59.9018 | 15.1528 | 0.17716 | 0.0043644 | 15.3344 | 6.3401 | 1.8056 | 0.14289 | 0.030162 | 8.3188 | 0.38085 | 4.152 | 27.7295 | 4.3502 | 36.6126 | 1.7209 | 0.041543 | 1.7624 | 0.030003 | 0.16268 | 0.040397
[5 empty] | RB_GUP | SUBTRAN | 46.8314 | 22.2403 | 5.6932 | 0.066344 | 0.002175 | 5.7617 | 2.4814 | 0.70334 | 0.072045 | 0 | 3.2568 | 0.13897 | 1.6062 | 13.0835 | 0 | 14.8286 | 0.67343 | 0.016112 | 0.68954 | 0.011058 | 0.034738 | 0.0086535
[5 empty] | RB_GUP | DISTPRI | 78.0548 | 51.8673 | 13.0582 | 0.15238 | 0 | 13.2106 | 5.6311 | 1.5985 | 0 | 0 | 7.2296 | 0.32116 | 3.7147 | 0 | 0 | 4.0358 | 1.5282 | 0.036614 | 1.5648 | 0.026292 | 0.096378 | 0.024035
[5 empty] | RB_GUP | DISTSEC | 27.5995 | 20.6059 | 4.6257 | 0 | 0 | 4.6257 | 1.6306 | 0 | 0 | 0 | 1.6306 | 0.072172 | 0 | 0 | 0 | 0.072172 | 0.45383 | 0 | 0.45383 | 0.0074002 | 0.16341 | 0.0405
[5 empty] | RB_GUP | ENERGY | 5.2074 | 1.893 | 0.61101 | 0.0069949 | 0.00017729 | 0.61818 | 0.29568 | 0.082533 | 0.0065342 | 0.0013395 | 0.38609 | 0.019702 | 0.23546 | 1.6646 | 0.26677 | 2.1865 | 0.080202 | 0.001885 | 0.082087 | 0.0018415 | 0.031687 | 0.0079102
[5 empty] | RB_GUP | CUSTOMER | 125.7928 | 94.0367 | 22.7197 | 0.14195 | 0.018423 | 22.8801 | 0.34641 | 0.11922 | 0.052846 | 0.022635 | 0.54111 | 0.0049367 | 0.073634 | 0.13702 | 0.033954 | 0.24955 | 0.11807 | 0.0015589 | 0.11963 | 0.007109 | 6.8968 | 1.0617
|  |  | Capitalized Software Costs Tax | 521 | RB_GUP | TOTAL | 521 | 307.1066 | 76.1686 | 0.71211 | 0.029261 | 76.9099 | 22.7119 | 6.0142 | 0.40924 | 0.082616 | 29.2179 | 1.2974 | 13.7024 | 68.7979 | 8.7586 | 92.5563 | 6.1995 | 0.13694 | 6.3365 | 0.11203 | 7.5393 | 1.2214
[5 empty] | RB_GUP | PRODUCTION | 0 | 0 | 0 | 0 | 0 | 0 | 0 | 0 | 0 | 0 | 0 | 0 | 0 | 0 | 0 | 0 | 0 | 0 | 0 | 0 | 0 | 0
[5 empty] | RB_GUP | BULKTRAN | 0 | 0 | 0 | 0 | 0 | 0 | 0 | 0 | 0 | 0 | 0 | 0 | 0 | 0 | 0 | 0 | 0 | 0 | 0 | 0 | 0 | 0
[5 empty] | RB_GUP | SUBTRAN | 0 | 0 | 0 | 0 | 0 | 0 | 0 | 0 | 0 | 0 | 0 | 0 | 0 | 0 | 0 | 0 | 0 | 0 | 0 | 0 | 0 | 0
[5 empty] | RB_GUP | DISTPRI | 0 | 0 | 0 | 0 | 0 | 0 | 0 | 0 | 0 | 0 | 0 | 0 | 0 | 0 | 0 | 0 | 0 | 0 | 0 | 0 | 0 | 0
[5 empty] | RB_GUP | DISTSEC | 0 | 0 | 0 | 0 | 0 | 0 | 0 | 0 | 0 | 0 | 0 | 0 | 0 | 0 | 0 | 0 | 0 | 0 | 0 | 0 | 0 | 0
[5 empty] | RB_GUP | ENERGY | 0 | 0 | 0 | 0 | 0 | 0 | 0 | 0 | 0 | 0 | 0 | 0 | 0 | 0 | 0 | 0 | 0 | 0 | 0 | 0 | 0 | 0
[5 empty] | RB_GUP | CUSTOMER | 0 | 0 | 0 | 0 | 0 | 0 | 0 | 0 | 0 | 0 | 0 | 0 | 0 | 0 | 0 | 0 | 0 | 0 | 0 | 0 | 0 | 0
|  |  | Capitalized Software Costs Book |  | RB_GUP | TOTAL | 0 | 0 | 0 | 0 | 0 | 0 | 0 | 0 | 0 | 0 | 0 | 0 | 0 | 0 | 0 | 0 | 0 | 0 | 0 | 0 | 0 | 0
[5 empty] | PROD_ENERGY | PRODUCTION | 0 | 0 | 0 | 0 | 0 | 0 | 0 | 0 | 0 | 0 | 0 | 0 | 0 | 0 | 0 | 0 | 0 | 0 | 0 | 0 | 0 | 0
[5 empty] | PROD_ENERGY | BULKTRAN | 0 | 0 | 0 | 0 | 0 | 0 | 0 | 0 | 0 | 0 | 0 | 0 | 0 | 0 | 0 | 0 | 0 | 0 | 0 | 0 | 0 | 0
[5 empty] | PROD_ENERGY | SUBTRAN | 0 | 0 | 0 | 0 | 0 | 0 | 0 | 0 | 0 | 0 | 0 | 0 | 0 | 0 | 0 | 0 | 0 | 0 | 0 | 0 | 0 | 0
[5 empty] | PROD_ENERGY | DISTPRI | 0 | 0 | 0 | 0 | 0 | 0 | 0 | 0 | 0 | 0 | 0 | 0 | 0 | 0 | 0 | 0 | 0 | 0 | 0 | 0 | 0 | 0
[5 empty] | PROD_ENERGY | DISTSEC | 0 | 0 | 0 | 0 | 0 | 0 | 0 | 0 | 0 | 0 | 0 | 0 | 0 | 0 | 0 | 0 | 0 | 0 | 0 | 0 | 0 | 0
[5 empty] | PROD_ENERGY | ENERGY | 962552 | 349918.9162 | 112941.9837 | 1292.9714 | 32.7703 | 114267.7254 | 54654.6249 | 15255.7396 | 1207.8085 | 247.5952 | 71365.7682 | 3641.8871 | 43523.4984 | 307690.7688 | 49310.42 | 404166.5743 | 14824.841 | 348.4361 | 15173.2771 | 340.3939 | 5857.1968 | 1462.1481
[5 empty] | PROD_ENERGY | CUSTOMER | 0 | 0 | 0 | 0 | 0 | 0 | 0 | 0 | 0 | 0 | 0 | 0 | 0 | 0 | 0 | 0 | 0 | 0 | 0 | 0 | 0 | 0
|  |  | MTM Book Gain Above the Line Tax Deferral | 962552 | PROD_ENERGY | TOTAL | 962552 | 349918.9162 | 112941.9837 | 1292.9714 | 32.7703 | 114267.7254 | 54654.6249 | 15255.7396 | 1207.8085 | 247.5952 | 71365.7682 | 3641.8871 | 43523.4984 | 307690.7688 | 49310.42 | 404166.5743 | 14824.841 | 348.4361 | 15173.2771 | 340.3939 | 5857.1968 | 1462.1481
[5 empty] | PROD_ENERGY | PRODUCTION | 0 | 0 | 0 | 0 | 0 | 0 | 0 | 0 | 0 | 0 | 0 | 0 | 0 | 0 | 0 | 0 | 0 | 0 | 0 | 0 | 0 | 0
[5 empty] | PROD_ENERGY | BULKTRAN | 0 | 0 | 0 | 0 | 0 | 0 | 0 | 0 | 0 | 0 | 0 | 0 | 0 | 0 | 0 | 0 | 0 | 0 | 0 | 0 | 0 | 0
[5 empty] | PROD_ENERGY | SUBTRAN | 0 | 0 | 0 | 0 | 0 | 0 | 0 | 0 | 0 | 0 | 0 | 0 | 0 | 0 | 0 | 0 | 0 | 0 | 0 | 0 | 0 | 0
[5 empty] | PROD_ENERGY | DISTPRI | 0 | 0 | 0 | 0 | 0 | 0 | 0 | 0 | 0 | 0 | 0 | 0 | 0 | 0 | 0 | 0 | 0 | 0 | 0 | 0 | 0 | 0
[5 empty] | PROD_ENERGY | DISTSEC | 0 | 0 | 0 | 0 | 0 | 0 | 0 | 0 | 0 | 0 | 0 | 0 | 0 | 0 | 0 | 0 | 0 | 0 | 0 | 0 | 0 | 0
[5 empty] | PROD_ENERGY | ENERGY | 0 | 0 | 0 | 0 | 0 | 0 | 0 | 0 | 0 | 0 | 0 | 0 | 0 | 0 | 0 | 0 | 0 | 0 | 0 | 0 | 0 | 0
[5 empty] | PROD_ENERGY | CUSTOMER | 0 | 0 | 0 | 0 | 0 | 0 | 0 | 0 | 0 | 0 | 0 | 0 | 0 | 0 | 0 | 0 | 0 | 0 | 0 | 0 | 0 | 0
|  |  | Mark & Spread Deferral - 283 A/L | 0 | PROD_ENERGY | TOTAL | 0 | 0 | 0 | 0 | 0 | 0 | 0 | 0 | 0 | 0 | 0 | 0 | 0 | 0 | 0 | 0 | 0 | 0 | 0 | 0 | 0 | 0
[5 empty] | PROD_ENERGY | PRODUCTION | 0 | 0 | 0 | 0 | 0 | 0 | 0 | 0 | 0 | 0 | 0 | 0 | 0 | 0 | 0 | 0 | 0 | 0 | 0 | 0 | 0 | 0
[5 empty] | PROD_ENERGY | BULKTRAN | 0 | 0 | 0 | 0 | 0 | 0 | 0 | 0 | 0 | 0 | 0 | 0 | 0 | 0 | 0 | 0 | 0 | 0 | 0 | 0 | 0 | 0
[5 empty] | PROD_ENERGY | SUBTRAN | 0 | 0 | 0 | 0 | 0 | 0 | 0 | 0 | 0 | 0 | 0 | 0 | 0 | 0 | 0 | 0 | 0 | 0 | 0 | 0 | 0 | 0
[5 empty] | PROD_ENERGY | DISTPRI | 0 | 0 | 0 | 0 | 0 | 0 | 0 | 0 | 0 | 0 | 0 | 0 | 0 | 0 | 0 | 0 | 0 | 0 | 0 | 0 | 0 | 0
[5 empty] | PROD_ENERGY | DISTSEC | 0 | 0 | 0 | 0 | 0 | 0 | 0 | 0 | 0 | 0 | 0 | 0 | 0 | 0 | 0 | 0 | 0 | 0 | 0 | 0 | 0 | 0
[5 empty] | PROD_ENERGY | ENERGY | 0 | 0 | 0 | 0 | 0 | 0 | 0 | 0 | 0 | 0 | 0 | 0 | 0 | 0 | 0 | 0 | 0 | 0 | 0 | 0 | 0 | 0
[5 empty] | PROD_ENERGY | CUSTOMER | 0 | 0 | 0 | 0 | 0 | 0 | 0 | 0 | 0 | 0 | 0 | 0 | 0 | 0 | 0 | 0 | 0 | 0 | 0 | 0 | 0 | 0
|  |  | Prov for Trading Credit Risk - Above the Line | 0 | PROD_ENERGY | TOTAL | 0 | 0 | 0 | 0 | 0 | 0 | 0 | 0 | 0 | 0 | 0 | 0 | 0 | 0 | 0 | 0 | 0 | 0 | 0 | 0 | 0 | 0
[5 empty] | PROD_ENERGY | PRODUCTION | 0 | 0 | 0 | 0 | 0 | 0 | 0 | 0 | 0 | 0 | 0 | 0 | 0 | 0 | 0 | 0 | 0 | 0 | 0 | 0 | 0 | 0
[5 empty] | PROD_ENERGY | BULKTRAN | 0 | 0 | 0 | 0 | 0 | 0 | 0 | 0 | 0 | 0 | 0 | 0 | 0 | 0 | 0 | 0 | 0 | 0 | 0 | 0 | 0 | 0
[5 empty] | PROD_ENERGY | SUBTRAN | 0 | 0 | 0 | 0 | 0 | 0 | 0 | 0 | 0 | 0 | 0 | 0 | 0 | 0 | 0 | 0 | 0 | 0 | 0 | 0 | 0 | 0
[5 empty] | PROD_ENERGY | DISTPRI | 0 | 0 | 0 | 0 | 0 | 0 | 0 | 0 | 0 | 0 | 0 | 0 | 0 | 0 | 0 | 0 | 0 | 0 | 0 | 0 | 0 | 0
[5 empty] | PROD_ENERGY | DISTSEC | 0 | 0 | 0 | 0 | 0 | 0 | 0 | 0 | 0 | 0 | 0 | 0 | 0 | 0 | 0 | 0 | 0 | 0 | 0 | 0 | 0 | 0
[5 empty] | PROD_ENERGY | ENERGY | 0 | 0 | 0 | 0 | 0 | 0 | 0 | 0 | 0 | 0 | 0 | 0 | 0 | 0 | 0 | 0 | 0 | 0 | 0 | 0 | 0 | 0
[5 empty] | PROD_ENERGY | CUSTOMER | 0 | 0 | 0 | 0 | 0 | 0 | 0 | 0 | 0 | 0 | 0 | 0 | 0 | 0 | 0 | 0 | 0 | 0 | 0 | 0 | 0 | 0
|  |  | Reg Liability - Unrealized MTM Gain Deferral | 0 | PROD_ENERGY | TOTAL | 0 | 0 | 0 | 0 | 0 | 0 | 0 | 0 | 0 | 0 | 0 | 0 | 0 | 0 | 0 | 0 | 0 | 0 | 0 | 0 | 0 | 0
[5 empty] | PROD_ENERGY | PRODUCTION | 0 | 0 | 0 | 0 | 0 | 0 | 0 | 0 | 0 | 0 | 0 | 0 | 0 | 0 | 0 | 0 | 0 | 0 | 0 | 0 | 0 | 0
[5 empty] | PROD_ENERGY | BULKTRAN | 0 | 0 | 0 | 0 | 0 | 0 | 0 | 0 | 0 | 0 | 0 | 0 | 0 | 0 | 0 | 0 | 0 | 0 | 0 | 0 | 0 | 0
[5 empty] | PROD_ENERGY | SUBTRAN | 0 | 0 | 0 | 0 | 0 | 0 | 0 | 0 | 0 | 0 | 0 | 0 | 0 | 0 | 0 | 0 | 0 | 0 | 0 | 0 | 0 | 0
[5 empty] | PROD_ENERGY | DISTPRI | 0 | 0 | 0 | 0 | 0 | 0 | 0 | 0 | 0 | 0 | 0 | 0 | 0 | 0 | 0 | 0 | 0 | 0 | 0 | 0 | 0 | 0
[5 empty] | PROD_ENERGY | DISTSEC | 0 | 0 | 0 | 0 | 0 | 0 | 0 | 0 | 0 | 0 | 0 | 0 | 0 | 0 | 0 | 0 | 0 | 0 | 0 | 0 | 0 | 0
[5 empty] | PROD_ENERGY | ENERGY | -7651 | -2781.387 | -897.7376 | -10.2774 | -0.26048 | -908.2755 | -434.4311 | -121.2627 | -9.6005 | -1.9681 | -567.2623 | -28.9481 | -345.9536 | -2445.7298 | -391.9518 | -3212.5833 | -117.8376 | -2.7696 | -120.6072 | -2.7057 | -46.5569 | -11.6221
[5 empty] | PROD_ENERGY | CUSTOMER | 0 | 0 | 0 | 0 | 0 | 0 | 0 | 0 | 0 | 0 | 0 | 0 | 0 | 0 | 0 | 0 | 0 | 0 | 0 | 0 | 0 | 0
|  |  | Book > Tax Basis - EMA A/C 283 | -7651 | PROD_ENERGY | TOTAL | -7651 | -2781.387 | -897.7376 | -10.2774 | -0.26048 | -908.2755 | -434.4311 | -121.2627 | -9.6005 | -1.9681 | -567.2623 | -28.9481 | -345.9536 | -2445.7298 | -391.9518 | -3212.5833 | -117.8376 | -2.7696 | -120.6072 | -2.7057 | -46.5569 | -11.6221
[7 empty] | 468239.9014 | 229598.1192 | 58079.3965 | 679.0365 | 16.7284 | 58775.1614 | 24301.1482 | 6920.8477 | 547.6847 | 115.6066 | 31885.2871 | 1459.7773 | 15914.134 | 106284.7418 | 16674.0677 | 140332.7208 | 6595.9925 | 159.2297 | 6755.2222 | 114.9998 | 623.5519 | 154.8391
[7 empty] | 2117458.4276 | 1038280.7423 | 262644.6555 | 3070.7155 | 75.6486 | 265791.0196 | 109893.819 | 31297.2202 | 2476.7208 | 522.7921 | 144190.5521 | 6601.3551 | 71966.3511 | 480637.2151 | 75402.8971 | 634607.8183 | 29828.1711 | 720.063 | 30548.2341 | 520.0482 | 2819.805 | 700.208
[7 empty] | 814798.6481 | 386949.3507 | 99053.3241 | 1154.2904 | 37.8425 | 100245.457 | 43172.2511 | 12237.0771 | 1253.4796 | 0 | 56662.8078 | 2417.84 | 27945.1054 | 227633.712 | 0 | 257996.6573 | 11716.7042 | 280.33 | 11997.0341 | 192.3992 | 604.3836 | 150.5583
[7 empty] | 1392255.5462 | 925151.9367 | 232917.7564 | 2718.0667 | 0 | 235635.8231 | 100440.5884 | 28512.913 | 0 | 0 | 128953.5014 | 5728.4958 | 66258.067 | 0 | 0 | 71986.5628 | 27257.8834 | 653.0764 | 27910.9597 | 468.9654 | 1719.0792 | 428.7179
[7 empty] | 492995.2627 | 368071.1318 | 82627.0917 | 0 | 0 | 82627.0917 | 29126.9209 | 0 | 0 | 0 | 29126.9209 | 1289.1737 | 0 | 0 | 0 | 1289.1737 | 8106.4566 | 0 | 8106.4566 | 132.1861 | 2918.8704 | 723.4316
[7 empty] | 115809.3125 | 42100.4466 | 13588.5994 | 155.5637 | 3.9428 | 13748.1058 | 6575.7637 | 1835.4922 | 145.3173 | 29.7894 | 8586.3627 | 438.1732 | 5236.5238 | 37019.7729 | 5932.7765 | 48627.2462 | 1783.6487 | 41.922 | 1825.5708 | 40.9544 | 704.7078 | 175.9181
[7 empty] | 2309248.9015 | 1732659.8238 | 417632.8147 | 2641.4354 | 343.1339 | 420617.384 | 6387.9216 | 2219.1144 | 984.0149 | 421.2972 | 10012.3481 | 91.1037 | 1370.7094 | 2551.3577 | 631.994 | 4645.1648 | 2176.0093 | 29.0184 | 2205.0277 | 130.8844 | 120347.0009 | 18631.2678
|  | Total Per Books DFIT |  | 7710806 |  |  | 7710806 | 4722811.5511 | 1166543.6381 | 10419.1082 | 477.2962 | 1177440.0426 | 319898.4129 | 83022.6646 | 5407.2172 | 1089.4852 | 409417.78 | 18025.9187 | 188690.8906 | 854126.7993 | 98641.7353 | 1159485.344 | 87464.8658 | 1883.6393 | 89348.5052 | 1600.4376 | 129737.3988 | 20964.9408
DFIT Adjustments
[5 empty] | BULK_TRANS | PRODUCTION | 0 | 0 | 0 | 0 | 0 | 0 | 0 | 0 | 0 | 0 | 0 | 0 | 0 | 0 | 0 | 0 | 0 | 0 | 0 | 0 | 0 | 0
[5 empty] | BULK_TRANS | BULKTRAN | -121 | -59.3315 | -15.0086 | -0.17547 | -0.0043229 | -15.1884 | -6.2798 | -1.7884 | -0.14153 | -0.029874 | -8.2396 | -0.37723 | -4.1124 | -27.4655 | -4.3088 | -36.264 | -1.7045 | -0.041147 | -1.7456 | -0.029718 | -0.16113 | -0.040013
[5 empty] | BULK_TRANS | SUBTRAN | 0 | 0 | 0 | 0 | 0 | 0 | 0 | 0 | 0 | 0 | 0 | 0 | 0 | 0 | 0 | 0 | 0 | 0 | 0 | 0 | 0 | 0
[5 empty] | BULK_TRANS | DISTPRI | 0 | 0 | 0 | 0 | 0 | 0 | 0 | 0 | 0 | 0 | 0 | 0 | 0 | 0 | 0 | 0 | 0 | 0 | 0 | 0 | 0 | 0
[5 empty] | BULK_TRANS | DISTSEC | 0 | 0 | 0 | 0 | 0 | 0 | 0 | 0 | 0 | 0 | 0 | 0 | 0 | 0 | 0 | 0 | 0 | 0 | 0 | 0 | 0 | 0
[5 empty] | BULK_TRANS | ENERGY | 0 | 0 | 0 | 0 | 0 | 0 | 0 | 0 | 0 | 0 | 0 | 0 | 0 | 0 | 0 | 0 | 0 | 0 | 0 | 0 | 0 | 0
[5 empty] | BULK_TRANS | CUSTOMER | 0 | 0 | 0 | 0 | 0 | 0 | 0 | 0 | 0 | 0 | 0 | 0 | 0 | 0 | 0 | 0 | 0 | 0 | 0 | 0 | 0 | 0
|  |  | Wholesale Load Adjustments - BULK TRANS | -121 | BULK_TRANS | TOTAL | -121 | -59.3315 | -15.0086 | -0.17547 | -0.0043229 | -15.1884 | -6.2798 | -1.7884 | -0.14153 | -0.029874 | -8.2396 | -0.37723 | -4.1124 | -27.4655 | -4.3088 | -36.264 | -1.7045 | -0.041147 | -1.7456 | -0.029718 | -0.16113 | -0.040013
[5 empty] | PROD_ENERGY | PRODUCTION | 0 | 0 | 0 | 0 | 0 | 0 | 0 | 0 | 0 | 0 | 0 | 0 | 0 | 0 | 0 | 0 | 0 | 0 | 0 | 0 | 0 | 0
[5 empty] | PROD_ENERGY | BULKTRAN | 0 | 0 | 0 | 0 | 0 | 0 | 0 | 0 | 0 | 0 | 0 | 0 | 0 | 0 | 0 | 0 | 0 | 0 | 0 | 0 | 0 | 0
[5 empty] | PROD_ENERGY | SUBTRAN | 0 | 0 | 0 | 0 | 0 | 0 | 0 | 0 | 0 | 0 | 0 | 0 | 0 | 0 | 0 | 0 | 0 | 0 | 0 | 0 | 0 | 0
[5 empty] | PROD_ENERGY | DISTPRI | 0 | 0 | 0 | 0 | 0 | 0 | 0 | 0 | 0 | 0 | 0 | 0 | 0 | 0 | 0 | 0 | 0 | 0 | 0 | 0 | 0 | 0
[5 empty] | PROD_ENERGY | DISTSEC | 0 | 0 | 0 | 0 | 0 | 0 | 0 | 0 | 0 | 0 | 0 | 0 | 0 | 0 | 0 | 0 | 0 | 0 | 0 | 0 | 0 | 0
[5 empty] | PROD_ENERGY | ENERGY | 13558 | 4928.7734 | 1590.8412 | 18.2121 | 0.46158 | 1609.5149 | 769.8362 | 214.8843 | 17.0126 | 3.4875 | 1005.2206 | 51.2977 | 613.0491 | 4333.9699 | 694.5606 | 5692.8773 | 208.8149 | 4.9079 | 213.7228 | 4.7946 | 82.5014 | 20.595
[5 empty] | PROD_ENERGY | CUSTOMER | 0 | 0 | 0 | 0 | 0 | 0 | 0 | 0 | 0 | 0 | 0 | 0 | 0 | 0 | 0 | 0 | 0 | 0 | 0 | 0 | 0 | 0
|  |  | Wholesale Load Adj - PROD ENERGY | 13558 | PROD_ENERGY | TOTAL | 13558 | 4928.7734 | 1590.8412 | 18.2121 | 0.46158 | 1609.5149 | 769.8362 | 214.8843 | 17.0126 | 3.4875 | 1005.2206 | 51.2977 | 613.0491 | 4333.9699 | 694.5606 | 5692.8773 | 208.8149 | 4.9079 | 213.7228 | 4.7946 | 82.5014 | 20.595
[5 empty] | LABOR_M | PRODUCTION | -253463.9595 | -124284.2573 | -31439.0844 | -367.5707 | -9.0553 | -31815.7105 | -13154.5074 | -3746.3391 | -296.4684 | -62.5792 | -17259.8941 | -790.1953 | -8614.5145 | -57533.2247 | -9025.8758 | -75963.8103 | -3570.491 | -86.193 | -3656.684 | -62.2508 | -337.5362 | -83.8163
[5 empty] | LABOR_M | BULKTRAN | -68200.366 | -33441.5664 | -8459.416 | -98.9034 | -2.4365 | -8560.7559 | -3539.5258 | -1008.0396 | -79.7717 | -16.8384 | -4644.1754 | -212.6204 | -2317.9352 | -15480.6506 | -2428.6216 | -20439.8277 | -960.7236 | -23.1922 | -983.9158 | -16.75 | -90.822 | -22.5527
[5 empty] | LABOR_M | SUBTRAN | -26155.4254 | -12421.2588 | -3179.659 | -37.0533 | -1.2148 | -3217.927 | -1385.8499 | -392.816 | -40.2373 | 0 | -1818.9032 | -77.6138 | -897.0512 | -7307.1508 | 0 | -8281.8158 | -376.1118 | -8.9987 | -385.1105 | -6.1761 | -19.401 | -4.833
[5 empty] | LABOR_M | DISTPRI | -121233.4008 | -80559.4317 | -20281.7736 | -236.681 | 0 | -20518.4546 | -8746.0626 | -2482.8182 | 0 | 0 | -11228.8808 | -498.8201 | -5769.552 | 0 | 0 | -6268.3721 | -2373.534 | -56.8679 | -2430.4019 | -40.8361 | -149.6922 | -37.3315
[5 empty] | LABOR_M | DISTSEC | -44469.9406 | -33201.336 | -7453.26 | 0 | 0 | -7453.26 | -2627.3527 | 0 | 0 | 0 | -2627.3527 | -116.2881 | 0 | 0 | 0 | -116.2881 | -731.2315 | 0 | -731.2315 | -11.9237 | -263.2926 | -65.2561
[5 empty] | LABOR_M | ENERGY | -182821.084 | -66461.4022 | -21451.4913 | -245.5789 | -6.2242 | -21703.2944 | -10380.7563 | -2897.5794 | -229.4036 | -47.0267 | -13554.766 | -691.7172 | -8266.58 | -58440.8529 | -9365.7116 | -76764.8618 | -2815.7372 | -66.1798 | -2881.917 | -64.6523 | -1112.4792 | -277.7112
[5 empty] | LABOR_M | CUSTOMER | -346348.8237 | -273587.7766 | -63826.4086 | -473.8232 | -62.2489 | -64362.4808 | -1020.4675 | -399.3502 | -178.0226 | -75.8439 | -1673.6842 | -14.7043 | -246.9379 | -461.3761 | -113.8147 | -836.833 | -344.9429 | -5.2253 | -350.1681 | -20.4602 | -4572.8595 | -944.5612
|  |  | Adj 26 - Pension & OPEB Expense Adjustment | -1042693 | LABOR_M | TOTAL | -1042693 | -623957.029 | -156091.0929 | -1459.6106 | -81.1797 | -157631.8831 | -40854.5221 | -10926.9425 | -823.9035 | -202.2882 | -52807.6564 | -2401.9591 | -26112.5709 | -139223.2552 | -20934.0237 | -188671.8089 | -11172.772 | -246.6568 | -11419.4288 | -223.0491 | -6546.0827 | -1436.062
[5 empty] | REV_RENT | PRODUCTION | 5.745 | 2.817 | 0.7126 | 0.0083313 | 0.00020525 | 0.72113 | 0.29816 | 0.084914 | 0.0067197 | 0.0014184 | 0.39121 | 0.017911 | 0.19526 | 1.304 | 0.20458 | 1.7218 | 0.080929 | 0.0019536 | 0.082882 | 0.001411 | 0.0076506 | 0.0018998
[5 empty] | REV_RENT | BULKTRAN | 1.02 | 0.50015 | 0.12652 | 0.0014792 | 3.6441e-05 | 0.12804 | 0.052937 | 0.015076 | 0.0011931 | 0.00025184 | 0.069459 | 0.00318 | 0.034667 | 0.23153 | 0.036323 | 0.3057 | 0.014369 | 0.00034686 | 0.014715 | 0.00025051 | 0.0013583 | 0.0003373
[5 empty] | REV_RENT | SUBTRAN | 0.39118 | 0.18577 | 0.047555 | 0.00055417 | 1.8168e-05 | 0.048127 | 0.020727 | 0.005875 | 0.00060179 | 0 | 0.027204 | 0.0011608 | 0.013416 | 0.10929 | 0 | 0.12386 | 0.0056251 | 0.00013459 | 0.0057597 | 9.237e-05 | 0.00029016 | 7.2282e-05
[5 empty] | REV_RENT | DISTPRI | 3.9409 | 2.6187 | 0.65929 | 0.0076937 | 0 | 0.66698 | 0.2843 | 0.080708 | 0 | 0 | 0.36501 | 0.016215 | 0.18755 | 0 | 0 | 0.20376 | 0.077155 | 0.0018486 | 0.079004 | 0.0013274 | 0.004866 | 0.0012135
[5 empty] | REV_RENT | DISTSEC | 1.6084 | 1.2008 | 0.26956 | 0 | 0 | 0.26956 | 0.095024 | 0 | 0 | 0 | 0.095024 | 0.0042058 | 0 | 0 | 0 | 0.0042058 | 0.026447 | 0 | 0.026447 | 0.00043125 | 0.0095226 | 0.0023601
[5 empty] | REV_RENT | ENERGY | 0.0057746 | 0.0020992 | 0.00067756 | 7.7568e-06 | 1.966e-07 | 0.00068552 | 0.00032789 | 9.1523e-05 | 7.2459e-06 | 1.4854e-06 | 0.00042814 | 2.1848e-05 | 0.00026111 | 0.0018459 | 0.00029582 | 0.0024247 | 8.8938e-05 | 2.0903e-06 | 9.1028e-05 | 2.0421e-06 | 3.5139e-05 | 8.7718e-06
[5 empty] | REV_RENT | CUSTOMER | 9.2888 | 7.3928 | 1.7545 | 0.0049746 | 0.00020303 | 1.7597 | 0.021589 | 0.0042365 | 0.00058253 | 0.00024964 | 0.026658 | 0.00029849 | 0.0024676 | 0.0015105 | 0.00037446 | 0.0046511 | 0.0075021 | 6.5886e-05 | 0.007568 | 0.000469 | 0.081854 | 0.015107
|  |  | Wholesale Load Adj - REV RENT | 22 | REV_RENT | TOTAL | 22 | 14.7173 | 3.5707 | 0.023041 | 0.00046308 | 3.5942 | 0.77307 | 0.1909 | 0.0091044 | 0.0019214 | 0.975 | 0.042992 | 0.43362 | 1.6482 | 0.24157 | 2.3664 | 0.21212 | 0.0043516 | 0.21647 | 0.0039836 | 0.10558 | 0.020999
[5 empty] | FUELREV | PRODUCTION | 0 | 0 | 0 | 0 | 0 | 0 | 0 | 0 | 0 | 0 | 0 | 0 | 0 | 0 | 0 | 0 | 0 | 0 | 0 | 0 | 0 | 0
[5 empty] | FUELREV | BULKTRAN | 0 | 0 | 0 | 0 | 0 | 0 | 0 | 0 | 0 | 0 | 0 | 0 | 0 | 0 | 0 | 0 | 0 | 0 | 0 | 0 | 0 | 0
[5 empty] | FUELREV | SUBTRAN | 0 | 0 | 0 | 0 | 0 | 0 | 0 | 0 | 0 | 0 | 0 | 0 | 0 | 0 | 0 | 0 | 0 | 0 | 0 | 0 | 0 | 0
[5 empty] | FUELREV | DISTPRI | 0 | 0 | 0 | 0 | 0 | 0 | 0 | 0 | 0 | 0 | 0 | 0 | 0 | 0 | 0 | 0 | 0 | 0 | 0 | 0 | 0 | 0
[5 empty] | FUELREV | DISTSEC | 0 | 0 | 0 | 0 | 0 | 0 | 0 | 0 | 0 | 0 | 0 | 0 | 0 | 0 | 0 | 0 | 0 | 0 | 0 | 0 | 0 | 0
[5 empty] | FUELREV | ENERGY | -20563 | -7475.3184 | -2412.7798 | -27.6218 | -0.70007 | -2441.1016 | -1167.5868 | -325.9084 | -25.8024 | -5.2894 | -1524.587 | -77.8016 | -929.7926 | -6573.1984 | -1053.4186 | -8634.2112 | -316.7031 | -7.4436 | -324.1467 | -7.2718 | -125.1273 | -31.2359
[5 empty] | FUELREV | CUSTOMER | 0 | 0 | 0 | 0 | 0 | 0 | 0 | 0 | 0 | 0 | 0 | 0 | 0 | 0 | 0 | 0 | 0 | 0 | 0 | 0 | 0 | 0
|  |  | Wholesale Load Adj - FUEL REV | -20563 | FUELREV | TOTAL | -20563 | -7475.3184 | -2412.7798 | -27.6218 | -0.70007 | -2441.1016 | -1167.5868 | -325.9084 | -25.8024 | -5.2894 | -1524.587 | -77.8016 | -929.7926 | -6573.1984 | -1053.4186 | -8634.2112 | -316.7031 | -7.4436 | -324.1467 | -7.2718 | -125.1273 | -31.2359
[5 empty] | TDPLANT | PRODUCTION | 0.78961 | 0.38718 | 0.097941 | 0.0011451 | 2.821e-05 | 0.099115 | 0.04098 | 0.011671 | 0.00092358 | 0.00019495 | 0.053769 | 0.0024617 | 0.026837 | 0.17923 | 0.028118 | 0.23665 | 0.011123 | 0.00026851 | 0.011392 | 0.00019393 | 0.0010515 | 0.00026111
[5 empty] | TDPLANT | BULKTRAN | 41.7787 | 20.4859 | 5.1821 | 0.060587 | 0.0014926 | 5.2442 | 2.1683 | 0.61751 | 0.048867 | 0.010315 | 2.845 | 0.13025 | 1.4199 | 9.4833 | 1.4877 | 12.5212 | 0.58853 | 0.014207 | 0.60273 | 0.010261 | 0.055636 | 0.013816
[5 empty] | TDPLANT | SUBTRAN | 16.0157 | 7.6059 | 1.947 | 0.022689 | 0.00074383 | 1.9704 | 0.8486 | 0.24053 | 0.024638 | 0 | 1.1138 | 0.047525 | 0.54929 | 4.4744 | 0 | 5.0712 | 0.2303 | 0.0055102 | 0.23581 | 0.0037818 | 0.01188 | 0.0029594
[5 empty] | TDPLANT | DISTPRI | 26.0492 | 17.3097 | 4.3579 | 0.050855 | 0 | 4.4088 | 1.8793 | 0.53348 | 0 | 0 | 2.4127 | 0.10718 | 1.2397 | 0 | 0 | 1.3469 | 0.51 | 0.012219 | 0.52222 | 0.0087744 | 0.032164 | 0.0080214
[5 empty] | TDPLANT | DISTSEC | 9.1751 | 6.8501 | 1.5378 | 0 | 0 | 1.5378 | 0.54208 | 0 | 0 | 0 | 0.54208 | 0.023993 | 0 | 0 | 0 | 0.023993 | 0.15087 | 0 | 0.15087 | 0.0024601 | 0.054323 | 0.013464
[5 empty] | TDPLANT | ENERGY | 0 | 0 | 0 | 0 | 0 | 0 | 0 | 0 | 0 | 0 | 0 | 0 | 0 | 0 | 0 | 0 | 0 | 0 | 0 | 0 | 0 | 0
[5 empty] | TDPLANT | CUSTOMER | 40.1917 | 29.8566 | 7.2393 | 0.045018 | 0.0058756 | 7.2902 | 0.11037 | 0.037791 | 0.016859 | 0.0072251 | 0.17225 | 0.0015721 | 0.023351 | 0.043716 | 0.010838 | 0.079477 | 0.037635 | 0.00049315 | 0.038128 | 0.0022675 | 2.3878 | 0.36494
|  |  | Wholesale Load Adj - TDPLANT | 134 | TDPLANT | TOTAL | 134 | 82.4954 | 20.362 | 0.18029 | 0.0081403 | 20.5505 | 5.5895 | 1.441 | 0.091288 | 0.017735 | 7.1396 | 0.31298 | 3.2591 | 14.1806 | 1.5267 | 19.2794 | 1.5285 | 0.032698 | 1.5612 | 0.027739 | 2.5429 | 0.40346
[5 empty] | PROD_DEMAND | PRODUCTION | 81 | 39.7178 | 10.0471 | 0.11747 | 0.0028938 | 10.1674 | 4.2038 | 1.1972 | 0.094743 | 0.019999 | 5.5158 | 0.25252 | 2.753 | 18.386 | 2.8844 | 24.2759 | 1.141 | 0.027545 | 1.1686 | 0.019894 | 0.10787 | 0.026785
[5 empty] | PROD_DEMAND | BULKTRAN | 0 | 0 | 0 | 0 | 0 | 0 | 0 | 0 | 0 | 0 | 0 | 0 | 0 | 0 | 0 | 0 | 0 | 0 | 0 | 0 | 0 | 0
[5 empty] | PROD_DEMAND | SUBTRAN | 0 | 0 | 0 | 0 | 0 | 0 | 0 | 0 | 0 | 0 | 0 | 0 | 0 | 0 | 0 | 0 | 0 | 0 | 0 | 0 | 0 | 0
[5 empty] | PROD_DEMAND | DISTPRI | 0 | 0 | 0 | 0 | 0 | 0 | 0 | 0 | 0 | 0 | 0 | 0 | 0 | 0 | 0 | 0 | 0 | 0 | 0 | 0 | 0 | 0
[5 empty] | PROD_DEMAND | DISTSEC | 0 | 0 | 0 | 0 | 0 | 0 | 0 | 0 | 0 | 0 | 0 | 0 | 0 | 0 | 0 | 0 | 0 | 0 | 0 | 0 | 0 | 0
[5 empty] | PROD_DEMAND | ENERGY | 0 | 0 | 0 | 0 | 0 | 0 | 0 | 0 | 0 | 0 | 0 | 0 | 0 | 0 | 0 | 0 | 0 | 0 | 0 | 0 | 0 | 0
[5 empty] | PROD_DEMAND | CUSTOMER | 0 | 0 | 0 | 0 | 0 | 0 | 0 | 0 | 0 | 0 | 0 | 0 | 0 | 0 | 0 | 0 | 0 | 0 | 0 | 0 | 0 | 0
|  |  | Wholesale Load Adjustments | 81 | PROD_DEMAND | TOTAL | 81 | 39.7178 | 10.0471 | 0.11747 | 0.0028938 | 10.1674 | 4.2038 | 1.1972 | 0.094743 | 0.019999 | 5.5158 | 0.25252 | 2.753 | 18.386 | 2.8844 | 24.2759 | 1.141 | 0.027545 | 1.1686 | 0.019894 | 0.10787 | 0.026785
[5 empty] | TRANS_TOTAL | PRODUCTION | 0 | 0 | 0 | 0 | 0 | 0 | 0 | 0 | 0 | 0 | 0 | 0 | 0 | 0 | 0 | 0 | 0 | 0 | 0 | 0 | 0 | 0
[5 empty] | TRANS_TOTAL | BULKTRAN | 0 | 0 | 0 | 0 | 0 | 0 | 0 | 0 | 0 | 0 | 0 | 0 | 0 | 0 | 0 | 0 | 0 | 0 | 0 | 0 | 0 | 0
[5 empty] | TRANS_TOTAL | SUBTRAN | 0 | 0 | 0 | 0 | 0 | 0 | 0 | 0 | 0 | 0 | 0 | 0 | 0 | 0 | 0 | 0 | 0 | 0 | 0 | 0 | 0 | 0
[5 empty] | TRANS_TOTAL | DISTPRI | 0 | 0 | 0 | 0 | 0 | 0 | 0 | 0 | 0 | 0 | 0 | 0 | 0 | 0 | 0 | 0 | 0 | 0 | 0 | 0 | 0 | 0
[5 empty] | TRANS_TOTAL | DISTSEC | 0 | 0 | 0 | 0 | 0 | 0 | 0 | 0 | 0 | 0 | 0 | 0 | 0 | 0 | 0 | 0 | 0 | 0 | 0 | 0 | 0 | 0
[5 empty] | TRANS_TOTAL | ENERGY | 0 | 0 | 0 | 0 | 0 | 0 | 0 | 0 | 0 | 0 | 0 | 0 | 0 | 0 | 0 | 0 | 0 | 0 | 0 | 0 | 0 | 0
[5 empty] | TRANS_TOTAL | CUSTOMER | 0 | 0 | 0 | 0 | 0 | 0 | 0 | 0 | 0 | 0 | 0 | 0 | 0 | 0 | 0 | 0 | 0 | 0 | 0 | 0 | 0 | 0
|  |  | Adj 41 - KPCO AFUDC Offset |  | TRANS_TOTAL | TOTAL | 0 | 0 | 0 | 0 | 0 | 0 | 0 | 0 | 0 | 0 | 0 | 0 | 0 | 0 | 0 | 0 | 0 | 0 | 0 | 0 | 0 | 0
[5 empty] | RB_GUP | PRODUCTION | -3678.8332 | -1803.8898 | -456.314 | -5.335 | -0.13143 | -461.7804 | -190.9275 | -54.3752 | -4.303 | -0.90829 | -250.514 | -11.4691 | -125.033 | -835.0502 | -131.0036 | -1102.5559 | -51.8229 | -1.251 | -53.0739 | -0.90352 | -4.8991 | -1.2165
[5 empty] | RB_GUP | BULKTRAN | -3896.0877 | -1910.419 | -483.2617 | -5.6501 | -0.13919 | -489.051 | -202.2028 | -57.5864 | -4.5571 | -0.96193 | -265.3082 | -12.1464 | -132.4169 | -884.3643 | -138.7401 | -1167.6677 | -54.8833 | -1.3249 | -56.2082 | -0.95688 | -5.1884 | -1.2884
[5 empty] | RB_GUP | SUBTRAN | -1493.5722 | -709.3002 | -181.5704 | -2.1159 | -0.069367 | -183.7556 | -79.1372 | -22.4313 | -2.2977 | 0 | -103.8661 | -4.432 | -51.225 | -417.2655 | 0 | -472.9225 | -21.4774 | -0.51386 | -21.9912 | -0.35268 | -1.1079 | -0.27598
[5 empty] | RB_GUP | DISTPRI | -2489.3633 | -1654.1786 | -416.4587 | -4.8599 | 0 | -421.3186 | -179.5885 | -50.9813 | 0 | 0 | -230.5698 | -10.2426 | -118.4699 | 0 | 0 | -128.7125 | -48.7373 | -1.1677 | -49.905 | -0.83851 | -3.0737 | -0.76655
[5 empty] | RB_GUP | DISTSEC | -880.2184 | -657.1726 | -147.5265 | 0 | 0 | -147.5265 | -52.0047 | 0 | 0 | 0 | -52.0047 | -2.3018 | 0 | 0 | 0 | -2.3018 | -14.4737 | 0 | -14.4737 | -0.23601 | -5.2115 | -1.2917
[5 empty] | RB_GUP | ENERGY | -166.0762 | -60.3741 | -19.4867 | -0.22309 | -0.0056541 | -19.7155 | -9.43 | -2.6322 | -0.20839 | -0.042719 | -12.3133 | -0.62836 | -7.5094 | -53.0882 | -8.5079 | -69.7339 | -2.5578 | -0.060118 | -2.618 | -0.058731 | -1.0106 | -0.25228
[5 empty] | RB_GUP | CUSTOMER | -4011.8489 | -2999.0684 | -724.5886 | -4.5271 | -0.58757 | -729.7032 | -11.0479 | -3.8022 | -1.6854 | -0.72188 | -17.2574 | -0.15744 | -2.3484 | -4.37 | -1.0829 | -7.9587 | -3.7656 | -0.049716 | -3.8153 | -0.22672 | -219.9575 | -33.8617
|  |  | Adj 18 - Remaining Wholesale Load Adjustments - RB_GUP | -16616 | RB_GUP | TOTAL | -16616 | -9794.4026 | -2429.2066 | -22.711 | -0.93321 | -2452.8509 | -724.3385 | -191.8085 | -13.0516 | -2.6348 | -931.8335 | -41.3776 | -437.0026 | -2194.1383 | -279.3344 | -2951.8529 | -197.718 | -4.3673 | -202.0853 | -3.5731 | -240.4486 | -38.9531
[5 empty] | RB_GUP-Land_P | PRODUCTION | 1926027.8645 | 944414.1215 | 238900.0503 | 2793.105 | 68.8096 | 241761.9648 | 99958.7783 | 28467.7694 | 2252.8108 | 475.5286 | 131154.8871 | 6004.5542 | 65460.1742 | 437184.814 | 68586.0365 | 577235.5788 | 27131.5309 | 654.9651 | 27786.496 | 473.0328 | 2564.8782 | 636.9052
[5 empty] | RB_GUP-Land_P | BULKTRAN | 34043.0022 | 16692.745 | 4222.6154 | 49.3688 | 1.2162 | 4273.2004 | 1766.7953 | 503.1746 | 39.819 | 8.4051 | 2318.1939 | 106.1319 | 1157.0242 | 7727.3459 | 1212.2746 | 10202.7766 | 479.5563 | 11.5767 | 491.1329 | 8.361 | 45.3348 | 11.2575
[5 empty] | RB_GUP-Land_P | SUBTRAN | 13055.7833 | 6200.2151 | 1587.1636 | 18.4956 | 0.60636 | 1606.2655 | 691.763 | 196.0787 | 20.0849 | 0 | 907.9266 | 38.7418 | 447.7735 | 3647.4489 | 0 | 4133.9642 | 187.7406 | 4.4918 | 192.2324 | 3.0829 | 9.6842 | 2.4124
[5 empty] | RB_GUP-Land_P | DISTPRI | 15565.0098 | 10342.928 | 2603.9524 | 30.3872 | 0 | 2634.3396 | 1122.8964 | 318.766 | 0 | 0 | 1441.6624 | 64.0429 | 740.7458 | 0 | 0 | 804.7887 | 304.7352 | 7.3012 | 312.0364 | 5.2429 | 19.2188 | 4.7929
[5 empty] | RB_GUP-Land_P | DISTSEC | 6533.5031 | 4877.925 | 1095.0295 | 0 | 0 | 1095.0295 | 386.0094 | 0 | 0 | 0 | 386.0094 | 17.085 | 0 | 0 | 0 | 17.085 | 107.4322 | 0 | 107.4322 | 1.7518 | 38.6828 | 9.5874
[5 empty] | RB_GUP-Land_P | ENERGY | 1942.7673 | 706.259 | 227.9565 | 2.6097 | 0.066142 | 230.6323 | 110.3122 | 30.7914 | 2.4378 | 0.49973 | 144.0411 | 7.3506 | 87.8457 | 621.0278 | 99.5257 | 815.7498 | 29.9217 | 0.70327 | 30.625 | 0.68703 | 11.8219 | 2.9511
[5 empty] | RB_GUP-Land_P | CUSTOMER | 40724.0698 | 32731.7854 | 7732.0259 | 21.0628 | 0.66149 | 7753.7501 | 94.1879 | 17.9817 | 1.8918 | 0.80596 | 114.8673 | 1.3011 | 10.409 | 4.9029 | 1.2095 | 17.8224 | 32.7443 | 0.28449 | 33.0288 | 2.0492 | 48.594 | 22.1727
|  |  | Adj 37 & 48 - Depreciation/Amortization Adjustments - Gross Plant | 2037892 | RB_GUP-Land_P | TOTAL | 2037892 | 1015965.979 | 256368.7936 | 2915.029 | 71.3598 | 259355.1823 | 104130.7425 | 29534.5618 | 2317.0442 | 485.2394 | 136467.588 | 6239.2075 | 67903.9723 | 449185.5395 | 69899.0462 | 593227.7656 | 28273.6611 | 679.3225 | 28952.9836 | 494.2075 | 2738.2148 | 690.0792
[5 empty] | RB_GUP-Land_T | PRODUCTION | 0 | 0 | 0 | 0 | 0 | 0 | 0 | 0 | 0 | 0 | 0 | 0 | 0 | 0 | 0 | 0 | 0 | 0 | 0 | 0 | 0 | 0
[5 empty] | RB_GUP-Land_T | BULKTRAN | 0 | 0 | 0 | 0 | 0 | 0 | 0 | 0 | 0 | 0 | 0 | 0 | 0 | 0 | 0 | 0 | 0 | 0 | 0 | 0 | 0 | 0
[5 empty] | RB_GUP-Land_T | SUBTRAN | 0 | 0 | 0 | 0 | 0 | 0 | 0 | 0 | 0 | 0 | 0 | 0 | 0 | 0 | 0 | 0 | 0 | 0 | 0 | 0 | 0 | 0
[5 empty] | RB_GUP-Land_T | DISTPRI | 0 | 0 | 0 | 0 | 0 | 0 | 0 | 0 | 0 | 0 | 0 | 0 | 0 | 0 | 0 | 0 | 0 | 0 | 0 | 0 | 0 | 0
[5 empty] | RB_GUP-Land_T | DISTSEC | 0 | 0 | 0 | 0 | 0 | 0 | 0 | 0 | 0 | 0 | 0 | 0 | 0 | 0 | 0 | 0 | 0 | 0 | 0 | 0 | 0 | 0
[5 empty] | RB_GUP-Land_T | ENERGY | 0 | 0 | 0 | 0 | 0 | 0 | 0 | 0 | 0 | 0 | 0 | 0 | 0 | 0 | 0 | 0 | 0 | 0 | 0 | 0 | 0 | 0
[5 empty] | RB_GUP-Land_T | CUSTOMER | 0 | 0 | 0 | 0 | 0 | 0 | 0 | 0 | 0 | 0 | 0 | 0 | 0 | 0 | 0 | 0 | 0 | 0 | 0 | 0 | 0 | 0
|  |  | Adj 37 & 48 - Depreciation/Amortization Adjustments - Trans |  | RB_GUP-Land_T | TOTAL | 0 | 0 | 0 | 0 | 0 | 0 | 0 | 0 | 0 | 0 | 0 | 0 | 0 | 0 | 0 | 0 | 0 | 0 | 0 | 0 | 0 | 0
[5 empty] | RB_GUP-Land_D | PRODUCTION | 0 | 0 | 0 | 0 | 0 | 0 | 0 | 0 | 0 | 0 | 0 | 0 | 0 | 0 | 0 | 0 | 0 | 0 | 0 | 0 | 0 | 0
[5 empty] | RB_GUP-Land_D | BULKTRAN | 0 | 0 | 0 | 0 | 0 | 0 | 0 | 0 | 0 | 0 | 0 | 0 | 0 | 0 | 0 | 0 | 0 | 0 | 0 | 0 | 0 | 0
[5 empty] | RB_GUP-Land_D | SUBTRAN | 0 | 0 | 0 | 0 | 0 | 0 | 0 | 0 | 0 | 0 | 0 | 0 | 0 | 0 | 0 | 0 | 0 | 0 | 0 | 0 | 0 | 0
[5 empty] | RB_GUP-Land_D | DISTPRI | 0 | 0 | 0 | 0 | 0 | 0 | 0 | 0 | 0 | 0 | 0 | 0 | 0 | 0 | 0 | 0 | 0 | 0 | 0 | 0 | 0 | 0
[5 empty] | RB_GUP-Land_D | DISTSEC | 0 | 0 | 0 | 0 | 0 | 0 | 0 | 0 | 0 | 0 | 0 | 0 | 0 | 0 | 0 | 0 | 0 | 0 | 0 | 0 | 0 | 0
[5 empty] | RB_GUP-Land_D | ENERGY | 0 | 0 | 0 | 0 | 0 | 0 | 0 | 0 | 0 | 0 | 0 | 0 | 0 | 0 | 0 | 0 | 0 | 0 | 0 | 0 | 0 | 0
[5 empty] | RB_GUP-Land_D | CUSTOMER | 0 | 0 | 0 | 0 | 0 | 0 | 0 | 0 | 0 | 0 | 0 | 0 | 0 | 0 | 0 | 0 | 0 | 0 | 0 | 0 | 0 | 0
|  |  | Adj 37 & 48 - Depreciation/Amortization Adjustments - Dist |  | RB_GUP-Land_D | TOTAL | 0 | 0 | 0 | 0 | 0 | 0 | 0 | 0 | 0 | 0 | 0 | 0 | 0 | 0 | 0 | 0 | 0 | 0 | 0 | 0 | 0 | 0
[5 empty] | RB_GUP-Land_G | PRODUCTION | 0 | 0 | 0 | 0 | 0 | 0 | 0 | 0 | 0 | 0 | 0 | 0 | 0 | 0 | 0 | 0 | 0 | 0 | 0 | 0 | 0 | 0
[5 empty] | RB_GUP-Land_G | BULKTRAN | 0 | 0 | 0 | 0 | 0 | 0 | 0 | 0 | 0 | 0 | 0 | 0 | 0 | 0 | 0 | 0 | 0 | 0 | 0 | 0 | 0 | 0
[5 empty] | RB_GUP-Land_G | SUBTRAN | 0 | 0 | 0 | 0 | 0 | 0 | 0 | 0 | 0 | 0 | 0 | 0 | 0 | 0 | 0 | 0 | 0 | 0 | 0 | 0 | 0 | 0
[5 empty] | RB_GUP-Land_G | DISTPRI | 0 | 0 | 0 | 0 | 0 | 0 | 0 | 0 | 0 | 0 | 0 | 0 | 0 | 0 | 0 | 0 | 0 | 0 | 0 | 0 | 0 | 0
[5 empty] | RB_GUP-Land_G | DISTSEC | 0 | 0 | 0 | 0 | 0 | 0 | 0 | 0 | 0 | 0 | 0 | 0 | 0 | 0 | 0 | 0 | 0 | 0 | 0 | 0 | 0 | 0
[5 empty] | RB_GUP-Land_G | ENERGY | 0 | 0 | 0 | 0 | 0 | 0 | 0 | 0 | 0 | 0 | 0 | 0 | 0 | 0 | 0 | 0 | 0 | 0 | 0 | 0 | 0 | 0
[5 empty] | RB_GUP-Land_G | CUSTOMER | 0 | 0 | 0 | 0 | 0 | 0 | 0 | 0 | 0 | 0 | 0 | 0 | 0 | 0 | 0 | 0 | 0 | 0 | 0 | 0 | 0 | 0
|  |  | Adj 37 & 48 - Depreciation/Amortization Adjustments - Gen & Int |  | RB_GUP-Land_G | TOTAL | 0 | 0 | 0 | 0 | 0 | 0 | 0 | 0 | 0 | 0 | 0 | 0 | 0 | 0 | 0 | 0 | 0 | 0 | 0 | 0 | 0 | 0
[5 empty] | RB_GUP | PRODUCTION | 120710.4955 | 59189.5365 | 14972.6512 | 175.0531 | 4.3125 | 15152.0168 | 6264.7451 | 1784.1687 | 141.1911 | 29.8029 | 8219.9078 | 376.3251 | 4102.6042 | 27399.8089 | 4298.5123 | 36177.2506 | 1700.4222 | 41.0488 | 1741.471 | 29.6465 | 160.7493 | 39.9169
[5 empty] | RB_GUP | BULKTRAN | 127839.0877 | 62684.9912 | 15856.8653 | 185.3909 | 4.5672 | 16046.8234 | 6634.7114 | 1889.5332 | 149.5291 | 31.563 | 8705.3367 | 398.5491 | 4344.8847 | 29017.9124 | 4552.3621 | 38313.7083 | 1800.8411 | 43.473 | 1844.3141 | 31.3973 | 170.2424 | 42.2742
[5 empty] | RB_GUP | SUBTRAN | 49007.3445 | 23273.6765 | 5957.7178 | 69.4266 | 2.2761 | 6029.4205 | 2596.6629 | 736.0182 | 75.3925 | 0 | 3408.0736 | 145.4248 | 1680.8023 | 13691.3871 | 0 | 15517.6142 | 704.7196 | 16.8609 | 721.5805 | 11.5722 | 36.3516 | 9.0556
[5 empty] | RB_GUP | DISTPRI | 81681.4107 | 54277.1875 | 13664.913 | 159.4646 | 0 | 13824.3776 | 5892.689 | 1672.8071 | 0 | 0 | 7565.4961 | 336.0817 | 3887.255 | 0 | 0 | 4223.3367 | 1599.1765 | 38.3149 | 1637.4915 | 27.5134 | 100.8556 | 25.1522
[5 empty] | RB_GUP | DISTSEC | 28881.8748 | 21563.2586 | 4840.6658 | 0 | 0 | 4840.6658 | 1706.3857 | 0 | 0 | 0 | 1706.3857 | 75.5256 | 0 | 0 | 0 | 75.5256 | 474.9126 | 0 | 474.9126 | 7.7441 | 171.0005 | 42.3819
[5 empty] | RB_GUP | ENERGY | 5449.3218 | 1981.0055 | 639.4015 | 7.3199 | 0.18552 | 646.907 | 309.4177 | 86.3677 | 6.8378 | 1.4017 | 404.025 | 20.6179 | 246.4008 | 1741.9381 | 279.1624 | 2288.1192 | 83.9283 | 1.9726 | 85.9009 | 1.9271 | 33.1595 | 8.2777
[5 empty] | RB_GUP | CUSTOMER | 131637.465 | 98405.9387 | 23775.3234 | 148.5428 | 19.2794 | 23943.1456 | 362.507 | 124.7592 | 55.301 | 23.6865 | 566.2538 | 5.1661 | 77.0551 | 143.39 | 35.5314 | 261.1426 | 123.556 | 1.6313 | 125.1873 | 7.4393 | 7217.2818 | 1111.076
|  |  | Excess ADFIT 281 Protected | 545207 | RB_GUP | TOTAL | 545207 | 321375.5944 | 79707.5381 | 745.1979 | 30.6207 | 80483.3567 | 23767.1188 | 6293.6542 | 428.2515 | 86.4541 | 30575.4786 | 1357.6903 | 14339.0021 | 71994.4366 | 9165.5683 | 96856.6973 | 6487.5563 | 143.3015 | 6630.8578 | 117.2399 | 7889.6408 | 1278.1345
[5 empty] | RB_GUP | PRODUCTION | 560840.0641 | 275003.9531 | 69565.3069 | 813.3242 | 20.0367 | 70398.6678 | 29106.9972 | 8289.5299 | 655.996 | 138.4692 | 38190.9923 | 1748.4662 | 19061.3485 | 127303.8483 | 19971.5683 | 168085.2313 | 7900.4306 | 190.7193 | 8091.1499 | 137.7424 | 746.8669 | 185.4604
[5 empty] | RB_GUP | BULKTRAN | 593960.6318 | 291244.3889 | 73673.5057 | 861.3553 | 21.2199 | 74556.081 | 30825.9191 | 8779.0704 | 694.736 | 146.6465 | 40446.3721 | 1851.7223 | 20187.0218 | 134821.8129 | 21150.9949 | 178011.5519 | 8366.9928 | 201.9823 | 8568.975 | 145.8768 | 790.9733 | 196.4128
[5 empty] | RB_GUP | SUBTRAN | 227695.8777 | 108133.1839 | 27680.4995 | 322.567 | 10.5751 | 28013.6416 | 12064.5065 | 3419.6571 | 350.2855 | 0 | 15834.4491 | 675.6665 | 7809.2733 | 63612.3513 | 0 | 72097.2911 | 3274.2387 | 78.3383 | 3352.577 | 53.7661 | 168.8953 | 42.0736
[5 empty] | RB_GUP | DISTPRI | 379504.7601 | 252180.4023 | 63489.3483 | 740.8979 | 0 | 64230.2462 | 27378.3656 | 7772.1265 | 0 | 0 | 35150.4921 | 1561.4888 | 18060.802 | 0 | 0 | 19622.2908 | 7430.0271 | 178.0173 | 7608.0445 | 127.8318 | 468.5912 | 116.8611
[5 empty] | RB_GUP | DISTSEC | 134189.761 | 100186.312 | 22490.4994 | 0 | 0 | 22490.4994 | 7928.1382 | 0 | 0 | 0 | 7928.1382 | 350.9038 | 0 | 0 | 0 | 350.9038 | 2206.5191 | 0 | 2206.5191 | 35.9801 | 794.4955 | 196.9129
[5 empty] | RB_GUP | ENERGY | 25318.4112 | 9204.0648 | 2970.7606 | 34.0096 | 0.86197 | 3005.6322 | 1437.6037 | 401.2782 | 31.7695 | 6.5126 | 1877.1639 | 95.7941 | 1144.8169 | 8093.3201 | 1297.0328 | 10630.9639 | 389.944 | 9.1651 | 399.1091 | 8.9535 | 154.0643 | 38.4595
[5 empty] | RB_GUP | CUSTOMER | 611608.494 | 457209.5637 | 110463.915 | 690.1532 | 89.5751 | 111243.6433 | 1684.2649 | 579.6511 | 256.9372 | 110.0513 | 2630.9046 | 24.0024 | 358.0103 | 666.2126 | 165.0847 | 1213.3101 | 574.0609 | 7.5793 | 581.6402 | 34.5641 | 33532.6332 | 5162.2348
|  |  | Excess ADFIT 282 Protected and Unprotected | 2533118 | RB_GUP | TOTAL | 2533118 | 1493161.8687 | 370333.8355 | 3462.3074 | 142.2688 | 373938.4116 | 110425.7952 | 29241.3133 | 1989.7242 | 401.6797 | 142058.5123 | 6308.0442 | 66621.2728 | 334497.5452 | 42584.6807 | 450011.5429 | 30142.2133 | 665.8016 | 30808.0148 | 544.7149 | 36656.5198 | 5938.4151
[5 empty] | RB_GUP | PRODUCTION | 182395.3792 | 89436.2823 | 22623.9018 | 264.5078 | 6.5163 | 22894.9259 | 9466.1244 | 2695.9057 | 213.3418 | 45.0327 | 12420.4046 | 568.633 | 6199.0969 | 41401.5246 | 6495.1169 | 54664.3713 | 2569.3636 | 62.0254 | 2631.389 | 44.7963 | 242.8947 | 60.3151
[5 empty] | RB_GUP | BULKTRAN | 193166.7897 | 94717.9671 | 23959.9627 | 280.1284 | 6.9011 | 24246.9922 | 10025.149 | 2855.1132 | 225.9408 | 47.6921 | 13153.8951 | 602.2137 | 6565.1863 | 43846.5032 | 6878.6879 | 57892.5911 | 2721.0981 | 65.6883 | 2786.7864 | 47.4418 | 257.2389 | 63.877
[5 empty] | RB_GUP | SUBTRAN | 74050.8366 | 35166.8762 | 9002.2014 | 104.9047 | 3.4392 | 9110.5453 | 3923.5967 | 1112.1346 | 113.9192 | 0 | 5149.6506 | 219.739 | 2539.7176 | 20687.8925 | 0 | 23447.3491 | 1064.8419 | 25.4771 | 1090.319 | 17.4857 | 54.9278 | 13.6831
[5 empty] | RB_GUP | DISTPRI | 123421.8435 | 82013.6489 | 20647.8897 | 240.9535 | 0 | 20888.8431 | 8903.942 | 2527.6368 | 0 | 0 | 11431.5787 | 507.8245 | 5873.701 | 0 | 0 | 6381.5255 | 2416.3798 | 57.8945 | 2474.2743 | 41.5732 | 152.3944 | 38.0053
[5 empty] | RB_GUP | DISTSEC | 43640.9485 | 32582.409 | 7314.3191 | 0 | 0 | 7314.3191 | 2578.3746 | 0 | 0 | 0 | 2578.3746 | 114.1203 | 0 | 0 | 0 | 114.1203 | 717.6001 | 0 | 717.6001 | 11.7014 | 258.3844 | 64.0396
[5 empty] | RB_GUP | ENERGY | 8234.0074 | 2993.3291 | 966.1453 | 11.0605 | 0.28033 | 977.4862 | 467.5348 | 130.5029 | 10.332 | 2.118 | 610.4878 | 31.154 | 372.3153 | 2632.0947 | 421.8186 | 3457.3826 | 126.8169 | 2.9806 | 129.7975 | 2.9118 | 50.1045 | 12.5077
[5 empty] | RB_GUP | CUSTOMER | 198906.1951 | 148692.8576 | 35924.8723 | 224.4504 | 29.1315 | 36178.4541 | 547.7535 | 188.5131 | 83.5607 | 35.7907 | 855.618 | 7.806 | 116.4315 | 216.6644 | 53.6885 | 394.5905 | 186.695 | 2.4649 | 189.16 | 11.2409 | 10905.4216 | 1678.8526
|  |  | Excess ADFIT 283 Unprotected | 823816 | RB_GUP | TOTAL | 823816 | 485603.3702 | 120439.2922 | 1126.0053 | 46.2684 | 121611.5659 | 35912.475 | 9509.8064 | 647.0945 | 130.6335 | 46200.0094 | 2051.4906 | 21666.4484 | 108784.6795 | 13849.3119 | 146351.9304 | 9802.7954 | 216.5308 | 10019.3262 | 177.1512 | 11921.3663 | 1931.2805
[5 empty] | PROD_DEMAND | PRODUCTION | 0 | 0 | 0 | 0 | 0 | 0 | 0 | 0 | 0 | 0 | 0 | 0 | 0 | 0 | 0 | 0 | 0 | 0 | 0 | 0 | 0 | 0
[5 empty] | PROD_DEMAND | BULKTRAN | 0 | 0 | 0 | 0 | 0 | 0 | 0 | 0 | 0 | 0 | 0 | 0 | 0 | 0 | 0 | 0 | 0 | 0 | 0 | 0 | 0 | 0
[5 empty] | PROD_DEMAND | SUBTRAN | 0 | 0 | 0 | 0 | 0 | 0 | 0 | 0 | 0 | 0 | 0 | 0 | 0 | 0 | 0 | 0 | 0 | 0 | 0 | 0 | 0 | 0
[5 empty] | PROD_DEMAND | DISTPRI | 0 | 0 | 0 | 0 | 0 | 0 | 0 | 0 | 0 | 0 | 0 | 0 | 0 | 0 | 0 | 0 | 0 | 0 | 0 | 0 | 0 | 0
[5 empty] | PROD_DEMAND | DISTSEC | 0 | 0 | 0 | 0 | 0 | 0 | 0 | 0 | 0 | 0 | 0 | 0 | 0 | 0 | 0 | 0 | 0 | 0 | 0 | 0 | 0 | 0
[5 empty] | PROD_DEMAND | ENERGY | 0 | 0 | 0 | 0 | 0 | 0 | 0 | 0 | 0 | 0 | 0 | 0 | 0 | 0 | 0 | 0 | 0 | 0 | 0 | 0 | 0 | 0
[5 empty] | PROD_DEMAND | CUSTOMER | 0 | 0 | 0 | 0 | 0 | 0 | 0 | 0 | 0 | 0 | 0 | 0 | 0 | 0 | 0 | 0 | 0 | 0 | 0 | 0 | 0 | 0
|  |  | Adj 41 - AFUDC Offset | 0 | PROD_DEMAND | TOTAL | 0 | 0 | 0 | 0 | 0 | 0 | 0 | 0 | 0 | 0 | 0 | 0 | 0 | 0 | 0 | 0 | 0 | 0 | 0 | 0 | 0 | 0
[5 empty] | RB_GUP | PRODUCTION | 0 | 0 | 0 | 0 | 0 | 0 | 0 | 0 | 0 | 0 | 0 | 0 | 0 | 0 | 0 | 0 | 0 | 0 | 0 | 0 | 0 | 0
[5 empty] | RB_GUP | BULKTRAN | 0 | 0 | 0 | 0 | 0 | 0 | 0 | 0 | 0 | 0 | 0 | 0 | 0 | 0 | 0 | 0 | 0 | 0 | 0 | 0 | 0 | 0
[5 empty] | RB_GUP | SUBTRAN | 0 | 0 | 0 | 0 | 0 | 0 | 0 | 0 | 0 | 0 | 0 | 0 | 0 | 0 | 0 | 0 | 0 | 0 | 0 | 0 | 0 | 0
[5 empty] | RB_GUP | DISTPRI | 0 | 0 | 0 | 0 | 0 | 0 | 0 | 0 | 0 | 0 | 0 | 0 | 0 | 0 | 0 | 0 | 0 | 0 | 0 | 0 | 0 | 0
[5 empty] | RB_GUP | DISTSEC | 0 | 0 | 0 | 0 | 0 | 0 | 0 | 0 | 0 | 0 | 0 | 0 | 0 | 0 | 0 | 0 | 0 | 0 | 0 | 0 | 0 | 0
[5 empty] | RB_GUP | ENERGY | 0 | 0 | 0 | 0 | 0 | 0 | 0 | 0 | 0 | 0 | 0 | 0 | 0 | 0 | 0 | 0 | 0 | 0 | 0 | 0 | 0 | 0
[5 empty] | RB_GUP | CUSTOMER | 0 | 0 | 0 | 0 | 0 | 0 | 0 | 0 | 0 | 0 | 0 | 0 | 0 | 0 | 0 | 0 | 0 | 0 | 0 | 0 | 0 | 0
[5 empty] | RB_GUP | TOTAL | 0 | 0 | 0 | 0 | 0 | 0 | 0 | 0 | 0 | 0 | 0 | 0 | 0 | 0 | 0 | 0 | 0 | 0 | 0 | 0 | 0 | 0
[6 empty] | PRODUCTION | 2532918.5453 | 1241998.6683 | 314177.3694 | 3673.2113 | 90.4914 | 317941.0722 | 131455.7531 | 37437.9531 | 2962.6707 | 625.3675 | 172481.7444 | 7896.587 | 86086.6513 | 574941.5902 | 90197.4716 | 759122.3001 | 35680.6664 | 861.3443 | 36542.0108 | 622.0853 | 3373.0705 | 837.5937
[6 empty] | BULKTRAN | 876834.8564 | 429949.7613 | 108760.5715 | 1271.5765 | 31.3259 | 110063.474 | 45506.7876 | 12960.1097 | 1025.6046 | 216.487 | 59708.989 | 2733.6065 | 29801.107 | 199030.8088 | 31224.1731 | 262789.6954 | 12351.7798 | 298.1765 | 12649.9562 | 215.3508 | 1167.675 | 289.9546
[6 empty] | SUBTRAN | 336177.2515 | 159651.1844 | 40868.3474 | 476.248 | 15.6134 | 41360.2088 | 17812.4114 | 5048.8878 | 517.1723 | 0 | 23378.4715 | 997.575 | 11529.8531 | 93919.2472 | 0 | 106446.6753 | 4834.1875 | 115.6612 | 4949.8486 | 79.3819 | 249.3622 | 62.1187
[6 empty] | DISTPRI | 476480.25 | 316620.4849 | 79712.8883 | 930.2208 | 0 | 80643.1091 | 34374.4055 | 9758.151 | 0 | 0 | 44132.5565 | 1960.4986 | 22675.9092 | 0 | 0 | 24636.4078 | 9328.6345 | 223.5064 | 9552.1409 | 160.4969 | 588.3311 | 146.7228
[6 empty] | DISTSEC | 167906.7119 | 125359.447 | 28141.5347 | 0 | 0 | 28141.5347 | 9920.1876 | 0 | 0 | 0 | 9920.1876 | 439.073 | 0 | 0 | 0 | 439.073 | 2760.9362 | 0 | 2760.9362 | 45.0206 | 994.123 | 246.3898
[6 empty] | ENERGY | -149047.6468 | -54183.6608 | -17488.6519 | -200.2119 | -5.0744 | -17693.9382 | -8463.0682 | -2362.2953 | -187.0247 | -38.3392 | -11050.7275 | -563.9329 | -6739.4541 | -47644.787 | -7635.5377 | -62583.7117 | -2295.5723 | -53.9541 | -2349.5263 | -52.7087 | -906.9654 | -226.4083
[6 empty] | CUSTOMER | 632565.0318 | 460490.5497 | 113354.1332 | 605.9089 | 75.817 | 114035.8591 | 1657.3298 | 507.7948 | 218.0001 | 93.7762 | 2476.901 | 23.4158 | 312.6454 | 565.4689 | 140.6278 | 1042.1579 | 568.3929 | 6.6856 | 575.0785 | 34.6092 | 46913.5832 | 6996.2932
|  | Total Adjustments to DFIT |  | 4873835 |  | TOTAL | 4873835 | 2679886.4347 | 667526.1925 | 6756.9536 | 208.1735 | 674491.3196 | 232263.8068 | 63350.6012 | 4536.423 | 897.2916 | 301048.1226 | 13486.8232 | 143666.7119 | 820812.3281 | 113926.7348 | 1091892.598 | 63229.025 | 1451.4199 | 64680.4449 | 1104.236 | 52379.1796 | 8352.6646
[6 empty] | PRODUCTION | 3001158.4467 | 1471596.7875 | 372256.7659 | 4352.2478 | 107.2198 | 376716.2335 | 155756.9012 | 44358.8008 | 3510.3553 | 740.9741 | 204367.0315 | 9356.3643 | 102000.7853 | 681226.332 | 106871.5393 | 899455.0209 | 42276.6589 | 1020.574 | 43297.2329 | 737.0851 | 3996.6224 | 992.4328
[6 empty] | BULKTRAN | 2994293.284 | 1468230.5036 | 371405.227 | 4342.292 | 106.9746 | 375854.4936 | 155400.6067 | 44257.3299 | 3502.3254 | 739.2791 | 203899.5411 | 9334.9616 | 101767.4581 | 679668.0239 | 106627.0702 | 897397.5138 | 42179.9509 | 1018.2394 | 43198.1903 | 735.399 | 3987.4801 | 990.1626
[6 empty] | SUBTRAN | 1150975.8996 | 546600.5351 | 139921.6715 | 1630.5384 | 53.4559 | 141605.6658 | 60984.6625 | 17285.9649 | 1770.6519 | 0 | 80041.2793 | 3415.415 | 39474.9585 | 321552.9592 | 0 | 364443.3327 | 16550.8916 | 395.9911 | 16946.8827 | 271.7811 | 853.7458 | 212.677
[6 empty] | DISTPRI | 1868735.7962 | 1241772.4215 | 312630.6447 | 3648.2876 | 0 | 316278.9322 | 134814.9939 | 38271.0641 | 0 | 0 | 173086.0579 | 7688.9945 | 88933.9762 | 0 | 0 | 96622.9706 | 36586.5179 | 876.5827 | 37463.1006 | 629.4623 | 2307.4103 | 575.4407
[6 empty] | DISTSEC | 660901.9746 | 493430.5788 | 110768.6263 | 0 | 0 | 110768.6263 | 39047.1085 | 0 | 0 | 0 | 39047.1085 | 1728.2468 | 0 | 0 | 0 | 1728.2468 | 10867.3928 | 0 | 10867.3928 | 177.2067 | 3912.9933 | 969.8214
[6 empty] | ENERGY | -33238.3343 | -12083.2141 | -3900.0526 | -44.6482 | -1.1316 | -3945.8324 | -1887.3045 | -526.8031 | -41.7074 | -8.5498 | -2464.3648 | -125.7597 | -1502.9303 | -10625.0142 | -1702.7612 | -13956.4654 | -511.9235 | -12.032 | -523.9555 | -11.7543 | -202.2576 | -50.4901
[6 empty] | CUSTOMER | 2941813.9333 | 2193150.3735 | 530986.9478 | 3247.3442 | 418.951 | 534653.243 | 8045.2514 | 2726.9092 | 1202.0151 | 515.0734 | 12489.2491 | 114.5195 | 1683.3548 | 3116.8266 | 772.6218 | 5687.3227 | 2744.4023 | 35.704 | 2780.1063 | 165.4936 | 167260.5841 | 25627.561
| Total Deferred FIT |  |  | 12584641 |  | TOTAL | 12584641 | 7402697.9858 | 1834069.8306 | 17176.0618 | 685.4697 | 1851931.3621 | 552162.2198 | 146373.2658 | 9943.6402 | 1986.7768 | 710465.9026 | 31512.7419 | 332357.6025 | 1674939.1275 | 212568.4701 | 2251377.942 | 150693.8909 | 3335.0592 | 154028.9501 | 2704.6735 | 182116.5784 | 29317.6054
[5 empty] | RB_GUP | PRODUCTION | 0 | 0 | 0 | 0 | 0 | 0 | 0 | 0 | 0 | 0 | 0 | 0 | 0 | 0 | 0 | 0 | 0 | 0 | 0 | 0 | 0 | 0
[5 empty] | RB_GUP | BULKTRAN | 0 | 0 | 0 | 0 | 0 | 0 | 0 | 0 | 0 | 0 | 0 | 0 | 0 | 0 | 0 | 0 | 0 | 0 | 0 | 0 | 0 | 0
[5 empty] | RB_GUP | SUBTRAN | 0 | 0 | 0 | 0 | 0 | 0 | 0 | 0 | 0 | 0 | 0 | 0 | 0 | 0 | 0 | 0 | 0 | 0 | 0 | 0 | 0 | 0
[5 empty] | RB_GUP | DISTPRI | 0 | 0 | 0 | 0 | 0 | 0 | 0 | 0 | 0 | 0 | 0 | 0 | 0 | 0 | 0 | 0 | 0 | 0 | 0 | 0 | 0 | 0
[5 empty] | RB_GUP | DISTSEC | 0 | 0 | 0 | 0 | 0 | 0 | 0 | 0 | 0 | 0 | 0 | 0 | 0 | 0 | 0 | 0 | 0 | 0 | 0 | 0 | 0 | 0
[5 empty] | RB_GUP | ENERGY | 0 | 0 | 0 | 0 | 0 | 0 | 0 | 0 | 0 | 0 | 0 | 0 | 0 | 0 | 0 | 0 | 0 | 0 | 0 | 0 | 0 | 0
[5 empty] | RB_GUP | CUSTOMER | 0 | 0 | 0 | 0 | 0 | 0 | 0 | 0 | 0 | 0 | 0 | 0 | 0 | 0 | 0 | 0 | 0 | 0 | 0 | 0 | 0 | 0
| Feedback Prior ITC Normalization Tax |  |  | 0 | RB_GUP | TOTAL | 0 | 0 | 0 | 0 | 0 | 0 | 0 | 0 | 0 | 0 | 0 | 0 | 0 | 0 | 0 | 0 | 0 | 0 | 0 | 0 | 0 | 0
[6 empty] | PRODUCTION | 2607837.81 | 105954.2281 | 811776.2202 | 8385.193 | -100.5093 | 820060.9039 | 565067.6614 | 209872.7147 | 6237.3026 | 32231.0243 | 813408.703 | 21869.0376 | 343859.4109 | 258507.5085 | 10564.3583 | 634800.3154 | 204225.1692 | 4172.3025 | 208397.4716 | 3561.5624 | 16351.6834 | 5302.9423
[6 empty] | BULKTRAN | 1229826.6369 | -897653.7144 | 784731.5206 | 18682.1022 | 771.4057 | 804185.0286 | 638435.8522 | 234229.249 | 7701.7022 | -75482.9248 | 804883.8786 | 19587.3245 | 351512.6155 | -41051.2223 | -82267.3276 | 247781.3901 | 238599.0952 | 4456.0276 | 243055.1228 | 3863.3315 | 17865.4056 | 5846.1942
[6 empty] | SUBTRAN | 509568.9449 | -332090.3247 | 285313.9141 | 6773.4785 | 362.6895 | 292450.0821 | 242601.8812 | 88538.9514 | 3739.0627 | 0 | 334879.8953 | 6911.071 | 131888.6945 | -23230.1129 | 0 | 115569.6526 | 90772.9112 | 1679.0397 | 92451.9509 | 1384.0984 | 3705.9404 | 1217.6499
[6 empty] | DISTPRI | 2299230.2426 | 69734.9901 | 807785.9733 | 14245.0743 | 0 | 822031.0476 | 593328.3241 | 212689.3349 | 0 | 0 | 806017.659 | 20207.2501 | 345160.9212 | 0 | 0 | 365368.1713 | 213748.3044 | 4157.0234 | 217905.3278 | 3512.3517 | 11100.4345 | 3560.2605
[6 empty] | DISTSEC | 577359.7307 | 33324.6106 | 282426.6801 | 0 | 0 | 282426.6801 | 169212.8297 | 0 | 0 | 0 | 169212.8297 | 4482.6283 | 0 | 0 | 0 | 4482.6283 | 62490.0803 | 0 | 62490.0803 | 973.8378 | 18540.9943 | 5908.0694
[6 empty] | ENERGY | 108030.6873 | -208902.4682 | 118128.6876 | -3068.6662 | -237.6456 | 114822.3757 | 108094.9588 | 52123.4556 | 295.4009 | 63940.5032 | 224454.3186 | 5583.6329 | 99892.6882 | -178815.4131 | -14312.7062 | -87651.7981 | 42211.8161 | 957.4068 | 43169.2229 | 1168.8677 | 15361.4664 | 5608.7023
[6 empty] | CUSTOMER | 2517276.0404 | 131718.9898 | 1345474.3437 | 11836.4133 | 1456.9912 | 1358767.7482 | 34875.7038 | 15182.569 | 2926.7658 | -17929.6574 | 35055.3812 | 299.0702 | 6572.698 | 1572.4411 | -24.322 | 8419.8873 | 15796.4809 | 169.6614 | 15966.1423 | 913.2527 | 807613.6574 | 158820.9814
| Total Federal Income Tax |  |  | 9849130.0928 |  | TOTAL | 9849130.0928 | -1097913.6886 | 4435637.3396 | 56853.5951 | 2252.9315 | 4494743.8662 | 2351617.2114 | 812636.2746 | 20900.2342 | 2758.9453 | 3187912.6655 | 78940.0146 | 1278887.0283 | 16983.2014 | -86039.9975 | 1288770.2468 | 867843.8571 | 15591.4615 | 883435.3186 | 15377.3022 | 890539.5819 | 186264.8001
[6 empty] | PRODUCTION | 2298825.4711 | -48400.6473 | 774626.5513 | 7948.186 | -112.0169 | 782462.7204 | 550068.2548 | 205719.1826 | 5883.5593 | 32231.0295 | 793902.0262 | 20938.852 | 333973.4682 | 187560.0523 | -638.3995 | 541833.973 | 200276.752 | 4075.1558 | 204351.9079 | 3492.7248 | 15971.2827 | 5211.4834
[6 empty] | BULKTRAN | 899309.5766 | -1063345.3473 | 745262.0009 | 18243.6087 | 761.3548 | 764266.9644 | 622670.3461 | 229865.8971 | 7330.2363 | -75747.5914 | 784118.888 | 18594.9618 | 341027.4048 | -116848.0233 | -94341.5748 | 148432.7686 | 234477.6656 | 4353.3854 | 238831.051 | 3790.7587 | 17464.4563 | 5750.037
[6 empty] | SUBTRAN | 382949.1885 | -393608.9855 | 270460.5665 | 6608.7193 | 357.6277 | 277426.9136 | 236413.7005 | 86832.6899 | 3551.41 | 0 | 326797.8004 | 6548.3798 | 127822.387 | -59004.3903 | 0 | 75366.3764 | 89153.6979 | 1639.1087 | 90792.8066 | 1357.2522 | 3620.0579 | 1196.967
[6 empty] | DISTPRI | 2091812.9991 | -71615.5457 | 774108.1398 | 13863.7052 | 0 | 787971.845 | 579397.282 | 208841.5144 | 0 | 0 | 788238.7964 | 19379.7823 | 335859.2727 | 0 | 0 | 355239.055 | 210095.0217 | 4067.1647 | 214162.1864 | 3449.099 | 10864.2829 | 3503.2801
[6 empty] | DISTSEC | 503449.2153 | -22817.839 | 270487.5785 | 0 | 0 | 270487.5785 | 165172.4216 | 0 | 0 | 0 | 165172.4216 | 4296.5345 | 0 | 0 | 0 | 4296.5345 | 61402.7627 | 0 | 61402.7627 | 955.9987 | 18139.9222 | 5811.8361
[6 empty] | ENERGY | 94464.8449 | -214433.5621 | 116791.6485 | -3094.6518 | -238.6904 | 113458.3063 | 107570.9649 | 52030.2159 | 278.7647 | 64091.3955 | 223971.341 | 5544.8056 | 99508.7771 | -183667.2359 | -15055.6091 | -93669.2623 | 42100.8244 | 954.7143 | 43055.5387 | 1166.8014 | 15314.4352 | 5601.2468
[6 empty] | CUSTOMER | 2180301.8471 | -124399.7805 | 1286765.3318 | 11478.068 | 1410.2961 | 1299653.6959 | 34015.3679 | 14894.2608 | 2789.7996 | -18034.6606 | 33664.7677 | 286.3317 | 6387.8578 | 1202.7685 | -116.926 | 7760.0321 | 15512.684 | 165.8218 | 15678.5058 | 896.0733 | 790741.3907 | 156307.162
| Total Income Tax |  |  | 8451113.1427 |  | TOTAL | 8451113.1427 | -1938621.7073 | 4238501.8171 | 55047.6355 | 2178.5713 | 4295728.024 | 2295308.3377 | 798183.7607 | 19833.77 | 2540.173 | 3115866.0413 | 75589.6478 | 1244579.1675 | -170756.8286 | -110152.5094 | 1039259.4773 | 853019.4084 | 15255.3507 | 868274.7591 | 15108.7081 | 872115.8279 | 183382.0123
[6 empty] | PRODUCTION | 171139635.7717 | 82816879.2776 | 21718810.7442 | 240187.6309 | 4882.2853 | 21963880.6605 | 9277779.8773 | 2721805.8065 | 204425.6287 | 133253.3819 | 12337264.6945 | 551559.6402 | 6106752.5309 | 38357352.4117 | 6033754.2149 | 51049418.7977 | 2563296.4027 | 61614.0894 | 2624910.4921 | 45132.6373 | 240862.2372 | 61286.9749
[6 empty] | BULKTRAN | 35241822.125 | 15850032.7325 | 5023386.0173 | 68741.9977 | 1849.2429 | 5093977.258 | 2406210.8011 | 754251.6147 | 51192.1448 | -169502.7264 | 3042151.8342 | 127704.2577 | 1524126.1196 | 7658301.855 | 1123137.7306 | 10433269.9627 | 713926.8632 | 15999.3414 | 729926.2046 | 12224.9618 | 63119.9994 | 17119.172
[6 empty] | SUBTRAN | 13997375.9438 | 6080911.9956 | 1927664.9134 | 26125.1985 | 934.4691 | 1954724.5809 | 956194.9055 | 297228.2765 | 26298.7474 | 0 | 1279721.9294 | 47576.47 | 599528.1445 | 3723988.7411 | 0 | 4371093.3556 | 282685.2635 | 6296.6039 | 288981.8674 | 4562.1726 | 13672.3971 | 3707.6451
[6 empty] | DISTPRI | 39130866.7782 | 24543433.8422 | 6965668.6156 | 82702.3164 | 0 | 7048370.932 | 3234605.3691 | 981663.7844 | 0 | 0 | 4216269.1535 | 173785.6832 | 2114165.4785 | 0 | 0 | 2287951.1617 | 926094.5784 | 21413.7538 | 947508.3322 | 15943.9473 | 56456.5227 | 14932.8866
[6 empty] | DISTSEC | 13974760.7101 | 10041995.1936 | 2527888.1427 | 0 | 0 | 2527888.1427 | 956645.214 | 0 | 0 | 0 | 956645.214 | 39996.4568 | 0 | 0 | 0 | 39996.4568 | 280323.5743 | 0 | 280323.5743 | 4575.3354 | 97705.2193 | 25631.574
[6 empty] | ENERGY | 235895620.5503 | 85532118.6697 | 27780830.1598 | 302619.0629 | 6710.3076 | 28090159.5303 | 13466082.5426 | 3796101.7744 | 294159.0151 | 225737.8065 | 17782081.1387 | 900498.9806 | 10788783.4461 | 75052130.9457 | 12098804.6988 | 98840218.0711 | 3663665.312 | 86487.6782 | 3750152.9902 | 84812.2733 | 1451168.9849 | 364908.8921
[6 empty] | CUSTOMER | 80494657.8048 | 60261292.3637 | 15628383.5844 | 107024.1291 | 12365.3327 | 15747773.0461 | 258061.267 | 99997.8514 | 41131.4195 | -21173.5102 | 378017.0277 | 3548.8877 | 58662.5096 | 97713.1466 | 23901.468 | 183826.012 | 91171.6277 | 1263.1812 | 92434.8089 | 5467.3123 | 3251544.9355 | 574302.2985
| Total Expenses |  |  | 589874739.6838 |  | TOTAL | 589874739.6838 | 285126664.0749 | 81572632.1772 | 827400.3356 | 26741.6376 | 82426774.1504 | 30555579.9766 | 8651049.108 | 617206.9555 | 168314.9518 | 39992150.9919 | 1844670.3761 | 21192018.2291 | 124889487.1001 | 19279598.1122 | 167205773.8175 | 8521163.6219 | 193074.6478 | 8714238.2697 | 172718.6401 | 5174530.2961 | 1061889.4432
[6 empty] | PRODUCTION | 13763981.0494 | 2317865.1086 | 3543137.3643 | 35874.4762 | -438.86 | 3578572.9806 | 2332735.3753 | 840871.7719 | 26115.736 | 121572.7201 | 3321295.6033 | 93720.1429 | 1423165.715 | 1899990.519 | 182964.7667 | 3599841.1437 | 826606.8599 | 17103.5862 | 843710.4461 | 14414.1987 | 66964.6103 | 21316.9582
[6 empty] | BULKTRAN | 19774824.0058 | 4030589.9848 | 4829751.4073 | 90628.5086 | 3220.088 | 4923600.0038 | 3189481.2566 | 1097592.7661 | 44577.8437 | -279341.3349 | 4052310.5315 | 120008.9353 | 1832348.5563 | 3314567.8321 | 232805.3158 | 5499730.6395 | 1113658.684 | 21983.1233 | 1135641.8073 | 18303.2645 | 87579.331 | 27068.4435
[6 empty] | SUBTRAN | 7634098.8258 | 1457646.5675 | 1767711.8829 | 32971.9188 | 1518.5634 | 1802202.3651 | 1216117.7305 | 416016.1065 | 21793.6134 | 0 | 1653927.4504 | 42630.8924 | 690313.766 | 1523896.2796 | 0 | 2256840.9379 | 424722.4712 | 8309.571 | 433032.0422 | 6574.7518 | 18223.6259 | 5651.0849
[6 empty] | DISTPRI | 12648635.5893 | 2920509.4223 | 3711418.6057 | 60093.9174 | 0 | 3771512.5231 | 2524047.7155 | 875972.118 | 0 | 0 | 3400019.8335 | 91818.6966 | 1485701.9107 | 0 | 0 | 1577520.6072 | 885352.9364 | 17587.2973 | 902940.2337 | 14612.2973 | 46848.2921 | 14672.38
[6 empty] | DISTSEC | 3530299.5833 | 1137060.7378 | 1290772.0933 | 0 | 0 | 1290772.0933 | 717611.0401 | 0 | 0 | 0 | 717611.0401 | 20258.7539 | 0 | 0 | 0 | 20258.7539 | 258234.8764 | 0 | 258234.8764 | 4041.3764 | 78027.0888 | 24293.6166
[6 empty] | ENERGY | 2769796.4608 | 72161.2187 | 721603.0909 | -8329.1133 | -812.415 | 712461.5625 | 541159.4093 | 233131.3762 | 3999.8982 | 240180.9857 | 1018471.6695 | 29872.1319 | 482092.9018 | 85715.557 | 67039.9746 | 664720.5654 | 195404.806 | 4458.3663 | 199863.1723 | 5233.2643 | 72194.3032 | 24690.7049
[6 empty] | CUSTOMER | 15469129.2061 | 4940331.6138 | 6144102.4406 | 50147.8941 | 5458.4038 | 6199708.7384 | 147930.8062 | 62392.0083 | 12827.446 | -66226.8077 | 156923.4528 | 1350.4841 | 28206.2724 | 12797.9582 | 1597.633 | 43952.3477 | 65281.1991 | 715.9385 | 65997.1375 | 3788.235 | 3404507.8687 | 653919.8119
| Net Operating Income |  |  | 75590764.7206 |  | TOTAL | 75590764.7206 | 16876164.6535 | 22008496.885 | 261387.6017 | 8945.7801 | 22278830.2669 | 10669083.3335 | 3525976.1472 | 109314.5373 | 16185.5632 | 14320559.5811 | 399660.037 | 5941829.1222 | 6836968.146 | 484407.6901 | 13662864.9953 | 3769261.833 | 70157.8826 | 3839419.7156 | 66967.3882 | 3774345.1201 | 771613
AFUDC Offset
[5 empty] | PROD_DEMAND | PRODUCTION | 559182 | 274190.9331 | 69359.6445 | 810.9197 | 19.9774 | 70190.5416 | 29020.9454 | 8265.0228 | 654.0566 | 138.0598 | 38078.0847 | 1743.297 | 19004.9956 | 126927.488 | 19912.5245 | 167588.3051 | 7877.0738 | 190.1554 | 8067.2293 | 137.3352 | 744.6589 | 184.9121
[5 empty] | PROD_DEMAND | BULKTRAN | 0 | 0 | 0 | 0 | 0 | 0 | 0 | 0 | 0 | 0 | 0 | 0 | 0 | 0 | 0 | 0 | 0 | 0 | 0 | 0 | 0 | 0
[5 empty] | PROD_DEMAND | SUBTRAN | 0 | 0 | 0 | 0 | 0 | 0 | 0 | 0 | 0 | 0 | 0 | 0 | 0 | 0 | 0 | 0 | 0 | 0 | 0 | 0 | 0 | 0
[5 empty] | PROD_DEMAND | DISTPRI | 0 | 0 | 0 | 0 | 0 | 0 | 0 | 0 | 0 | 0 | 0 | 0 | 0 | 0 | 0 | 0 | 0 | 0 | 0 | 0 | 0 | 0
[5 empty] | PROD_DEMAND | DISTSEC | 0 | 0 | 0 | 0 | 0 | 0 | 0 | 0 | 0 | 0 | 0 | 0 | 0 | 0 | 0 | 0 | 0 | 0 | 0 | 0 | 0 | 0
[5 empty] | PROD_DEMAND | ENERGY | 0 | 0 | 0 | 0 | 0 | 0 | 0 | 0 | 0 | 0 | 0 | 0 | 0 | 0 | 0 | 0 | 0 | 0 | 0 | 0 | 0 | 0
[5 empty] | PROD_DEMAND | CUSTOMER | 0 | 0 | 0 | 0 | 0 | 0 | 0 | 0 | 0 | 0 | 0 | 0 | 0 | 0 | 0 | 0 | 0 | 0 | 0 | 0 | 0 | 0
|  |  | Production | 559182 | PROD_DEMAND | TOTAL | 559182 | 274190.9331 | 69359.6445 | 810.9197 | 19.9774 | 70190.5416 | 29020.9454 | 8265.0228 | 654.0566 | 138.0598 | 38078.0847 | 1743.297 | 19004.9956 | 126927.488 | 19912.5245 | 167588.3051 | 7877.0738 | 190.1554 | 8067.2293 | 137.3352 | 744.6589 | 184.9121
[5 empty] | RB_GUP_EPIS_T | PRODUCTION | 50914.663 | 24965.6444 | 6315.3373 | 73.8359 | 1.819 | 6390.9921 | 2642.4163 | 752.5472 | 59.5532 | 12.5706 | 3467.0874 | 158.7308 | 1730.4437 | 11557.007 | 1813.076 | 15259.2574 | 717.2237 | 17.314 | 734.5377 | 12.5047 | 67.8027 | 16.8366
[5 empty] | RB_GUP_EPIS_T | BULKTRAN | 2693924.124 | 1320946.6134 | 334148.1297 | 3906.6999 | 96.2435 | 338151.0732 | 139811.7698 | 39817.7057 | 3150.9935 | 665.1192 | 183445.5881 | 8398.5354 | 91558.7701 | 611487.8912 | 95930.8957 | 807376.0924 | 37948.7166 | 916.0959 | 38864.8125 | 661.6283 | 3587.4805 | 890.8356
[5 empty] | RB_GUP_EPIS_T | SUBTRAN | 1032707.213 | 490434.5221 | 125544.0009 | 1462.9922 | 47.9631 | 127054.9562 | 54718.1752 | 15509.7432 | 1588.7083 | 0 | 71816.6267 | 3064.4636 | 35418.7037 | 288511.7407 | 0 | 326994.908 | 14850.2025 | 355.301 | 15205.5035 | 243.8542 | 766.019 | 190.8234
[5 empty] | RB_GUP_EPIS_T | DISTPRI | 0 | 0 | 0 | 0 | 0 | 0 | 0 | 0 | 0 | 0 | 0 | 0 | 0 | 0 | 0 | 0 | 0 | 0 | 0 | 0 | 0 | 0
[5 empty] | RB_GUP_EPIS_T | DISTSEC | 0 | 0 | 0 | 0 | 0 | 0 | 0 | 0 | 0 | 0 | 0 | 0 | 0 | 0 | 0 | 0 | 0 | 0 | 0 | 0 | 0 | 0
[5 empty] | RB_GUP_EPIS_T | ENERGY | 0 | 0 | 0 | 0 | 0 | 0 | 0 | 0 | 0 | 0 | 0 | 0 | 0 | 0 | 0 | 0 | 0 | 0 | 0 | 0 | 0 | 0
[5 empty] | RB_GUP_EPIS_T | CUSTOMER | 0 | 0 | 0 | 0 | 0 | 0 | 0 | 0 | 0 | 0 | 0 | 0 | 0 | 0 | 0 | 0 | 0 | 0 | 0 | 0 | 0 | 0
|  |  | Transmission | 3777546 | RB_GUP_EPIS_T | TOTAL | 3777546 | 1836346.7799 | 466007.4679 | 5443.528 | 146.0256 | 471597.0215 | 197172.3613 | 56079.9961 | 4799.255 | 677.6898 | 258729.3022 | 11621.7297 | 128707.9175 | 911556.6389 | 97743.9717 | 1149630.2578 | 53516.1428 | 1288.7109 | 54804.8537 | 917.9871 | 4421.3022 | 1098.4956
[5 empty] | RB_GUP_EPIS_D | PRODUCTION | 0 | 0 | 0 | 0 | 0 | 0 | 0 | 0 | 0 | 0 | 0 | 0 | 0 | 0 | 0 | 0 | 0 | 0 | 0 | 0 | 0 | 0
[5 empty] | RB_GUP_EPIS_D | BULKTRAN | 0 | 0 | 0 | 0 | 0 | 0 | 0 | 0 | 0 | 0 | 0 | 0 | 0 | 0 | 0 | 0 | 0 | 0 | 0 | 0 | 0 | 0
[5 empty] | RB_GUP_EPIS_D | SUBTRAN | 0 | 0 | 0 | 0 | 0 | 0 | 0 | 0 | 0 | 0 | 0 | 0 | 0 | 0 | 0 | 0 | 0 | 0 | 0 | 0 | 0 | 0
[5 empty] | RB_GUP_EPIS_D | DISTPRI | 470461.3346 | 312620.9237 | 78705.9522 | 918.4703 | 0 | 79624.4225 | 33940.1868 | 9634.8857 | 0 | 0 | 43575.0725 | 1935.7336 | 22389.4663 | 0 | 0 | 24325.1999 | 9210.7948 | 220.683 | 9431.4779 | 158.4695 | 580.8993 | 144.8694
[5 empty] | RB_GUP_EPIS_D | DISTSEC | 165706.1591 | 123716.5104 | 27772.7172 | 0 | 0 | 27772.7172 | 9790.1756 | 0 | 0 | 0 | 9790.1756 | 433.3186 | 0 | 0 | 0 | 433.3186 | 2724.7519 | 0 | 2724.7519 | 44.4306 | 981.0942 | 243.1607
[5 empty] | RB_GUP_EPIS_D | ENERGY | 0 | 0 | 0 | 0 | 0 | 0 | 0 | 0 | 0 | 0 | 0 | 0 | 0 | 0 | 0 | 0 | 0 | 0 | 0 | 0 | 0 | 0
[5 empty] | RB_GUP_EPIS_D | CUSTOMER | 725880.5063 | 539224.522 | 130744.9758 | 813.046 | 106.1164 | 131664.1381 | 1993.3729 | 682.5179 | 304.4808 | 130.489 | 3110.8606 | 28.3932 | 421.7367 | 789.528 | 195.7347 | 1435.3926 | 679.7027 | 8.9065 | 688.6091 | 40.9525 | 43125.0011 | 6591.0303
|  |  | Distribution | 1362048 | RB_GUP_EPIS_D | TOTAL | 1362048 | 975561.956 | 237223.6452 | 1731.5163 | 106.1164 | 239061.2778 | 45723.7352 | 10317.4036 | 304.4808 | 130.489 | 56476.1086 | 2397.4454 | 22811.203 | 789.528 | 195.7347 | 26193.9111 | 12615.2494 | 229.5895 | 12844.8389 | 243.8526 | 44686.9946 | 6979.0603
[5 empty] | LABOR_M | PRODUCTION | 65003.5988 | 31874.0542 | 8062.8963 | 94.2675 | 2.3223 | 8159.4862 | 3373.617 | 960.7896 | 76.0325 | 16.0491 | 4426.4882 | 202.6542 | 2209.2863 | 14755.0234 | 2314.7844 | 19481.7482 | 915.6914 | 22.1051 | 937.7965 | 15.9649 | 86.5649 | 21.4956
[5 empty] | LABOR_M | BULKTRAN | 17490.7282 | 8576.4547 | 2169.5096 | 25.3649 | 0.62488 | 2195.4993 | 907.75 | 258.5227 | 20.4583 | 4.3184 | 1191.0495 | 54.5288 | 594.4598 | 3970.1818 | 622.8465 | 5242.0169 | 246.388 | 5.9479 | 252.3359 | 4.2957 | 23.2923 | 5.7839
[5 empty] | LABOR_M | SUBTRAN | 6707.8443 | 3185.5674 | 815.4582 | 9.5027 | 0.31154 | 825.2725 | 355.4163 | 100.742 | 10.3193 | 0 | 466.4776 | 19.9049 | 230.0586 | 1873.9986 | 0 | 2123.9621 | 96.458 | 2.3078 | 98.7658 | 1.5839 | 4.9756 | 1.2395
[5 empty] | LABOR_M | DISTPRI | 31091.6288 | 20660.3455 | 5201.4822 | 60.6994 | 0 | 5262.1816 | 2243.0232 | 636.7458 | 0 | 0 | 2879.769 | 127.9279 | 1479.6646 | 0 | 0 | 1607.5924 | 608.7187 | 14.5844 | 623.3031 | 10.4729 | 38.3902 | 9.5741
[5 empty] | LABOR_M | DISTSEC | 11404.8016 | 8514.845 | 1911.4699 | 0 | 0 | 1911.4699 | 673.8133 | 0 | 0 | 0 | 673.8133 | 29.8234 | 0 | 0 | 0 | 29.8234 | 187.5323 | 0 | 187.5323 | 3.058 | 67.5243 | 16.7356
[5 empty] | LABOR_M | ENERGY | 46886.4623 | 17044.752 | 5501.4691 | 62.9814 | 1.5963 | 5566.0467 | 2662.2583 | 743.1159 | 58.833 | 12.0605 | 3476.2677 | 177.3984 | 2120.0547 | 14987.7946 | 2401.939 | 19687.1866 | 722.1265 | 16.9725 | 739.0991 | 16.5808 | 285.3074 | 71.2221
[5 empty] | LABOR_M | CUSTOMER | 88824.936 | 70164.5713 | 16368.9791 | 121.5171 | 15.9644 | 16506.4607 | 261.71 | 102.4177 | 45.6558 | 19.451 | 429.2346 | 3.7711 | 63.3299 | 118.3249 | 29.189 | 214.615 | 88.4644 | 1.3401 | 89.8044 | 5.2472 | 1172.7597 | 242.243
|  |  | General & Intangible | 267410 | LABOR_M | TOTAL | 267410 | 160020.5901 | 40031.2644 | 374.3331 | 20.8194 | 40426.4168 | 10477.5881 | 2802.3337 | 211.2991 | 51.879 | 13543.0998 | 616.0086 | 6696.8538 | 35705.3233 | 5368.7589 | 48386.9446 | 2865.3793 | 63.2578 | 2928.6372 | 57.2034 | 1678.8144 | 368.2938
[6 empty] | PRODUCTION | 675100.2618 | 331030.6317 | 83737.8781 | 979.0232 | 24.1187 | 84741.02 | 35036.9788 | 9978.3596 | 789.6423 | 166.6796 | 45971.6603 | 2104.6819 | 22944.7255 | 153239.5184 | 24040.3849 | 202329.3108 | 9509.9889 | 229.5746 | 9739.5635 | 165.8048 | 899.0264 | 223.2444
[6 empty] | BULKTRAN | 2711414.8522 | 1329523.0681 | 336317.6393 | 3932.0648 | 96.8684 | 340346.5725 | 140719.5198 | 40076.2284 | 3171.4519 | 669.4376 | 184636.6376 | 8453.0643 | 92153.2299 | 615458.073 | 96553.7422 | 812618.1093 | 38195.1047 | 922.0438 | 39117.1484 | 665.924 | 3610.7728 | 896.6195
[6 empty] | SUBTRAN | 1039415.0573 | 493620.0895 | 126359.4592 | 1472.4949 | 48.2746 | 127880.2287 | 55073.5915 | 15610.4851 | 1599.0276 | 0 | 72283.1042 | 3084.3685 | 35648.7623 | 290385.7393 | 0 | 329118.87 | 14946.6605 | 357.6088 | 15304.2693 | 245.4382 | 770.9946 | 192.0628
[6 empty] | DISTPRI | 501552.9634 | 333281.2692 | 83907.4344 | 979.1697 | 0 | 84886.6041 | 36183.21 | 10271.6316 | 0 | 0 | 46454.8415 | 2063.6614 | 23869.1309 | 0 | 0 | 25932.7923 | 9819.5135 | 235.2674 | 10054.781 | 168.9424 | 619.2895 | 154.4434
[6 empty] | DISTSEC | 177110.9607 | 132231.3553 | 29684.187 | 0 | 0 | 29684.187 | 10463.9889 | 0 | 0 | 0 | 10463.9889 | 463.142 | 0 | 0 | 0 | 463.142 | 2912.2842 | 0 | 2912.2842 | 47.4885 | 1048.6185 | 259.8963
[6 empty] | ENERGY | 46886.4623 | 17044.752 | 5501.4691 | 62.9814 | 1.5963 | 5566.0467 | 2662.2583 | 743.1159 | 58.833 | 12.0605 | 3476.2677 | 177.3984 | 2120.0547 | 14987.7946 | 2401.939 | 19687.1866 | 722.1265 | 16.9725 | 739.0991 | 16.5808 | 285.3074 | 71.2221
[6 empty] | CUSTOMER | 814705.4422 | 609389.0933 | 147113.9549 | 934.5631 | 122.0808 | 148170.5988 | 2255.0829 | 784.9356 | 350.1366 | 149.94 | 3540.0951 | 32.1643 | 485.0666 | 907.8529 | 224.9238 | 1650.0076 | 768.167 | 10.2465 | 778.4136 | 46.1998 | 44297.7608 | 6833.2733
|  | Total Per Books AFUDC Offset |  | 5966186 |  | TOTAL | 5966186 | 3246120.2591 | 812622.022 | 8360.297 | 292.9388 | 821275.2578 | 282394.63 | 77464.7561 | 5969.0915 | 998.1177 | 366826.5953 | 16378.4808 | 177220.9699 | 1074978.9781 | 123220.9898 | 1391799.4186 | 76873.8453 | 1771.7137 | 78645.559 | 1356.3783 | 51531.7701 | 8630.7618
[5 empty] | LABOR_M | PRODUCTION | 1326.6534 | 650.5151 | 164.555 | 1.9239 | 0.047396 | 166.5263 | 68.8519 | 19.6087 | 1.5517 | 0.32755 | 90.3399 | 4.136 | 45.0892 | 301.1341 | 47.2423 | 397.6015 | 18.6883 | 0.45114 | 19.1394 | 0.32583 | 1.7667 | 0.4387
[5 empty] | LABOR_M | BULKTRAN | 356.9669 | 175.0362 | 44.2774 | 0.51767 | 0.012753 | 44.8078 | 18.5262 | 5.2762 | 0.41753 | 0.088134 | 24.308 | 1.1129 | 12.1323 | 81.0271 | 12.7116 | 106.9839 | 5.0285 | 0.12139 | 5.1499 | 0.087671 | 0.47537 | 0.11804
[5 empty] | LABOR_M | SUBTRAN | 136.8999 | 65.014 | 16.6426 | 0.19394 | 0.0063582 | 16.8429 | 7.2537 | 2.056 | 0.21061 | 0 | 9.5203 | 0.40624 | 4.6952 | 38.2463 | 0 | 43.3478 | 1.9686 | 0.0471 | 2.0157 | 0.032326 | 0.10155 | 0.025296
[5 empty] | LABOR_M | DISTPRI | 634.5466 | 421.6554 | 106.1566 | 1.2388 | 0 | 107.3955 | 45.7777 | 12.9953 | 0 | 0 | 58.773 | 2.6109 | 30.1984 | 0 | 0 | 32.8092 | 12.4233 | 0.29765 | 12.7209 | 0.21374 | 0.7835 | 0.1954
[5 empty] | LABOR_M | DISTSEC | 232.7597 | 173.7788 | 39.011 | 0 | 0 | 39.011 | 13.7518 | 0 | 0 | 0 | 13.7518 | 0.60866 | 0 | 0 | 0 | 0.60866 | 3.8273 | 0 | 3.8273 | 0.06241 | 1.3781 | 0.34156
[5 empty] | LABOR_M | ENERGY | 956.9022 | 347.865 | 112.2791 | 1.2854 | 0.032578 | 113.597 | 54.3338 | 15.1662 | 1.2007 | 0.24614 | 70.9469 | 3.6205 | 43.268 | 305.8847 | 49.021 | 401.7943 | 14.7378 | 0.34639 | 15.0842 | 0.3384 | 5.8228 | 1.4536
[5 empty] | LABOR_M | CUSTOMER | 1812.8212 | 1431.9833 | 334.0732 | 2.48 | 0.32582 | 336.8791 | 5.3412 | 2.0902 | 0.93179 | 0.39697 | 8.7602 | 0.076964 | 1.2925 | 2.4149 | 0.59572 | 4.3801 | 1.8055 | 0.027349 | 1.8328 | 0.10709 | 23.9348 | 4.9439
|  |  | Adj 18 - Wholesale Load General AFUDC | 5457.55 | LABOR_M | TOTAL | 5457.55 | 3265.8478 | 816.995 | 7.6397 | 0.4249 | 825.0596 | 213.8363 | 57.1926 | 4.3124 | 1.0588 | 276.4001 | 12.5721 | 136.6756 | 728.7072 | 109.5706 | 987.5254 | 58.4793 | 1.291 | 59.7703 | 1.1675 | 34.2628 | 7.5165
[5 empty] | RB_GUP_EPIS_D | PRODUCTION | 0 | 0 | 0 | 0 | 0 | 0 | 0 | 0 | 0 | 0 | 0 | 0 | 0 | 0 | 0 | 0 | 0 | 0 | 0 | 0 | 0 | 0
[5 empty] | RB_GUP_EPIS_D | BULKTRAN | 0 | 0 | 0 | 0 | 0 | 0 | 0 | 0 | 0 | 0 | 0 | 0 | 0 | 0 | 0 | 0 | 0 | 0 | 0 | 0 | 0 | 0
[5 empty] | RB_GUP_EPIS_D | SUBTRAN | 0 | 0 | 0 | 0 | 0 | 0 | 0 | 0 | 0 | 0 | 0 | 0 | 0 | 0 | 0 | 0 | 0 | 0 | 0 | 0 | 0 | 0
[5 empty] | RB_GUP_EPIS_D | DISTPRI | 470.9698 | 312.9588 | 78.791 | 0.91946 | 0 | 79.7105 | 33.9769 | 9.6453 | 0 | 0 | 43.6222 | 1.9378 | 22.4137 | 0 | 0 | 24.3515 | 9.2207 | 0.22092 | 9.4417 | 0.15864 | 0.58153 | 0.14503
[5 empty] | RB_GUP_EPIS_D | DISTSEC | 165.8852 | 123.8502 | 27.8027 | 0 | 0 | 27.8027 | 9.8008 | 0 | 0 | 0 | 9.8008 | 0.43379 | 0 | 0 | 0 | 0.43379 | 2.7277 | 0 | 2.7277 | 0.044479 | 0.98215 | 0.24342
[5 empty] | RB_GUP_EPIS_D | ENERGY | 0 | 0 | 0 | 0 | 0 | 0 | 0 | 0 | 0 | 0 | 0 | 0 | 0 | 0 | 0 | 0 | 0 | 0 | 0 | 0 | 0 | 0
[5 empty] | RB_GUP_EPIS_D | CUSTOMER | 726.665 | 539.8073 | 130.8863 | 0.81392 | 0.10623 | 131.8064 | 1.9955 | 0.68326 | 0.30481 | 0.13063 | 3.1142 | 0.028424 | 0.42219 | 0.79038 | 0.19595 | 1.4369 | 0.68044 | 0.0089161 | 0.68935 | 0.040997 | 43.1716 | 6.5982
|  |  | Adj 18 - Wholesale Load Distribution AFUDC | 1363.52 | RB_GUP_EPIS_D | TOTAL | 1363.52 | 976.6163 | 237.48 | 1.7334 | 0.10623 | 239.3196 | 45.7732 | 10.3286 | 0.30481 | 0.13063 | 56.5371 | 2.4 | 22.8359 | 0.79038 | 0.19595 | 26.2222 | 12.6289 | 0.22984 | 12.8587 | 0.24412 | 44.7353 | 6.9866
[5 empty] | RB_GUP_EPIS_T | PRODUCTION | 775.3509 | 380.1878 | 96.1727 | 1.1244 | 0.0277 | 97.3248 | 40.2399 | 11.4601 | 0.9069 | 0.19143 | 52.7983 | 2.4172 | 26.352 | 175.9952 | 27.6103 | 232.3747 | 10.9222 | 0.26367 | 11.1859 | 0.19043 | 1.0325 | 0.2564
[5 empty] | RB_GUP_EPIS_T | BULKTRAN | 41024.26 | 20115.9553 | 5088.5545 | 59.4929 | 1.4656 | 5149.5131 | 2129.1151 | 606.3615 | 47.9847 | 10.1287 | 2793.59 | 127.8966 | 1394.2972 | 9312.0062 | 1460.8778 | 12295.0778 | 577.8997 | 13.9507 | 591.8504 | 10.0756 | 54.6317 | 13.566
[5 empty] | RB_GUP_EPIS_T | SUBTRAN | 15726.5191 | 7468.5524 | 1911.8392 | 22.2791 | 0.7304 | 1934.8487 | 833.2724 | 236.1892 | 24.1935 | 0 | 1093.6551 | 46.667 | 539.3716 | 4393.5835 | 0 | 4979.6221 | 226.1454 | 5.4107 | 231.5561 | 3.7135 | 11.6653 | 2.9059
[5 empty] | RB_GUP_EPIS_T | DISTPRI | 0 | 0 | 0 | 0 | 0 | 0 | 0 | 0 | 0 | 0 | 0 | 0 | 0 | 0 | 0 | 0 | 0 | 0 | 0 | 0 | 0 | 0
[5 empty] | RB_GUP_EPIS_T | DISTSEC | 0 | 0 | 0 | 0 | 0 | 0 | 0 | 0 | 0 | 0 | 0 | 0 | 0 | 0 | 0 | 0 | 0 | 0 | 0 | 0 | 0 | 0
[5 empty] | RB_GUP_EPIS_T | ENERGY | 0 | 0 | 0 | 0 | 0 | 0 | 0 | 0 | 0 | 0 | 0 | 0 | 0 | 0 | 0 | 0 | 0 | 0 | 0 | 0 | 0 | 0
[5 empty] | RB_GUP_EPIS_T | CUSTOMER | 0 | 0 | 0 | 0 | 0 | 0 | 0 | 0 | 0 | 0 | 0 | 0 | 0 | 0 | 0 | 0 | 0 | 0 | 0 | 0 | 0 | 0
|  |  | Adj 18 - Wholesale Load Transmission AFUDC | 57526.13 | RB_GUP_EPIS_T | TOTAL | 57526.13 | 27964.6955 | 7096.5664 | 82.8964 | 2.2237 | 7181.6866 | 3002.6273 | 854.0108 | 73.0852 | 10.3202 | 3940.0435 | 176.9808 | 1960.0207 | 13881.585 | 1488.4881 | 17507.0746 | 814.9673 | 19.6251 | 834.5924 | 13.9795 | 67.3295 | 16.7284
[5 empty] | PROD_DEMAND | PRODUCTION | 8515.86 | 4175.6916 | 1056.2876 | 12.3496 | 0.30424 | 1068.9415 | 441.964 | 125.8692 | 9.9607 | 2.1025 | 579.8964 | 26.5489 | 289.4297 | 1932.9963 | 303.2506 | 2552.2255 | 119.961 | 2.8959 | 122.857 | 2.0915 | 11.3405 | 2.8161
[5 empty] | PROD_DEMAND | BULKTRAN | 0 | 0 | 0 | 0 | 0 | 0 | 0 | 0 | 0 | 0 | 0 | 0 | 0 | 0 | 0 | 0 | 0 | 0 | 0 | 0 | 0 | 0
[5 empty] | PROD_DEMAND | SUBTRAN | 0 | 0 | 0 | 0 | 0 | 0 | 0 | 0 | 0 | 0 | 0 | 0 | 0 | 0 | 0 | 0 | 0 | 0 | 0 | 0 | 0 | 0
[5 empty] | PROD_DEMAND | DISTPRI | 0 | 0 | 0 | 0 | 0 | 0 | 0 | 0 | 0 | 0 | 0 | 0 | 0 | 0 | 0 | 0 | 0 | 0 | 0 | 0 | 0 | 0
[5 empty] | PROD_DEMAND | DISTSEC | 0 | 0 | 0 | 0 | 0 | 0 | 0 | 0 | 0 | 0 | 0 | 0 | 0 | 0 | 0 | 0 | 0 | 0 | 0 | 0 | 0 | 0
[5 empty] | PROD_DEMAND | ENERGY | 0 | 0 | 0 | 0 | 0 | 0 | 0 | 0 | 0 | 0 | 0 | 0 | 0 | 0 | 0 | 0 | 0 | 0 | 0 | 0 | 0 | 0
[5 empty] | PROD_DEMAND | CUSTOMER | 0 | 0 | 0 | 0 | 0 | 0 | 0 | 0 | 0 | 0 | 0 | 0 | 0 | 0 | 0 | 0 | 0 | 0 | 0 | 0 | 0 | 0
|  |  | Adj 18 - Wholesale Load Production AFUDC | 8515.86 | PROD_DEMAND | TOTAL | 8515.86 | 4175.6916 | 1056.2876 | 12.3496 | 0.30424 | 1068.9415 | 441.964 | 125.8692 | 9.9607 | 2.1025 | 579.8964 | 26.5489 | 289.4297 | 1932.9963 | 303.2506 | 2552.2255 | 119.961 | 2.8959 | 122.857 | 2.0915 | 11.3405 | 2.8161
[5 empty] | PROD_DEMAND | PRODUCTION | 3940450 | 1932171.7477 | 488764.3219 | 5714.3983 | 140.7771 | 494619.4974 | 204505.1244 | 58242.0555 | 4609.0134 | 972.8815 | 268329.0748 | 12284.6849 | 133924.6166 | 894434.0486 | 140319.8014 | 1180963.1515 | 55508.2525 | 1339.9895 | 56848.242 | 967.7753 | 5247.4705 | 1303.0408
[5 empty] | PROD_DEMAND | BULKTRAN | 0 | 0 | 0 | 0 | 0 | 0 | 0 | 0 | 0 | 0 | 0 | 0 | 0 | 0 | 0 | 0 | 0 | 0 | 0 | 0 | 0 | 0
[5 empty] | PROD_DEMAND | SUBTRAN | 0 | 0 | 0 | 0 | 0 | 0 | 0 | 0 | 0 | 0 | 0 | 0 | 0 | 0 | 0 | 0 | 0 | 0 | 0 | 0 | 0 | 0
[5 empty] | PROD_DEMAND | DISTPRI | 0 | 0 | 0 | 0 | 0 | 0 | 0 | 0 | 0 | 0 | 0 | 0 | 0 | 0 | 0 | 0 | 0 | 0 | 0 | 0 | 0 | 0
[5 empty] | PROD_DEMAND | DISTSEC | 0 | 0 | 0 | 0 | 0 | 0 | 0 | 0 | 0 | 0 | 0 | 0 | 0 | 0 | 0 | 0 | 0 | 0 | 0 | 0 | 0 | 0
[5 empty] | PROD_DEMAND | ENERGY | 0 | 0 | 0 | 0 | 0 | 0 | 0 | 0 | 0 | 0 | 0 | 0 | 0 | 0 | 0 | 0 | 0 | 0 | 0 | 0 | 0 | 0
[5 empty] | PROD_DEMAND | CUSTOMER | 0 | 0 | 0 | 0 | 0 | 0 | 0 | 0 | 0 | 0 | 0 | 0 | 0 | 0 | 0 | 0 | 0 | 0 | 0 | 0 | 0 | 0
|  |  | Adj 41 - AFUDC Offest | 3940450 | PROD_DEMAND | TOTAL | 3940450 | 1932171.7477 | 488764.3219 | 5714.3983 | 140.7771 | 494619.4974 | 204505.1244 | 58242.0555 | 4609.0134 | 972.8815 | 268329.0748 | 12284.6849 | 133924.6166 | 894434.0486 | 140319.8014 | 1180963.1515 | 55508.2525 | 1339.9895 | 56848.242 | 967.7753 | 5247.4705 | 1303.0408
[6 empty] | PRODUCTION | 3951067.8643 | 1937378.1423 | 490081.3373 | 5729.7963 | 141.1564 | 495952.29 | 205056.1802 | 58398.9935 | 4621.4328 | 975.503 | 269052.1094 | 12317.787 | 134285.4875 | 896844.1742 | 140697.9045 | 1184145.3531 | 55657.824 | 1343.6002 | 57001.4242 | 970.383 | 5261.6103 | 1306.552
[6 empty] | BULKTRAN | 41381.2269 | 20290.9915 | 5132.8319 | 60.0106 | 1.4784 | 5194.3209 | 2147.6413 | 611.6377 | 48.4022 | 10.2169 | 2817.898 | 129.0095 | 1406.4295 | 9393.0334 | 1473.5894 | 12402.0617 | 582.9282 | 14.0721 | 597.0003 | 10.1632 | 55.1071 | 13.6841
[6 empty] | SUBTRAN | 15863.419 | 7533.5664 | 1928.4818 | 22.473 | 0.73676 | 1951.6916 | 840.5261 | 238.2452 | 24.4042 | 0 | 1103.1754 | 47.0732 | 544.0668 | 4431.8298 | 0 | 5022.9699 | 228.114 | 5.4578 | 233.5718 | 3.7458 | 11.7668 | 2.9312
[6 empty] | DISTPRI | 1105.5164 | 734.6142 | 184.9477 | 2.1583 | 0 | 187.1059 | 79.7546 | 22.6406 | 0 | 0 | 102.3951 | 4.5487 | 52.612 | 0 | 0 | 57.1607 | 21.644 | 0.51857 | 22.1626 | 0.37238 | 1.365 | 0.34042
[6 empty] | DISTSEC | 398.645 | 297.629 | 66.8138 | 0 | 0 | 66.8138 | 23.5526 | 0 | 0 | 0 | 23.5526 | 1.0424 | 0 | 0 | 0 | 1.0424 | 6.555 | 0 | 6.555 | 0.10689 | 2.3603 | 0.58498
[6 empty] | ENERGY | 956.9022 | 347.865 | 112.2791 | 1.2854 | 0.032578 | 113.597 | 54.3338 | 15.1662 | 1.2007 | 0.24614 | 70.9469 | 3.6205 | 43.268 | 305.8847 | 49.021 | 401.7943 | 14.7378 | 0.34639 | 15.0842 | 0.3384 | 5.8228 | 1.4536
[6 empty] | CUSTOMER | 2539.4862 | 1971.7906 | 464.9595 | 3.294 | 0.43205 | 468.6855 | 7.3367 | 2.7735 | 1.2366 | 0.5276 | 11.8744 | 0.10539 | 1.7147 | 3.2053 | 0.79166 | 5.817 | 2.4859 | 0.036266 | 2.5222 | 0.14809 | 67.1064 | 11.5421
|  | Total AFUDC Offset Adjustments |  | 4013313.06 |  | TOTAL | 4013313.06 | 1968554.599 | 497971.651 | 5819.0175 | 143.8362 | 503934.5047 | 208209.3252 | 59289.4567 | 4696.6765 | 986.4936 | 273181.9519 | 12503.1867 | 136333.5785 | 910978.1274 | 142221.3066 | 1202036.1992 | 56514.289 | 1364.0313 | 57878.3204 | 985.2578 | 5405.1387 | 1337.0883
[6 empty] | PRODUCTION | 4626168.126 | 2268408.774 | 573819.2154 | 6708.8194 | 165.2752 | 580693.31 | 240093.1589 | 68377.353 | 5411.0751 | 1142.1826 | 315023.7697 | 14422.4689 | 157230.213 | 1050083.6926 | 164738.2894 | 1386474.6639 | 65167.8129 | 1573.1748 | 66740.9877 | 1136.1878 | 6160.6367 | 1529.7963
[6 empty] | BULKTRAN | 2752796.0792 | 1349814.0597 | 341450.4712 | 3992.0754 | 98.3468 | 345540.8933 | 142867.161 | 40687.8661 | 3219.8541 | 679.6544 | 187454.5357 | 8582.0737 | 93559.6593 | 624851.1063 | 98027.3316 | 825020.171 | 38778.0329 | 936.1159 | 39714.1488 | 676.0872 | 3665.8799 | 910.3036
[6 empty] | SUBTRAN | 1055278.4763 | 501153.6558 | 128287.941 | 1494.9679 | 49.0114 | 129831.9203 | 55914.1175 | 15848.7304 | 1623.4318 | 0 | 73386.2797 | 3131.4417 | 36192.8291 | 294817.5691 | 0 | 334141.8399 | 15174.7745 | 363.0666 | 15537.8411 | 249.184 | 782.7615 | 194.9941
[6 empty] | DISTPRI | 502658.4799 | 334015.8834 | 84092.3821 | 981.328 | 0 | 85073.7101 | 36262.9645 | 10294.2722 | 0 | 0 | 46557.2367 | 2068.2101 | 23921.7429 | 0 | 0 | 25989.953 | 9841.1576 | 235.786 | 10076.9436 | 169.3148 | 620.6545 | 154.7839
[6 empty] | DISTSEC | 177509.6057 | 132528.9844 | 29751.0008 | 0 | 0 | 29751.0008 | 10487.5414 | 0 | 0 | 0 | 10487.5414 | 464.1844 | 0 | 0 | 0 | 464.1844 | 2918.8392 | 0 | 2918.8392 | 47.5954 | 1050.9787 | 260.4813
[6 empty] | ENERGY | 47843.3645 | 17392.617 | 5613.7481 | 64.2668 | 1.6288 | 5679.6437 | 2716.5921 | 758.2821 | 60.0338 | 12.3066 | 3547.2146 | 181.0189 | 2163.3227 | 15293.6793 | 2450.9599 | 20088.9809 | 736.8644 | 17.3189 | 754.1833 | 16.9192 | 291.1302 | 72.6756
[6 empty] | CUSTOMER | 817244.9284 | 611360.8839 | 147578.9144 | 937.8571 | 122.5128 | 148639.2843 | 2262.4196 | 787.7091 | 351.3732 | 150.4676 | 3551.9696 | 32.2697 | 486.7813 | 911.0582 | 225.7154 | 1655.8246 | 770.6529 | 10.2828 | 780.9357 | 46.3479 | 44364.8672 | 6844.8154
|  | Total Adjusted AFUDC Offsets |  | 9979499.06 |  | TOTAL | 9979499.06 | 5214674.858 | 1310593.673 | 14179.3145 | 436.775 | 1325209.7625 | 490603.9552 | 136754.2128 | 10665.768 | 1984.6113 | 640008.5472 | 28881.6675 | 313554.5484 | 1985957.1055 | 265442.2964 | 2593835.6178 | 133388.1344 | 3135.745 | 136523.8794 | 2341.6362 | 56936.9088 | 9967.8501
[6 empty] | PRODUCTION | 18390149.1754 | 4586273.8825 | 4116956.5797 | 42583.2956 | -273.5848 | 4159266.2905 | 2572828.5342 | 909249.1249 | 31526.8112 | 122714.9026 | 3636319.373 | 108142.6119 | 1580395.928 | 2950074.2116 | 347703.0561 | 4986315.8076 | 891774.6728 | 18676.761 | 910451.4338 | 15550.3865 | 73125.2471 | 22846.7545
[6 empty] | BULKTRAN | 22527620.085 | 5380404.0444 | 5171201.8784 | 94620.5839 | 3318.4348 | 5269140.8972 | 3332348.4176 | 1138280.6322 | 47797.6978 | -278661.6805 | 4239765.0672 | 128591.009 | 1925908.2157 | 3939418.9384 | 330832.6474 | 6324750.8105 | 1152436.7169 | 22919.2392 | 1175355.9561 | 18979.3518 | 91245.2109 | 27978.7471
[6 empty] | SUBTRAN | 8689377.3021 | 1958800.2234 | 1895999.8239 | 34466.8868 | 1567.5747 | 1932034.2854 | 1272031.8481 | 431864.8369 | 23417.0451 | 0 | 1727313.7301 | 45762.3341 | 726506.5951 | 1818713.8487 | 0 | 2590982.7778 | 439897.2456 | 8672.6376 | 448569.8833 | 6823.9358 | 19006.3874 | 5846.079
[6 empty] | DISTPRI | 13151294.0692 | 3254525.3057 | 3795510.9878 | 61075.2453 | 0 | 3856586.2332 | 2560310.68 | 886266.3902 | 0 | 0 | 3446577.0702 | 93886.9067 | 1509623.6536 | 0 | 0 | 1603510.5602 | 895194.094 | 17823.0833 | 913017.1773 | 14781.6121 | 47468.9467 | 14827.1638
[6 empty] | DISTSEC | 3707809.189 | 1269589.7222 | 1320523.0942 | 0 | 0 | 1320523.0942 | 728098.5815 | 0 | 0 | 0 | 728098.5815 | 20722.9383 | 0 | 0 | 0 | 20722.9383 | 261153.7156 | 0 | 261153.7156 | 4088.9718 | 79078.0675 | 24554.0979
[6 empty] | ENERGY | 2817639.8253 | 89553.8357 | 727216.839 | -8264.8465 | -810.7862 | 718141.2062 | 543876.0014 | 233889.6583 | 4059.9319 | 240193.2924 | 1022018.884 | 30053.1509 | 484256.2245 | 101009.2364 | 69490.9346 | 684809.5463 | 196141.6704 | 4475.6852 | 200617.3556 | 5250.1834 | 72485.4334 | 24763.3806
[6 empty] | CUSTOMER | 16286374.1345 | 5551692.4976 | 6291681.3549 | 51085.7512 | 5580.9166 | 6348348.0227 | 150193.2258 | 63179.7174 | 13178.8192 | -66076.3401 | 160475.4224 | 1382.7537 | 28693.0537 | 13709.0164 | 1823.3484 | 45608.1723 | 66051.852 | 726.2213 | 66778.0733 | 3834.5829 | 3448872.7359 | 660764.6272
Adjusted Net Operating Income |  |  |  | 85570263.7806 |  | TOTAL | 85570263.7806 | 22090839.5115 | 23319090.5579 | 275566.9163 | 9382.5551 | 23604040.0294 | 11159687.2887 | 3662730.36 | 119980.3053 | 18170.1744 | 14960568.1284 | 428541.7045 | 6255383.6706 | 8822925.2515 | 749849.9865 | 16256700.613 | 3902649.9673 | 73293.6276 | 3975943.595 | 69309.0244 | 3831282.0289 | 781580.8501
| Current Rate of Return | [5 empty] | 4.57% | 2.051% | 8.626% | 11.83% | 20.45% | 8.655% | 13.31% | 17.21% | 9.249% | 6.494% | 14.02% | 9.119% | 12.32% | 3.271% | 2.167% | 4.518% | 16.83% | 14.22% | 16.77% | 16.36% | 14.08% | 17.58%
O&M Labor
[5 empty] | PROD_DEMAND | PRODUCTION | 7984127 | 3914960.1238 | 990332.6827 | 11578.4954 | 285.2421 | 1002196.4202 | 414367.6193 | 118009.8638 | 9338.7681 | 1971.2493 | 543687.5004 | 24891.1887 | 271357.6236 | 1812299.3661 | 284315.526 | 2392863.7043 | 112470.641 | 2715.0824 | 115185.7233 | 1960.9031 | 10632.4078 | 2640.2171
[5 empty] | PROD_DEMAND | BULKTRAN | 0 | 0 | 0 | 0 | 0 | 0 | 0 | 0 | 0 | 0 | 0 | 0 | 0 | 0 | 0 | 0 | 0 | 0 | 0 | 0 | 0 | 0
[5 empty] | PROD_DEMAND | SUBTRAN | 0 | 0 | 0 | 0 | 0 | 0 | 0 | 0 | 0 | 0 | 0 | 0 | 0 | 0 | 0 | 0 | 0 | 0 | 0 | 0 | 0 | 0
[5 empty] | PROD_DEMAND | DISTPRI | 0 | 0 | 0 | 0 | 0 | 0 | 0 | 0 | 0 | 0 | 0 | 0 | 0 | 0 | 0 | 0 | 0 | 0 | 0 | 0 | 0 | 0
[5 empty] | PROD_DEMAND | DISTSEC | 0 | 0 | 0 | 0 | 0 | 0 | 0 | 0 | 0 | 0 | 0 | 0 | 0 | 0 | 0 | 0 | 0 | 0 | 0 | 0 | 0 | 0
[5 empty] | PROD_DEMAND | ENERGY | 0 | 0 | 0 | 0 | 0 | 0 | 0 | 0 | 0 | 0 | 0 | 0 | 0 | 0 | 0 | 0 | 0 | 0 | 0 | 0 | 0 | 0
[5 empty] | PROD_DEMAND | CUSTOMER | 0 | 0 | 0 | 0 | 0 | 0 | 0 | 0 | 0 | 0 | 0 | 0 | 0 | 0 | 0 | 0 | 0 | 0 | 0 | 0 | 0 | 0
|  |  | Production Demand | 7984127 | PROD_DEMAND | TOTAL | 7984127 | 3914960.1238 | 990332.6827 | 11578.4954 | 285.2421 | 1002196.4202 | 414367.6193 | 118009.8638 | 9338.7681 | 1971.2493 | 543687.5004 | 24891.1887 | 271357.6236 | 1812299.3661 | 284315.526 | 2392863.7043 | 112470.641 | 2715.0824 | 115185.7233 | 1960.9031 | 10632.4078 | 2640.2171
|  |  |  | 7984127 | PROD_ENERGY | PRODUCTION | 0 | 0 | 0 | 0 | 0 | 0 | 0 | 0 | 0 | 0 | 0 | 0 | 0 | 0 | 0 | 0 | 0 | 0 | 0 | 0 | 0 | 0
|  |  |  | 7984127 | PROD_ENERGY | BULKTRAN | 0 | 0 | 0 | 0 | 0 | 0 | 0 | 0 | 0 | 0 | 0 | 0 | 0 | 0 | 0 | 0 | 0 | 0 | 0 | 0 | 0 | 0
|  |  |  | 7984127 | PROD_ENERGY | SUBTRAN | 0 | 0 | 0 | 0 | 0 | 0 | 0 | 0 | 0 | 0 | 0 | 0 | 0 | 0 | 0 | 0 | 0 | 0 | 0 | 0 | 0 | 0
|  |  |  | 7984127 | PROD_ENERGY | DISTPRI | 0 | 0 | 0 | 0 | 0 | 0 | 0 | 0 | 0 | 0 | 0 | 0 | 0 | 0 | 0 | 0 | 0 | 0 | 0 | 0 | 0 | 0
|  |  |  | 7984127 | PROD_ENERGY | DISTSEC | 0 | 0 | 0 | 0 | 0 | 0 | 0 | 0 | 0 | 0 | 0 | 0 | 0 | 0 | 0 | 0 | 0 | 0 | 0 | 0 | 0 | 0
[5 empty] | PROD_ENERGY | ENERGY | 5758873 | 2093537.3867 | 675723.0162 | 7735.7465 | 196.062 | 683654.8247 | 326994.3273 | 91273.8914 | 7226.2232 | 1481.3427 | 426975.7846 | 21789.1246 | 260397.6718 | 1840889.698 | 295020.3692 | 2418096.8636 | 88695.8591 | 2084.6659 | 90780.525 | 2036.5499 | 35043.1484 | 8747.9171
[5 empty] | PROD_ENERGY | CUSTOMER | 0 | 0 | 0 | 0 | 0 | 0 | 0 | 0 | 0 | 0 | 0 | 0 | 0 | 0 | 0 | 0 | 0 | 0 | 0 | 0 | 0 | 0
|  |  | Production Energy | 5758873 | PROD_ENERGY | TOTAL | 5758873 | 2093537.3867 | 675723.0162 | 7735.7465 | 196.062 | 683654.8247 | 326994.3273 | 91273.8914 | 7226.2232 | 1481.3427 | 426975.7846 | 21789.1246 | 260397.6718 | 1840889.698 | 295020.3692 | 2418096.8636 | 88695.8591 | 2084.6659 | 90780.525 | 2036.5499 | 35043.1484 | 8747.9171
[5 empty] | EXP_OM_TRAN | PRODUCTION | 6.395e-10 | 4.238e-10 | 7.3349e-11 | 9.5507e-13 | -2.9846e-14 | 7.4275e-11 | 1.1002e-10 | -2.7506e-11 | -1.3371e-12 | -3.5019e-13 | 8.0831e-11 | 1.5281e-12 | -6.1125e-12 | 6.52e-11 | 4.075e-12 | 6.469e-11 | -5.0937e-12 | -3.1836e-14 | -5.1255e-12 | 3.8203e-13 | 1.0187e-12 | -3.6611e-13
[5 empty] | EXP_OM_TRAN | BULKTRAN | 2148314.8336 | 1053410.9624 | 266472.0128 | 3115.4631 | 76.751 | 269664.227 | 111495.2334 | 31753.2951 | 2512.8125 | 530.4104 | 146291.7514 | 6697.5525 | 73015.072 | 487641.2426 | 76501.6967 | 643855.5638 | 30262.8385 | 730.556 | 30993.3945 | 527.6265 | 2860.8963 | 710.4117
[5 empty] | EXP_OM_TRAN | SUBTRAN | 823897.1664 | 391270.2535 | 100159.4114 | 1167.1799 | 38.2651 | 101364.8564 | 43654.3377 | 12373.7235 | 1267.4766 | 0 | 57295.5378 | 2444.839 | 28257.1568 | 230175.6032 | 0 | 260877.5989 | 11847.5397 | 283.4603 | 12131 | 194.5477 | 611.1325 | 152.2395
[5 empty] | EXP_OM_TRAN | DISTPRI | 0 | 0 | 0 | 0 | 0 | 0 | 0 | 0 | 0 | 0 | 0 | 0 | 0 | 0 | 0 | 0 | 0 | 0 | 0 | 0 | 0 | 0
[5 empty] | EXP_OM_TRAN | DISTSEC | 0 | 0 | 0 | 0 | 0 | 0 | 0 | 0 | 0 | 0 | 0 | 0 | 0 | 0 | 0 | 0 | 0 | 0 | 0 | 0 | 0 | 0
[5 empty] | EXP_OM_TRAN | ENERGY | 0 | 0 | 0 | 0 | 0 | 0 | 0 | 0 | 0 | 0 | 0 | 0 | 0 | 0 | 0 | 0 | 0 | 0 | 0 | 0 | 0 | 0
[5 empty] | EXP_OM_TRAN | CUSTOMER | 0 | 0 | 0 | 0 | 0 | 0 | 0 | 0 | 0 | 0 | 0 | 0 | 0 | 0 | 0 | 0 | 0 | 0 | 0 | 0 | 0 | 0
|  |  | Transmission | 2972212 | EXP_OM_TRAN | TOTAL | 2972212 | 1444681.2159 | 366631.4242 | 4282.6431 | 115.0161 | 371029.0834 | 155149.5711 | 44127.0186 | 3780.2891 | 530.4104 | 203587.2892 | 9142.3915 | 101272.2288 | 717816.8457 | 76501.6967 | 904733.1627 | 42110.3783 | 1014.0163 | 43124.3946 | 722.1742 | 3472.0288 | 862.6512
[5 empty] | EXP_OM_DIST | PRODUCTION | 0 | 0 | 0 | 0 | 0 | 0 | 0 | 0 | 0 | 0 | 0 | 0 | 0 | 0 | 0 | 0 | 0 | 0 | 0 | 0 | 0 | 0
[5 empty] | EXP_OM_DIST | BULKTRAN | 0 | 0 | 0 | 0 | 0 | 0 | 0 | 0 | 0 | 0 | 0 | 0 | 0 | 0 | 0 | 0 | 0 | 0 | 0 | 0 | 0 | 0
[5 empty] | EXP_OM_DIST | SUBTRAN | 0 | 0 | 0 | 0 | 0 | 0 | 0 | 0 | 0 | 0 | 0 | 0 | 0 | 0 | 0 | 0 | 0 | 0 | 0 | 0 | 0 | 0
[5 empty] | EXP_OM_DIST | DISTPRI | 3818857.9976 | 2537625.9997 | 638876.8493 | 7455.4639 | 0 | 646332.3132 | 275501.3943 | 78208.8936 | 0 | 0 | 353710.2879 | 15712.8568 | 181741.1679 | 0 | 0 | 197454.0247 | 74766.4366 | 1791.342 | 76557.7786 | 1286.3387 | 4715.312 | 1175.9427
[5 empty] | EXP_OM_DIST | DISTSEC | 1400805.2817 | 1045843.6916 | 234778.05 | 0 | 0 | 234778.05 | 82761.7377 | 0 | 0 | 0 | 82761.7377 | 3663.0806 | 0 | 0 | 0 | 3663.0806 | 23033.8262 | 0 | 23033.8262 | 375.5959 | 8293.7288 | 2055.571
[5 empty] | EXP_OM_DIST | ENERGY | 0 | 0 | 0 | 0 | 0 | 0 | 0 | 0 | 0 | 0 | 0 | 0 | 0 | 0 | 0 | 0 | 0 | 0 | 0 | 0 | 0 | 0
[5 empty] | EXP_OM_DIST | CUSTOMER | 8326730.7208 | 6501466.5632 | 1595771.9297 | 13966.0061 | 1919.1537 | 1611657.0895 | 26967.1389 | 11710.8184 | 5506.6473 | 2359.9422 | 46544.5468 | 388.7249 | 7268.6945 | 14278.9037 | 3539.9349 | 25476.258 | 9123.3451 | 150.5304 | 9273.8755 | 540.9989 | 102651.1974 | 29120.1914
|  |  | Distribution | 13546394 | EXP_OM_DIST | TOTAL | 13546394 | 10084936.2545 | 2469426.8289 | 21421.47 | 1919.1537 | 2492767.4527 | 385230.271 | 89919.712 | 5506.6473 | 2359.9422 | 483016.5724 | 19764.6623 | 189009.8625 | 14278.9037 | 3539.9349 | 226593.3633 | 106923.6079 | 1941.8724 | 108865.4803 | 2202.9334 | 115660.2383 | 32351.7051
[5 empty] | EXP_OM_CUSTACCT | PRODUCTION | 0 | 0 | 0 | 0 | 0 | 0 | 0 | 0 | 0 | 0 | 0 | 0 | 0 | 0 | 0 | 0 | 0 | 0 | 0 | 0 | 0 | 0
[5 empty] | EXP_OM_CUSTACCT | BULKTRAN | 0 | 0 | 0 | 0 | 0 | 0 | 0 | 0 | 0 | 0 | 0 | 0 | 0 | 0 | 0 | 0 | 0 | 0 | 0 | 0 | 0 | 0
[5 empty] | EXP_OM_CUSTACCT | SUBTRAN | 0 | 0 | 0 | 0 | 0 | 0 | 0 | 0 | 0 | 0 | 0 | 0 | 0 | 0 | 0 | 0 | 0 | 0 | 0 | 0 | 0 | 0
[5 empty] | EXP_OM_CUSTACCT | DISTPRI | 0 | 0 | 0 | 0 | 0 | 0 | 0 | 0 | 0 | 0 | 0 | 0 | 0 | 0 | 0 | 0 | 0 | 0 | 0 | 0 | 0 | 0
[5 empty] | EXP_OM_CUSTACCT | DISTSEC | 0 | 0 | 0 | 0 | 0 | 0 | 0 | 0 | 0 | 0 | 0 | 0 | 0 | 0 | 0 | 0 | 0 | 0 | 0 | 0 | 0 | 0
[5 empty] | EXP_OM_CUSTACCT | ENERGY | 0 | 0 | 0 | 0 | 0 | 0 | 0 | 0 | 0 | 0 | 0 | 0 | 0 | 0 | 0 | 0 | 0 | 0 | 0 | 0 | 0 | 0
[5 empty] | EXP_OM_CUSTACCT | CUSTOMER | 2368675 | 1982062.8429 | 382952.8053 | 887.1687 | 38.5929 | 383878.5669 | 4801.7838 | 806.7789 | 93.8457 | 27.0783 | 5729.4867 | 69.2981 | 474.7549 | 236.9132 | 42.1359 | 823.1021 | 1611.2365 | 13.033 | 1624.2696 | 95.2374 | -6117.3113 | 578.8057
|  |  | Customer Accounts | 2368675 | EXP_OM_CUSTACCT | TOTAL | 2368675 | 1982062.8429 | 382952.8053 | 887.1687 | 38.5929 | 383878.5669 | 4801.7838 | 806.7789 | 93.8457 | 27.0783 | 5729.4867 | 69.2981 | 474.7549 | 236.9132 | 42.1359 | 823.1021 | 1611.2365 | 13.033 | 1624.2696 | 95.2374 | -6117.3113 | 578.8057
[5 empty] | EXP_OM_CUSTSERV | PRODUCTION | 0 | 0 | 0 | 0 | 0 | 0 | 0 | 0 | 0 | 0 | 0 | 0 | 0 | 0 | 0 | 0 | 0 | 0 | 0 | 0 | 0 | 0
[5 empty] | EXP_OM_CUSTSERV | BULKTRAN | 0 | 0 | 0 | 0 | 0 | 0 | 0 | 0 | 0 | 0 | 0 | 0 | 0 | 0 | 0 | 0 | 0 | 0 | 0 | 0 | 0 | 0
[5 empty] | EXP_OM_CUSTSERV | SUBTRAN | 0 | 0 | 0 | 0 | 0 | 0 | 0 | 0 | 0 | 0 | 0 | 0 | 0 | 0 | 0 | 0 | 0 | 0 | 0 | 0 | 0 | 0
[5 empty] | EXP_OM_CUSTSERV | DISTPRI | 0 | 0 | 0 | 0 | 0 | 0 | 0 | 0 | 0 | 0 | 0 | 0 | 0 | 0 | 0 | 0 | 0 | 0 | 0 | 0 | 0 | 0
[5 empty] | EXP_OM_CUSTSERV | DISTSEC | 0 | 0 | 0 | 0 | 0 | 0 | 0 | 0 | 0 | 0 | 0 | 0 | 0 | 0 | 0 | 0 | 0 | 0 | 0 | 0 | 0 | 0
[5 empty] | EXP_OM_CUSTSERV | ENERGY | 0 | 0 | 0 | 0 | 0 | 0 | 0 | 0 | 0 | 0 | 0 | 0 | 0 | 0 | 0 | 0 | 0 | 0 | 0 | 0 | 0 | 0
[5 empty] | EXP_OM_CUSTSERV | CUSTOMER | 214599 | 134498.8089 | 31810.2275 | 72.2795 | 3.0977 | 31885.6047 | 375.8536 | 61.9539 | 7.228 | 2.0651 | 447.1006 | 5.1628 | 35.1072 | 17.5536 | 3.0977 | 60.9213 | 131.1357 | 1.0326 | 132.1683 | 8.2605 | 47511.4097 | 54.7259
|  |  | Customer Service | 214599 | EXP_OM_CUSTSERV | TOTAL | 214599 | 134498.8089 | 31810.2275 | 72.2795 | 3.0977 | 31885.6047 | 375.8536 | 61.9539 | 7.228 | 2.0651 | 447.1006 | 5.1628 | 35.1072 | 17.5536 | 3.0977 | 60.9213 | 131.1357 | 1.0326 | 132.1683 | 8.2605 | 47511.4097 | 54.7259
[6 empty] | PRODUCTION | 7984127 | 3914960.1238 | 990332.6827 | 11578.4954 | 285.2421 | 1002196.4202 | 414367.6193 | 118009.8638 | 9338.7681 | 1971.2493 | 543687.5004 | 24891.1887 | 271357.6236 | 1812299.3661 | 284315.526 | 2392863.7043 | 112470.641 | 2715.0824 | 115185.7233 | 1960.9031 | 10632.4078 | 2640.2171
[6 empty] | BULKTRAN | 2148314.8336 | 1053410.9624 | 266472.0128 | 3115.4631 | 76.751 | 269664.227 | 111495.2334 | 31753.2951 | 2512.8125 | 530.4104 | 146291.7514 | 6697.5525 | 73015.072 | 487641.2426 | 76501.6967 | 643855.5638 | 30262.8385 | 730.556 | 30993.3945 | 527.6265 | 2860.8963 | 710.4117
[6 empty] | SUBTRAN | 823897.1664 | 391270.2535 | 100159.4114 | 1167.1799 | 38.2651 | 101364.8564 | 43654.3377 | 12373.7235 | 1267.4766 | 0 | 57295.5378 | 2444.839 | 28257.1568 | 230175.6032 | 0 | 260877.5989 | 11847.5397 | 283.4603 | 12131 | 194.5477 | 611.1325 | 152.2395
[6 empty] | DISTPRI | 3818857.9976 | 2537625.9997 | 638876.8493 | 7455.4639 | 0 | 646332.3132 | 275501.3943 | 78208.8936 | 0 | 0 | 353710.2879 | 15712.8568 | 181741.1679 | 0 | 0 | 197454.0247 | 74766.4366 | 1791.342 | 76557.7786 | 1286.3387 | 4715.312 | 1175.9427
[6 empty] | DISTSEC | 1400805.2817 | 1045843.6916 | 234778.05 | 0 | 0 | 234778.05 | 82761.7377 | 0 | 0 | 0 | 82761.7377 | 3663.0806 | 0 | 0 | 0 | 3663.0806 | 23033.8262 | 0 | 23033.8262 | 375.5959 | 8293.7288 | 2055.571
[6 empty] | ENERGY | 5758873 | 2093537.3867 | 675723.0162 | 7735.7465 | 196.062 | 683654.8247 | 326994.3273 | 91273.8914 | 7226.2232 | 1481.3427 | 426975.7846 | 21789.1246 | 260397.6718 | 1840889.698 | 295020.3692 | 2418096.8636 | 88695.8591 | 2084.6659 | 90780.525 | 2036.5499 | 35043.1484 | 8747.9171
[6 empty] | CUSTOMER | 10910004.7208 | 8618028.2149 | 2010534.9625 | 14925.4544 | 1960.8443 | 2027421.2612 | 32144.7763 | 12579.5512 | 5607.7209 | 2389.0856 | 52721.1341 | 463.1858 | 7778.5567 | 14533.3705 | 3585.1685 | 26360.2815 | 10865.7174 | 164.596 | 11030.3134 | 644.4968 | 144045.2959 | 29753.723
|  |  | Total | 32844880 |  | TOTAL | 32844880 | 19654676.6326 | 4916876.9848 | 45977.8033 | 2557.1645 | 4965411.9526 | 1286919.4261 | 344199.2186 | 25953.0013 | 6372.088 | 1663443.734 | 75661.8279 | 822547.2487 | 4385539.2803 | 659422.7605 | 5943171.1174 | 351942.8585 | 7769.7026 | 359712.5611 | 7026.0586 | 206201.9217 | 45236.0221
Adjusted Fuel & Purchased Power
[5 empty] | PROD_DEMAND | PRODUCTION | 5008292.5204 | 2455780.7642 | 621217.0432 | 7262.9721 | 178.927 | 628658.9423 | 259925.0048 | 74025.3654 | 5858.0334 | 1236.5276 | 341044.931 | 15613.7739 | 170217.5274 | 1136821.2654 | 178345.7756 | 1500998.3424 | 70550.7152 | 1703.1201 | 72253.8352 | 1230.0376 | 6669.5092 | 1656.1585
[5 empty] | PROD_DEMAND | BULKTRAN | 0 | 0 | 0 | 0 | 0 | 0 | 0 | 0 | 0 | 0 | 0 | 0 | 0 | 0 | 0 | 0 | 0 | 0 | 0 | 0 | 0 | 0
[5 empty] | PROD_DEMAND | SUBTRAN | 0 | 0 | 0 | 0 | 0 | 0 | 0 | 0 | 0 | 0 | 0 | 0 | 0 | 0 | 0 | 0 | 0 | 0 | 0 | 0 | 0 | 0
[5 empty] | PROD_DEMAND | DISTPRI | 0 | 0 | 0 | 0 | 0 | 0 | 0 | 0 | 0 | 0 | 0 | 0 | 0 | 0 | 0 | 0 | 0 | 0 | 0 | 0 | 0 | 0
[5 empty] | PROD_DEMAND | DISTSEC | 0 | 0 | 0 | 0 | 0 | 0 | 0 | 0 | 0 | 0 | 0 | 0 | 0 | 0 | 0 | 0 | 0 | 0 | 0 | 0 | 0 | 0
[5 empty] | PROD_DEMAND | ENERGY | 0 | 0 | 0 | 0 | 0 | 0 | 0 | 0 | 0 | 0 | 0 | 0 | 0 | 0 | 0 | 0 | 0 | 0 | 0 | 0 | 0 | 0
[5 empty] | PROD_DEMAND | CUSTOMER | 0 | 0 | 0 | 0 | 0 | 0 | 0 | 0 | 0 | 0 | 0 | 0 | 0 | 0 | 0 | 0 | 0 | 0 | 0 | 0 | 0 | 0
|  |  | Adjusted Purchase Power Demand | 5008292.5204 | PROD_DEMAND | TOTAL | 5008292.5204 | 2455780.7642 | 621217.0432 | 7262.9721 | 178.927 | 628658.9423 | 259925.0048 | 74025.3654 | 5858.0334 | 1236.5276 | 341044.931 | 15613.7739 | 170217.5274 | 1136821.2654 | 178345.7756 | 1500998.3424 | 70550.7152 | 1703.1201 | 72253.8352 | 1230.0376 | 6669.5092 | 1656.1585
[5 empty] | PROD_ENERGY | PRODUCTION | 0 | 0 | 0 | 0 | 0 | 0 | 0 | 0 | 0 | 0 | 0 | 0 | 0 | 0 | 0 | 0 | 0 | 0 | 0 | 0 | 0 | 0
[5 empty] | PROD_ENERGY | BULKTRAN | 0 | 0 | 0 | 0 | 0 | 0 | 0 | 0 | 0 | 0 | 0 | 0 | 0 | 0 | 0 | 0 | 0 | 0 | 0 | 0 | 0 | 0
[5 empty] | PROD_ENERGY | SUBTRAN | 0 | 0 | 0 | 0 | 0 | 0 | 0 | 0 | 0 | 0 | 0 | 0 | 0 | 0 | 0 | 0 | 0 | 0 | 0 | 0 | 0 | 0
[5 empty] | PROD_ENERGY | DISTPRI | 0 | 0 | 0 | 0 | 0 | 0 | 0 | 0 | 0 | 0 | 0 | 0 | 0 | 0 | 0 | 0 | 0 | 0 | 0 | 0 | 0 | 0
[5 empty] | PROD_ENERGY | DISTSEC | 0 | 0 | 0 | 0 | 0 | 0 | 0 | 0 | 0 | 0 | 0 | 0 | 0 | 0 | 0 | 0 | 0 | 0 | 0 | 0 | 0 | 0
[5 empty] | PROD_ENERGY | ENERGY | 258705723.01 | 94047933.2101 | 30355489.9464 | 347512.7684 | 8807.6896 | 30711810.4044 | 14689558.8534 | 4100294.9846 | 324623.4626 | 66546.3247 | 19181023.6252 | 978832.3554 | 11697838.7868 | 82698246.7428 | 13253193.4504 | 108628111.3354 | 3984482.0938 | 93649.4017 | 4078131.4955 | 91487.8852 | 1574242.5709 | 392982.4832
[5 empty] | PROD_ENERGY | CUSTOMER | 0 | 0 | 0 | 0 | 0 | 0 | 0 | 0 | 0 | 0 | 0 | 0 | 0 | 0 | 0 | 0 | 0 | 0 | 0 | 0 | 0 | 0
|  |  | Adjusted Purchase Power Energy & Fuel | 258705723.01 | PROD_ENERGY | TOTAL | 258705723.01 | 94047933.2101 | 30355489.9464 | 347512.7684 | 8807.6896 | 30711810.4044 | 14689558.8534 | 4100294.9846 | 324623.4626 | 66546.3247 | 19181023.6252 | 978832.3554 | 11697838.7868 | 82698246.7428 | 13253193.4504 | 108628111.3354 | 3984482.0938 | 93649.4017 | 4078131.4955 | 91487.8852 | 1574242.5709 | 392982.4832
Calculation of Proposed Revenues
[5 empty] | RATEBASE | PRODUCTION | 28752759.5887 | 7744218.5319 | 5404599.2657 | 56771.1222 | 626.0042 | 5461996.3921 | 3496005.0298 | 941655.4372 | 64491.6019 | 11929.9394 | 4514082.0083 | 97525.5755 | 1079451.4917 | 7420624.1642 | 1156357.6272 | 9753958.8586 | 1121818.619 | 27078.1757 | 1148896.7947 | 19392.4489 | 84115.6442 | 26098.9101
[5 empty] | RATEBASE | BULKTRAN | 36606510.5323 | 9866496.927 | 6881133.0604 | 73046.9206 | 954.4023 | 6955134.3833 | 4445551.5933 | 1209963.0134 | 84931.6524 | 27331.5175 | 5767777.7766 | 124881.8035 | 1378439.9582 | 9420825.9209 | 1471355.4277 | 12395503.1102 | 1422621.6959 | 34375.0279 | 1456996.7238 | 24624.6862 | 106836.3209 | 33140.6042
[5 empty] | RATEBASE | SUBTRAN | 13797763.799 | 3568305.6921 | 2518550.0119 | 26575.4339 | 449.4189 | 2545574.8647 | 1695061.7398 | 458607.8979 | 41521.1784 | 0 | 2195190.8161 | 44361.8861 | 519310.0515 | 4331473.2022 | 0 | 4895145.1399 | 542558.5779 | 12993.7088 | 555552.2868 | 8845.4822 | 22230.746 | 6918.7713
[5 empty] | RATEBASE | DISTPRI | 20274501.2229 | 7769329.6394 | 5394447.7971 | 56750.7198 | 0 | 5451198.5169 | 3593629.0594 | 970176.2234 | 0 | 0 | 4563805.2828 | 95546.9223 | 1120413.1403 | 0 | 0 | 1215960.0626 | 1151333.3388 | 27603.4723 | 1178936.8112 | 19658.965 | 57648.166 | 17963.779
[5 empty] | RATEBASE | DISTSEC | 6419418.2645 | 3031781.5052 | 1877092.4768 | 0 | 0 | 1877092.4768 | 1022275.4238 | 0 | 0 | 0 | 1022275.4238 | 21081.3446 | 0 | 0 | 0 | 21081.3446 | 335970.7529 | 0 | 335970.7529 | 5437.1517 | 96036.2986 | 29743.3109
[5 empty] | RATEBASE | ENERGY | 8017917.7106 | 1479447.0296 | 1314367.4477 | 15237.7712 | 386.6765 | 1329991.8955 | 981390.1146 | 270387.2724 | 21090.9041 | -2416.9335 | 1270451.3576 | 31085.0663 | 372644.156 | 2657845.4942 | 423700.0784 | 3485274.7949 | 310732.508 | 7272.5461 | 318005.0541 | 7040.6834 | 97477.4191 | 30229.4765
[5 empty] | RATEBASE | CUSTOMER | 27936047.8821 | 13436797.6749 | 8972944.688 | 50504.36 | 3076.4227 | 9026525.4707 | 211835.2576 | 69219.1581 | 26946.9923 | 14699.9268 | 322701.3348 | 1405.3194 | 21290.1279 | 40969.0243 | 10097.2177 | 73761.6892 | 85295.4148 | 1125.1618 | 86420.5766 | 5096.5826 | 4184133.4053 | 800611.1481
| Proposed Operating Income |  |  | 141804920 | RATEBASE | TOTAL | 141804919 | 46896377 | 32363134.7477 | 278886.3277 | 5492.9246 | 32647514 | 15445748.2182 | 3920009.0026 | 238982.3291 | 51544.4501 | 19656284 | 415887.9178 | 4491548.9255 | 23871737.8058 | 3061510.3509 | 31840685 | 4970330.9073 | 110448.0927 | 5080779 | 90096 | 4648478 | 944706
[8 empty] | 46896377 |  |  |  | 32647514 |  |  |  |  | 19656284 |  |  |  |  | 31840685 |  |  | 5080779 | 90096 | 4648478 | 944706
| Proposed Rate of Return | [5 empty] | 7.574% | 4.353% | 11.97% | 11.97% | 11.97% | 11.97% | 18.42% | 18.42% | 18.42% | 18.42% | 18.42% | 8.849% | 8.849% | 8.849% | 8.849% | 8.849% | 21.43% | 21.43% | 21.43% | 21.26% | 17.09% | 21.25%
[6 empty] | PRODUCTION | 10362610.4133 | 3157944.6493 | 1287642.686 | 14187.8266 | 899.589 | 1302730.1016 | 923176.4956 | 32406.3123 | 32964.7908 | -110784.9632 | 877762.6354 | -10617.0364 | -500944.4364 | 4470549.9526 | 808654.5711 | 4767643.051 | 230043.9462 | 8401.4146 | 238445.3609 | 3842.0624 | 10990.3971 | 3252.1556
[6 empty] | BULKTRAN | 14078890.4472 | 4486092.8826 | 1709931.182 | -21573.6634 | -2364.0325 | 1685993.4861 | 1113203.1756 | 71682.3812 | 37133.9546 | 305993.198 | 1528012.7094 | -3709.2055 | -547468.2575 | 5481406.9824 | 1140522.7802 | 6070752.2997 | 270184.979 | 11455.7888 | 281640.7677 | 5645.3345 | 15591.11 | 5161.8571
[6 empty] | SUBTRAN | 5108386.4968 | 1609505.4687 | 622550.1881 | -7891.4529 | -1118.1558 | 613540.5794 | 423029.8917 | 26743.061 | 18104.1332 | 0 | 467877.086 | -1400.4479 | -207196.5436 | 2512759.3536 | 0 | 2304162.362 | 102661.3323 | 4321.0712 | 106982.4035 | 2021.5464 | 3224.3586 | 1072.6923
[6 empty] | DISTPRI | 7123207.1537 | 4514804.3337 | 1598936.8093 | -4324.5255 | 0 | 1594612.2838 | 1033318.3794 | 83909.8332 | 0 | 0 | 1117228.2126 | 1660.0157 | -389210.5133 | 0 | 0 | -387550.4976 | 256139.2449 | 9780.389 | 265919.6338 | 4877.3529 | 10179.2193 | 3136.6151
[6 empty] | DISTSEC | 2711609.0755 | 1762191.783 | 556569.3826 | 0 | 0 | 556569.3826 | 294176.8423 | 0 | 0 | 0 | 294176.8423 | 358.4063 | 0 | 0 | 0 | 358.4063 | 74817.0373 | 0 | 74817.0373 | 1348.1799 | 16958.2311 | 5189.213
[6 empty] | ENERGY | 5200277.8853 | 1389893.1939 | 587150.6087 | 23502.6178 | 1197.4627 | 611850.6892 | 437514.1132 | 36497.6141 | 17030.9722 | -242610.2259 | 248432.4736 | 1031.9154 | -111612.0685 | 2556836.2578 | 354209.1438 | 2800465.2486 | 114590.8376 | 2796.8609 | 117387.6984 | 1790.4999 | 24991.9857 | 5466.096
[6 empty] | CUSTOMER | 11649673.7475 | 7885105.1772 | 2681263.3331 | -581.3911 | -2504.4939 | 2678177.448 | 61642.0318 | 6039.4407 | 13768.1731 | 80776.2669 | 162225.9124 | 22.5657 | -7402.9259 | 27260.0079 | 8273.8693 | 28153.5169 | 19243.5627 | 398.9406 | 19642.5033 | 1261.9997 | 735260.6693 | 139846.5209
| Income Increase |  |  | 56234656.2194 |  | TOTAL | 56234655.2194 | 24805537.4885 | 9044044.1898 | 3319.4114 | -3889.6306 | 9043473.9706 | 4286060.9295 | 257278.6426 | 119002.0238 | 33374.2757 | 4695715.8716 | -12653.7868 | -1763834.745 | 15048812.5543 | 2311660.3644 | 15583984.387 | 1067680.94 | 37154.465 | 1104835.405 | 20786.9756 | 817195.9711 | 163125.1499
| Gross Revenue Conversion Factor |  |  | 1.3385
[6 empty] | PRODUCTION | 13870280.5673 | 4226886.5233 | 1723500.6058 | 18990.3053 | 1204.0935 | 1743695.0046 | 1235665.194 | 43375.6193 | 44123.1387 | -148284.8878 | 1174879.0641 | -14210.828 | -670510.5764 | 5983799.4154 | 1082378.4101 | 6381456.4212 | 307912.191 | 11245.2339 | 319157.425 | 5142.5732 | 14710.5687 | 4352.9872
[6 empty] | BULKTRAN | 18844495.0443 | 6004603.5169 | 2288730.7637 | -28876.1955 | -3164.2408 | 2256690.3275 | 1490014.558 | 95946.359 | 49703.5349 | 409569.726 | 2045234.1779 | -4964.7453 | -732782.3811 | 7336824.3828 | 1526581.6551 | 8125658.9115 | 361640.6787 | 15333.4921 | 376974.1708 | 7556.2402 | 20868.5902 | 6909.1091
[6 empty] | SUBTRAN | 6837539.1075 | 2154311.6585 | 833279.0129 | -10562.6537 | -1496.6436 | 821219.7155 | 566222.5108 | 35795.3976 | 24232.254 | 0 | 626250.1623 | -1874.4896 | -277331.1046 | 3363310.5793 | 0 | 3084104.9851 | 137411.4654 | 5783.7232 | 143195.1886 | 2705.8255 | 4315.7811 | 1435.791
[6 empty] | DISTPRI | 9534362.2717 | 6043033.5907 | 2140165.5828 | -5788.3468 | 0 | 2134377.236 | 1383089.3245 | 112312.7169 | 0 | 0 | 1495402.0414 | 2221.9192 | -520955.5125 | 0 | 0 | -518733.5933 | 342840.5633 | 13090.9813 | 355931.5445 | 6528.3023 | 13624.8129 | 4198.3371
[6 empty] | DISTSEC | 3629469.5223 | 2358681.2076 | 744964.1726 | 0 | 0 | 744964.1726 | 393753.6177 | 0 | 0 | 0 | 393753.6177 | 479.7243 | 0 | 0 | 0 | 479.7243 | 100142.074 | 0 | 100142.074 | 1804.5293 | 22698.472 | 6945.7248
[6 empty] | ENERGY | 6960535.0795 | 1860362.1857 | 785896.9268 | 31458.0873 | 1602.7954 | 818957.8095 | 585609.5385 | 48851.7977 | 22795.8355 | -324732.0673 | 332525.1045 | 1381.2115 | -149391.9623 | 3422307.2031 | 474106.4277 | 3748402.88 | 153379.0236 | 3743.5784 | 157122.6021 | 2396.5715 | 33451.5956 | 7316.3307
[6 empty] | CUSTOMER | 15593005.7149 | 10554157.3743 | 3588851.9612 | -778.1879 | -3352.2473 | 3584721.5259 | 82507.4225 | 8083.7485 | 18428.6021 | 108118.4605 | 217138.2336 | 30.204 | -9908.7638 | 36487.3272 | 11074.5153 | 37683.2828 | 25757.3723 | 533.9791 | 26291.3514 | 1689.1776 | 984141.1929 | 187183.5766
| Revenue Increase |  |  | 75269688.6459 |  | TOTAL | 75269687.3074 | 33202036.057 | 12105389.0257 | 4443.0087 | -5206.2429 | 12104625.7915 | 5736862.166 | 344365.639 | 159283.3652 | 44671.2314 | 6285182.4016 | -16937.0039 | -2360880.3007 | 20142728.9079 | 3094141.0081 | 20859052.6115 | 1429083.3683 | 49730.988 | 1478814.3563 | 27823.2195 | 1093811.0134 | 218341.8566
| Percent Revenue Increase | [5 empty] | 12.61% | 12.29% | 12.8% | 0.4477% | -16.32% | 12.66% | 15.22% | 3.109% | 25.11% | 25.39% | 12.68% | -0.8248% | -9.599% | 17.62% | 16.98% | 13.11% | 12.59% | 20.62% | 12.76% | 12.55% | 12.56% | 12.26%
[6 empty] | PRODUCTION | 258842628.6431 | 119008596.662 | 34307445.3643 | 380579.7804 | 7562.2749 | 34695587.4196 | 15954700.3914 | 4445025.521 | 341159.4015 | 121468.991 | 20862354.3049 | 826922.9374 | 8861694.4311 | 59885944.2179 | 9452147.6309 | 79026709.2173 | 4549527.4364 | 110523.5482 | 4660050.9846 | 79538.837 | 402840.5951 | 106950.6227
[6 empty] | BULKTRAN | 2727728.5325 | -8986109.4285 | 3315181.7026 | 27029.3295 | -729.5539 | 3341481.4782 | 3391055.5481 | 886826.9848 | 62114.6824 | -56832.6514 | 4283164.564 | 21267.1032 | 201495.9985 | 2174770.1397 | 350068.8017 | 2747602.043 | 1187427.4772 | 29132.1687 | 1216559.6459 | 20618.3061 | 76832.1469 | 27579.777
[6 empty] | SUBTRAN | 1189458.5112 | -3259450.2856 | 1210994.2125 | 9775.859 | -354.3811 | 1220415.6904 | 1291985.2871 | 335703.0393 | 30280.9589 | 0 | 1657969.2853 | 7482.5886 | 75160.2253 | 995115.2144 | 0 | 1077758.0283 | 452626.9582 | 11006.4375 | 463633.3956 | 7402.5863 | 15974.9142 | 5754.8968
[6 empty] | DISTPRI | 59244609.7558 | 32148700.5431 | 12449666.7293 | 132606.9433 | 0 | 12582273.6726 | 7005423.5684 | 1911737.9514 | 0 | 0 | 8917161.5197 | 263001.2956 | 2977396.158 | 0 | 0 | 3240397.4536 | 2120472.6985 | 51281.8439 | 2171754.5424 | 36502.7614 | 114547.5149 | 33271.7481
[6 empty] | DISTSEC | 20322587.2487 | 12933751.7948 | 4418799.8744 | 0 | 0 | 4418799.8744 | 2023413.1116 | 0 | 0 | 0 | 2023413.1116 | 59427.0625 | 0 | 0 | 0 | 59427.0625 | 627233.4496 | 0 | 627233.4496 | 10234.2559 | 193880.1225 | 55847.5775
[6 empty] | ENERGY | 222654710.6336 | 79246649.1363 | 26495761.3912 | 293819.5137 | 6540.5586 | 26796121.4635 | 13283921.0796 | 3674750.1049 | 288805.0645 | 135371.8694 | 17382848.1184 | 853678.3155 | 10043038.3299 | 71234186.4367 | 11481879.5451 | 93612782.6272 | 3664282.8378 | 86506.4852 | 3750789.323 | 84447.8457 | 1418495.2238 | 362576.8956
[6 empty] | CUSTOMER | 107057067.767 | 72250836.1593 | 24463859.2349 | 153053.3691 | 13680.9891 | 24630593.593 | 478385.7034 | 166563.1044 | 71312.6166 | 20579.8977 | 736841.322 | 4842.9363 | 75371.1924 | 145849.9305 | 36366.2471 | 262430.3064 | 178984.0319 | 2483.9245 | 181467.9564 | 10743.4783 | 7576741.3592 | 1407413.5923
| Proposed Sales Revenue |  |  | 672038792.4304 |  | TOTAL | 672038791.0919 | 303342974.5813 | 106661708.5091 | 996864.7949 | 26699.8876 | 107685273.1916 | 43428884.6897 | 11420606.7057 | 793672.7239 | 220588.1067 | 55863752.226 | 2036622.2392 | 22234156.3353 | 134435865.9392 | 21320462.2248 | 180027106.7384 | 12780554.8896 | 290934.4078 | 13071489.2974 | 249488.0707 | 9799311.8766 | 1999395.1099
[7 empty] | Total | RS | MGS-SEC | MGS-PRI | MGS-SUB | GS | LGS-SEC | LGS-PRI | LGS-SUB | LGS-TRA | LGS | IGS-SEC | IGS-PRI | IGS-SUB | IGS-TRA | IGS | PS-SEC | PS-PRI | PS | MW | OL | SL
1872259310.1375
Note on A4713: [Threaded comment] Your version of Excel allows you to read this threaded comment; however, any edits to it will get removed if the file is opened in a newer version of Excel. Learn more: https://go.microsoft.com/fwlink/?linkid=870924 Comment: Schedule 6 goes into another workpaper to get total numbers

## Allocation Factors
Allocation | Total
Factor | Retail | RS | GS-SEC | GS-PRI | GS-SUB | LGS-SEC | LGS-PRI | LGS-SUB | LGS-TRA | IGS-SEC | IGS-PRI | IGS-SUB | IGS-TRA | PS-SEC | PS-PRI | MW | OL | SL
| 1 | 2 | 3 | 4 | 5 | 6 | 7 | 8 | 9 | 10 | 11 | 12 | 13 | 14 | 15 | 16 | 17 | 18
XXXXXXXXXXXXXXXXXXXXXXXXXX
BULK_TRANS PRODUCTION | 0 | 0 | 0 | 0 | 0 | 0 | 0 | 0 | 0 | 0 | 0 | 0 | 0 | 0 | 0 | 0 | 0 | 0
BULK_TRANS BULKTRAN | 1 | 0.49034 | 0.12404 | 0.0014502 | 3.5726e-05 | 0.051899 | 0.014781 | 0.0011697 | 0.0002469 | 0.0031176 | 0.033987 | 0.22699 | 0.03561 | 0.014087 | 0.00034006 | 0.0002456 | 0.0013317 | 0.00033068
BULK_TRANS SUBTRAN | 0 | 0 | 0 | 0 | 0 | 0 | 0 | 0 | 0 | 0 | 0 | 0 | 0 | 0 | 0 | 0 | 0 | 0
BULK_TRANS DISTPRI | 0 | 0 | 0 | 0 | 0 | 0 | 0 | 0 | 0 | 0 | 0 | 0 | 0 | 0 | 0 | 0 | 0 | 0
BULK_TRANS DISTSEC | 0 | 0 | 0 | 0 | 0 | 0 | 0 | 0 | 0 | 0 | 0 | 0 | 0 | 0 | 0 | 0 | 0 | 0
BULK_TRANS ENERGY | 0 | 0 | 0 | 0 | 0 | 0 | 0 | 0 | 0 | 0 | 0 | 0 | 0 | 0 | 0 | 0 | 0 | 0
BULK_TRANS CUSTOMER | 0 | 0 | 0 | 0 | 0 | 0 | 0 | 0 | 0 | 0 | 0 | 0 | 0 | 0 | 0 | 0 | 0 | 0
BULK_TRANS TOTAL | 1 | 0.49034 | 0.12404 | 0.0014502 | 3.5726e-05 | 0.051899 | 0.014781 | 0.0011697 | 0.0002469 | 0.0031176 | 0.033987 | 0.22699 | 0.03561 | 0.014087 | 0.00034006 | 0.0002456 | 0.0013317 | 0.00033068
CUST_902 PRODUCTION | 0 | 0 | 0 | 0 | 0 | 0 | 0 | 0 | 0 | 0 | 0 | 0 | 0 | 0 | 0 | 0 | 0 | 0
CUST_902 BULKTRAN | 0 | 0 | 0 | 0 | 0 | 0 | 0 | 0 | 0 | 0 | 0 | 0 | 0 | 0 | 0 | 0 | 0 | 0
CUST_902 SUBTRAN | 0 | 0 | 0 | 0 | 0 | 0 | 0 | 0 | 0 | 0 | 0 | 0 | 0 | 0 | 0 | 0 | 0 | 0
CUST_902 DISTPRI | 0 | 0 | 0 | 0 | 0 | 0 | 0 | 0 | 0 | 0 | 0 | 0 | 0 | 0 | 0 | 0 | 0 | 0
CUST_902 DISTSEC | 0 | 0 | 0 | 0 | 0 | 0 | 0 | 0 | 0 | 0 | 0 | 0 | 0 | 0 | 0 | 0 | 0 | 0
CUST_902 ENERGY | 0 | 0 | 0 | 0 | 0 | 0 | 0 | 0 | 0 | 0 | 0 | 0 | 0 | 0 | 0 | 0 | 0 | 0
CUST_902 CUSTOMER | 1 | 0.7318 | 0.25961 | 0.00068822 | 3.0899e-05 | 0.0046012 | 0.00084271 | 9.8317e-05 | 2.809e-05 | 8.4271e-05 | 0.00057304 | 0.00028652 | 5.0563e-05 | 0.00125 | 1.1236e-05 | 4.4945e-05 | 0 | 0
CUST_902 TOTAL | 1 | 0.7318 | 0.25961 | 0.00068822 | 3.0899e-05 | 0.0046012 | 0.00084271 | 9.8317e-05 | 2.809e-05 | 8.4271e-05 | 0.00057304 | 0.00028652 | 5.0563e-05 | 0.00125 | 1.1236e-05 | 4.4945e-05 | 0 | 0
CUST_903 PRODUCTION | 0 | 0 | 0 | 0 | 0 | 0 | 0 | 0 | 0 | 0 | 0 | 0 | 0 | 0 | 0 | 0 | 0 | 0
CUST_903 BULKTRAN | 0 | 0 | 0 | 0 | 0 | 0 | 0 | 0 | 0 | 0 | 0 | 0 | 0 | 0 | 0 | 0 | 0 | 0
CUST_903 SUBTRAN | 0 | 0 | 0 | 0 | 0 | 0 | 0 | 0 | 0 | 0 | 0 | 0 | 0 | 0 | 0 | 0 | 0 | 0
CUST_903 DISTPRI | 0 | 0 | 0 | 0 | 0 | 0 | 0 | 0 | 0 | 0 | 0 | 0 | 0 | 0 | 0 | 0 | 0 | 0
CUST_903 DISTSEC | 0 | 0 | 0 | 0 | 0 | 0 | 0 | 0 | 0 | 0 | 0 | 0 | 0 | 0 | 0 | 0 | 0 | 0
CUST_903 ENERGY | 0 | 0 | 0 | 0 | 0 | 0 | 0 | 0 | 0 | 0 | 0 | 0 | 0 | 0 | 0 | 0 | 0 | 0
CUST_903 CUSTOMER | 1 | 0.8427 | 0.15354 | 0.00034857 | 1.5082e-05 | 0.0018145 | 0.00029913 | 3.4773e-05 | 1.0055e-05 | 2.4718e-05 | 0.00016968 | 8.4628e-05 | 1.5082e-05 | 0.00063304 | 5.0274e-06 | 3.98e-05 | 0 | 0.00026436
CUST_903 TOTAL | 1 | 0.8427 | 0.15354 | 0.00034857 | 1.5082e-05 | 0.0018145 | 0.00029913 | 3.4773e-05 | 1.0055e-05 | 2.4718e-05 | 0.00016968 | 8.4628e-05 | 1.5082e-05 | 0.00063304 | 5.0274e-06 | 3.98e-05 | 0 | 0.00026436
CUST_DEP_FXNL PRODUCTION | 0.2078 | 0.12227 | 0.026938 | 0.00197 | 0.00023953 | 0.0091557 | 0.010619 | 0.0023932 | 0.00014882 | 0.0015617 | 0.011931 | 0.015804 | 0.0045016 | 0.00019752 | 0 | 0 | 7.2246e-05 | 0
CUST_DEP_FXNL BULKTRAN | 0.22007 | 0.12949 | 0.028529 | 0.0020864 | 0.00025367 | 0.0096964 | 0.011247 | 0.0025345 | 0.00015761 | 0.001654 | 0.012635 | 0.016738 | 0.0047674 | 0.00020919 | 0 | 0 | 7.6513e-05 | 0
CUST_DEP_FXNL SUBTRAN | 0.082643 | 0.048076 | 0.010719 | 0.00078131 | 0.00012642 | 0.0037949 | 0.0043808 | 0.0012779 | 0 | 0.00060351 | 0.0048879 | 0.0078972 | 0 | 8.1861e-05 | 0 | 0 | 1.6338e-05 | 0
CUST_DEP_FXNL DISTPRI | 0.17 | 0.11212 | 0.024585 | 0.0017946 | 0 | 0.0086119 | 0.0099566 | 0 | 0 | 0.0013947 | 0.011304 | 0 | 0 | 0.00018576 | 0 | 0 | 4.5328e-05 | 0
CUST_DEP_FXNL DISTSEC | 0.056191 | 0.044543 | 0.0087091 | 0 | 0 | 0.0024938 | 0 | 0 | 0 | 0.00031343 | 0 | 0 | 0 | 5.5167e-05 | 0 | 0 | 7.6853e-05 | 0
CUST_DEP_FXNL ENERGY | 0.0085482 | 0.0040922 | 0.0011504 | 8.2377e-05 | 1.0304e-05 | 0.0004522 | 0.00051406 | 0.0001159 | 6.9995e-06 | 8.5564e-05 | 0.00071655 | 0.0010048 | 0.00029235 | 9.7492e-06 | 0 | 0 | 1.4903e-05 | 0
CUST_DEP_FXNL CUSTOMER | 0.25475 | 0.20328 | 0.042776 | 0.0016717 | 0.0010708 | 0.00052979 | 0.00074257 | 0.00093736 | 0.00011828 | 2.1439e-05 | 0.00022408 | 8.2707e-05 | 3.721e-05 | 1.4352e-05 | 0 | 0 | 0.0032437 | 0
CUST_DEP_FXNL TOTAL | 1 | 0.66386 | 0.14341 | 0.0083863 | 0.0017008 | 0.034735 | 0.03746 | 0.0072589 | 0.00043171 | 0.0056344 | 0.041699 | 0.041526 | 0.0095985 | 0.0007536 | 0 | 0 | 0.0035459 | 0
CUST_SPEC_FXNL PRODUCTION | 0.43117 | 0 | 0 | 0 | 0 | 0 | 0.18029 | 0 | 0 | 0 | 0 | 0 | 0.25088 | 0 | 0 | 0 | 0 | 0
CUST_SPEC_FXNL BULKTRAN | -0.0028703 | 0 | 0 | 0 | 0 | 0 | 0.032395 | 0 | 0 | 0 | 0 | 0 | -0.035265 | 0 | 0 | 0 | 0 | 0
CUST_SPEC_FXNL SUBTRAN | 0.012284 | 0 | 0 | 0 | 0 | 0 | 0.012284 | 0 | 0 | 0 | 0 | 0 | 0 | 0 | 0 | 0 | 0 | 0
CUST_SPEC_FXNL DISTPRI | 0.073705 | 0 | 0 | 0 | 0 | 0 | 0.073705 | 0 | 0 | 0 | 0 | 0 | 0 | 0 | 0 | 0 | 0 | 0
CUST_SPEC_FXNL DISTSEC | 0 | 0 | 0 | 0 | 0 | 0 | 0 | 0 | 0 | 0 | 0 | 0 | 0 | 0 | 0 | 0 | 0 | 0
CUST_SPEC_FXNL ENERGY | 0.47846 | 0 | 0 | 0 | 0 | 0 | 0.14852 | 0 | 0 | 0 | 0 | 0 | 0.32995 | 0 | 0 | 0 | 0 | 0
CUST_SPEC_FXNL CUSTOMER | 0.0072494 | 0 | 0 | 0 | 0 | 0 | 0.0064913 | 0 | 0 | 0 | 0 | 0 | 0.0007581 | 0 | 0 | 0 | 0 | 0
CUST_SPEC_FXNL TOTAL | 1 | 0 | 0 | 0 | 0 | 0 | 0.45368 | 0 | 0 | 0 | 0 | 0 | 0.54632 | 0 | 0 | 0 | 0 | 0
CUST_SPEC_OM PRODUCTION | 0.28479 | 0 | 0 | 0 | 0 | 0 | 0.13845 | 0 | 0 | 0 | 0 | 0 | 0.14634 | 0 | 0 | 0 | 0 | 0
CUST_SPEC_OM BULKTRAN | 0.022783 | 0 | 0 | 0 | 0 | 0 | 0.011245 | 0 | 0 | 0 | 0 | 0 | 0.011538 | 0 | 0 | 0 | 0 | 0
CUST_SPEC_OM SUBTRAN | 0.00438 | 0 | 0 | 0 | 0 | 0 | 0.00438 | 0 | 0 | 0 | 0 | 0 | 0 | 0 | 0 | 0 | 0 | 0
CUST_SPEC_OM DISTPRI | 0.022538 | 0 | 0 | 0 | 0 | 0 | 0.022538 | 0 | 0 | 0 | 0 | 0 | 0 | 0 | 0 | 0 | 0 | 0
CUST_SPEC_OM DISTSEC | 0 | 0 | 0 | 0 | 0 | 0 | 0 | 0 | 0 | 0 | 0 | 0 | 0 | 0 | 0 | 0 | 0 | 0
CUST_SPEC_OM ENERGY | 0.66167 | 0 | 0 | 0 | 0 | 0 | 0.27366 | 0 | 0 | 0 | 0 | 0 | 0.38801 | 0 | 0 | 0 | 0 | 0
CUST_SPEC_OM CUSTOMER | 0.0038394 | 0 | 0 | 0 | 0 | 0 | 0.0034114 | 0 | 0 | 0 | 0 | 0 | 0.00042802 | 0 | 0 | 0 | 0 | 0
CUST_SPEC_OM TOTAL | 1 | 0 | 0 | 0 | 0 | 0 | 0.45368 | 0 | 0 | 0 | 0 | 0 | 0.54632 | 0 | 0 | 0 | 0 | 0
CUST_TOTAL PRODUCTION | 0 | 0 | 0 | 0 | 0 | 0 | 0 | 0 | 0 | 0 | 0 | 0 | 0 | 0 | 0 | 0 | 0 | 0
CUST_TOTAL BULKTRAN | 0 | 0 | 0 | 0 | 0 | 0 | 0 | 0 | 0 | 0 | 0 | 0 | 0 | 0 | 0 | 0 | 0 | 0
CUST_TOTAL SUBTRAN | 0 | 0 | 0 | 0 | 0 | 0 | 0 | 0 | 0 | 0 | 0 | 0 | 0 | 0 | 0 | 0 | 0 | 0
CUST_TOTAL DISTPRI | 0 | 0 | 0 | 0 | 0 | 0 | 0 | 0 | 0 | 0 | 0 | 0 | 0 | 0 | 0 | 0 | 0 | 0
CUST_TOTAL DISTSEC | 0 | 0 | 0 | 0 | 0 | 0 | 0 | 0 | 0 | 0 | 0 | 0 | 0 | 0 | 0 | 0 | 0 | 0
CUST_TOTAL ENERGY | 0 | 0 | 0 | 0 | 0 | 0 | 0 | 0 | 0 | 0 | 0 | 0 | 0 | 0 | 0 | 0 | 0 | 0
CUST_TOTAL CUSTOMER | 1 | 0.62674 | 0.14823 | 0.00033681 | 1.4435e-05 | 0.0017514 | 0.0002887 | 3.3681e-05 | 9.6232e-06 | 2.4058e-05 | 0.00016359 | 8.1797e-05 | 1.4435e-05 | 0.00061107 | 4.8116e-06 | 3.8493e-05 | 0.2214 | 0.00025501
CUST_TOTAL TOTAL | 1 | 0.62674 | 0.14823 | 0.00033681 | 1.4435e-05 | 0.0017514 | 0.0002887 | 3.3681e-05 | 9.6232e-06 | 2.4058e-05 | 0.00016359 | 8.1797e-05 | 1.4435e-05 | 0.00061107 | 4.8116e-06 | 3.8493e-05 | 0.2214 | 0.00025501
DIST_CPD PRODUCTION | 0 | 0 | 0 | 0 | 0 | 0 | 0 | 0 | 0 | 0 | 0 | 0 | 0 | 0 | 0 | 0 | 0 | 0
DIST_CPD BULKTRAN | 0 | 0 | 0 | 0 | 0 | 0 | 0 | 0 | 0 | 0 | 0 | 0 | 0 | 0 | 0 | 0 | 0 | 0
DIST_CPD SUBTRAN | 0 | 0 | 0 | 0 | 0 | 0 | 0 | 0 | 0 | 0 | 0 | 0 | 0 | 0 | 0 | 0 | 0 | 0
DIST_CPD DISTPRI | 1 | 0.6645 | 0.1673 | 0.0019523 | 0 | 0.072142 | 0.02048 | 0 | 0 | 0.0041145 | 0.04759 | 0 | 0 | 0.019578 | 0.00046908 | 0.00033684 | 0.0012347 | 0.00030793
DIST_CPD DISTSEC | 0 | 0 | 0 | 0 | 0 | 0 | 0 | 0 | 0 | 0 | 0 | 0 | 0 | 0 | 0 | 0 | 0 | 0
DIST_CPD ENERGY | 0 | 0 | 0 | 0 | 0 | 0 | 0 | 0 | 0 | 0 | 0 | 0 | 0 | 0 | 0 | 0 | 0 | 0
DIST_CPD CUSTOMER | 0 | 0 | 0 | 0 | 0 | 0 | 0 | 0 | 0 | 0 | 0 | 0 | 0 | 0 | 0 | 0 | 0 | 0
DIST_CPD TOTAL | 1 | 0.6645 | 0.1673 | 0.0019523 | 0 | 0.072142 | 0.02048 | 0 | 0 | 0.0041145 | 0.04759 | 0 | 0 | 0.019578 | 0.00046908 | 0.00033684 | 0.0012347 | 0.00030793
DIST_METERS PRODUCTION | 0 | 0 | 0 | 0 | 0 | 0 | 0 | 0 | 0 | 0 | 0 | 0 | 0 | 0 | 0 | 0 | 0 | 0
DIST_METERS BULKTRAN | 0 | 0 | 0 | 0 | 0 | 0 | 0 | 0 | 0 | 0 | 0 | 0 | 0 | 0 | 0 | 0 | 0 | 0
DIST_METERS SUBTRAN | 0 | 0 | 0 | 0 | 0 | 0 | 0 | 0 | 0 | 0 | 0 | 0 | 0 | 0 | 0 | 0 | 0 | 0
DIST_METERS DISTPRI | 0 | 0 | 0 | 0 | 0 | 0 | 0 | 0 | 0 | 0 | 0 | 0 | 0 | 0 | 0 | 0 | 0 | 0
DIST_METERS DISTSEC | 0 | 0 | 0 | 0 | 0 | 0 | 0 | 0 | 0 | 0 | 0 | 0 | 0 | 0 | 0 | 0 | 0 | 0
DIST_METERS ENERGY | 0 | 0 | 0 | 0 | 0 | 0 | 0 | 0 | 0 | 0 | 0 | 0 | 0 | 0 | 0 | 0 | 0 | 0
DIST_METERS CUSTOMER | 1 | 0.61433 | 0.25763 | 0.020799 | 0.0037098 | 0.018725 | 0.017325 | 0.010644 | 0.0045618 | 0.00029258 | 0.01104 | 0.027601 | 0.0068428 | 0.0059814 | 0.00020244 | 0.00031164 | 0 | 0
DIST_METERS TOTAL | 1 | 0.61433 | 0.25763 | 0.020799 | 0.0037098 | 0.018725 | 0.017325 | 0.010644 | 0.0045618 | 0.00029258 | 0.01104 | 0.027601 | 0.0068428 | 0.0059814 | 0.00020244 | 0.00031164 | 0 | 0
DIST_OHLINES PRODUCTION | 0 | 0 | 0 | 0 | 0 | 0 | 0 | 0 | 0 | 0 | 0 | 0 | 0 | 0 | 0 | 0 | 0 | 0
DIST_OHLINES BULKTRAN | 0 | 0 | 0 | 0 | 0 | 0 | 0 | 0 | 0 | 0 | 0 | 0 | 0 | 0 | 0 | 0 | 0 | 0
DIST_OHLINES SUBTRAN | 0 | 0 | 0 | 0 | 0 | 0 | 0 | 0 | 0 | 0 | 0 | 0 | 0 | 0 | 0 | 0 | 0 | 0
DIST_OHLINES DISTPRI | 0.2488 | 0.16533 | 0.041624 | 0.00048574 | 0 | 0.017949 | 0.0050954 | 0 | 0 | 0.0010237 | 0.011841 | 0 | 0 | 0.0048712 | 0.00011671 | 8.3807e-05 | 0.00030721 | 7.6615e-05
DIST_OHLINES DISTSEC | 0.10563 | 0.07886 | 0.017703 | 0 | 0 | 0.0062405 | 0 | 0 | 0 | 0.00027621 | 0 | 0 | 0 | 0.0017368 | 0 | 2.8321e-05 | 0.00062538 | 0.000155
DIST_OHLINES ENERGY | 0 | 0 | 0 | 0 | 0 | 0 | 0 | 0 | 0 | 0 | 0 | 0 | 0 | 0 | 0 | 0 | 0 | 0
DIST_OHLINES CUSTOMER | 0.64557 | 0.51976 | 0.12293 | 0.00027932 | 0 | 0.0014525 | 0.00023942 | 0 | 0 | 1.9951e-05 | 0.00013567 | 0 | 0 | 0.00050676 | 3.9903e-06 | 3.1922e-05 | 0 | 0.00021148
DIST_OHLINES TOTAL | 1 | 0.76395 | 0.18226 | 0.00076505 | 0 | 0.025642 | 0.0053348 | 0 | 0 | 0.0013199 | 0.011976 | 0 | 0 | 0.0071148 | 0.0001207 | 0.00014405 | 0.00093259 | 0.0004431
DIST_OL PRODUCTION | 0 | 0 | 0 | 0 | 0 | 0 | 0 | 0 | 0 | 0 | 0 | 0 | 0 | 0 | 0 | 0 | 0 | 0
DIST_OL BULKTRAN | 0 | 0 | 0 | 0 | 0 | 0 | 0 | 0 | 0 | 0 | 0 | 0 | 0 | 0 | 0 | 0 | 0 | 0
DIST_OL SUBTRAN | 0 | 0 | 0 | 0 | 0 | 0 | 0 | 0 | 0 | 0 | 0 | 0 | 0 | 0 | 0 | 0 | 0 | 0
DIST_OL DISTPRI | 0 | 0 | 0 | 0 | 0 | 0 | 0 | 0 | 0 | 0 | 0 | 0 | 0 | 0 | 0 | 0 | 0 | 0
DIST_OL DISTSEC | 0 | 0 | 0 | 0 | 0 | 0 | 0 | 0 | 0 | 0 | 0 | 0 | 0 | 0 | 0 | 0 | 0 | 0
DIST_OL ENERGY | 0 | 0 | 0 | 0 | 0 | 0 | 0 | 0 | 0 | 0 | 0 | 0 | 0 | 0 | 0 | 0 | 0 | 0
DIST_OL CUSTOMER | 1 | 0 | 0 | 0 | 0 | 0 | 0 | 0 | 0 | 0 | 0 | 0 | 0 | 0 | 0 | 0 | 1 | 0
DIST_OL TOTAL | 1 | 0 | 0 | 0 | 0 | 0 | 0 | 0 | 0 | 0 | 0 | 0 | 0 | 0 | 0 | 0 | 1 | 0
DIST_PCUST PRODUCTION | 0 | 0 | 0 | 0 | 0 | 0 | 0 | 0 | 0 | 0 | 0 | 0 | 0 | 0 | 0 | 0 | 0 | 0
DIST_PCUST BULKTRAN | 0 | 0 | 0 | 0 | 0 | 0 | 0 | 0 | 0 | 0 | 0 | 0 | 0 | 0 | 0 | 0 | 0 | 0
DIST_PCUST SUBTRAN | 0 | 0 | 0 | 0 | 0 | 0 | 0 | 0 | 0 | 0 | 0 | 0 | 0 | 0 | 0 | 0 | 0 | 0
DIST_PCUST DISTPRI | 0 | 0 | 0 | 0 | 0 | 0 | 0 | 0 | 0 | 0 | 0 | 0 | 0 | 0 | 0 | 0 | 0 | 0
DIST_PCUST DISTSEC | 0 | 0 | 0 | 0 | 0 | 0 | 0 | 0 | 0 | 0 | 0 | 0 | 0 | 0 | 0 | 0 | 0 | 0
DIST_PCUST ENERGY | 0 | 0 | 0 | 0 | 0 | 0 | 0 | 0 | 0 | 0 | 0 | 0 | 0 | 0 | 0 | 0 | 0 | 0
DIST_PCUST CUSTOMER | 1 | 0.62684 | 0.14825 | 0.00033686 | 0 | 0.0017517 | 0.00028874 | 0 | 0 | 2.4062e-05 | 0.00016362 | 0 | 0 | 0.00061117 | 4.8123e-06 | 3.8499e-05 | 0.22143 | 0.00025505
DIST_PCUST TOTAL | 1 | 0.62684 | 0.14825 | 0.00033686 | 0 | 0.0017517 | 0.00028874 | 0 | 0 | 2.4062e-05 | 0.00016362 | 0 | 0 | 0.00061117 | 4.8123e-06 | 3.8499e-05 | 0.22143 | 0.00025505
DIST_POLES PRODUCTION | 0 | 0 | 0 | 0 | 0 | 0 | 0 | 0 | 0 | 0 | 0 | 0 | 0 | 0 | 0 | 0 | 0 | 0
DIST_POLES BULKTRAN | 0 | 0 | 0 | 0 | 0 | 0 | 0 | 0 | 0 | 0 | 0 | 0 | 0 | 0 | 0 | 0 | 0 | 0
DIST_POLES SUBTRAN | 0 | 0 | 0 | 0 | 0 | 0 | 0 | 0 | 0 | 0 | 0 | 0 | 0 | 0 | 0 | 0 | 0 | 0
DIST_POLES DISTPRI | 0.5725 | 0.38042 | 0.095776 | 0.0011177 | 0 | 0.041301 | 0.011725 | 0 | 0 | 0.0023556 | 0.027245 | 0 | 0 | 0.011209 | 0.00026855 | 0.00019284 | 0.00070689 | 0.00017629
DIST_POLES DISTSEC | 0.4275 | 0.31917 | 0.07165 | 0 | 0 | 0.025257 | 0 | 0 | 0 | 0.0011179 | 0 | 0 | 0 | 0.0070295 | 0 | 0.00011463 | 0.0025311 | 0.00062732
DIST_POLES ENERGY | 0 | 0 | 0 | 0 | 0 | 0 | 0 | 0 | 0 | 0 | 0 | 0 | 0 | 0 | 0 | 0 | 0 | 0
DIST_POLES CUSTOMER | 0 | 0 | 0 | 0 | 0 | 0 | 0 | 0 | 0 | 0 | 0 | 0 | 0 | 0 | 0 | 0 | 0 | 0
DIST_POLES TOTAL | 1 | 0.6996 | 0.16743 | 0.0011177 | 0 | 0.066559 | 0.011725 | 0 | 0 | 0.0034735 | 0.027245 | 0 | 0 | 0.018238 | 0.00026855 | 0.00030746 | 0.003238 | 0.00080361
DIST_SERV PRODUCTION | 0 | 0 | 0 | 0 | 0 | 0 | 0 | 0 | 0 | 0 | 0 | 0 | 0 | 0 | 0 | 0 | 0 | 0
DIST_SERV BULKTRAN | 0 | 0 | 0 | 0 | 0 | 0 | 0 | 0 | 0 | 0 | 0 | 0 | 0 | 0 | 0 | 0 | 0 | 0
DIST_SERV SUBTRAN | 0 | 0 | 0 | 0 | 0 | 0 | 0 | 0 | 0 | 0 | 0 | 0 | 0 | 0 | 0 | 0 | 0 | 0
DIST_SERV DISTPRI | 0 | 0 | 0 | 0 | 0 | 0 | 0 | 0 | 0 | 0 | 0 | 0 | 0 | 0 | 0 | 0 | 0 | 0
DIST_SERV DISTSEC | 0 | 0 | 0 | 0 | 0 | 0 | 0 | 0 | 0 | 0 | 0 | 0 | 0 | 0 | 0 | 0 | 0 | 0
DIST_SERV ENERGY | 0 | 0 | 0 | 0 | 0 | 0 | 0 | 0 | 0 | 0 | 0 | 0 | 0 | 0 | 0 | 0 | 0 | 0
DIST_SERV CUSTOMER | 1 | 0.62734 | 0.14837 | 0 | 0 | 0.0017531 | 0 | 0 | 0 | 2.4081e-05 | 0 | 0 | 0 | 0.00061165 | 0 | 3.8529e-05 | 0.22161 | 0.00025526
DIST_SERV TOTAL | 1 | 0.62734 | 0.14837 | 0 | 0 | 0.0017531 | 0 | 0 | 0 | 2.4081e-05 | 0 | 0 | 0 | 0.00061165 | 0 | 3.8529e-05 | 0.22161 | 0.00025526
DIST_SL PRODUCTION | 0 | 0 | 0 | 0 | 0 | 0 | 0 | 0 | 0 | 0 | 0 | 0 | 0 | 0 | 0 | 0 | 0 | 0
DIST_SL BULKTRAN | 0 | 0 | 0 | 0 | 0 | 0 | 0 | 0 | 0 | 0 | 0 | 0 | 0 | 0 | 0 | 0 | 0 | 0
DIST_SL SUBTRAN | 0 | 0 | 0 | 0 | 0 | 0 | 0 | 0 | 0 | 0 | 0 | 0 | 0 | 0 | 0 | 0 | 0 | 0
DIST_SL DISTPRI | 0 | 0 | 0 | 0 | 0 | 0 | 0 | 0 | 0 | 0 | 0 | 0 | 0 | 0 | 0 | 0 | 0 | 0
DIST_SL DISTSEC | 0 | 0 | 0 | 0 | 0 | 0 | 0 | 0 | 0 | 0 | 0 | 0 | 0 | 0 | 0 | 0 | 0 | 0
DIST_SL ENERGY | 0 | 0 | 0 | 0 | 0 | 0 | 0 | 0 | 0 | 0 | 0 | 0 | 0 | 0 | 0 | 0 | 0 | 0
DIST_SL CUSTOMER | 1 | 0 | 0 | 0 | 0 | 0 | 0 | 0 | 0 | 0 | 0 | 0 | 0 | 0 | 0 | 0 | 0 | 1
DIST_SL TOTAL | 1 | 0 | 0 | 0 | 0 | 0 | 0 | 0 | 0 | 0 | 0 | 0 | 0 | 0 | 0 | 0 | 0 | 1
DIST_TRANSF PRODUCTION | 0 | 0 | 0 | 0 | 0 | 0 | 0 | 0 | 0 | 0 | 0 | 0 | 0 | 0 | 0 | 0 | 0 | 0
DIST_TRANSF BULKTRAN | 0 | 0 | 0 | 0 | 0 | 0 | 0 | 0 | 0 | 0 | 0 | 0 | 0 | 0 | 0 | 0 | 0 | 0
DIST_TRANSF SUBTRAN | 0 | 0 | 0 | 0 | 0 | 0 | 0 | 0 | 0 | 0 | 0 | 0 | 0 | 0 | 0 | 0 | 0 | 0
DIST_TRANSF DISTPRI | 0.22975 | 0.15267 | 0.038437 | 0.00044854 | 0 | 0.016575 | 0.0047053 | 0 | 0 | 0.00094533 | 0.010934 | 0 | 0 | 0.0044982 | 0.00010777 | 7.739e-05 | 0.00028369 | 7.0748e-05
DIST_TRANSF DISTSEC | 0.39009 | 0.29125 | 0.065381 | 0 | 0 | 0.023047 | 0 | 0 | 0 | 0.0010201 | 0 | 0 | 0 | 0.0064144 | 0 | 0.0001046 | 0.0023096 | 0.00057243
DIST_TRANSF ENERGY | 0 | 0 | 0 | 0 | 0 | 0 | 0 | 0 | 0 | 0 | 0 | 0 | 0 | 0 | 0 | 0 | 0 | 0
DIST_TRANSF CUSTOMER | 0.38015 | 0.30638 | 0.072462 | 0 | 0 | 0.00085617 | 0 | 0 | 0 | 1.1761e-05 | 0 | 0 | 0 | 0.00029872 | 0 | 1.8817e-05 | 0 | 0.00012466
DIST_TRANSF TOTAL | 1 | 0.7503 | 0.17628 | 0.00044854 | 0 | 0.040479 | 0.0047053 | 0 | 0 | 0.0019772 | 0.010934 | 0 | 0 | 0.011211 | 0.00010777 | 0.0002008 | 0.0025933 | 0.00076784
DIST_UGLINES PRODUCTION | 0 | 0 | 0 | 0 | 0 | 0 | 0 | 0 | 0 | 0 | 0 | 0 | 0 | 0 | 0 | 0 | 0 | 0
DIST_UGLINES BULKTRAN | 0 | 0 | 0 | 0 | 0 | 0 | 0 | 0 | 0 | 0 | 0 | 0 | 0 | 0 | 0 | 0 | 0 | 0
DIST_UGLINES SUBTRAN | 0 | 0 | 0 | 0 | 0 | 0 | 0 | 0 | 0 | 0 | 0 | 0 | 0 | 0 | 0 | 0 | 0 | 0
DIST_UGLINES DISTPRI | 0.24644 | 0.16376 | 0.041228 | 0.00048111 | 0 | 0.017778 | 0.0050469 | 0 | 0 | 0.001014 | 0.011728 | 0 | 0 | 0.0048248 | 0.0001156 | 8.3009e-05 | 0.00030429 | 7.5885e-05
DIST_UGLINES DISTSEC | 0.33748 | 0.25197 | 0.056563 | 0 | 0 | 0.019939 | 0 | 0 | 0 | 0.00088252 | 0 | 0 | 0 | 0.0055494 | 0 | 9.0489e-05 | 0.0019981 | 0.00049523
DIST_UGLINES ENERGY | 0 | 0 | 0 | 0 | 0 | 0 | 0 | 0 | 0 | 0 | 0 | 0 | 0 | 0 | 0 | 0 | 0 | 0
DIST_UGLINES CUSTOMER | 0.41608 | 0.33499 | 0.079229 | 0.00018002 | 0 | 0.00093613 | 0.00015431 | 0 | 0 | 1.2859e-05 | 8.7441e-05 | 0 | 0 | 0.00032662 | 2.5718e-06 | 2.0574e-05 | 0 | 0.0001363
DIST_UGLINES TOTAL | 1 | 0.75072 | 0.17702 | 0.00066114 | 0 | 0.038654 | 0.0052012 | 0 | 0 | 0.0019093 | 0.011815 | 0 | 0 | 0.010701 | 0.00011817 | 0.00019407 | 0.0023024 | 0.00070742
EXP_OM_CUSTACCT PRODUCTION | 0 | 0 | 0 | 0 | 0 | 0 | 0 | 0 | 0 | 0 | 0 | 0 | 0 | 0 | 0 | 0 | 0 | 0
EXP_OM_CUSTACCT BULKTRAN | 0 | 0 | 0 | 0 | 0 | 0 | 0 | 0 | 0 | 0 | 0 | 0 | 0 | 0 | 0 | 0 | 0 | 0
EXP_OM_CUSTACCT SUBTRAN | 0 | 0 | 0 | 0 | 0 | 0 | 0 | 0 | 0 | 0 | 0 | 0 | 0 | 0 | 0 | 0 | 0 | 0
EXP_OM_CUSTACCT DISTPRI | 0 | 0 | 0 | 0 | 0 | 0 | 0 | 0 | 0 | 0 | 0 | 0 | 0 | 0 | 0 | 0 | 0 | 0
EXP_OM_CUSTACCT DISTSEC | 0 | 0 | 0 | 0 | 0 | 0 | 0 | 0 | 0 | 0 | 0 | 0 | 0 | 0 | 0 | 0 | 0 | 0
EXP_OM_CUSTACCT ENERGY | 0 | 0 | 0 | 0 | 0 | 0 | 0 | 0 | 0 | 0 | 0 | 0 | 0 | 0 | 0 | 0 | 0 | 0
EXP_OM_CUSTACCT CUSTOMER | 1 | 0.83678 | 0.16167 | 0.00037454 | 1.6293e-05 | 0.0020272 | 0.0003406 | 3.9619e-05 | 1.1432e-05 | 2.9256e-05 | 0.00020043 | 0.00010002 | 1.7789e-05 | 0.00068023 | 5.5022e-06 | 4.0207e-05 | -0.0025826 | 0.00024436
EXP_OM_CUSTACCT TOTAL | 1 | 0.83678 | 0.16167 | 0.00037454 | 1.6293e-05 | 0.0020272 | 0.0003406 | 3.9619e-05 | 1.1432e-05 | 2.9256e-05 | 0.00020043 | 0.00010002 | 1.7789e-05 | 0.00068023 | 5.5022e-06 | 4.0207e-05 | -0.0025826 | 0.00024436
EXP_OM_CUSTSERV PRODUCTION | 0 | 0 | 0 | 0 | 0 | 0 | 0 | 0 | 0 | 0 | 0 | 0 | 0 | 0 | 0 | 0 | 0 | 0
EXP_OM_CUSTSERV BULKTRAN | 0 | 0 | 0 | 0 | 0 | 0 | 0 | 0 | 0 | 0 | 0 | 0 | 0 | 0 | 0 | 0 | 0 | 0
EXP_OM_CUSTSERV SUBTRAN | 0 | 0 | 0 | 0 | 0 | 0 | 0 | 0 | 0 | 0 | 0 | 0 | 0 | 0 | 0 | 0 | 0 | 0
EXP_OM_CUSTSERV DISTPRI | 0 | 0 | 0 | 0 | 0 | 0 | 0 | 0 | 0 | 0 | 0 | 0 | 0 | 0 | 0 | 0 | 0 | 0
EXP_OM_CUSTSERV DISTSEC | 0 | 0 | 0 | 0 | 0 | 0 | 0 | 0 | 0 | 0 | 0 | 0 | 0 | 0 | 0 | 0 | 0 | 0
EXP_OM_CUSTSERV ENERGY | 0 | 0 | 0 | 0 | 0 | 0 | 0 | 0 | 0 | 0 | 0 | 0 | 0 | 0 | 0 | 0 | 0 | 0
EXP_OM_CUSTSERV CUSTOMER | 1 | 0.62674 | 0.14823 | 0.00033681 | 1.4435e-05 | 0.0017514 | 0.0002887 | 3.3681e-05 | 9.6232e-06 | 2.4058e-05 | 0.00016359 | 8.1797e-05 | 1.4435e-05 | 0.00061107 | 4.8116e-06 | 3.8493e-05 | 0.2214 | 0.00025501
EXP_OM_CUSTSERV TOTAL | 1 | 0.62674 | 0.14823 | 0.00033681 | 1.4435e-05 | 0.0017514 | 0.0002887 | 3.3681e-05 | 9.6232e-06 | 2.4058e-05 | 0.00016359 | 8.1797e-05 | 1.4435e-05 | 0.00061107 | 4.8116e-06 | 3.8493e-05 | 0.2214 | 0.00025501
EXP_OM_DIST PRODUCTION | 0 | 0 | 0 | 0 | 0 | 0 | 0 | 0 | 0 | 0 | 0 | 0 | 0 | 0 | 0 | 0 | 0 | 0
EXP_OM_DIST BULKTRAN | 0 | 0 | 0 | 0 | 0 | 0 | 0 | 0 | 0 | 0 | 0 | 0 | 0 | 0 | 0 | 0 | 0 | 0
EXP_OM_DIST SUBTRAN | 0 | 0 | 0 | 0 | 0 | 0 | 0 | 0 | 0 | 0 | 0 | 0 | 0 | 0 | 0 | 0 | 0 | 0
EXP_OM_DIST DISTPRI | 0.28191 | 0.18733 | 0.047162 | 0.00055037 | 0 | 0.020338 | 0.0057734 | 0 | 0 | 0.0011599 | 0.013416 | 0 | 0 | 0.0055193 | 0.00013224 | 9.4958e-05 | 0.00034809 | 8.6809e-05
EXP_OM_DIST DISTSEC | 0.10341 | 0.077205 | 0.017331 | 0 | 0 | 0.0061095 | 0 | 0 | 0 | 0.00027041 | 0 | 0 | 0 | 0.0017004 | 0 | 2.7727e-05 | 0.00061225 | 0.00015174
EXP_OM_DIST ENERGY | 0 | 0 | 0 | 0 | 0 | 0 | 0 | 0 | 0 | 0 | 0 | 0 | 0 | 0 | 0 | 0 | 0 | 0
EXP_OM_DIST CUSTOMER | 0.61468 | 0.47994 | 0.1178 | 0.001031 | 0.00014167 | 0.0019907 | 0.0008645 | 0.0004065 | 0.00017421 | 2.8696e-05 | 0.00053658 | 0.0010541 | 0.00026132 | 0.00067349 | 1.1112e-05 | 3.9937e-05 | 0.0075778 | 0.0021497
EXP_OM_DIST TOTAL | 1 | 0.74447 | 0.18229 | 0.0015813 | 0.00014167 | 0.028438 | 0.0066379 | 0.0004065 | 0.00017421 | 0.001459 | 0.013953 | 0.0010541 | 0.00026132 | 0.0078931 | 0.00014335 | 0.00016262 | 0.0085381 | 0.0023882
EXP_OM_TRAN PRODUCTION | 2.1516e-16 | 1.4259e-16 | 2.4678e-17 | 3.2133e-19 | -1.0042e-20 | 3.7018e-17 | -9.2544e-18 | -4.4987e-19 | -1.1782e-19 | 5.1413e-19 | -2.0565e-18 | 2.1936e-17 | 1.371e-18 | -1.7138e-18 | -1.0711e-20 | 1.2853e-19 | 3.4276e-19 | -1.2318e-19
EXP_OM_TRAN BULKTRAN | 0.7228 | 0.35442 | 0.089654 | 0.0010482 | 2.5823e-05 | 0.037513 | 0.010683 | 0.00084544 | 0.00017846 | 0.0022534 | 0.024566 | 0.16407 | 0.025739 | 0.010182 | 0.0002458 | 0.00017752 | 0.00096255 | 0.00023902
EXP_OM_TRAN SUBTRAN | 0.2772 | 0.13164 | 0.033699 | 0.0003927 | 1.2874e-05 | 0.014687 | 0.0041631 | 0.00042644 | 0 | 0.00082257 | 0.0095071 | 0.077443 | 0 | 0.0039861 | 9.537e-05 | 6.5456e-05 | 0.00020562 | 5.1221e-05
EXP_OM_TRAN DISTPRI | 0 | 0 | 0 | 0 | 0 | 0 | 0 | 0 | 0 | 0 | 0 | 0 | 0 | 0 | 0 | 0 | 0 | 0
EXP_OM_TRAN DISTSEC | 0 | 0 | 0 | 0 | 0 | 0 | 0 | 0 | 0 | 0 | 0 | 0 | 0 | 0 | 0 | 0 | 0 | 0
EXP_OM_TRAN ENERGY | 0 | 0 | 0 | 0 | 0 | 0 | 0 | 0 | 0 | 0 | 0 | 0 | 0 | 0 | 0 | 0 | 0 | 0
EXP_OM_TRAN CUSTOMER | 0 | 0 | 0 | 0 | 0 | 0 | 0 | 0 | 0 | 0 | 0 | 0 | 0 | 0 | 0 | 0 | 0 | 0
EXP_OM_TRAN TOTAL | 1 | 0.48606 | 0.12335 | 0.0014409 | 3.8697e-05 | 0.0522 | 0.014847 | 0.0012719 | 0.00017846 | 0.003076 | 0.034073 | 0.24151 | 0.025739 | 0.014168 | 0.00034117 | 0.00024298 | 0.0011682 | 0.00029024
EXP_OM_LPP PRODUCTION | 0.72555 | 0.35603 | 0.089994 | 0.00096002 | 1.7425e-05 | 0.03746 | 0.010775 | 0.00083431 | 0.00053619 | 0.0022788 | 0.02482 | 0.16406 | 0.025997 | 0.010154 | 0.00024815 | 0.00017973 | 0.00096845 | 0.00024205
EXP_OM_LPP BULKTRAN | 0.060035 | 0.029676 | 0.0075449 | 7.4223e-05 | -1.0619e-06 | 0.003139 | 0.00091144 | 7.0566e-05 | -0.00060296 | 0.00019016 | 0.0020864 | 0.013826 | 0.0021346 | 0.00084722 | 2.0936e-05 | 1.526e-05 | 8.1546e-05 | 2.0624e-05
EXP_OM_LPP SUBTRAN | 0.023275 | 0.011023 | 0.0028357 | 2.7956e-05 | -4.3444e-07 | 0.0012291 | 0.00035501 | 3.5601e-05 | 0 | 6.9405e-05 | 0.00080719 | 0.0065251 | 0 | 0.00033175 | 8.1202e-06 | 5.6232e-06 | 1.7415e-05 | 4.4167e-06
EXP_OM_LPP DISTPRI | 0.088044 | 0.058531 | 0.014737 | 0.00013684 | 0 | 0.0062847 | 0.0018267 | 0 | 0 | 0.00036767 | 0.004253 | 0 | 0 | 0.0016986 | 4.1898e-05 | 3.0318e-05 | 0.00010944 | 2.7759e-05
EXP_OM_LPP DISTSEC | 0.032264 | 0.024106 | 0.0054116 | 0 | 0 | 0.0018873 | 0 | 0 | 0 | 8.5615e-05 | 0 | 0 | 0 | 0.0005232 | 0 | 8.8391e-06 | 0.0001923 | 4.8445e-05
EXP_OM_LPP ENERGY | -0.16376 | -0.05939 | -0.01924 | -0.00028722 | -1.2181e-05 | -0.0094824 | -0.0025582 | -0.00021858 | 0.00056713 | -0.00060334 | -0.0072445 | -0.053181 | -0.0081826 | -0.0025823 | -5.8197e-05 | -5.6331e-05 | -0.0009902 | -0.0002419
EXP_OM_LPP CUSTOMER | 0.23459 | 0.18485 | 0.043455 | 0.00028693 | 2.0262e-05 | 0.00069196 | 0.0002765 | 0.00012047 | -6.3644e-05 | 1.0133e-05 | 0.00017129 | 0.00031747 | 7.9182e-05 | 0.00023347 | 3.6145e-06 | 1.419e-05 | 0.0033863 | 0.00073811
EXP_OM_LPP TOTAL | 1 | 0.60483 | 0.14474 | 0.0011987 | 2.4009e-05 | 0.041209 | 0.011587 | 0.00084236 | 0.00043672 | 0.0023984 | 0.024893 | 0.13155 | 0.020029 | 0.011206 | 0.00026452 | 0.00019763 | 0.0037652 | 0.00083951
FORF_DISC_FXNL PRODUCTION | 0.37973 | 4.4743e-05 | 0.17152 | 0.0020806 | 0.00023699 | 0.028386 | 0.052832 | 0.004082 | 0 | -0.0071097 | 0.050852 | 0.076598 | 0 | 0 | 0 | 0 | 0.00020615 | 0
FORF_DISC_FXNL BULKTRAN | 0.016596 | -5.8435e-06 | 0.0054033 | 0.00032169 | 9.0749e-05 | 0.0036662 | 0.0094928 | 0.00017056 | 0 | -0.00022172 | 0.0049841 | -0.0073356 | 0 | 0 | 0 | 0 | 2.9724e-05 | 0
FORF_DISC_FXNL SUBTRAN | 0.0056705 | -2.1103e-06 | 0.0019883 | 0.00011703 | 4.2576e-05 | 0.0013996 | 0.0035997 | 8.3123e-05 | 0 | -7.9091e-05 | 0.0018804 | -0.0033654 | 0 | 0 | 0 | 0 | 6.1924e-06 | 0
FORF_DISC_FXNL DISTPRI | 0.10403 | 1.0176e-05 | 0.05427 | 0.00079635 | 0 | 0.010843 | 0.021598 | 0 | 0 | -0.0022042 | 0.018663 | 0 | 0 | 0 | 0 | 0 | 5.3602e-05 | 0
FORF_DISC_FXNL DISTSEC | 0.022079 | 4.1223e-06 | 0.019339 | 0 | 0 | 0.0031428 | 0 | 0 | 0 | -0.00049825 | 0 | 0 | 0 | 0 | 0 | 0 | 9.0919e-05 | 0
FORF_DISC_FXNL ENERGY | 0.353 | 3.0166e-05 | 0.13534 | 0.0015097 | 0.00018405 | 0.024489 | 0.043521 | 0.0036556 | 0 | -0.007204 | 0.054374 | 0.096365 | 0 | 0 | 0 | 0 | 0.00073563 | 0
FORF_DISC_FXNL CUSTOMER | 0.11889 | 2.405e-05 | 0.10989 | 0.00088517 | 0.00063489 | 0.00076346 | 0.0019022 | 0.00072675 | 0 | -4.068e-05 | 0.00045494 | 0.00015541 | 0 | 0 | 0 | 0 | 0.0035015 | 0
FORF_DISC_FXNL TOTAL | 1 | 0.0001053 | 0.49775 | 0.0057105 | 0.0011893 | 0.072689 | 0.13295 | 0.008718 | 0 | -0.017358 | 0.13121 | 0.16242 | 0 | 0 | 0 | 0 | 0.0046237 | 0
FUELREV PRODUCTION | 0 | 0 | 0 | 0 | 0 | 0 | 0 | 0 | 0 | 0 | 0 | 0 | 0 | 0 | 0 | 0 | 0 | 0
FUELREV BULKTRAN | 0 | 0 | 0 | 0 | 0 | 0 | 0 | 0 | 0 | 0 | 0 | 0 | 0 | 0 | 0 | 0 | 0 | 0
FUELREV SUBTRAN | 0 | 0 | 0 | 0 | 0 | 0 | 0 | 0 | 0 | 0 | 0 | 0 | 0 | 0 | 0 | 0 | 0 | 0
FUELREV DISTPRI | 0 | 0 | 0 | 0 | 0 | 0 | 0 | 0 | 0 | 0 | 0 | 0 | 0 | 0 | 0 | 0 | 0 | 0
FUELREV DISTSEC | 0 | 0 | 0 | 0 | 0 | 0 | 0 | 0 | 0 | 0 | 0 | 0 | 0 | 0 | 0 | 0 | 0 | 0
FUELREV ENERGY | 1 | 0.36353 | 0.11734 | 0.0013433 | 3.4045e-05 | 0.056781 | 0.015849 | 0.0012548 | 0.00025723 | 0.0037836 | 0.045217 | 0.31966 | 0.051229 | 0.015402 | 0.00036199 | 0.00035364 | 0.0060851 | 0.001519
FUELREV CUSTOMER | 0 | 0 | 0 | 0 | 0 | 0 | 0 | 0 | 0 | 0 | 0 | 0 | 0 | 0 | 0 | 0 | 0 | 0
FUELREV TOTAL | 1 | 0.36353 | 0.11734 | 0.0013433 | 3.4045e-05 | 0.056781 | 0.015849 | 0.0012548 | 0.00025723 | 0.0037836 | 0.045217 | 0.31966 | 0.051229 | 0.015402 | 0.00036199 | 0.00035364 | 0.0060851 | 0.001519
LABOR_M PRODUCTION | 0.24309 | 0.1192 | 0.030152 | 0.00035252 | 8.6845e-06 | 0.012616 | 0.0035929 | 0.00028433 | 6.0017e-05 | 0.00075784 | 0.0082618 | 0.055178 | 0.0086563 | 0.0034243 | 8.2664e-05 | 5.9702e-05 | 0.00032372 | 8.0384e-05
LABOR_M BULKTRAN | 0.065408 | 0.032072 | 0.008113 | 9.4854e-05 | 2.3368e-06 | 0.0033946 | 0.00096677 | 7.6505e-05 | 1.6149e-05 | 0.00020391 | 0.002223 | 0.014847 | 0.0023292 | 0.00092139 | 2.2243e-05 | 1.6064e-05 | 8.7103e-05 | 2.1629e-05
LABOR_M SUBTRAN | 0.025084 | 0.011913 | 0.0030495 | 3.5536e-05 | 1.165e-06 | 0.0013291 | 0.00037673 | 3.859e-05 | 0 | 7.4436e-05 | 0.00086032 | 0.007008 | 0 | 0.00036071 | 8.6303e-06 | 5.9232e-06 | 1.8607e-05 | 4.6351e-06
LABOR_M DISTPRI | 0.11627 | 0.077261 | 0.019451 | 0.00022699 | 0 | 0.008388 | 0.0023812 | 0 | 0 | 0.0004784 | 0.0055333 | 0 | 0 | 0.0022763 | 5.4539e-05 | 3.9164e-05 | 0.00014356 | 3.5803e-05
LABOR_M DISTSEC | 0.042649 | 0.031842 | 0.0071481 | 0 | 0 | 0.0025198 | 0 | 0 | 0 | 0.00011153 | 0 | 0 | 0 | 0.00070129 | 0 | 1.1435e-05 | 0.00025251 | 6.2584e-05
LABOR_M ENERGY | 0.17534 | 0.06374 | 0.020573 | 0.00023552 | 5.9693e-06 | 0.0099557 | 0.0027789 | 0.00022001 | 4.5101e-05 | 0.00066339 | 0.0079281 | 0.056048 | 0.0089822 | 0.0027004 | 6.347e-05 | 6.2005e-05 | 0.0010669 | 0.00026634
LABOR_M CUSTOMER | 0.33217 | 0.26239 | 0.061213 | 0.00045442 | 5.97e-05 | 0.00097868 | 0.000383 | 0.00017073 | 7.2738e-05 | 1.4102e-05 | 0.00023683 | 0.00044249 | 0.00010915 | 0.00033082 | 5.0113e-06 | 1.9622e-05 | 0.0043856 | 0.00090589
LABOR_M TOTAL | 1 | 0.59841 | 0.1497 | 0.0013998 | 7.7856e-05 | 0.039182 | 0.01048 | 0.00079017 | 0.00019401 | 0.0023036 | 0.025043 | 0.13352 | 0.020077 | 0.010715 | 0.00023656 | 0.00021392 | 0.0062781 | 0.0013773
LABOR_PROD PRODUCTION | 0.58096 | 0.28487 | 0.072061 | 0.0008425 | 2.0755e-05 | 0.030151 | 0.0085869 | 0.00067953 | 0.00014344 | 0.0018112 | 0.019745 | 0.13187 | 0.020688 | 0.0081838 | 0.00019756 | 0.00014268 | 0.00077366 | 0.00019211
LABOR_PROD BULKTRAN | 0 | 0 | 0 | 0 | 0 | 0 | 0 | 0 | 0 | 0 | 0 | 0 | 0 | 0 | 0 | 0 | 0 | 0
LABOR_PROD SUBTRAN | 0 | 0 | 0 | 0 | 0 | 0 | 0 | 0 | 0 | 0 | 0 | 0 | 0 | 0 | 0 | 0 | 0 | 0
LABOR_PROD DISTPRI | 0 | 0 | 0 | 0 | 0 | 0 | 0 | 0 | 0 | 0 | 0 | 0 | 0 | 0 | 0 | 0 | 0 | 0
LABOR_PROD DISTSEC | 0 | 0 | 0 | 0 | 0 | 0 | 0 | 0 | 0 | 0 | 0 | 0 | 0 | 0 | 0 | 0 | 0 | 0
LABOR_PROD ENERGY | 0.41904 | 0.15233 | 0.049169 | 0.00056289 | 1.4266e-05 | 0.023794 | 0.0066415 | 0.00052581 | 0.00010779 | 0.0015855 | 0.018948 | 0.13395 | 0.021467 | 0.0064539 | 0.00015169 | 0.00014819 | 0.0025499 | 0.00063654
LABOR_PROD CUSTOMER | 0 | 0 | 0 | 0 | 0 | 0 | 0 | 0 | 0 | 0 | 0 | 0 | 0 | 0 | 0 | 0 | 0 | 0
LABOR_PROD TOTAL | 1 | 0.4372 | 0.12123 | 0.0014054 | 3.5022e-05 | 0.053945 | 0.015228 | 0.0012053 | 0.00025123 | 0.0033967 | 0.038693 | 0.26582 | 0.042155 | 0.014638 | 0.00034925 | 0.00029087 | 0.0033236 | 0.00082865
MISC_SERV_REV PRODUCTION | 0 | 0 | 0 | 0 | 0 | 0 | 0 | 0 | 0 | 0 | 0 | 0 | 0 | 0 | 0 | 0 | 0 | 0
MISC_SERV_REV BULKTRAN | 0 | 0 | 0 | 0 | 0 | 0 | 0 | 0 | 0 | 0 | 0 | 0 | 0 | 0 | 0 | 0 | 0 | 0
MISC_SERV_REV SUBTRAN | 0 | 0 | 0 | 0 | 0 | 0 | 0 | 0 | 0 | 0 | 0 | 0 | 0 | 0 | 0 | 0 | 0 | 0
MISC_SERV_REV DISTPRI | 0.31614 | 0.28399 | 0.030294 | 0.00027608 | 0 | 0.00066319 | 0.00065011 | 0 | 0 | 0 | 0 | 0 | 0 | 0 | 0 | 0 | 0.00026165 | 0
MISC_SERV_REV DISTSEC | 0.12371 | 0.11239 | 0.01069 | 0 | 0 | 0.0001913 | 0 | 0 | 0 | 0 | 0 | 0 | 0 | 0 | 0 | 0 | 0.00044191 | 0
MISC_SERV_REV ENERGY | 0 | 0 | 0 | 0 | 0 | 0 | 0 | 0 | 0 | 0 | 0 | 0 | 0 | 0 | 0 | 0 | 0 | 0
MISC_SERV_REV CUSTOMER | 0.56015 | 0.48984 | 0.050325 | 0.00024439 | 2.8182e-05 | 3.895e-05 | 4.6053e-05 | 0 | 0 | 0 | 0 | 0.00020387 | 0 | 0 | 0 | 0 | 0.019425 | 0
MISC_SERV_REV TOTAL | 1 | 0.88622 | 0.091309 | 0.00052047 | 2.8182e-05 | 0.00089344 | 0.00069616 | 0 | 0 | 0 | 0 | 0.00020387 | 0 | 0 | 0 | 0 | 0.020128 | 0
PROD_DEMAND PRODUCTION | 1 | 0.49034 | 0.12404 | 0.0014502 | 3.5726e-05 | 0.051899 | 0.014781 | 0.0011697 | 0.0002469 | 0.0031176 | 0.033987 | 0.22699 | 0.03561 | 0.014087 | 0.00034006 | 0.0002456 | 0.0013317 | 0.00033068
PROD_DEMAND BULKTRAN | 0 | 0 | 0 | 0 | 0 | 0 | 0 | 0 | 0 | 0 | 0 | 0 | 0 | 0 | 0 | 0 | 0 | 0
PROD_DEMAND SUBTRAN | 0 | 0 | 0 | 0 | 0 | 0 | 0 | 0 | 0 | 0 | 0 | 0 | 0 | 0 | 0 | 0 | 0 | 0
PROD_DEMAND DISTPRI | 0 | 0 | 0 | 0 | 0 | 0 | 0 | 0 | 0 | 0 | 0 | 0 | 0 | 0 | 0 | 0 | 0 | 0
PROD_DEMAND DISTSEC | 0 | 0 | 0 | 0 | 0 | 0 | 0 | 0 | 0 | 0 | 0 | 0 | 0 | 0 | 0 | 0 | 0 | 0
PROD_DEMAND ENERGY | 0 | 0 | 0 | 0 | 0 | 0 | 0 | 0 | 0 | 0 | 0 | 0 | 0 | 0 | 0 | 0 | 0 | 0
PROD_DEMAND CUSTOMER | 0 | 0 | 0 | 0 | 0 | 0 | 0 | 0 | 0 | 0 | 0 | 0 | 0 | 0 | 0 | 0 | 0 | 0
PROD_DEMAND TOTAL | 1 | 0.49034 | 0.12404 | 0.0014502 | 3.5726e-05 | 0.051899 | 0.014781 | 0.0011697 | 0.0002469 | 0.0031176 | 0.033987 | 0.22699 | 0.03561 | 0.014087 | 0.00034006 | 0.0002456 | 0.0013317 | 0.00033068
PROD_ENERGY PRODUCTION | 0 | 0 | 0 | 0 | 0 | 0 | 0 | 0 | 0 | 0 | 0 | 0 | 0 | 0 | 0 | 0 | 0 | 0
PROD_ENERGY BULKTRAN | 0 | 0 | 0 | 0 | 0 | 0 | 0 | 0 | 0 | 0 | 0 | 0 | 0 | 0 | 0 | 0 | 0 | 0
PROD_ENERGY SUBTRAN | 0 | 0 | 0 | 0 | 0 | 0 | 0 | 0 | 0 | 0 | 0 | 0 | 0 | 0 | 0 | 0 | 0 | 0
PROD_ENERGY DISTPRI | 0 | 0 | 0 | 0 | 0 | 0 | 0 | 0 | 0 | 0 | 0 | 0 | 0 | 0 | 0 | 0 | 0 | 0
PROD_ENERGY DISTSEC | 0 | 0 | 0 | 0 | 0 | 0 | 0 | 0 | 0 | 0 | 0 | 0 | 0 | 0 | 0 | 0 | 0 | 0
PROD_ENERGY ENERGY | 1 | 0.36353 | 0.11734 | 0.0013433 | 3.4045e-05 | 0.056781 | 0.015849 | 0.0012548 | 0.00025723 | 0.0037836 | 0.045217 | 0.31966 | 0.051229 | 0.015402 | 0.00036199 | 0.00035364 | 0.0060851 | 0.001519
PROD_ENERGY CUSTOMER | 0 | 0 | 0 | 0 | 0 | 0 | 0 | 0 | 0 | 0 | 0 | 0 | 0 | 0 | 0 | 0 | 0 | 0
PROD_ENERGY TOTAL | 1 | 0.36353 | 0.11734 | 0.0013433 | 3.4045e-05 | 0.056781 | 0.015849 | 0.0012548 | 0.00025723 | 0.0037836 | 0.045217 | 0.31966 | 0.051229 | 0.015402 | 0.00036199 | 0.00035364 | 0.0060851 | 0.001519
RATEBASE PRODUCTION | 0.19458 | 0.095015 | 0.024114 | 0.00025329 | 2.793e-06 | 0.010136 | 0.0027302 | 0.00018698 | 3.4589e-05 | 0.00058862 | 0.0065151 | 0.044788 | 0.0069793 | 0.0027954 | 6.7474e-05 | 4.8715e-05 | 0.00026296 | 6.5589e-05
RATEBASE BULKTRAN | 0.24773 | 0.12105 | 0.030701 | 0.00032591 | 4.2582e-06 | 0.012889 | 0.0035081 | 0.00024625 | 7.9244e-05 | 0.00075373 | 0.0083197 | 0.05686 | 0.0088805 | 0.0035449 | 8.5656e-05 | 6.1859e-05 | 0.00033399 | 8.3286e-05
RATEBASE SUBTRAN | 0.092541 | 0.04378 | 0.011237 | 0.00011857 | 2.0052e-06 | 0.0049146 | 0.0013297 | 0.00012038 | 0 | 0.00026775 | 0.0031343 | 0.026143 | 0 | 0.001352 | 3.2378e-05 | 2.222e-05 | 6.9497e-05 | 1.7388e-05
RATEBASE DISTPRI | 0.14343 | 0.095323 | 0.024068 | 0.0002532 | 0 | 0.010419 | 0.0028129 | 0 | 0 | 0.00057668 | 0.0067623 | 0 | 0 | 0.0028689 | 6.8783e-05 | 4.9385e-05 | 0.00018022 | 4.5145e-05
RATEBASE DISTSEC | 0.049889 | 0.037197 | 0.008375 | 0 | 0 | 0.0029639 | 0 | 0 | 0 | 0.00012724 | 0 | 0 | 0 | 0.00083718 | 0 | 1.3658e-05 | 0.00030023 | 7.4748e-05
RATEBASE ENERGY | 0.049995 | 0.018152 | 0.0058643 | 6.7986e-05 | 1.7252e-06 | 0.0028454 | 0.00078395 | 6.115e-05 | -7.0075e-06 | 0.00018762 | 0.0022491 | 0.016042 | 0.0025573 | 0.00077429 | 1.8122e-05 | 1.7687e-05 | 0.00030473 | 7.597e-05
RATEBASE CUSTOMER | 0.22183 | 0.16486 | 0.040034 | 0.00022533 | 1.3726e-05 | 0.00061418 | 0.00020069 | 7.8129e-05 | 4.262e-05 | 8.4819e-06 | 0.0001285 | 0.00024727 | 6.0943e-05 | 0.00021254 | 2.8037e-06 | 1.2803e-05 | 0.01308 | 0.002012
RATEBASE TOTAL | 1 | 0.57538 | 0.14439 | 0.0012443 | 2.4508e-05 | 0.044783 | 0.011365 | 0.00069289 | 0.00014945 | 0.0025101 | 0.027109 | 0.14408 | 0.018478 | 0.012385 | 0.00027522 | 0.00022633 | 0.014532 | 0.0023741
RB_GUP_CWIP PRODUCTION | 0.062142 | 0.030471 | 0.0077079 | 9.0118e-05 | 2.2201e-06 | 0.0032251 | 0.00091849 | 7.2685e-05 | 1.5343e-05 | 0.00019373 | 0.002112 | 0.014105 | 0.0022129 | 0.00087538 | 2.1132e-05 | 1.5262e-05 | 8.2754e-05 | 2.0549e-05
RB_GUP_CWIP BULKTRAN | 0.4319 | 0.21178 | 0.053572 | 0.00062634 | 1.543e-05 | 0.022415 | 0.0063837 | 0.00050518 | 0.00010663 | 0.0013465 | 0.014679 | 0.098036 | 0.01538 | 0.0060841 | 0.00014687 | 0.00010607 | 0.00057516 | 0.00014282
RB_GUP_CWIP SUBTRAN | 0.16557 | 0.078629 | 0.020128 | 0.00023455 | 7.6896e-06 | 0.0087727 | 0.0024866 | 0.00025471 | 0 | 0.00049131 | 0.0056785 | 0.046255 | 0 | 0.0023808 | 5.6963e-05 | 3.9096e-05 | 0.00012281 | 3.0594e-05
RB_GUP_CWIP DISTPRI | 0.11633 | 0.077303 | 0.019462 | 0.00022711 | 0 | 0.0083926 | 0.0023825 | 0 | 0 | 0.00047866 | 0.0055364 | 0 | 0 | 0.0022776 | 5.4569e-05 | 3.9186e-05 | 0.00014364 | 3.5823e-05
RB_GUP_CWIP DISTSEC | 0.041019 | 0.030625 | 0.0068748 | 0 | 0 | 0.0024235 | 0 | 0 | 0 | 0.00010726 | 0 | 0 | 0 | 0.00067448 | 0 | 1.0998e-05 | 0.00024286 | 6.0192e-05
RB_GUP_CWIP ENERGY | 0.0016795 | 0.00061057 | 0.00019707 | 2.2561e-06 | 5.718e-08 | 9.5366e-05 | 2.6619e-05 | 2.1075e-06 | 4.3202e-07 | 6.3547e-06 | 7.5943e-05 | 0.00053688 | 8.6041e-05 | 2.5868e-05 | 6.0798e-07 | 5.9395e-07 | 1.022e-05 | 2.5513e-06
RB_GUP_CWIP CUSTOMER | 0.18136 | 0.13493 | 0.032689 | 0.00020324 | 2.6474e-05 | 0.00049818 | 0.00017064 | 7.5958e-05 | 3.2548e-05 | 7.0964e-06 | 0.00010542 | 0.00019696 | 4.8823e-05 | 0.00016986 | 2.2282e-06 | 1.0233e-05 | 0.010569 | 0.0016178
RB_GUP_CWIP TOTAL | 1 | 0.56435 | 0.14063 | 0.0013836 | 5.1871e-05 | 0.045823 | 0.012369 | 0.00091064 | 0.00015496 | 0.0026309 | 0.028187 | 0.15913 | 0.017728 | 0.012488 | 0.00028237 | 0.00022144 | 0.011746 | 0.0019104
RB_GUP_EPIS_D PRODUCTION | 0 | 0 | 0 | 0 | 0 | 0 | 0 | 0 | 0 | 0 | 0 | 0 | 0 | 0 | 0 | 0 | 0 | 0
RB_GUP_EPIS_D BULKTRAN | 0 | 0 | 0 | 0 | 0 | 0 | 0 | 0 | 0 | 0 | 0 | 0 | 0 | 0 | 0 | 0 | 0 | 0
RB_GUP_EPIS_D SUBTRAN | 0 | 0 | 0 | 0 | 0 | 0 | 0 | 0 | 0 | 0 | 0 | 0 | 0 | 0 | 0 | 0 | 0 | 0
RB_GUP_EPIS_D DISTPRI | 0.34541 | 0.22952 | 0.057785 | 0.00067433 | 0 | 0.024918 | 0.0070738 | 0 | 0 | 0.0014212 | 0.016438 | 0 | 0 | 0.0067625 | 0.00016202 | 0.00011635 | 0.00042649 | 0.00010636
RB_GUP_EPIS_D DISTSEC | 0.12166 | 0.090831 | 0.02039 | 0 | 0 | 0.0071878 | 0 | 0 | 0 | 0.00031814 | 0 | 0 | 0 | 0.0020005 | 0 | 3.262e-05 | 0.00072031 | 0.00017853
RB_GUP_EPIS_D ENERGY | 0 | 0 | 0 | 0 | 0 | 0 | 0 | 0 | 0 | 0 | 0 | 0 | 0 | 0 | 0 | 0 | 0 | 0
RB_GUP_EPIS_D CUSTOMER | 0.53293 | 0.39589 | 0.095991 | 0.00059693 | 7.7909e-05 | 0.0014635 | 0.0005011 | 0.00022355 | 9.5804e-05 | 2.0846e-05 | 0.00030963 | 0.00057966 | 0.00014371 | 0.00049903 | 6.539e-06 | 3.0067e-05 | 0.031662 | 0.0048391
RB_GUP_EPIS_D TOTAL | 1 | 0.71625 | 0.17417 | 0.0012713 | 7.7909e-05 | 0.03357 | 0.0075749 | 0.00022355 | 9.5804e-05 | 0.0017602 | 0.016748 | 0.00057966 | 0.00014371 | 0.009262 | 0.00016856 | 0.00017903 | 0.032809 | 0.0051239
RB_GUP_EPIS_G PRODUCTION | 0.24309 | 0.1192 | 0.030152 | 0.00035252 | 8.6845e-06 | 0.012616 | 0.0035929 | 0.00028433 | 6.0017e-05 | 0.00075784 | 0.0082618 | 0.055178 | 0.0086563 | 0.0034243 | 8.2664e-05 | 5.9702e-05 | 0.00032372 | 8.0384e-05
RB_GUP_EPIS_G BULKTRAN | 0.065408 | 0.032072 | 0.008113 | 9.4854e-05 | 2.3368e-06 | 0.0033946 | 0.00096677 | 7.6505e-05 | 1.6149e-05 | 0.00020391 | 0.002223 | 0.014847 | 0.0023292 | 0.00092139 | 2.2243e-05 | 1.6064e-05 | 8.7103e-05 | 2.1629e-05
RB_GUP_EPIS_G SUBTRAN | 0.025084 | 0.011913 | 0.0030495 | 3.5536e-05 | 1.165e-06 | 0.0013291 | 0.00037673 | 3.859e-05 | 0 | 7.4436e-05 | 0.00086032 | 0.007008 | 0 | 0.00036071 | 8.6303e-06 | 5.9232e-06 | 1.8607e-05 | 4.6351e-06
RB_GUP_EPIS_G DISTPRI | 0.11627 | 0.077261 | 0.019451 | 0.00022699 | 0 | 0.008388 | 0.0023812 | 0 | 0 | 0.0004784 | 0.0055333 | 0 | 0 | 0.0022763 | 5.4539e-05 | 3.9164e-05 | 0.00014356 | 3.5803e-05
RB_GUP_EPIS_G DISTSEC | 0.042649 | 0.031842 | 0.0071481 | 0 | 0 | 0.0025198 | 0 | 0 | 0 | 0.00011153 | 0 | 0 | 0 | 0.00070129 | 0 | 1.1435e-05 | 0.00025251 | 6.2584e-05
RB_GUP_EPIS_G ENERGY | 0.17534 | 0.06374 | 0.020573 | 0.00023552 | 5.9693e-06 | 0.0099557 | 0.0027789 | 0.00022001 | 4.5101e-05 | 0.00066339 | 0.0079281 | 0.056048 | 0.0089822 | 0.0027004 | 6.347e-05 | 6.2005e-05 | 0.0010669 | 0.00026634
RB_GUP_EPIS_G CUSTOMER | 0.33217 | 0.26239 | 0.061213 | 0.00045442 | 5.97e-05 | 0.00097868 | 0.000383 | 0.00017073 | 7.2738e-05 | 1.4102e-05 | 0.00023683 | 0.00044249 | 0.00010915 | 0.00033082 | 5.0113e-06 | 1.9622e-05 | 0.0043856 | 0.00090589
RB_GUP_EPIS_G TOTAL | 1 | 0.59841 | 0.1497 | 0.0013998 | 7.7856e-05 | 0.039182 | 0.01048 | 0.00079017 | 0.00019401 | 0.0023036 | 0.025043 | 0.13352 | 0.020077 | 0.010715 | 0.00023656 | 0.00021392 | 0.0062781 | 0.0013773
RB_GUP_EPIS_P PRODUCTION | 0.94529 | 0.46352 | 0.11725 | 0.0013708 | 3.3772e-05 | 0.04906 | 0.013972 | 0.0011057 | 0.00023339 | 0.002947 | 0.032128 | 0.21457 | 0.033662 | 0.013316 | 0.00032146 | 0.00023216 | 0.0012588 | 0.00031259
RB_GUP_EPIS_P BULKTRAN | 0.01665 | 0.008164 | 0.0020652 | 2.4145e-05 | 5.9482e-07 | 0.00086409 | 0.00024609 | 1.9474e-05 | 4.1107e-06 | 5.1906e-05 | 0.00056587 | 0.0037792 | 0.00059289 | 0.00023454 | 5.6618e-06 | 4.0891e-06 | 2.2172e-05 | 5.5057e-06
RB_GUP_EPIS_P SUBTRAN | 0.0063852 | 0.0030324 | 0.00077624 | 9.0457e-06 | 2.9656e-07 | 0.00033832 | 9.5897e-05 | 9.823e-06 | 0 | 1.8948e-05 | 0.00021899 | 0.0017839 | 0 | 9.1819e-05 | 2.1968e-06 | 1.5078e-06 | 4.7363e-06 | 1.1799e-06
RB_GUP_EPIS_P DISTPRI | 0.0076124 | 0.0050584 | 0.0012735 | 1.4862e-05 | 0 | 0.00054918 | 0.0001559 | 0 | 0 | 3.1322e-05 | 0.00036228 | 0 | 0 | 0.00014904 | 3.5708e-06 | 2.5642e-06 | 9.3994e-06 | 2.3441e-06
RB_GUP_EPIS_P DISTSEC | 0.0031954 | 0.0023857 | 0.00053555 | 0 | 0 | 0.00018879 | 0 | 0 | 0 | 8.3558e-06 | 0 | 0 | 0 | 5.2542e-05 | 0 | 8.5677e-07 | 1.8919e-05 | 4.6889e-06
RB_GUP_EPIS_P ENERGY | 0.00095015 | 0.00034541 | 0.00011149 | 1.2763e-06 | 3.2348e-08 | 5.3951e-05 | 1.5059e-05 | 1.1923e-06 | 2.4441e-07 | 3.595e-06 | 4.2963e-05 | 0.00030373 | 4.8675e-05 | 1.4634e-05 | 3.4395e-07 | 3.3601e-07 | 5.7818e-06 | 1.4433e-06
RB_GUP_EPIS_P CUSTOMER | 0.019917 | 0.016008 | 0.0037815 | 1.0301e-05 | 3.2352e-07 | 4.6065e-05 | 8.7944e-06 | 9.2522e-07 | 3.9417e-07 | 6.3633e-07 | 5.0907e-06 | 2.3979e-06 | 5.9152e-07 | 1.6014e-05 | 1.3914e-07 | 1.0022e-06 | 2.3766e-05 | 1.0844e-05
RB_GUP_EPIS_P TOTAL | 1 | 0.49851 | 0.1258 | 0.0014305 | 3.5019e-05 | 0.0511 | 0.014494 | 0.0011371 | 0.00023814 | 0.0030618 | 0.033323 | 0.22044 | 0.034304 | 0.013875 | 0.00033337 | 0.00024252 | 0.0013436 | 0.0003386
RB_GUP_EPIS_T PRODUCTION | 0.013478 | 0.006609 | 0.0016718 | 1.9546e-05 | 4.8153e-07 | 0.00069951 | 0.00019922 | 1.5765e-05 | 3.3277e-06 | 4.202e-05 | 0.00045809 | 0.0030594 | 0.00047996 | 0.00018986 | 4.5834e-06 | 3.3103e-06 | 1.7949e-05 | 4.457e-06
RB_GUP_EPIS_T BULKTRAN | 0.71314 | 0.34968 | 0.088456 | 0.0010342 | 2.5478e-05 | 0.037011 | 0.010541 | 0.00083414 | 0.00017607 | 0.0022233 | 0.024238 | 0.16187 | 0.025395 | 0.010046 | 0.00024251 | 0.00017515 | 0.00094969 | 0.00023582
RB_GUP_EPIS_T SUBTRAN | 0.27338 | 0.12983 | 0.033234 | 0.00038729 | 1.2697e-05 | 0.014485 | 0.0041058 | 0.00042057 | 0 | 0.00081123 | 0.0093761 | 0.076375 | 0 | 0.0039312 | 9.4056e-05 | 6.4554e-05 | 0.00020278 | 5.0515e-05
RB_GUP_EPIS_T DISTPRI | 0 | 0 | 0 | 0 | 0 | 0 | 0 | 0 | 0 | 0 | 0 | 0 | 0 | 0 | 0 | 0 | 0 | 0
RB_GUP_EPIS_T DISTSEC | 0 | 0 | 0 | 0 | 0 | 0 | 0 | 0 | 0 | 0 | 0 | 0 | 0 | 0 | 0 | 0 | 0 | 0
RB_GUP_EPIS_T ENERGY | 0 | 0 | 0 | 0 | 0 | 0 | 0 | 0 | 0 | 0 | 0 | 0 | 0 | 0 | 0 | 0 | 0 | 0
RB_GUP_EPIS_T CUSTOMER | 0 | 0 | 0 | 0 | 0 | 0 | 0 | 0 | 0 | 0 | 0 | 0 | 0 | 0 | 0 | 0 | 0 | 0
RB_GUP_EPIS_T TOTAL | 1 | 0.48612 | 0.12336 | 0.001441 | 3.8656e-05 | 0.052196 | 0.014846 | 0.0012705 | 0.0001794 | 0.0030765 | 0.034072 | 0.24131 | 0.025875 | 0.014167 | 0.00034115 | 0.00024301 | 0.0011704 | 0.0002908
RB_GUP-Land_P PRODUCTION | 0.94511 | 0.46343 | 0.11723 | 0.0013706 | 3.3765e-05 | 0.04905 | 0.013969 | 0.0011055 | 0.00023334 | 0.0029465 | 0.032122 | 0.21453 | 0.033655 | 0.013314 | 0.00032139 | 0.00023212 | 0.0012586 | 0.00031253
RB_GUP-Land_P BULKTRAN | 0.016705 | 0.0081912 | 0.0020721 | 2.4225e-05 | 5.9681e-07 | 0.00086697 | 0.00024691 | 1.9539e-05 | 4.1244e-06 | 5.2079e-05 | 0.00056776 | 0.0037918 | 0.00059487 | 0.00023532 | 5.6807e-06 | 4.1028e-06 | 2.2246e-05 | 5.5241e-06
RB_GUP-Land_P SUBTRAN | 0.0064065 | 0.0030425 | 0.00077883 | 9.0758e-06 | 2.9754e-07 | 0.00033945 | 9.6216e-05 | 9.8557e-06 | 0 | 1.9011e-05 | 0.00021972 | 0.0017898 | 0 | 9.2125e-05 | 2.2041e-06 | 1.5128e-06 | 4.7521e-06 | 1.1838e-06
RB_GUP-Land_P DISTPRI | 0.0076378 | 0.0050753 | 0.0012778 | 1.4911e-05 | 0 | 0.00055101 | 0.00015642 | 0 | 0 | 3.1426e-05 | 0.00036349 | 0 | 0 | 0.00014953 | 3.5827e-06 | 2.5727e-06 | 9.4307e-06 | 2.3519e-06
RB_GUP-Land_P DISTSEC | 0.003206 | 0.0023936 | 0.00053733 | 0 | 0 | 0.00018942 | 0 | 0 | 0 | 8.3837e-06 | 0 | 0 | 0 | 5.2717e-05 | 0 | 8.5962e-07 | 1.8982e-05 | 4.7046e-06
RB_GUP-Land_P ENERGY | 0.00095332 | 0.00034656 | 0.00011186 | 1.2806e-06 | 3.2456e-08 | 5.4131e-05 | 1.5109e-05 | 1.1962e-06 | 2.4522e-07 | 3.607e-06 | 4.3106e-05 | 0.00030474 | 4.8838e-05 | 1.4683e-05 | 3.4509e-07 | 3.3713e-07 | 5.801e-06 | 1.4481e-06
RB_GUP-Land_P CUSTOMER | 0.019983 | 0.016062 | 0.0037941 | 1.0336e-05 | 3.246e-07 | 4.6218e-05 | 8.8237e-06 | 9.283e-07 | 3.9549e-07 | 6.3845e-07 | 5.1077e-06 | 2.4058e-06 | 5.9349e-07 | 1.6068e-05 | 1.396e-07 | 1.0055e-06 | 2.3845e-05 | 1.088e-05
RB_GUP-Land_P TOTAL | 1 | 0.49854 | 0.1258 | 0.0014304 | 3.5016e-05 | 0.051097 | 0.014493 | 0.001137 | 0.00023811 | 0.0030616 | 0.033321 | 0.22042 | 0.0343 | 0.013874 | 0.00033335 | 0.00024251 | 0.0013437 | 0.00033862
RB_GUP-Land_T PRODUCTION | 0.014085 | 0.0069067 | 0.0017471 | 2.0426e-05 | 5.0322e-07 | 0.00073102 | 0.00020819 | 1.6475e-05 | 3.4776e-06 | 4.3912e-05 | 0.00047872 | 0.0031972 | 0.00050158 | 0.00019842 | 4.7899e-06 | 3.4594e-06 | 1.8757e-05 | 4.6578e-06
RB_GUP-Land_T BULKTRAN | 0.70022 | 0.34335 | 0.086854 | 0.0010155 | 2.5016e-05 | 0.036341 | 0.01035 | 0.00081902 | 0.00017288 | 0.002183 | 0.023798 | 0.15894 | 0.024935 | 0.0098638 | 0.00023812 | 0.00017197 | 0.00093248 | 0.00023155
RB_GUP-Land_T SUBTRAN | 0.2857 | 0.13568 | 0.034731 | 0.00040473 | 1.3269e-05 | 0.015138 | 0.0042907 | 0.00043951 | 0 | 0.00084777 | 0.0097985 | 0.079816 | 0 | 0.0041083 | 9.8293e-05 | 6.7461e-05 | 0.00021192 | 5.2791e-05
RB_GUP-Land_T DISTPRI | 0 | 0 | 0 | 0 | 0 | 0 | 0 | 0 | 0 | 0 | 0 | 0 | 0 | 0 | 0 | 0 | 0 | 0
RB_GUP-Land_T DISTSEC | 0 | 0 | 0 | 0 | 0 | 0 | 0 | 0 | 0 | 0 | 0 | 0 | 0 | 0 | 0 | 0 | 0 | 0
RB_GUP-Land_T ENERGY | 0 | 0 | 0 | 0 | 0 | 0 | 0 | 0 | 0 | 0 | 0 | 0 | 0 | 0 | 0 | 0 | 0 | 0
RB_GUP-Land_T CUSTOMER | 0 | 0 | 0 | 0 | 0 | 0 | 0 | 0 | 0 | 0 | 0 | 0 | 0 | 0 | 0 | 0 | 0 | 0
RB_GUP-Land_T TOTAL | 1 | 0.48593 | 0.12333 | 0.0014406 | 3.8788e-05 | 0.052209 | 0.014849 | 0.001275 | 0.00017636 | 0.0030747 | 0.034076 | 0.24195 | 0.025436 | 0.014171 | 0.0003412 | 0.00024289 | 0.0011632 | 0.000289
RB_GUP-Land_D PRODUCTION | 0 | 0 | 0 | 0 | 0 | 0 | 0 | 0 | 0 | 0 | 0 | 0 | 0 | 0 | 0 | 0 | 0 | 0
RB_GUP-Land_D BULKTRAN | 0 | 0 | 0 | 0 | 0 | 0 | 0 | 0 | 0 | 0 | 0 | 0 | 0 | 0 | 0 | 0 | 0 | 0
RB_GUP-Land_D SUBTRAN | 0 | 0 | 0 | 0 | 0 | 0 | 0 | 0 | 0 | 0 | 0 | 0 | 0 | 0 | 0 | 0 | 0 | 0
RB_GUP-Land_D DISTPRI | 0.3389 | 0.2252 | 0.056696 | 0.00066162 | 0 | 0.024449 | 0.0069405 | 0 | 0 | 0.0013944 | 0.016128 | 0 | 0 | 0.006635 | 0.00015897 | 0.00011415 | 0.00041845 | 0.00010436
RB_GUP-Land_D DISTSEC | 0.12287 | 0.091734 | 0.020593 | 0 | 0 | 0.0072593 | 0 | 0 | 0 | 0.0003213 | 0 | 0 | 0 | 0.0020204 | 0 | 3.2945e-05 | 0.00072747 | 0.0001803
RB_GUP-Land_D ENERGY | 0 | 0 | 0 | 0 | 0 | 0 | 0 | 0 | 0 | 0 | 0 | 0 | 0 | 0 | 0 | 0 | 0 | 0
RB_GUP-Land_D CUSTOMER | 0.53823 | 0.39983 | 0.096946 | 0.00060286 | 7.8684e-05 | 0.0014781 | 0.00050608 | 0.00022577 | 9.6756e-05 | 2.1053e-05 | 0.00031271 | 0.00058543 | 0.00014514 | 0.00050399 | 6.604e-06 | 3.0366e-05 | 0.031977 | 0.0048872
RB_GUP-Land_D TOTAL | 1 | 0.71676 | 0.17424 | 0.0012645 | 7.8684e-05 | 0.033186 | 0.0074466 | 0.00022577 | 9.6756e-05 | 0.0017368 | 0.016441 | 0.00058543 | 0.00014514 | 0.0091594 | 0.00016557 | 0.00017746 | 0.033123 | 0.0051718
RB_GUP-Land_G PRODUCTION | 0.24309 | 0.1192 | 0.030152 | 0.00035252 | 8.6845e-06 | 0.012616 | 0.0035929 | 0.00028433 | 6.0017e-05 | 0.00075784 | 0.0082618 | 0.055178 | 0.0086563 | 0.0034243 | 8.2664e-05 | 5.9702e-05 | 0.00032372 | 8.0384e-05
RB_GUP-Land_G BULKTRAN | 0.065408 | 0.032072 | 0.008113 | 9.4854e-05 | 2.3368e-06 | 0.0033946 | 0.00096677 | 7.6505e-05 | 1.6149e-05 | 0.00020391 | 0.002223 | 0.014847 | 0.0023292 | 0.00092139 | 2.2243e-05 | 1.6064e-05 | 8.7103e-05 | 2.1629e-05
RB_GUP-Land_G SUBTRAN | 0.025084 | 0.011913 | 0.0030495 | 3.5536e-05 | 1.165e-06 | 0.0013291 | 0.00037673 | 3.859e-05 | 0 | 7.4436e-05 | 0.00086032 | 0.007008 | 0 | 0.00036071 | 8.6303e-06 | 5.9232e-06 | 1.8607e-05 | 4.6351e-06
RB_GUP-Land_G DISTPRI | 0.11627 | 0.077261 | 0.019451 | 0.00022699 | 0 | 0.008388 | 0.0023812 | 0 | 0 | 0.0004784 | 0.0055333 | 0 | 0 | 0.0022763 | 5.4539e-05 | 3.9164e-05 | 0.00014356 | 3.5803e-05
RB_GUP-Land_G DISTSEC | 0.042649 | 0.031842 | 0.0071481 | 0 | 0 | 0.0025198 | 0 | 0 | 0 | 0.00011153 | 0 | 0 | 0 | 0.00070129 | 0 | 1.1435e-05 | 0.00025251 | 6.2584e-05
RB_GUP-Land_G ENERGY | 0.17534 | 0.06374 | 0.020573 | 0.00023552 | 5.9693e-06 | 0.0099557 | 0.0027789 | 0.00022001 | 4.5101e-05 | 0.00066339 | 0.0079281 | 0.056048 | 0.0089822 | 0.0027004 | 6.347e-05 | 6.2005e-05 | 0.0010669 | 0.00026634
RB_GUP-Land_G CUSTOMER | 0.33217 | 0.26239 | 0.061213 | 0.00045442 | 5.97e-05 | 0.00097868 | 0.000383 | 0.00017073 | 7.2738e-05 | 1.4102e-05 | 0.00023683 | 0.00044249 | 0.00010915 | 0.00033082 | 5.0113e-06 | 1.9622e-05 | 0.0043856 | 0.00090589
RB_GUP-Land_G TOTAL | 1 | 0.59841 | 0.1497 | 0.0013998 | 7.7856e-05 | 0.039182 | 0.01048 | 0.00079017 | 0.00019401 | 0.0023036 | 0.025043 | 0.13352 | 0.020077 | 0.010715 | 0.00023656 | 0.00021392 | 0.0062781 | 0.0013773
RB_GUP_EPIS PRODUCTION | 0.2214 | 0.10856 | 0.027462 | 0.00032108 | 7.9099e-06 | 0.011491 | 0.0032725 | 0.00025897 | 5.4664e-05 | 0.00069024 | 0.0075249 | 0.050256 | 0.0078842 | 0.0031189 | 7.529e-05 | 5.4377e-05 | 0.00029484 | 7.3214e-05
RB_GUP_EPIS BULKTRAN | 0.23448 | 0.11497 | 0.029084 | 0.00034004 | 8.377e-06 | 0.012169 | 0.0034657 | 0.00027426 | 5.7892e-05 | 0.00073101 | 0.0079692 | 0.053224 | 0.0083498 | 0.003303 | 7.9737e-05 | 5.7588e-05 | 0.00031225 | 7.7538e-05
RB_GUP_EPIS SUBTRAN | 0.089888 | 0.042688 | 0.010927 | 0.00012734 | 4.1747e-06 | 0.0047627 | 0.00135 | 0.00013828 | 0 | 0.00026673 | 0.0030829 | 0.025112 | 0 | 0.0012926 | 3.0926e-05 | 2.1225e-05 | 6.6675e-05 | 1.6609e-05
RB_GUP_EPIS DISTPRI | 0.14982 | 0.099553 | 0.025064 | 0.00029248 | 0 | 0.010808 | 0.0030682 | 0 | 0 | 0.00061643 | 0.0071299 | 0 | 0 | 0.0029332 | 7.0276e-05 | 5.0464e-05 | 0.00018499 | 4.6133e-05
RB_GUP_EPIS DISTSEC | 0.052974 | 0.039551 | 0.0088786 | 0 | 0 | 0.0031298 | 0 | 0 | 0 | 0.00013853 | 0 | 0 | 0 | 0.00087107 | 0 | 1.4204e-05 | 0.00031364 | 7.7735e-05
RB_GUP_EPIS ENERGY | 0.009995 | 0.0036335 | 0.0011728 | 1.3426e-05 | 3.4028e-07 | 0.00056752 | 0.00015841 | 1.2542e-05 | 2.571e-06 | 3.7817e-05 | 0.00045194 | 0.003195 | 0.00051203 | 0.00015394 | 3.6181e-06 | 3.5346e-06 | 6.082e-05 | 1.5183e-05
RB_GUP_EPIS CUSTOMER | 0.24144 | 0.18049 | 0.043608 | 0.00027245 | 3.5362e-05 | 0.0006649 | 0.00022883 | 0.00010143 | 4.3445e-05 | 9.4755e-06 | 0.00014133 | 0.000263 | 6.5171e-05 | 0.00022662 | 2.9921e-06 | 1.3645e-05 | 0.013238 | 0.0020379
RB_GUP_EPIS TOTAL | 1 | 0.58946 | 0.1462 | 0.0013668 | 5.6164e-05 | 0.043593 | 0.011544 | 0.00078548 | 0.00015857 | 0.0024902 | 0.0263 | 0.13205 | 0.016811 | 0.011899 | 0.00026284 | 0.00021504 | 0.014471 | 0.0023443
RB_GUP PRODUCTION | 0.2214 | 0.10856 | 0.027462 | 0.00032108 | 7.9099e-06 | 0.011491 | 0.0032725 | 0.00025897 | 5.4664e-05 | 0.00069024 | 0.0075249 | 0.050256 | 0.0078842 | 0.0031189 | 7.529e-05 | 5.4377e-05 | 0.00029484 | 7.3214e-05
RB_GUP BULKTRAN | 0.23448 | 0.11497 | 0.029084 | 0.00034004 | 8.377e-06 | 0.012169 | 0.0034657 | 0.00027426 | 5.7892e-05 | 0.00073101 | 0.0079692 | 0.053224 | 0.0083498 | 0.003303 | 7.9737e-05 | 5.7588e-05 | 0.00031225 | 7.7538e-05
RB_GUP SUBTRAN | 0.089888 | 0.042688 | 0.010927 | 0.00012734 | 4.1747e-06 | 0.0047627 | 0.00135 | 0.00013828 | 0 | 0.00026673 | 0.0030829 | 0.025112 | 0 | 0.0012926 | 3.0926e-05 | 2.1225e-05 | 6.6675e-05 | 1.6609e-05
RB_GUP DISTPRI | 0.14982 | 0.099553 | 0.025064 | 0.00029248 | 0 | 0.010808 | 0.0030682 | 0 | 0 | 0.00061643 | 0.0071299 | 0 | 0 | 0.0029332 | 7.0276e-05 | 5.0464e-05 | 0.00018499 | 4.6133e-05
RB_GUP DISTSEC | 0.052974 | 0.039551 | 0.0088786 | 0 | 0 | 0.0031298 | 0 | 0 | 0 | 0.00013853 | 0 | 0 | 0 | 0.00087107 | 0 | 1.4204e-05 | 0.00031364 | 7.7735e-05
RB_GUP ENERGY | 0.009995 | 0.0036335 | 0.0011728 | 1.3426e-05 | 3.4028e-07 | 0.00056752 | 0.00015841 | 1.2542e-05 | 2.571e-06 | 3.7817e-05 | 0.00045194 | 0.003195 | 0.00051203 | 0.00015394 | 3.6181e-06 | 3.5346e-06 | 6.082e-05 | 1.5183e-05
RB_GUP CUSTOMER | 0.24144 | 0.18049 | 0.043608 | 0.00027245 | 3.5362e-05 | 0.0006649 | 0.00022883 | 0.00010143 | 4.3445e-05 | 9.4755e-06 | 0.00014133 | 0.000263 | 6.5171e-05 | 0.00022662 | 2.9921e-06 | 1.3645e-05 | 0.013238 | 0.0020379
RB_GUP TOTAL | 1 | 0.58946 | 0.1462 | 0.0013668 | 5.6164e-05 | 0.043593 | 0.011544 | 0.00078548 | 0.00015857 | 0.0024902 | 0.0263 | 0.13205 | 0.016811 | 0.011899 | 0.00026284 | 0.00021504 | 0.014471 | 0.0023443
REV_RENT PRODUCTION | 0.26114 | 0.12805 | 0.032391 | 0.0003787 | 9.3294e-06 | 0.013553 | 0.0038597 | 0.00030544 | 6.4474e-05 | 0.00081411 | 0.0088753 | 0.059275 | 0.0092991 | 0.0036786 | 8.8802e-05 | 6.4135e-05 | 0.00034775 | 8.6353e-05
REV_RENT BULKTRAN | 0.046364 | 0.022734 | 0.0057509 | 6.7237e-05 | 1.6564e-06 | 0.0024062 | 0.00068529 | 5.423e-05 | 1.1447e-05 | 0.00014454 | 0.0015758 | 0.010524 | 0.001651 | 0.00065312 | 1.5767e-05 | 1.1387e-05 | 6.1743e-05 | 1.5332e-05
REV_RENT SUBTRAN | 0.017781 | 0.0084442 | 0.0021616 | 2.519e-05 | 8.2582e-07 | 0.00094213 | 0.00026704 | 2.7354e-05 | 0 | 5.2763e-05 | 0.00060983 | 0.0049676 | 0 | 0.00025569 | 6.1175e-06 | 4.1986e-06 | 1.3189e-05 | 3.2856e-06
REV_RENT DISTPRI | 0.17913 | 0.11903 | 0.029968 | 0.00034971 | 0 | 0.012923 | 0.0036685 | 0 | 0 | 0.00073704 | 0.0085249 | 0 | 0 | 0.0035071 | 8.4026e-05 | 6.0338e-05 | 0.00022118 | 5.516e-05
REV_RENT DISTSEC | 0.073107 | 0.054582 | 0.012253 | 0 | 0 | 0.0043193 | 0 | 0 | 0 | 0.00019117 | 0 | 0 | 0 | 0.0012021 | 0 | 1.9602e-05 | 0.00043284 | 0.00010728
REV_RENT ENERGY | 0.00026248 | 9.542e-05 | 3.0798e-05 | 3.5258e-07 | 8.9362e-09 | 1.4904e-05 | 4.1601e-06 | 3.2936e-07 | 6.7517e-08 | 9.9311e-07 | 1.1869e-05 | 8.3905e-05 | 1.3447e-05 | 4.0426e-06 | 9.5016e-08 | 9.2823e-08 | 1.5972e-06 | 3.9872e-07
REV_RENT CUSTOMER | 0.42222 | 0.33604 | 0.079751 | 0.00022612 | 9.2285e-06 | 0.00098131 | 0.00019257 | 2.6479e-05 | 1.1347e-05 | 1.3568e-05 | 0.00011216 | 6.8659e-05 | 1.7021e-05 | 0.00034101 | 2.9948e-06 | 2.1318e-05 | 0.0037206 | 0.00068667
REV_RENT TOTAL | 1 | 0.66897 | 0.16231 | 0.0010473 | 2.1049e-05 | 0.035139 | 0.0086773 | 0.00041383 | 8.7335e-05 | 0.0019542 | 0.01971 | 0.074919 | 0.010981 | 0.0096416 | 0.0001978 | 0.00018107 | 0.004799 | 0.00095448
REV PRODUCTION | 0.27786 | 0.12793 | 0.037961 | 0.00041484 | 6.6772e-06 | 0.017447 | 0.0053537 | 0.00034644 | 0.00038293 | 0.00096967 | 0.011315 | 0.060495 | 0.0093419 | 0.005094 | 0.00011829 | 8.9481e-05 | 0.00046257 | 0.00012413
REV BULKTRAN | 0.082674 | 0.029875 | 0.014806 | 0.00023949 | 7.6177e-06 | 0.0084087 | 0.0027828 | 0.00014391 | -0.00067448 | 0.00037224 | 0.0050438 | 0.016489 | 0.0020376 | 0.0027463 | 5.7077e-05 | 4.5875e-05 | 0.00022646 | 6.6401e-05
REV SUBTRAN | 0.032506 | 0.011328 | 0.0055531 | 8.8806e-05 | 3.6862e-06 | 0.0032644 | 0.0010718 | 7.2269e-05 | 0 | 0.00013556 | 0.0019383 | 0.007886 | 0 | 0.001063 | 2.1949e-05 | 1.6736e-05 | 4.793e-05 | 1.4063e-05
REV DISTPRI | 0.077809 | 0.04127 | 0.016045 | 0.00021458 | 0 | 0.0086536 | 0.0027915 | 0 | 0 | 0.00039913 | 0.0054095 | 0 | 0 | 0.0027221 | 5.8607e-05 | 4.5917e-05 | 0.00015524 | 4.4488e-05
REV DISTSEC | 0.026305 | 0.016799 | 0.0057383 | 0 | 0 | 0.0025159 | 0 | 0 | 0 | 9.0546e-05 | 0 | 0 | 0 | 0.0008093 | 0 | 1.2948e-05 | 0.00026407 | 7.5023e-05
REV ENERGY | 0.35864 | 0.12864 | 0.042831 | 0.00044223 | 8.8628e-06 | 0.021049 | 0.0060548 | 0.00044805 | 0.00070014 | 0.0013981 | 0.016937 | 0.11291 | 0.018282 | 0.0057991 | 0.00013667 | 0.00013531 | 0.0022892 | 0.00058545
REV CUSTOMER | 0.14421 | 0.097979 | 0.032718 | 0.00023618 | 2.6784e-05 | 0.00061009 | 0.00024402 | 8.1084e-05 | -0.00013134 | 7.3623e-06 | 0.00013054 | 0.00016607 | 3.8318e-05 | 0.0002351 | 2.974e-06 | 1.3908e-05 | 0.010002 | 0.0018457
REV TOTAL | 1 | 0.45382 | 0.15565 | 0.0016361 | 5.3628e-05 | 0.061949 | 0.018299 | 0.0010917 | 0.00027725 | 0.0033726 | 0.040774 | 0.19795 | 0.0297 | 0.018469 | 0.00039556 | 0.00036018 | 0.013448 | 0.0027552
RSALE PRODUCTION | 0.41036 | 0.19208 | 0.054592 | 0.00066639 | 1.6232e-05 | 0.024793 | 0.0073428 | 0.00050706 | 0.00021774 | 0.0013983 | 0.015867 | 0.090703 | 0.013913 | 0.0071523 | 0.00016543 | 0.00012367 | 0.00064894 | 0.00017055
RSALE BULKTRAN | -0.026569 | -0.025086 | 0.0017198 | 0.00010303 | 6.2157e-06 | 0.0032021 | 0.0013193 | 2.1186e-05 | -0.00037647 | 4.3607e-05 | 0.0015552 | -0.0086864 | -0.0019558 | 0.0013925 | 2.2994e-05 | 2.1714e-05 | 9.3569e-05 | 3.4362e-05
RSALE SUBTRAN | -0.0094614 | -0.0090597 | 0.00063284 | 3.7483e-05 | 2.9162e-06 | 0.0012225 | 0.00050031 | 1.0325e-05 | 0 | 1.5555e-05 | 0.00058675 | -0.003985 | 0 | 0.00053153 | 8.7029e-06 | 7.8077e-06 | 1.9494e-05 | 7.1799e-06
RSALE DISTPRI | 0.083272 | 0.043687 | 0.017273 | 0.00025505 | 0 | 0.0094703 | 0.0030018 | 0 | 0 | 0.00043351 | 0.0058232 | 0 | 0 | 0.0029975 | 6.364e-05 | 4.9828e-05 | 0.00016874 | 4.833e-05
RSALE DISTSEC | 0.027966 | 0.017697 | 0.0061553 | 0 | 0 | 0.002745 | 0 | 0 | 0 | 9.7991e-05 | 0 | 0 | 0 | 0.0008888 | 0 | 1.4013e-05 | 0.00028621 | 8.1292e-05
RSALE ENERGY | 0.36123 | 0.1295 | 0.043075 | 0.00048352 | 1.2606e-05 | 0.021389 | 0.0060487 | 0.00045409 | 0.00037138 | 0.0014168 | 0.016966 | 0.11411 | 0.018299 | 0.0059202 | 0.00013791 | 0.0001364 | 0.0023157 | 0.00059057
RSALE CUSTOMER | 0.1532 | 0.10325 | 0.034975 | 0.0002835 | 4.3486e-05 | 0.00066682 | 0.00026438 | 9.0276e-05 | -7.0658e-05 | 8.0004e-06 | 0.00014195 | 0.00018403 | 4.2044e-05 | 0.00025838 | 3.2493e-06 | 1.5051e-05 | 0.011023 | 0.0020284
RSALE TOTAL | 1 | 0.45207 | 0.15842 | 0.001829 | 8.1456e-05 | 0.063489 | 0.018477 | 0.0010829 | 0.00014199 | 0.0034137 | 0.04094 | 0.19232 | 0.030299 | 0.019141 | 0.00040193 | 0.00036848 | 0.014555 | 0.0029607
REVYEC_FXNL PRODUCTION | 0.39625 | 0.16451 | 0.028916 | 0.010178 | 0.00090213 | 0.034385 | 0.00062675 | 0.0021152 | -0.03675 | 0 | 0.0033675 | 0.17504 | 0 | 0.01237 | 0 | 0 | 0.0005943 | 0
REVYEC_FXNL BULKTRAN | 0.035588 | -0.021485 | 0.00091089 | 0.0015736 | 0.00034545 | 0.004441 | 0.00011261 | 8.838e-05 | 0.063541 | 0 | 0.00033006 | -0.016763 | 0 | 0.0024082 | 0 | 0 | 8.5691e-05 | 0
REVYEC_FXNL SUBTRAN | -0.011537 | -0.0077591 | 0.00033519 | 0.0005725 | 0.00016207 | 0.0016954 | 4.2704e-05 | 4.3073e-05 | 0 | 0 | 0.00012453 | -0.0076905 | 0 | 0.00091925 | 0 | 0 | 1.7852e-05 | 0
REVYEC_FXNL DISTPRI | 0.070424 | 0.037415 | 0.0091488 | 0.0038956 | 0 | 0.013134 | 0.00025622 | 0 | 0 | 0 | 0.0012359 | 0 | 0 | 0.005184 | 0 | 0 | 0.00015453 | 0
REVYEC_FXNL DISTSEC | 0.024023 | 0.015156 | 0.0032602 | 0 | 0 | 0.003807 | 0 | 0 | 0 | 0 | 0 | 0 | 0 | 0.0015371 | 0 | 0 | 0.00026211 | 0
REVYEC_FXNL ENERGY | 0.34738 | 0.11091 | 0.022815 | 0.007385 | 0.0007006 | 0.029664 | 0.00051629 | 0.0018943 | -0.062683 | 0 | 0.0036007 | 0.22021 | 0 | 0.010239 | 0 | 0 | 0.0021208 | 0
REVYEC_FXNL CUSTOMER | 0.13787 | 0.088424 | 0.018525 | 0.0043301 | 0.0024168 | 0.0009248 | 2.2566e-05 | 0.00037659 | 0.011926 | 0 | 3.0127e-05 | 0.00035514 | 0 | 0.00044685 | 0 | 0 | 0.010095 | 0
REVYEC_FXNL TOTAL | 1 | 0.38717 | 0.083911 | 0.027935 | 0.004527 | 0.088051 | 0.0015771 | 0.0045175 | -0.023966 | 0 | 0.0086888 | 0.37116 | 0 | 0.033104 | 0 | 0 | 0.01333 | 0
REVYEC_EXP_OM PRODUCTION | 0.27944 | 0.12095 | 0.023719 | 0.0083977 | 0.0010708 | 0.026151 | 0.00048129 | 0.0013851 | -0.015407 | 0 | 0.0023272 | 0.09953 | 0 | 0.0098179 | 0 | 0 | 0.0010107 | 0
REVYEC_EXP_OM BULKTRAN | 0.040596 | 0.009679 | 0.001909 | 0.00062091 | -6.1452e-05 | 0.0021034 | 3.9091e-05 | 0.00011239 | 0.017087 | 0 | 0.00018786 | 0.008051 | 0 | 0.00078623 | 0 | 0 | 8.1707e-05 | 0
REVYEC_EXP_OM SUBTRAN | 0.0096148 | 0.0035953 | 0.00071749 | 0.00023387 | -2.514e-05 | 0.00082359 | 1.5226e-05 | 5.6703e-05 | 0 | 0 | 7.2679e-05 | 0.0037998 | 0 | 0.00030786 | 0 | 0 | 1.745e-05 | 0
REVYEC_EXP_OM DISTPRI | 0.030322 | 0.01909 | 0.0037287 | 0.0011448 | 0 | 0.0042111 | 7.8348e-05 | 0 | 0 | 0 | 0.00038294 | 0 | 0 | 0.0015763 | 0 | 0 | 0.00010965 | 0
REVYEC_EXP_OM DISTSEC | 0.011174 | 0.0078623 | 0.0013692 | 0 | 0 | 0.0012646 | 0 | 0 | 0 | 0 | 0 | 0 | 0 | 0.00048553 | 0 | 0 | 0.00019268 | 0
REVYEC_EXP_OM ENERGY | 0.54772 | 0.1657 | 0.041473 | 0.015138 | 0.0023703 | 0.053033 | 0.00095133 | 0.0027714 | -0.027451 | 0 | 0.0057027 | 0.25959 | 0 | 0.019913 | 0 | 0 | 0.0085248 | 0
REVYEC_EXP_OM CUSTOMER | 0.081138 | 0.060289 | 0.010995 | 0.0024003 | 0.0011725 | 0.00046366 | 1.1859e-05 | 0.00019187 | 0.0018036 | 0 | 1.5423e-05 | 0.00018487 | 0 | 0.00021666 | 0 | 0 | 0.0033929 | 0
REVYEC_EXP_OM TOTAL | 1 | 0.38717 | 0.083911 | 0.027935 | 0.004527 | 0.088051 | 0.0015771 | 0.0045175 | -0.023966 | 0 | 0.0086888 | 0.37116 | 0 | 0.033104 | 0 | 0 | 0.01333 | 0
TDOMX PRODUCTION | -8.4491e-18 | 2.4305e-17 | 4.2067e-18 | 5.4775e-20 | -1.7117e-21 | 6.3101e-18 | -1.5775e-18 | -7.6685e-20 | -2.0084e-20 | 8.764e-20 | -3.5056e-19 | 3.7393e-18 | 2.3371e-19 | -2.9213e-19 | -1.8258e-21 | 2.191e-20 | 5.8427e-20 | -2.0997e-20
TDOMX BULKTRAN | 0.12321 | 0.060415 | 0.015283 | 0.00017868 | 4.4018e-06 | 0.0063945 | 0.0018211 | 0.00014411 | 3.042e-05 | 0.00038412 | 0.0041875 | 0.027967 | 0.0043875 | 0.0017356 | 4.1899e-05 | 3.026e-05 | 0.00016408 | 4.0743e-05
TDOMX SUBTRAN | 0.047252 | 0.02244 | 0.0057443 | 6.694e-05 | 2.1946e-06 | 0.0025037 | 0.00070966 | 7.2692e-05 | 0 | 0.00014022 | 0.0016206 | 0.013201 | 0 | 0.00067948 | 1.6257e-05 | 1.1158e-05 | 3.505e-05 | 8.7312e-06
TDOMX DISTPRI | 0.23385 | 0.1554 | 0.039123 | 0.00045655 | 0 | 0.016871 | 0.0047893 | 0 | 0 | 0.00096221 | 0.011129 | 0 | 0 | 0.0045785 | 0.0001097 | 7.8771e-05 | 0.00028875 | 7.2011e-05
TDOMX DISTSEC | 0.085781 | 0.064044 | 0.014377 | 0 | 0 | 0.0050681 | 0 | 0 | 0 | 0.00022432 | 0 | 0 | 0 | 0.0014105 | 0 | 2.3e-05 | 0.00050788 | 0.00012588
TDOMX ENERGY | 0 | 0 | 0 | 0 | 0 | 0 | 0 | 0 | 0 | 0 | 0 | 0 | 0 | 0 | 0 | 0 | 0 | 0
TDOMX CUSTOMER | 0.5099 | 0.39813 | 0.09772 | 0.00085523 | 0.00011752 | 0.0016514 | 0.00071713 | 0.00033721 | 0.00014452 | 2.3804e-05 | 0.00044511 | 0.00087439 | 0.00021677 | 0.00055868 | 9.218e-06 | 3.3129e-05 | 0.006286 | 0.0017832
TDOMX TOTAL | 1 | 0.70042 | 0.17225 | 0.0015574 | 0.00012412 | 0.032488 | 0.0080372 | 0.00055402 | 0.00017494 | 0.0017347 | 0.017383 | 0.042042 | 0.0046043 | 0.0089628 | 0.00017707 | 0.00017632 | 0.0072818 | 0.0020306
TDPLANT PRODUCTION | 0.0058926 | 0.0028894 | 0.00073091 | 8.5454e-06 | 2.1052e-07 | 0.00030582 | 8.7096e-05 | 6.8924e-06 | 1.4549e-06 | 1.8371e-05 | 0.00020027 | 0.0013375 | 0.00020984 | 8.3008e-05 | 2.0038e-06 | 1.4472e-06 | 7.8471e-06 | 1.9486e-06
TDPLANT BULKTRAN | 0.31178 | 0.15288 | 0.038673 | 0.00045214 | 1.1139e-05 | 0.016181 | 0.0046083 | 0.00036468 | 7.6978e-05 | 0.000972 | 0.010597 | 0.070771 | 0.011103 | 0.004392 | 0.00010602 | 7.6574e-05 | 0.0004152 | 0.0001031
TDPLANT SUBTRAN | 0.11952 | 0.05676 | 0.01453 | 0.00016932 | 5.551e-06 | 0.0063328 | 0.001795 | 0.00018387 | 0 | 0.00035467 | 0.0040992 | 0.033391 | 0 | 0.0017187 | 4.1121e-05 | 2.8222e-05 | 8.8655e-05 | 2.2085e-05
TDPLANT DISTPRI | 0.1944 | 0.12918 | 0.032522 | 0.00037952 | 0 | 0.014024 | 0.0039812 | 0 | 0 | 0.00079986 | 0.0092515 | 0 | 0 | 0.003806 | 9.1187e-05 | 6.548e-05 | 0.00024003 | 5.9861e-05
TDPLANT DISTSEC | 0.068471 | 0.05112 | 0.011476 | 0 | 0 | 0.0040454 | 0 | 0 | 0 | 0.00017905 | 0 | 0 | 0 | 0.0011259 | 0 | 1.8359e-05 | 0.00040539 | 0.00010048
TDPLANT ENERGY | 0 | 0 | 0 | 0 | 0 | 0 | 0 | 0 | 0 | 0 | 0 | 0 | 0 | 0 | 0 | 0 | 0 | 0
TDPLANT CUSTOMER | 0.29994 | 0.22281 | 0.054025 | 0.00033596 | 4.3848e-05 | 0.00082367 | 0.00028202 | 0.00012581 | 5.3919e-05 | 1.1732e-05 | 0.00017426 | 0.00032624 | 8.0879e-05 | 0.00028086 | 3.6802e-06 | 1.6922e-05 | 0.017819 | 0.0027235
TDPLANT TOTAL | 1 | 0.61564 | 0.15196 | 0.0013455 | 6.0748e-05 | 0.041713 | 0.010754 | 0.00068125 | 0.00013235 | 0.0023357 | 0.024322 | 0.10583 | 0.011393 | 0.011406 | 0.00024402 | 0.000207 | 0.018977 | 0.0030109
TOTMXEXP PRODUCTION | 0 | 0 | 0 | 0 | 0 | 0 | 0 | 0 | 0 | 0 | 0 | 0 | 0 | 0 | 0 | 0 | 0 | 0
TOTMXEXP BULKTRAN | 0 | 0 | 0 | 0 | 0 | 0 | 0 | 0 | 0 | 0 | 0 | 0 | 0 | 0 | 0 | 0 | 0 | 0
TOTMXEXP SUBTRAN | 0 | 0 | 0 | 0 | 0 | 0 | 0 | 0 | 0 | 0 | 0 | 0 | 0 | 0 | 0 | 0 | 0 | 0
TOTMXEXP DISTPRI | 0.27181 | 0.18061 | 0.045472 | 0.00053064 | 0 | 0.019609 | 0.0055665 | 0 | 0 | 0.0011184 | 0.012935 | 0 | 0 | 0.0053215 | 0.0001275 | 9.1555e-05 | 0.00033561 | 8.3697e-05
TOTMXEXP DISTSEC | 0.10236 | 0.076425 | 0.017157 | 0 | 0 | 0.0060478 | 0 | 0 | 0 | 0.00026768 | 0 | 0 | 0 | 0.0016832 | 0 | 2.7447e-05 | 0.00060607 | 0.00015021
TOTMXEXP ENERGY | 0 | 0 | 0 | 0 | 0 | 0 | 0 | 0 | 0 | 0 | 0 | 0 | 0 | 0 | 0 | 0 | 0 | 0
TOTMXEXP CUSTOMER | 0.62583 | 0.50269 | 0.11904 | 0.00029775 | 5.0108e-06 | 0.0014277 | 0.00025453 | 1.4377e-05 | 6.1616e-06 | 1.9659e-05 | 0.00014589 | 3.7281e-05 | 9.2425e-06 | 0.00049739 | 4.1257e-06 | 3.1244e-05 | 0.00089542 | 0.00045406
TOTMXEXP TOTAL | 1 | 0.75973 | 0.18167 | 0.00082839 | 5.0108e-06 | 0.027084 | 0.005821 | 1.4377e-05 | 6.1616e-06 | 0.0014057 | 0.013081 | 3.7281e-05 | 9.2425e-06 | 0.0075021 | 0.00013162 | 0.00015025 | 0.0018371 | 0.00068797
TOTOHLINES PRODUCTION | 0 | 0 | 0 | 0 | 0 | 0 | 0 | 0 | 0 | 0 | 0 | 0 | 0 | 0 | 0 | 0 | 0 | 0
TOTOHLINES BULKTRAN | 0 | 0 | 0 | 0 | 0 | 0 | 0 | 0 | 0 | 0 | 0 | 0 | 0 | 0 | 0 | 0 | 0 | 0
TOTOHLINES SUBTRAN | 0 | 0 | 0 | 0 | 0 | 0 | 0 | 0 | 0 | 0 | 0 | 0 | 0 | 0 | 0 | 0 | 0 | 0
TOTOHLINES DISTPRI | 0.2488 | 0.16533 | 0.041624 | 0.00048574 | 0 | 0.017949 | 0.0050954 | 0 | 0 | 0.0010237 | 0.011841 | 0 | 0 | 0.0048712 | 0.00011671 | 8.3807e-05 | 0.00030721 | 7.6615e-05
TOTOHLINES DISTSEC | 0.10563 | 0.07886 | 0.017703 | 0 | 0 | 0.0062405 | 0 | 0 | 0 | 0.00027621 | 0 | 0 | 0 | 0.0017368 | 0 | 2.8321e-05 | 0.00062538 | 0.000155
TOTOHLINES ENERGY | 0 | 0 | 0 | 0 | 0 | 0 | 0 | 0 | 0 | 0 | 0 | 0 | 0 | 0 | 0 | 0 | 0 | 0
TOTOHLINES CUSTOMER | 0.64557 | 0.51976 | 0.12293 | 0.00027932 | 0 | 0.0014525 | 0.00023942 | 0 | 0 | 1.9951e-05 | 0.00013567 | 0 | 0 | 0.00050676 | 3.9903e-06 | 3.1922e-05 | 0 | 0.00021148
TOTOHLINES TOTAL | 1 | 0.76395 | 0.18226 | 0.00076505 | 0 | 0.025642 | 0.0053348 | 0 | 0 | 0.0013199 | 0.011976 | 0 | 0 | 0.0071148 | 0.0001207 | 0.00014405 | 0.00093259 | 0.0004431
TOTOX234 PRODUCTION | 0 | 0 | 0 | 0 | 0 | 0 | 0 | 0 | 0 | 0 | 0 | 0 | 0 | 0 | 0 | 0 | 0 | 0
TOTOX234 BULKTRAN | 0 | 0 | 0 | 0 | 0 | 0 | 0 | 0 | 0 | 0 | 0 | 0 | 0 | 0 | 0 | 0 | 0 | 0
TOTOX234 SUBTRAN | 0 | 0 | 0 | 0 | 0 | 0 | 0 | 0 | 0 | 0 | 0 | 0 | 0 | 0 | 0 | 0 | 0 | 0
TOTOX234 DISTPRI | 0 | 0 | 0 | 0 | 0 | 0 | 0 | 0 | 0 | 0 | 0 | 0 | 0 | 0 | 0 | 0 | 0 | 0
TOTOX234 DISTSEC | 0 | 0 | 0 | 0 | 0 | 0 | 0 | 0 | 0 | 0 | 0 | 0 | 0 | 0 | 0 | 0 | 0 | 0
TOTOX234 ENERGY | 0 | 0 | 0 | 0 | 0 | 0 | 0 | 0 | 0 | 0 | 0 | 0 | 0 | 0 | 0 | 0 | 0 | 0
TOTOX234 CUSTOMER | 1 | 0.83678 | 0.16167 | 0.00037454 | 1.6293e-05 | 0.0020272 | 0.0003406 | 3.9619e-05 | 1.1432e-05 | 2.9256e-05 | 0.00020043 | 0.00010002 | 1.7789e-05 | 0.00068023 | 5.5022e-06 | 4.0207e-05 | -0.0025826 | 0.00024436
TOTOX234 TOTAL | 1 | 0.83678 | 0.16167 | 0.00037454 | 1.6293e-05 | 0.0020272 | 0.0003406 | 3.9619e-05 | 1.1432e-05 | 2.9256e-05 | 0.00020043 | 0.00010002 | 1.7789e-05 | 0.00068023 | 5.5022e-06 | 4.0207e-05 | -0.0025826 | 0.00024436
TOTOXEXP PRODUCTION | 0 | 0 | 0 | 0 | 0 | 0 | 0 | 0 | 0 | 0 | 0 | 0 | 0 | 0 | 0 | 0 | 0 | 0
TOTOXEXP BULKTRAN | 0 | 0 | 0 | 0 | 0 | 0 | 0 | 0 | 0 | 0 | 0 | 0 | 0 | 0 | 0 | 0 | 0 | 0
TOTOXEXP SUBTRAN | 0 | 0 | 0 | 0 | 0 | 0 | 0 | 0 | 0 | 0 | 0 | 0 | 0 | 0 | 0 | 0 | 0 | 0
TOTOXEXP DISTPRI | 0.30971 | 0.2058 | 0.051813 | 0.00060464 | 0 | 0.022343 | 0.0063427 | 0 | 0 | 0.0012743 | 0.014739 | 0 | 0 | 0.0060635 | 0.00014528 | 0.00010432 | 0.00038241 | 9.5369e-05
TOTOXEXP DISTSEC | 0.10628 | 0.079348 | 0.017813 | 0 | 0 | 0.0062791 | 0 | 0 | 0 | 0.00027792 | 0 | 0 | 0 | 0.0017476 | 0 | 2.8496e-05 | 0.00062925 | 0.00015596
TOTOXEXP ENERGY | 0 | 0 | 0 | 0 | 0 | 0 | 0 | 0 | 0 | 0 | 0 | 0 | 0 | 0 | 0 | 0 | 0 | 0
TOTOXEXP CUSTOMER | 0.58401 | 0.41736 | 0.11438 | 0.0030484 | 0.00051769 | 0.0035398 | 0.0025428 | 0.0014854 | 0.00063659 | 5.3559e-05 | 0.0016115 | 0.0038517 | 0.00095489 | 0.001158 | 3.0335e-05 | 6.3855e-05 | 0.025964 | 0.006815
TOTOXEXP TOTAL | 1 | 0.7025 | 0.18401 | 0.003653 | 0.00051769 | 0.032162 | 0.0088855 | 0.0014854 | 0.00063659 | 0.0016058 | 0.016351 | 0.0038517 | 0.00095489 | 0.0089691 | 0.00017561 | 0.00019667 | 0.026975 | 0.0070663
TOTUGLINES PRODUCTION | 0 | 0 | 0 | 0 | 0 | 0 | 0 | 0 | 0 | 0 | 0 | 0 | 0 | 0 | 0 | 0 | 0 | 0
TOTUGLINES BULKTRAN | 0 | 0 | 0 | 0 | 0 | 0 | 0 | 0 | 0 | 0 | 0 | 0 | 0 | 0 | 0 | 0 | 0 | 0
TOTUGLINES SUBTRAN | 0 | 0 | 0 | 0 | 0 | 0 | 0 | 0 | 0 | 0 | 0 | 0 | 0 | 0 | 0 | 0 | 0 | 0
TOTUGLINES DISTPRI | 0.24644 | 0.16376 | 0.041228 | 0.00048111 | 0 | 0.017778 | 0.0050469 | 0 | 0 | 0.001014 | 0.011728 | 0 | 0 | 0.0048248 | 0.0001156 | 8.3009e-05 | 0.00030429 | 7.5885e-05
TOTUGLINES DISTSEC | 0.33748 | 0.25197 | 0.056563 | 0 | 0 | 0.019939 | 0 | 0 | 0 | 0.00088252 | 0 | 0 | 0 | 0.0055494 | 0 | 9.0489e-05 | 0.0019981 | 0.00049523
TOTUGLINES ENERGY | 0 | 0 | 0 | 0 | 0 | 0 | 0 | 0 | 0 | 0 | 0 | 0 | 0 | 0 | 0 | 0 | 0 | 0
TOTUGLINES CUSTOMER | 0.41608 | 0.33499 | 0.079229 | 0.00018002 | 0 | 0.00093613 | 0.00015431 | 0 | 0 | 1.2859e-05 | 8.7441e-05 | 0 | 0 | 0.00032662 | 2.5718e-06 | 2.0574e-05 | 0 | 0.0001363
TOTUGLINES TOTAL | 1 | 0.75072 | 0.17702 | 0.00066114 | 0 | 0.038654 | 0.0052012 | 0 | 0 | 0.0019093 | 0.011815 | 0 | 0 | 0.010701 | 0.00011817 | 0.00019407 | 0.0023024 | 0.00070742
TRAN_LSE PRODUCTION | 1 | 0.49034 | 0.12404 | 0.0014502 | 3.5726e-05 | 0.051899 | 0.014781 | 0.0011697 | 0.0002469 | 0.0031176 | 0.033987 | 0.22699 | 0.03561 | 0.014087 | 0.00034006 | 0.0002456 | 0.0013317 | 0.00033068
TRAN_LSE BULKTRAN | 0 | 0 | 0 | 0 | 0 | 0 | 0 | 0 | 0 | 0 | 0 | 0 | 0 | 0 | 0 | 0 | 0 | 0
TRAN_LSE SUBTRAN | 0 | 0 | 0 | 0 | 0 | 0 | 0 | 0 | 0 | 0 | 0 | 0 | 0 | 0 | 0 | 0 | 0 | 0
TRAN_LSE DISTPRI | 0 | 0 | 0 | 0 | 0 | 0 | 0 | 0 | 0 | 0 | 0 | 0 | 0 | 0 | 0 | 0 | 0 | 0
TRAN_LSE DISTSEC | 0 | 0 | 0 | 0 | 0 | 0 | 0 | 0 | 0 | 0 | 0 | 0 | 0 | 0 | 0 | 0 | 0 | 0
TRAN_LSE ENERGY | 0 | 0 | 0 | 0 | 0 | 0 | 0 | 0 | 0 | 0 | 0 | 0 | 0 | 0 | 0 | 0 | 0 | 0
TRAN_LSE CUSTOMER | 0 | 0 | 0 | 0 | 0 | 0 | 0 | 0 | 0 | 0 | 0 | 0 | 0 | 0 | 0 | 0 | 0 | 0
TRAN_LSE TOTAL | 1 | 0.49034 | 0.12404 | 0.0014502 | 3.5726e-05 | 0.051899 | 0.014781 | 0.0011697 | 0.0002469 | 0.0031176 | 0.033987 | 0.22699 | 0.03561 | 0.014087 | 0.00034006 | 0.0002456 | 0.0013317 | 0.00033068
TRANS_TOTAL PRODUCTION | 0 | 0 | 0 | 0 | 0 | 0 | 0 | 0 | 0 | 0 | 0 | 0 | 0 | 0 | 0 | 0 | 0 | 0
TRANS_TOTAL BULKTRAN | 0.7228 | 0.35442 | 0.089654 | 0.0010482 | 2.5823e-05 | 0.037513 | 0.010683 | 0.00084544 | 0.00017846 | 0.0022534 | 0.024566 | 0.16407 | 0.025739 | 0.010182 | 0.0002458 | 0.00017752 | 0.00096255 | 0.00023902
TRANS_TOTAL SUBTRAN | 0.2772 | 0.13164 | 0.033699 | 0.0003927 | 1.2874e-05 | 0.014687 | 0.0041631 | 0.00042644 | 0 | 0.00082257 | 0.0095071 | 0.077443 | 0 | 0.0039861 | 9.537e-05 | 6.5456e-05 | 0.00020562 | 5.1221e-05
TRANS_TOTAL DISTPRI | 0 | 0 | 0 | 0 | 0 | 0 | 0 | 0 | 0 | 0 | 0 | 0 | 0 | 0 | 0 | 0 | 0 | 0
TRANS_TOTAL DISTSEC | 0 | 0 | 0 | 0 | 0 | 0 | 0 | 0 | 0 | 0 | 0 | 0 | 0 | 0 | 0 | 0 | 0 | 0
TRANS_TOTAL ENERGY | 0 | 0 | 0 | 0 | 0 | 0 | 0 | 0 | 0 | 0 | 0 | 0 | 0 | 0 | 0 | 0 | 0 | 0
TRANS_TOTAL CUSTOMER | 0 | 0 | 0 | 0 | 0 | 0 | 0 | 0 | 0 | 0 | 0 | 0 | 0 | 0 | 0 | 0 | 0 | 0
TRANS_TOTAL TOTAL | 1 | 0.48606 | 0.12335 | 0.0014409 | 3.8697e-05 | 0.0522 | 0.014847 | 0.0012719 | 0.00017846 | 0.003076 | 0.034073 | 0.24151 | 0.025739 | 0.014168 | 0.00034117 | 0.00024298 | 0.0011682 | 0.00029024
WEATHER_FXNL PRODUCTION | 0.38232 | 0.14405 | 0.14554 | 0.0008362 | 0 | 0.064652 | 0.012964 | 0 | 0 | 0 | 0 | 0 | 0 | 0.01404 | 0.00023629 | 0 | 0 | 0
WEATHER_FXNL BULKTRAN | -0.0006537 | -0.018814 | 0.0045847 | 0.00012928 | 0 | 0.0083502 | 0.0023294 | 0 | 0 | 0 | 0 | 0 | 0 | 0.0027335 | 3.2841e-05 | 0 | 0 | 0
WEATHER_FXNL SUBTRAN | 6.6785e-05 | -0.0067944 | 0.0016871 | 4.7034e-05 | 0 | 0.0031879 | 0.00088332 | 0 | 0 | 0 | 0 | 0 | 0 | 0.0010434 | 1.243e-05 | 0 | 0 | 0
WEATHER_FXNL DISTPRI | 0.1151 | 0.032763 | 0.046048 | 0.00032005 | 0 | 0.024696 | 0.0052999 | 0 | 0 | 0 | 0 | 0 | 0 | 0.0058842 | 9.0896e-05 | 0 | 0 | 0
WEATHER_FXNL DISTSEC | 0.038584 | 0.013272 | 0.016409 | 0 | 0 | 0.0071582 | 0 | 0 | 0 | 0 | 0 | 0 | 0 | 0.0017447 | 0 | 0 | 0 | 0
WEATHER_FXNL ENERGY | 0.29084 | 0.097121 | 0.11483 | 0.00060673 | 0 | 0.055776 | 0.010679 | 0 | 0 | 0 | 0 | 0 | 0 | 0.011622 | 0.00019698 | 0 | 0 | 0
WEATHER_FXNL CUSTOMER | 0.17374 | 0.07743 | 0.09324 | 0.00035574 | 0 | 0.0017389 | 0.00046677 | 0 | 0 | 0 | 0 | 0 | 0 | 0.0005072 | 4.641e-06 | 0 | 0 | 0
WEATHER_FXNL TOTAL | 1 | 0.33903 | 0.42234 | 0.002295 | 0 | 0.16556 | 0.032623 | 0 | 0 | 0 | 0 | 0 | 0 | 0.037575 | 0.00057408 | 0 | 0 | 0
WEATHER_FXNL_OM PRODUCTION | 0.29643 | 0.10591 | 0.11938 | 0.00068992 | 0 | 0.049171 | 0.0099555 | 0 | 0 | 0 | 0 | 0 | 0 | 0.011144 | 0.00017665 | 0 | 0 | 0
WEATHER_FXNL_OM BULKTRAN | 0.023805 | 0.0084755 | 0.0096085 | 5.1012e-05 | 0 | 0.0039549 | 0.00080859 | 0 | 0 | 0 | 0 | 0 | 0 | 0.00089241 | 1.4311e-05 | 0 | 0 | 0
WEATHER_FXNL_OM SUBTRAN | 0.0089973 | 0.0031483 | 0.0036113 | 1.9214e-05 | 0 | 0.0015486 | 0.00031496 | 0 | 0 | 0 | 0 | 0 | 0 | 0.00034944 | 5.5506e-06 | 0 | 0 | 0
WEATHER_FXNL_OM DISTPRI | 0.046934 | 0.016716 | 0.018767 | 9.405e-05 | 0 | 0.007918 | 0.0016206 | 0 | 0 | 0 | 0 | 0 | 0 | 0.0017892 | 2.864e-05 | 0 | 0 | 0
WEATHER_FXNL_OM DISTSEC | 0.016705 | 0.0068848 | 0.0068917 | 0 | 0 | 0.0023778 | 0 | 0 | 0 | 0 | 0 | 0 | 0 | 0.00055111 | 0 | 0 | 0 | 0
WEATHER_FXNL_OM ENERGY | 0.49743 | 0.1451 | 0.20874 | 0.0012436 | 0 | 0.099717 | 0.019678 | 0 | 0 | 0 | 0 | 0 | 0 | 0.022603 | 0.00034645 | 0 | 0 | 0
WEATHER_FXNL_OM CUSTOMER | 0.1097 | 0.052793 | 0.055341 | 0.0001972 | 0 | 0.0008718 | 0.0002453 | 0 | 0 | 0 | 0 | 0 | 0 | 0.00024592 | 2.4708e-06 | 0 | 0 | 0
WEATHER_FXNL_OM TOTAL | 1 | 0.33903 | 0.42234 | 0.002295 | 0 | 0.16556 | 0.032623 | 0 | 0 | 0 | 0 | 0 | 0 | 0.037575 | 0.00057408 | 0 | 0 | 0
XXXXXXXXXXXXXXXXXXXXXXXXXX
Copy these cells back up to B696 - W722 | #REF! | #REF! | #REF! | #REF! | #REF! | #REF! | #REF! | #REF! | #REF! | #REF! | #REF! | #REF! | #REF! | #REF! | #REF! | #REF! | #REF! | #REF!
| #REF! | #REF! | #REF! | #REF! | #REF! | #REF! | #REF! | #REF! | #REF! | #REF! | #REF! | #REF! | #REF! | #REF! | #REF! | #REF! | #REF! | #REF!
| #REF! | #REF! | #REF! | #REF! | #REF! | #REF! | #REF! | #REF! | #REF! | #REF! | #REF! | #REF! | #REF! | #REF! | #REF! | #REF! | #REF! | #REF!
| #REF! | #REF! | #REF! | #REF! | #REF! | #REF! | #REF! | #REF! | #REF! | #REF! | #REF! | #REF! | #REF! | #REF! | #REF! | #REF! | #REF! | #REF!
| #REF! | #REF! | #REF! | #REF! | #REF! | #REF! | #REF! | #REF! | #REF! | #REF! | #REF! | #REF! | #REF! | #REF! | #REF! | #REF! | #REF! | #REF!
| #REF! | #REF! | #REF! | #REF! | #REF! | #REF! | #REF! | #REF! | #REF! | #REF! | #REF! | #REF! | #REF! | #REF! | #REF! | #REF! | #REF! | #REF!
| #REF! | #REF! | #REF! | #REF! | #REF! | #REF! | #REF! | #REF! | #REF! | #REF! | #REF! | #REF! | #REF! | #REF! | #REF! | #REF! | #REF! | #REF!
| #REF! | #REF! | #REF! | #REF! | #REF! | #REF! | #REF! | #REF! | #REF! | #REF! | #REF! | #REF! | #REF! | #REF! | #REF! | #REF! | #REF! | #REF!
| 1 | 0.0001053 | 0.49775 | 0.0057105 | 0.0011893 | 0.072689 | 0.13295 | 0.008718 | 0 | -0.017358 | 0.13121 | 0.16242 | 0 | 0 | 0 | 0 | 0.0046237 | 0
| 0 | 0 | 0 | 0 | 0 | 0 | 0 | 0 | 0 | 0 | 0 | 0 | 0 | 0 | 0 | 0 | 0 | 0
| 0 | 0 | 0 | 0 | 0 | 0 | 0 | 0 | 0 | 0 | 0 | 0 | 0 | 0 | 0 | 0 | 0 | 0
| 0 | 0 | 0 | 0 | 0 | 0 | 0 | 0 | 0 | 0 | 0 | 0 | 0 | 0 | 0 | 0 | 0 | 0
| 0 | 0 | 0 | 0 | 0 | 0 | 0 | 0 | 0 | 0 | 0 | 0 | 0 | 0 | 0 | 0 | 0 | 0
| 0 | 0 | 0 | 0 | 0 | 0 | 0 | 0 | 0 | 0 | 0 | 0 | 0 | 0 | 0 | 0 | 0 | 0
| 0 | 0 | 0 | 0 | 0 | 0 | 0 | 0 | 0 | 0 | 0 | 0 | 0 | 0 | 0 | 0 | 0 | 0
| 1 | 0.0001053 | 0.49775 | 0.0057105 | 0.0011893 | 0.072689 | 0.13295 | 0.008718 | 0 | -0.017358 | 0.13121 | 0.16242 | 0 | 0 | 0 | 0 | 0.0046237 | 0

## Allocators
ALLOCATOR | FUNCTION |  | Total | RS | GS-SEC | GS-PRI | GS-SUB | LGS-SEC | LGS-PRI | LGS-SUB | LGS-TRA | IGS-SEC | IGS-PRI | IGS-SUB | IGS-TRA | PS-SEC | PS-PRI | MW | OL | SL
INPUTS FROM WORKPAPERS
CPG - 12 CP |  | Same as CPT | 944768.1515 | 463260.3714 | 117186.8606 | 1370.0926 | 33.7529 | 49032.4527 | 13964.2018 | 1105.0639 | 233.2595 | 2945.3943 | 32109.9652 | 214450.8375 | 33643.2842 | 13308.7412 | 321.2779 | 232.0352 | 1258.1413 | 312.419
PROD_DEMAND | PRODUCTION |  | 1 | 0.49034 | 0.12404 | 0.0014502 | 3.5726e-05 | 0.051899 | 0.014781 | 0.0011697 | 0.0002469 | 0.0031176 | 0.033987 | 0.22699 | 0.03561 | 0.014087 | 0.00034006 | 0.0002456 | 0.0013317 | 0.00033068
PROD_DEMAND | BULKTRAN |  | 0 | 0 | 0 | 0 | 0 | 0 | 0 | 0 | 0 | 0 | 0 | 0 | 0 | 0 | 0 | 0 | 0 | 0
PROD_DEMAND | SUBTRAN |  | 0 | 0 | 0 | 0 | 0 | 0 | 0 | 0 | 0 | 0 | 0 | 0 | 0 | 0 | 0 | 0 | 0 | 0
PROD_DEMAND | DISTPRI |  | 0 | 0 | 0 | 0 | 0 | 0 | 0 | 0 | 0 | 0 | 0 | 0 | 0 | 0 | 0 | 0 | 0 | 0
PROD_DEMAND | DISTSEC |  | 0 | 0 | 0 | 0 | 0 | 0 | 0 | 0 | 0 | 0 | 0 | 0 | 0 | 0 | 0 | 0 | 0 | 0
PROD_DEMAND | ENERGY |  | 0 | 0 | 0 | 0 | 0 | 0 | 0 | 0 | 0 | 0 | 0 | 0 | 0 | 0 | 0 | 0 | 0 | 0
PROD_DEMAND | CUSTOMER |  | 0 | 0 | 0 | 0 | 0 | 0 | 0 | 0 | 0 | 0 | 0 | 0 | 0 | 0 | 0 | 0 | 0 | 0
PROD_DEMAND | TOTAL |  | 1 | 0.49034 | 0.12404 | 0.0014502 | 3.5726e-05 | 0.051899 | 0.014781 | 0.0011697 | 0.0002469 | 0.0031176 | 0.033987 | 0.22699 | 0.03561 | 0.014087 | 0.00034006 | 0.0002456 | 0.0013317 | 0.00033068
ENER |  |  | 5721281489.7845 | 2079871651.725 | 671312179.426 | 7685250.8172 | 194782.206 | 324859845.3226 | 90678093.7233 | 7179053.428 | 1471673.1081 | 21646894.2825 | 258697904.8738 | 1828873141.3525 | 293094599.8657 | 88116889.664 | 2071058.1203 | 2023256.1472 | 34814401.3845 | 8690814.3378
PROD_ENERGY | PRODUCTION |  | 0 | 0 | 0 | 0 | 0 | 0 | 0 | 0 | 0 | 0 | 0 | 0 | 0 | 0 | 0 | 0 | 0 | 0
PROD_ENERGY | BULKTRAN |  | 0 | 0 | 0 | 0 | 0 | 0 | 0 | 0 | 0 | 0 | 0 | 0 | 0 | 0 | 0 | 0 | 0 | 0
PROD_ENERGY | SUBTRAN |  | 0 | 0 | 0 | 0 | 0 | 0 | 0 | 0 | 0 | 0 | 0 | 0 | 0 | 0 | 0 | 0 | 0 | 0
PROD_ENERGY | DISTPRI |  | 0 | 0 | 0 | 0 | 0 | 0 | 0 | 0 | 0 | 0 | 0 | 0 | 0 | 0 | 0 | 0 | 0 | 0
PROD_ENERGY | DISTSEC |  | 0 | 0 | 0 | 0 | 0 | 0 | 0 | 0 | 0 | 0 | 0 | 0 | 0 | 0 | 0 | 0 | 0 | 0
PROD_ENERGY | ENERGY |  | 1 | 0.36353 | 0.11734 | 0.0013433 | 3.4045e-05 | 0.056781 | 0.015849 | 0.0012548 | 0.00025723 | 0.0037836 | 0.045217 | 0.31966 | 0.051229 | 0.015402 | 0.00036199 | 0.00035364 | 0.0060851 | 0.001519
PROD_ENERGY | CUSTOMER |  | 0 | 0 | 0 | 0 | 0 | 0 | 0 | 0 | 0 | 0 | 0 | 0 | 0 | 0 | 0 | 0 | 0 | 0
PROD_ENERGY | TOTAL |  | 1 | 0.36353 | 0.11734 | 0.0013433 | 3.4045e-05 | 0.056781 | 0.015849 | 0.0012548 | 0.00025723 | 0.0037836 | 0.045217 | 0.31966 | 0.051229 | 0.015402 | 0.00036199 | 0.00035364 | 0.0060851 | 0.001519
CPT - 12 CP |  | Same as CPG | 944768.1515 | 463260.3714 | 117186.8606 | 1370.0926 | 33.7529 | 49032.4527 | 13964.2018 | 1105.0639 | 233.2595 | 2945.3943 | 32109.9652 | 214450.8375 | 33643.2842 | 13308.7412 | 321.2779 | 232.0352 | 1258.1413 | 312.419
BULK_TRANS | PRODUCTION |  | 0 | 0 | 0 | 0 | 0 | 0 | 0 | 0 | 0 | 0 | 0 | 0 | 0 | 0 | 0 | 0 | 0 | 0
BULK_TRANS | BULKTRAN |  | 1 | 0.49034 | 0.12404 | 0.0014502 | 3.5726e-05 | 0.051899 | 0.014781 | 0.0011697 | 0.0002469 | 0.0031176 | 0.033987 | 0.22699 | 0.03561 | 0.014087 | 0.00034006 | 0.0002456 | 0.0013317 | 0.00033068
BULK_TRANS | SUBTRAN |  | 0 | 0 | 0 | 0 | 0 | 0 | 0 | 0 | 0 | 0 | 0 | 0 | 0 | 0 | 0 | 0 | 0 | 0
BULK_TRANS | DISTPRI |  | 0 | 0 | 0 | 0 | 0 | 0 | 0 | 0 | 0 | 0 | 0 | 0 | 0 | 0 | 0 | 0 | 0 | 0
BULK_TRANS | DISTSEC |  | 0 | 0 | 0 | 0 | 0 | 0 | 0 | 0 | 0 | 0 | 0 | 0 | 0 | 0 | 0 | 0 | 0 | 0
BULK_TRANS | ENERGY |  | 0 | 0 | 0 | 0 | 0 | 0 | 0 | 0 | 0 | 0 | 0 | 0 | 0 | 0 | 0 | 0 | 0 | 0
BULK_TRANS | CUSTOMER |  | 0 | 0 | 0 | 0 | 0 | 0 | 0 | 0 | 0 | 0 | 0 | 0 | 0 | 0 | 0 | 0 | 0 | 0
BULK_TRANS | TOTAL |  | 1 | 0.49034 | 0.12404 | 0.0014502 | 3.5726e-05 | 0.051899 | 0.014781 | 0.0011697 | 0.0002469 | 0.0031176 | 0.033987 | 0.22699 | 0.03561 | 0.014087 | 0.00034006 | 0.0002456 | 0.0013317 | 0.00033068
CPST - 12 CP |  |  | 744525.8671 | 353576.68 | 90510.4128 | 1054.738 | 34.5788 | 39448.8353 | 11181.6833 | 1145.3725 | 0 | 2209.3119 | 25534.9636 | 208001.3108 | 0 | 10706.1902 | 256.1527 | 175.8057 | 552.2582 | 137.5733
SUB_TRANS | PRODUCTION |  | 0 | 0 | 0 | 0 | 0 | 0 | 0 | 0 | 0 | 0 | 0 | 0 | 0 | 0 | 0 | 0 | 0 | 0
SUB_TRANS | BULKTRAN |  | 0 | 0 | 0 | 0 | 0 | 0 | 0 | 0 | 0 | 0 | 0 | 0 | 0 | 0 | 0 | 0 | 0 | 0
SUB_TRANS | SUBTRAN |  | 1 | 0.4749 | 0.12157 | 0.0014167 | 4.6444e-05 | 0.052985 | 0.015019 | 0.0015384 | 0 | 0.0029674 | 0.034297 | 0.27937 | 0 | 0.01438 | 0.00034405 | 0.00023613 | 0.00074176 | 0.00018478
SUB_TRANS | DISTPRI |  | 0 | 0 | 0 | 0 | 0 | 0 | 0 | 0 | 0 | 0 | 0 | 0 | 0 | 0 | 0 | 0 | 0 | 0
SUB_TRANS | DISTSEC |  | 0 | 0 | 0 | 0 | 0 | 0 | 0 | 0 | 0 | 0 | 0 | 0 | 0 | 0 | 0 | 0 | 0 | 0
SUB_TRANS | ENERGY |  | 0 | 0 | 0 | 0 | 0 | 0 | 0 | 0 | 0 | 0 | 0 | 0 | 0 | 0 | 0 | 0 | 0 | 0
SUB_TRANS | CUSTOMER |  | 0 | 0 | 0 | 0 | 0 | 0 | 0 | 0 | 0 | 0 | 0 | 0 | 0 | 0 | 0 | 0 | 0 | 0
SUB_TRANS | TOTAL |  | 1 | 0.4749 | 0.12157 | 0.0014167 | 4.6444e-05 | 0.052985 | 0.015019 | 0.0015384 | 0 | 0.0029674 | 0.034297 | 0.27937 | 0 | 0.01438 | 0.00034405 | 0.00023613 | 0.00074176 | 0.00018478
CPD - 12 CP |  |  | 686086.3802 | 455903.4762 | 114779.0007 | 1339.4298 | 0 | 49495.8845 | 14050.8122 | 0 | 0 | 2822.9322 | 32651.1591 | 0 | 0 | 13432.3491 | 321.828 | 231.1004 | 847.141 | 211.2669
DIST_CPD | PRODUCTION |  | 0 | 0 | 0 | 0 | 0 | 0 | 0 | 0 | 0 | 0 | 0 | 0 | 0 | 0 | 0 | 0 | 0 | 0
DIST_CPD | BULKTRAN |  | 0 | 0 | 0 | 0 | 0 | 0 | 0 | 0 | 0 | 0 | 0 | 0 | 0 | 0 | 0 | 0 | 0 | 0
DIST_CPD | SUBTRAN |  | 0 | 0 | 0 | 0 | 0 | 0 | 0 | 0 | 0 | 0 | 0 | 0 | 0 | 0 | 0 | 0 | 0 | 0
DIST_CPD | DISTPRI |  | 1 | 0.6645 | 0.1673 | 0.0019523 | 0 | 0.072142 | 0.02048 | 0 | 0 | 0.0041145 | 0.04759 | 0 | 0 | 0.019578 | 0.00046908 | 0.00033684 | 0.0012347 | 0.00030793
DIST_CPD | DISTSEC |  | 0 | 0 | 0 | 0 | 0 | 0 | 0 | 0 | 0 | 0 | 0 | 0 | 0 | 0 | 0 | 0 | 0 | 0
DIST_CPD | ENERGY |  | 0 | 0 | 0 | 0 | 0 | 0 | 0 | 0 | 0 | 0 | 0 | 0 | 0 | 0 | 0 | 0 | 0 | 0
DIST_CPD | CUSTOMER |  | 0 | 0 | 0 | 0 | 0 | 0 | 0 | 0 | 0 | 0 | 0 | 0 | 0 | 0 | 0 | 0 | 0 | 0
DIST_CPD | TOTAL |  | 1 | 0.6645 | 0.1673 | 0.0019523 | 0 | 0.072142 | 0.02048 | 0 | 0 | 0.0041145 | 0.04759 | 0 | 0 | 0.019578 | 0.00046908 | 0.00033684 | 0.0012347 | 0.00030793
SECDEM |  | ( NCP + SNCP ) / 2 | 1372476 | 1024693 | 230030 | 0 | 0 | 81088 | 0 | 0 | 0 | 3589 | 0 | 0 | 0 | 22568 | 0 | 368 | 8126 | 2014
DISTSEC | PRODUCTION |  | 0 | 0 | 0 | 0 | 0 | 0 | 0 | 0 | 0 | 0 | 0 | 0 | 0 | 0 | 0 | 0 | 0 | 0
DISTSEC | BULKTRAN |  | 0 | 0 | 0 | 0 | 0 | 0 | 0 | 0 | 0 | 0 | 0 | 0 | 0 | 0 | 0 | 0 | 0 | 0
DISTSEC | SUBTRAN |  | 0 | 0 | 0 | 0 | 0 | 0 | 0 | 0 | 0 | 0 | 0 | 0 | 0 | 0 | 0 | 0 | 0 | 0
DISTSEC | DISTPRI |  | 0 | 0 | 0 | 0 | 0 | 0 | 0 | 0 | 0 | 0 | 0 | 0 | 0 | 0 | 0 | 0 | 0 | 0
DISTSEC | DISTSEC |  | 1 | 0.7466 | 0.1676 | 0 | 0 | 0.059082 | 0 | 0 | 0 | 0.002615 | 0 | 0 | 0 | 0.016443 | 0 | 0.00026813 | 0.0059207 | 0.0014674
DISTSEC | ENERGY |  | 0 | 0 | 0 | 0 | 0 | 0 | 0 | 0 | 0 | 0 | 0 | 0 | 0 | 0 | 0 | 0 | 0 | 0
DISTSEC | CUSTOMER |  | 0 | 0 | 0 | 0 | 0 | 0 | 0 | 0 | 0 | 0 | 0 | 0 | 0 | 0 | 0 | 0 | 0 | 0
DISTSEC | TOTAL |  | 1 | 0.7466 | 0.1676 | 0 | 0 | 0.059082 | 0 | 0 | 0 | 0.002615 | 0 | 0 | 0 | 0.016443 | 0 | 0.00026813 | 0.0059207 | 0.0014674
TOTCUST |  |  | 207831 | 130257 | 30807 | 70 | 3 | 364 | 60 | 7 | 2 | 5 | 34 | 17 | 3 | 127 | 1 | 8 | 46013 | 53
CUST_TOTAL | PRODUCTION |  | 0 | 0 | 0 | 0 | 0 | 0 | 0 | 0 | 0 | 0 | 0 | 0 | 0 | 0 | 0 | 0 | 0 | 0
CUST_TOTAL | BULKTRAN |  | 0 | 0 | 0 | 0 | 0 | 0 | 0 | 0 | 0 | 0 | 0 | 0 | 0 | 0 | 0 | 0 | 0 | 0
CUST_TOTAL | SUBTRAN |  | 0 | 0 | 0 | 0 | 0 | 0 | 0 | 0 | 0 | 0 | 0 | 0 | 0 | 0 | 0 | 0 | 0 | 0
CUST_TOTAL | DISTPRI |  | 0 | 0 | 0 | 0 | 0 | 0 | 0 | 0 | 0 | 0 | 0 | 0 | 0 | 0 | 0 | 0 | 0 | 0
CUST_TOTAL | DISTSEC |  | 0 | 0 | 0 | 0 | 0 | 0 | 0 | 0 | 0 | 0 | 0 | 0 | 0 | 0 | 0 | 0 | 0 | 0
CUST_TOTAL | ENERGY |  | 0 | 0 | 0 | 0 | 0 | 0 | 0 | 0 | 0 | 0 | 0 | 0 | 0 | 0 | 0 | 0 | 0 | 0
CUST_TOTAL | CUSTOMER |  | 1 | 0.62674 | 0.14823 | 0.00033681 | 1.4435e-05 | 0.0017514 | 0.0002887 | 3.3681e-05 | 9.6232e-06 | 2.4058e-05 | 0.00016359 | 8.1797e-05 | 1.4435e-05 | 0.00061107 | 4.8116e-06 | 3.8493e-05 | 0.2214 | 0.00025501
CUST_TOTAL | TOTAL |  | 1 | 0.62674 | 0.14823 | 0.00033681 | 1.4435e-05 | 0.0017514 | 0.0002887 | 3.3681e-05 | 9.6232e-06 | 2.4058e-05 | 0.00016359 | 8.1797e-05 | 1.4435e-05 | 0.00061107 | 4.8116e-06 | 3.8493e-05 | 0.2214 | 0.00025501
PRICUST |  | TOTCust excl Sub. & Tran. | 207799 | 130257 | 30807 | 70 | 0 | 364 | 60 | 0 | 0 | 5 | 34 | 0 | 0 | 127 | 1 | 8 | 46013 | 53
DIST_PCUST | PRODUCTION |  | 0 | 0 | 0 | 0 | 0 | 0 | 0 | 0 | 0 | 0 | 0 | 0 | 0 | 0 | 0 | 0 | 0 | 0
DIST_PCUST | BULKTRAN |  | 0 | 0 | 0 | 0 | 0 | 0 | 0 | 0 | 0 | 0 | 0 | 0 | 0 | 0 | 0 | 0 | 0 | 0
DIST_PCUST | SUBTRAN |  | 0 | 0 | 0 | 0 | 0 | 0 | 0 | 0 | 0 | 0 | 0 | 0 | 0 | 0 | 0 | 0 | 0 | 0
DIST_PCUST | DISTPRI |  | 0 | 0 | 0 | 0 | 0 | 0 | 0 | 0 | 0 | 0 | 0 | 0 | 0 | 0 | 0 | 0 | 0 | 0
DIST_PCUST | DISTSEC |  | 0 | 0 | 0 | 0 | 0 | 0 | 0 | 0 | 0 | 0 | 0 | 0 | 0 | 0 | 0 | 0 | 0 | 0
DIST_PCUST | ENERGY |  | 0 | 0 | 0 | 0 | 0 | 0 | 0 | 0 | 0 | 0 | 0 | 0 | 0 | 0 | 0 | 0 | 0 | 0
DIST_PCUST | CUSTOMER |  | 1 | 0.62684 | 0.14825 | 0.00033686 | 0 | 0.0017517 | 0.00028874 | 0 | 0 | 2.4062e-05 | 0.00016362 | 0 | 0 | 0.00061117 | 4.8123e-06 | 3.8499e-05 | 0.22143 | 0.00025505
DIST_PCUST | TOTAL |  | 1 | 0.62684 | 0.14825 | 0.00033686 | 0 | 0.0017517 | 0.00028874 | 0 | 0 | 2.4062e-05 | 0.00016362 | 0 | 0 | 0.00061117 | 4.8123e-06 | 3.8499e-05 | 0.22143 | 0.00025505
SECCUST |  | TOTCust excl Pri., Sub. & Tran. | 207634 | 130257 | 30807 | 0 | 0 | 364 | 0 | 0 | 0 | 5 | 0 | 0 | 0 | 127 | 0 | 8 | 46013 | 53
DIST_SERV | PRODUCTION |  | 0 | 0 | 0 | 0 | 0 | 0 | 0 | 0 | 0 | 0 | 0 | 0 | 0 | 0 | 0 | 0 | 0 | 0
DIST_SERV | BULKTRAN |  | 0 | 0 | 0 | 0 | 0 | 0 | 0 | 0 | 0 | 0 | 0 | 0 | 0 | 0 | 0 | 0 | 0 | 0
DIST_SERV | SUBTRAN |  | 0 | 0 | 0 | 0 | 0 | 0 | 0 | 0 | 0 | 0 | 0 | 0 | 0 | 0 | 0 | 0 | 0 | 0
DIST_SERV | DISTPRI |  | 0 | 0 | 0 | 0 | 0 | 0 | 0 | 0 | 0 | 0 | 0 | 0 | 0 | 0 | 0 | 0 | 0 | 0
DIST_SERV | DISTSEC |  | 0 | 0 | 0 | 0 | 0 | 0 | 0 | 0 | 0 | 0 | 0 | 0 | 0 | 0 | 0 | 0 | 0 | 0
DIST_SERV | ENERGY |  | 0 | 0 | 0 | 0 | 0 | 0 | 0 | 0 | 0 | 0 | 0 | 0 | 0 | 0 | 0 | 0 | 0 | 0
DIST_SERV | CUSTOMER |  | 1 | 0.62734 | 0.14837 | 0 | 0 | 0.0017531 | 0 | 0 | 0 | 2.4081e-05 | 0 | 0 | 0 | 0.00061165 | 0 | 3.8529e-05 | 0.22161 | 0.00025526
DIST_SERV | TOTAL |  | 1 | 0.62734 | 0.14837 | 0 | 0 | 0.0017531 | 0 | 0 | 0 | 2.4081e-05 | 0 | 0 | 0 | 0.00061165 | 0 | 3.8529e-05 | 0.22161 | 0.00025526
METER |  |  | 35798155 | 21991911 | 9222723 | 744564 | 132803 | 670332 | 620203 | 381053 | 163305 | 10474 | 395221 | 988082 | 244959 | 214122 | 7247 | 11156 | 0 | 0
DIST_METERS | PRODUCTION |  | 0 | 0 | 0 | 0 | 0 | 0 | 0 | 0 | 0 | 0 | 0 | 0 | 0 | 0 | 0 | 0 | 0 | 0
DIST_METERS | BULKTRAN |  | 0 | 0 | 0 | 0 | 0 | 0 | 0 | 0 | 0 | 0 | 0 | 0 | 0 | 0 | 0 | 0 | 0 | 0
DIST_METERS | SUBTRAN |  | 0 | 0 | 0 | 0 | 0 | 0 | 0 | 0 | 0 | 0 | 0 | 0 | 0 | 0 | 0 | 0 | 0 | 0
DIST_METERS | DISTPRI |  | 0 | 0 | 0 | 0 | 0 | 0 | 0 | 0 | 0 | 0 | 0 | 0 | 0 | 0 | 0 | 0 | 0 | 0
DIST_METERS | DISTSEC |  | 0 | 0 | 0 | 0 | 0 | 0 | 0 | 0 | 0 | 0 | 0 | 0 | 0 | 0 | 0 | 0 | 0 | 0
DIST_METERS | ENERGY |  | 0 | 0 | 0 | 0 | 0 | 0 | 0 | 0 | 0 | 0 | 0 | 0 | 0 | 0 | 0 | 0 | 0 | 0
DIST_METERS | CUSTOMER |  | 1 | 0.61433 | 0.25763 | 0.020799 | 0.0037098 | 0.018725 | 0.017325 | 0.010644 | 0.0045618 | 0.00029258 | 0.01104 | 0.027601 | 0.0068428 | 0.0059814 | 0.00020244 | 0.00031164 | 0 | 0
DIST_METERS | TOTAL |  | 1 | 0.61433 | 0.25763 | 0.020799 | 0.0037098 | 0.018725 | 0.017325 | 0.010644 | 0.0045618 | 0.00029258 | 0.01104 | 0.027601 | 0.0068428 | 0.0059814 | 0.00020244 | 0.00031164 | 0 | 0
DIR371 |  |  | 1 | 0 | 0 | 0 | 0 | 0 | 0 | 0 | 0 | 0 | 0 | 0 | 0 | 0 | 0 | 0 | 1 | 0
DIST_OL | PRODUCTION |  | 0 | 0 | 0 | 0 | 0 | 0 | 0 | 0 | 0 | 0 | 0 | 0 | 0 | 0 | 0 | 0 | 0 | 0
DIST_OL | BULKTRAN |  | 0 | 0 | 0 | 0 | 0 | 0 | 0 | 0 | 0 | 0 | 0 | 0 | 0 | 0 | 0 | 0 | 0 | 0
DIST_OL | SUBTRAN |  | 0 | 0 | 0 | 0 | 0 | 0 | 0 | 0 | 0 | 0 | 0 | 0 | 0 | 0 | 0 | 0 | 0 | 0
DIST_OL | DISTPRI |  | 0 | 0 | 0 | 0 | 0 | 0 | 0 | 0 | 0 | 0 | 0 | 0 | 0 | 0 | 0 | 0 | 0 | 0
DIST_OL | DISTSEC |  | 0 | 0 | 0 | 0 | 0 | 0 | 0 | 0 | 0 | 0 | 0 | 0 | 0 | 0 | 0 | 0 | 0 | 0
DIST_OL | ENERGY |  | 0 | 0 | 0 | 0 | 0 | 0 | 0 | 0 | 0 | 0 | 0 | 0 | 0 | 0 | 0 | 0 | 0 | 0
DIST_OL | CUSTOMER |  | 1 | 0 | 0 | 0 | 0 | 0 | 0 | 0 | 0 | 0 | 0 | 0 | 0 | 0 | 0 | 0 | 1 | 0
DIST_OL | TOTAL |  | 1 | 0 | 0 | 0 | 0 | 0 | 0 | 0 | 0 | 0 | 0 | 0 | 0 | 0 | 0 | 0 | 1 | 0
DIR373 |  |  | 1 | 0 | 0 | 0 | 0 | 0 | 0 | 0 | 0 | 0 | 0 | 0 | 0 | 0 | 0 | 0 | 0 | 1
DIST_SL | PRODUCTION |  | 0 | 0 | 0 | 0 | 0 | 0 | 0 | 0 | 0 | 0 | 0 | 0 | 0 | 0 | 0 | 0 | 0 | 0
DIST_SL | BULKTRAN |  | 0 | 0 | 0 | 0 | 0 | 0 | 0 | 0 | 0 | 0 | 0 | 0 | 0 | 0 | 0 | 0 | 0 | 0
DIST_SL | SUBTRAN |  | 0 | 0 | 0 | 0 | 0 | 0 | 0 | 0 | 0 | 0 | 0 | 0 | 0 | 0 | 0 | 0 | 0 | 0
DIST_SL | DISTPRI |  | 0 | 0 | 0 | 0 | 0 | 0 | 0 | 0 | 0 | 0 | 0 | 0 | 0 | 0 | 0 | 0 | 0 | 0
DIST_SL | DISTSEC |  | 0 | 0 | 0 | 0 | 0 | 0 | 0 | 0 | 0 | 0 | 0 | 0 | 0 | 0 | 0 | 0 | 0 | 0
DIST_SL | ENERGY |  | 0 | 0 | 0 | 0 | 0 | 0 | 0 | 0 | 0 | 0 | 0 | 0 | 0 | 0 | 0 | 0 | 0 | 0
DIST_SL | CUSTOMER |  | 1 | 0 | 0 | 0 | 0 | 0 | 0 | 0 | 0 | 0 | 0 | 0 | 0 | 0 | 0 | 0 | 0 | 1
DIST_SL | TOTAL |  | 1 | 0 | 0 | 0 | 0 | 0 | 0 | 0 | 0 | 0 | 0 | 0 | 0 | 0 | 0 | 0 | 0 | 1
DIR902 |  | Weighted TOTCUST | 355993 | 260514 | 92421 | 245 | 11 | 1638 | 300 | 35 | 10 | 30 | 204 | 102 | 18 | 445 | 4 | 16 | 0 | 0
CUST_902 | PRODUCTION |  | 0 | 0 | 0 | 0 | 0 | 0 | 0 | 0 | 0 | 0 | 0 | 0 | 0 | 0 | 0 | 0 | 0 | 0
CUST_902 | BULKTRAN |  | 0 | 0 | 0 | 0 | 0 | 0 | 0 | 0 | 0 | 0 | 0 | 0 | 0 | 0 | 0 | 0 | 0 | 0
CUST_902 | SUBTRAN |  | 0 | 0 | 0 | 0 | 0 | 0 | 0 | 0 | 0 | 0 | 0 | 0 | 0 | 0 | 0 | 0 | 0 | 0
CUST_902 | DISTPRI |  | 0 | 0 | 0 | 0 | 0 | 0 | 0 | 0 | 0 | 0 | 0 | 0 | 0 | 0 | 0 | 0 | 0 | 0
CUST_902 | DISTSEC |  | 0 | 0 | 0 | 0 | 0 | 0 | 0 | 0 | 0 | 0 | 0 | 0 | 0 | 0 | 0 | 0 | 0 | 0
CUST_902 | ENERGY |  | 0 | 0 | 0 | 0 | 0 | 0 | 0 | 0 | 0 | 0 | 0 | 0 | 0 | 0 | 0 | 0 | 0 | 0
CUST_902 | CUSTOMER |  | 1 | 0.7318 | 0.25961 | 0.00068822 | 3.0899e-05 | 0.0046012 | 0.00084271 | 9.8317e-05 | 2.809e-05 | 8.4271e-05 | 0.00057304 | 0.00028652 | 5.0563e-05 | 0.00125 | 1.1236e-05 | 4.4945e-05 | 0 | 0
CUST_902 | TOTAL |  | 1 | 0.7318 | 0.25961 | 0.00068822 | 3.0899e-05 | 0.0046012 | 0.00084271 | 9.8317e-05 | 2.809e-05 | 8.4271e-05 | 0.00057304 | 0.00028652 | 5.0563e-05 | 0.00125 | 1.1236e-05 | 4.4945e-05 | 0 | 0
DIR903 |  | Calculated | 2386906 | 2011442 | 366493 | 832 | 36 | 4331 | 714 | 83 | 24 | 59 | 405 | 202 | 36 | 1511 | 12 | 95 | 0 | 631
CUST_903 | PRODUCTION | Weighted | 0 | 0 | 0 | 0 | 0 | 0 | 0 | 0 | 0 | 0 | 0 | 0 | 0 | 0 | 0 | 0 | 0 | 0
CUST_903 | BULKTRAN | Average | 0 | 0 | 0 | 0 | 0 | 0 | 0 | 0 | 0 | 0 | 0 | 0 | 0 | 0 | 0 | 0 | 0 | 0
CUST_903 | SUBTRAN |  | 0 | 0 | 0 | 0 | 0 | 0 | 0 | 0 | 0 | 0 | 0 | 0 | 0 | 0 | 0 | 0 | 0 | 0
CUST_903 | DISTPRI |  | 0 | 0 | 0 | 0 | 0 | 0 | 0 | 0 | 0 | 0 | 0 | 0 | 0 | 0 | 0 | 0 | 0 | 0
CUST_903 | DISTSEC |  | 0 | 0 | 0 | 0 | 0 | 0 | 0 | 0 | 0 | 0 | 0 | 0 | 0 | 0 | 0 | 0 | 0 | 0
CUST_903 | ENERGY |  | 0 | 0 | 0 | 0 | 0 | 0 | 0 | 0 | 0 | 0 | 0 | 0 | 0 | 0 | 0 | 0 | 0 | 0
CUST_903 | CUSTOMER |  | 1 | 0.8427 | 0.15354 | 0.00034857 | 1.5082e-05 | 0.0018145 | 0.00029913 | 3.4773e-05 | 1.0055e-05 | 2.4718e-05 | 0.00016968 | 8.4628e-05 | 1.5082e-05 | 0.00063304 | 5.0274e-06 | 3.98e-05 | 0 | 0.00026436
CUST_903 | TOTAL |  | 1 | 0.8427 | 0.15354 | 0.00034857 | 1.5082e-05 | 0.0018145 | 0.00029913 | 3.4773e-05 | 1.0055e-05 | 2.4718e-05 | 0.00016968 | 8.4628e-05 | 1.5082e-05 | 0.00063304 | 5.0274e-06 | 3.98e-05 | 0 | 0.00026436
CUST451 |  | Spread by class; alloc. to | 166771.02 | 147795.93 | 15227.68 | 86.8 | 4.7 | 149 | 116.1 | 0 | 0 | 0 | 0 | 34 | 0 | 0 | 0 | 0 | 3356.81 | 0
CUST_451 | PRODUCTION | functions below: | 0 | 0 | 0 | 0 | 0 | 0 | 0 | 0 | 0 | 0 | 0 | 0 | 0 | 0 | 0 | 0 | 0 | 0
CUST_451 | BULKTRAN | MISC_SERV_REV | 0 | 0 | 0 | 0 | 0 | 0 | 0 | 0 | 0 | 0 | 0 | 0 | 0 | 0 | 0 | 0 | 0 | 0
CUST_451 | SUBTRAN |  | 0 | 0 | 0 | 0 | 0 | 0 | 0 | 0 | 0 | 0 | 0 | 0 | 0 | 0 | 0 | 0 | 0 | 0
CUST_451 | DISTPRI |  | 0 | 0 | 0 | 0 | 0 | 0 | 0 | 0 | 0 | 0 | 0 | 0 | 0 | 0 | 0 | 0 | 0 | 0
CUST_451 | DISTSEC |  | 0 | 0 | 0 | 0 | 0 | 0 | 0 | 0 | 0 | 0 | 0 | 0 | 0 | 0 | 0 | 0 | 0 | 0
CUST_451 | ENERGY |  | 0 | 0 | 0 | 0 | 0 | 0 | 0 | 0 | 0 | 0 | 0 | 0 | 0 | 0 | 0 | 0 | 0 | 0
CUST_451 | CUSTOMER |  | 1 | 0.88622 | 0.091309 | 0.00052047 | 2.8182e-05 | 0.00089344 | 0.00069616 | 0 | 0 | 0 | 0 | 0.00020387 | 0 | 0 | 0 | 0 | 0.020128 | 0
CUST_451 | TOTAL |  | 1 | 0.88622 | 0.091309 | 0.00052047 | 2.8182e-05 | 0.00089344 | 0.00069616 | 0 | 0 | 0 | 0 | 0.00020387 | 0 | 0 | 0 | 0 | 0.020128 | 0
CUSTDEP |  | Spread by class; alloc. to | 37698806.4 | 25026860.9425 | 5406256.1183 | 316153.6892 | 64116.44 | 1309458.1542 | 1412193.0892 | 273652.5267 | 16274.9858 | 212410 | 1571996.8383 | 1565496.6667 | 361852 | 28410 | 0 | 0 | 133674.9492 | 0
CUST_DEP | PRODUCTION | functions below: | 0 | 0 | 0 | 0 | 0 | 0 | 0 | 0 | 0 | 0 | 0 | 0 | 0 | 0 | 0 | 0 | 0 | 0
CUST_DEP | BULKTRAN | CUST_DEP_FXNL | 0 | 0 | 0 | 0 | 0 | 0 | 0 | 0 | 0 | 0 | 0 | 0 | 0 | 0 | 0 | 0 | 0 | 0
CUST_DEP | SUBTRAN |  | 0 | 0 | 0 | 0 | 0 | 0 | 0 | 0 | 0 | 0 | 0 | 0 | 0 | 0 | 0 | 0 | 0 | 0
CUST_DEP | DISTPRI |  | 0 | 0 | 0 | 0 | 0 | 0 | 0 | 0 | 0 | 0 | 0 | 0 | 0 | 0 | 0 | 0 | 0 | 0
CUST_DEP | DISTSEC |  | 0 | 0 | 0 | 0 | 0 | 0 | 0 | 0 | 0 | 0 | 0 | 0 | 0 | 0 | 0 | 0 | 0 | 0
CUST_DEP | ENERGY |  | 0 | 0 | 0 | 0 | 0 | 0 | 0 | 0 | 0 | 0 | 0 | 0 | 0 | 0 | 0 | 0 | 0 | 0
CUST_DEP | CUSTOMER |  | 1 | 0.66386 | 0.14341 | 0.0083863 | 0.0017008 | 0.034735 | 0.03746 | 0.0072589 | 0.00043171 | 0.0056344 | 0.041699 | 0.041526 | 0.0095985 | 0.0007536 | 0 | 0 | 0.0035459 | 0
CUST_DEP | TOTAL |  | 1 | 0.66386 | 0.14341 | 0.0083863 | 0.0017008 | 0.034735 | 0.03746 | 0.0072589 | 0.00043171 | 0.0056344 | 0.041699 | 0.041526 | 0.0095985 | 0.0007536 | 0 | 0 | 0.0035459 | 0
FORF DISCOUNTS |  | Spread by class; alloc. to | 1035102 | 109 | 515222 | 5911 | 1231 | 75241 | 137613 | 9024 | 0 | -17967 | 135813 | 168119 | 0 | 0 | 0 | 0 | 4786 | 0
FORF_DISC | PRODUCTION | functions below: | 1 | 0.0001053 | 0.49775 | 0.0057105 | 0.0011893 | 0.072689 | 0.13295 | 0.008718 | 0 | -0.017358 | 0.13121 | 0.16242 | 0 | 0 | 0 | 0 | 0.0046237 | 0
FORF_DISC | BULKTRAN | FORF_DISC_FXNL | 0 | 0 | 0 | 0 | 0 | 0 | 0 | 0 | 0 | 0 | 0 | 0 | 0 | 0 | 0 | 0 | 0 | 0
FORF_DISC | SUBTRAN |  | 0 | 0 | 0 | 0 | 0 | 0 | 0 | 0 | 0 | 0 | 0 | 0 | 0 | 0 | 0 | 0 | 0 | 0
FORF_DISC | DISTPRI |  | 0 | 0 | 0 | 0 | 0 | 0 | 0 | 0 | 0 | 0 | 0 | 0 | 0 | 0 | 0 | 0 | 0 | 0
FORF_DISC | DISTSEC |  | 0 | 0 | 0 | 0 | 0 | 0 | 0 | 0 | 0 | 0 | 0 | 0 | 0 | 0 | 0 | 0 | 0 | 0
FORF_DISC | ENERGY |  | 0 | 0 | 0 | 0 | 0 | 0 | 0 | 0 | 0 | 0 | 0 | 0 | 0 | 0 | 0 | 0 | 0 | 0
FORF_DISC | CUSTOMER |  | 0 | 0 | 0 | 0 | 0 | 0 | 0 | 0 | 0 | 0 | 0 | 0 | 0 | 0 | 0 | 0 | 0 | 0
FORF_DISC | TOTAL |  | 1 | 0.0001053 | 0.49775 | 0.0057105 | 0.0011893 | 0.072689 | 0.13295 | 0.008718 | 0 | -0.017358 | 0.13121 | 0.16242 | 0 | 0 | 0 | 0 | 0.0046237 | 0
YEAR END CUST ADJ |  | Spread by class; alloc. to | -2908255.8648 | -1125987.3811 | -244034.6957 | -81242.3049 | -13165.7203 | -256074.7688 | -4586.7489 | -13137.9984 | 69699.7122 | 0 | -25269.2593 | -1079415.7509 | 0 | -96274.3871 | 0 | 0 | -38766.5616 | 0
REVYEC | PRODUCTION | functions below: | 1 | 0.38717 | 0.083911 | 0.027935 | 0.004527 | 0.088051 | 0.0015771 | 0.0045175 | -0.023966 | 0 | 0.0086888 | 0.37116 | 0 | 0.033104 | 0 | 0 | 0.01333 | 0
REVYEC | BULKTRAN | REVYEC_FXNL | 0 | 0 | 0 | 0 | 0 | 0 | 0 | 0 | 0 | 0 | 0 | 0 | 0 | 0 | 0 | 0 | 0 | 0
REVYEC | SUBTRAN |  | 0 | 0 | 0 | 0 | 0 | 0 | 0 | 0 | 0 | 0 | 0 | 0 | 0 | 0 | 0 | 0 | 0 | 0
REVYEC | DISTPRI |  | 0 | 0 | 0 | 0 | 0 | 0 | 0 | 0 | 0 | 0 | 0 | 0 | 0 | 0 | 0 | 0 | 0 | 0
REVYEC | DISTSEC |  | 0 | 0 | 0 | 0 | 0 | 0 | 0 | 0 | 0 | 0 | 0 | 0 | 0 | 0 | 0 | 0 | 0 | 0
REVYEC | ENERGY |  | 0 | 0 | 0 | 0 | 0 | 0 | 0 | 0 | 0 | 0 | 0 | 0 | 0 | 0 | 0 | 0 | 0 | 0
REVYEC | CUSTOMER |  | 0 | 0 | 0 | 0 | 0 | 0 | 0 | 0 | 0 | 0 | 0 | 0 | 0 | 0 | 0 | 0 | 0 | 0
REVYEC | TOTAL |  | 1 | 0.38717 | 0.083911 | 0.027935 | 0.004527 | 0.088051 | 0.0015771 | 0.0045175 | -0.023966 | 0 | 0.0086888 | 0.37116 | 0 | 0.033104 | 0 | 0 | 0.01333 | 0
FUELR |  | Set to Energy Allocator | 5721281489.7845 | 2079871651.725 | 671312179.426 | 7685250.8172 | 194782.206 | 324859845.3226 | 90678093.7233 | 7179053.428 | 1471673.1081 | 21646894.2825 | 258697904.8738 | 1828873141.3525 | 293094599.8657 | 88116889.664 | 2071058.1203 | 2023256.1472 | 34814401.3845 | 8690814.3378 | not needed as there was no mid-year base fuel change
FUELREV | PRODUCTION |  | 0 | 0 | 0 | 0 | 0 | 0 | 0 | 0 | 0 | 0 | 0 | 0 | 0 | 0 | 0 | 0 | 0 | 0
FUELREV | BULKTRAN |  | 0 | 0 | 0 | 0 | 0 | 0 | 0 | 0 | 0 | 0 | 0 | 0 | 0 | 0 | 0 | 0 | 0 | 0
FUELREV | SUBTRAN |  | 0 | 0 | 0 | 0 | 0 | 0 | 0 | 0 | 0 | 0 | 0 | 0 | 0 | 0 | 0 | 0 | 0 | 0
FUELREV | DISTPRI |  | 0 | 0 | 0 | 0 | 0 | 0 | 0 | 0 | 0 | 0 | 0 | 0 | 0 | 0 | 0 | 0 | 0 | 0
FUELREV | DISTSEC |  | 0 | 0 | 0 | 0 | 0 | 0 | 0 | 0 | 0 | 0 | 0 | 0 | 0 | 0 | 0 | 0 | 0 | 0
FUELREV | ENERGY |  | 1 | 0.36353 | 0.11734 | 0.0013433 | 3.4045e-05 | 0.056781 | 0.015849 | 0.0012548 | 0.00025723 | 0.0037836 | 0.045217 | 0.31966 | 0.051229 | 0.015402 | 0.00036199 | 0.00035364 | 0.0060851 | 0.001519
FUELREV | CUSTOMER |  | 0 | 0 | 0 | 0 | 0 | 0 | 0 | 0 | 0 | 0 | 0 | 0 | 0 | 0 | 0 | 0 | 0 | 0
FUELREV | TOTAL |  | 1 | 0.36353 | 0.11734 | 0.0013433 | 3.4045e-05 | 0.056781 | 0.015849 | 0.0012548 | 0.00025723 | 0.0037836 | 0.045217 | 0.31966 | 0.051229 | 0.015402 | 0.00036199 | 0.00035364 | 0.0060851 | 0.001519
WEATHER |  | Spread by class; alloc. to | -1012931.5357 | -343415.4501 | -427803.6442 | -2324.7131 | 0 | -167700.6733 | -33044.9552 | 0 | 0 | 0 | 0 | 0 | 0 | -38060.6006 | -581.4991 | 0 | 0 | 0
WEATHER_NORM | PRODUCTION | functions below: | 0 | 0 | 0 | 0 | 0 | 0 | 0 | 0 | 0 | 0 | 0 | 0 | 0 | 0 | 0 | 0 | 0 | 0
WEATHER_NORM | BULKTRAN | WEATHER_FXNL | 0 | 0 | 0 | 0 | 0 | 0 | 0 | 0 | 0 | 0 | 0 | 0 | 0 | 0 | 0 | 0 | 0 | 0
WEATHER_NORM | SUBTRAN |  | 0 | 0 | 0 | 0 | 0 | 0 | 0 | 0 | 0 | 0 | 0 | 0 | 0 | 0 | 0 | 0 | 0 | 0
WEATHER_NORM | DISTPRI |  | 0 | 0 | 0 | 0 | 0 | 0 | 0 | 0 | 0 | 0 | 0 | 0 | 0 | 0 | 0 | 0 | 0 | 0
WEATHER_NORM | DISTSEC |  | 0 | 0 | 0 | 0 | 0 | 0 | 0 | 0 | 0 | 0 | 0 | 0 | 0 | 0 | 0 | 0 | 0 | 0
WEATHER_NORM | ENERGY |  | 1 | 0.33903 | 0.42234 | 0.002295 | 0 | 0.16556 | 0.032623 | 0 | 0 | 0 | 0 | 0 | 0 | 0.037575 | 0.00057408 | 0 | 0 | 0
WEATHER_NORM | CUSTOMER |  | 0 | 0 | 0 | 0 | 0 | 0 | 0 | 0 | 0 | 0 | 0 | 0 | 0 | 0 | 0 | 0 | 0 | 0
WEATHER_NORM | TOTAL |  | 1 | 0.33903 | 0.42234 | 0.002295 | 0 | 0.16556 | 0.032623 | 0 | 0 | 0 | 0 | 0 | 0 | 0.037575 | 0.00057408 | 0 | 0 | 0
PRO FORMA ADJ |  | Spread by class; alloc. to | -867856.0605 | 0 | 0 | 0 | 0 | 0 | -393731.8645 | 0 | 0 | 0 | 0 | 0 | -474124.196 | 0 | 0 | 0 | 0 | 0
CUST_SPEC | PRODUCTION | functions below: | 0 | 0 | 0 | 0 | 0 | 0 | 0 | 0 | 0 | 0 | 0 | 0 | 0 | 0 | 0 | 0 | 0 | 0
CUST_SPEC | BULKTRAN | CUST_SPEC_FXNL | 0 | 0 | 0 | 0 | 0 | 0 | 0 | 0 | 0 | 0 | 0 | 0 | 0 | 0 | 0 | 0 | 0 | 0
CUST_SPEC | SUBTRAN |  | 0 | 0 | 0 | 0 | 0 | 0 | 0 | 0 | 0 | 0 | 0 | 0 | 0 | 0 | 0 | 0 | 0 | 0
CUST_SPEC | DISTPRI |  | 0 | 0 | 0 | 0 | 0 | 0 | 0 | 0 | 0 | 0 | 0 | 0 | 0 | 0 | 0 | 0 | 0 | 0
CUST_SPEC | DISTSEC |  | 0 | 0 | 0 | 0 | 0 | 0 | 0 | 0 | 0 | 0 | 0 | 0 | 0 | 0 | 0 | 0 | 0 | 0
CUST_SPEC | ENERGY |  | 1 | 0 | 0 | 0 | 0 | 0 | 0.45368 | 0 | 0 | 0 | 0 | 0 | 0.54632 | 0 | 0 | 0 | 0 | 0
CUST_SPEC | CUSTOMER |  | 0 | 0 | 0 | 0 | 0 | 0 | 0 | 0 | 0 | 0 | 0 | 0 | 0 | 0 | 0 | 0 | 0 | 0
CUST_SPEC | TOTAL |  | 1 | 0 | 0 | 0 | 0 | 0 | 0.45368 | 0 | 0 | 0 | 0 | 0 | 0.54632 | 0 | 0 | 0 | 0 | 0
INTERNALLY DERIVED
Bulk Transmission Plant |  | 685857713.46
Subtransmission Plant |  | 263076316.54
Total Transmisison Plant |  | 948934030
BULK_TRANS | BULKTRAN | 72.28% | 1 | 0.49034 | 0.12404 | 0.0014502 | 3.5726e-05 | 0.051899 | 0.014781 | 0.0011697 | 0.0002469 | 0.0031176 | 0.033987 | 0.22699 | 0.03561 | 0.014087 | 0.00034006 | 0.0002456 | 0.0013317 | 0.00033068
SUB_TRANS | SUBTRAN | 27.72% | 1 | 0.4749 | 0.12157 | 0.0014167 | 4.6444e-05 | 0.052985 | 0.015019 | 0.0015384 | 0 | 0.0029674 | 0.034297 | 0.27937 | 0 | 0.01438 | 0.00034405 | 0.00023613 | 0.00074176 | 0.00018478
TRANS_TOTAL | PRODUCTION |  | 0 | 0 | 0 | 0 | 0 | 0 | 0 | 0 | 0 | 0 | 0 | 0 | 0 | 0 | 0 | 0 | 0 | 0
TRANS_TOTAL | BULKTRAN |  | 0.7228 | 0.35442 | 0.089654 | 0.0010482 | 2.5823e-05 | 0.037513 | 0.010683 | 0.00084544 | 0.00017846 | 0.0022534 | 0.024566 | 0.16407 | 0.025739 | 0.010182 | 0.0002458 | 0.00017752 | 0.00096255 | 0.00023902
TRANS_TOTAL | SUBTRAN |  | 0.2772 | 0.13164 | 0.033699 | 0.0003927 | 1.2874e-05 | 0.014687 | 0.0041631 | 0.00042644 | 0 | 0.00082257 | 0.0095071 | 0.077443 | 0 | 0.0039861 | 9.537e-05 | 6.5456e-05 | 0.00020562 | 5.1221e-05
TRANS_TOTAL | DISTPRI |  | 0 | 0 | 0 | 0 | 0 | 0 | 0 | 0 | 0 | 0 | 0 | 0 | 0 | 0 | 0 | 0 | 0 | 0
TRANS_TOTAL | DISTSEC |  | 0 | 0 | 0 | 0 | 0 | 0 | 0 | 0 | 0 | 0 | 0 | 0 | 0 | 0 | 0 | 0 | 0 | 0
TRANS_TOTAL | ENERGY |  | 0 | 0 | 0 | 0 | 0 | 0 | 0 | 0 | 0 | 0 | 0 | 0 | 0 | 0 | 0 | 0 | 0 | 0
TRANS_TOTAL | CUSTOMER |  | 0 | 0 | 0 | 0 | 0 | 0 | 0 | 0 | 0 | 0 | 0 | 0 | 0 | 0 | 0 | 0 | 0 | 0
TRANS_TOTAL | TOTAL |  | 1 | 0.48606 | 0.12335 | 0.0014409 | 3.8697e-05 | 0.0522 | 0.014847 | 0.0012719 | 0.00017846 | 0.003076 | 0.034073 | 0.24151 | 0.025739 | 0.014168 | 0.00034117 | 0.00024298 | 0.0011682 | 0.00029024
DIST_CPD | DISTPRI | 57.25% | 1 | 0.6645 | 0.1673 | 0.0019523 | 0 | 0.072142 | 0.02048 | 0 | 0 | 0.0041145 | 0.04759 | 0 | 0 | 0.019578 | 0.00046908 | 0.00033684 | 0.0012347 | 0.00030793
DISTSEC | DISTSEC | 42.75% | 1 | 0.7466 | 0.1676 | 0 | 0 | 0.059082 | 0 | 0 | 0 | 0.002615 | 0 | 0 | 0 | 0.016443 | 0 | 0.00026813 | 0.0059207 | 0.0014674
DIST_PCUST Excl OL | CUSTOMER
DIST_POLES | PRODUCTION |  | 0 | 0 | 0 | 0 | 0 | 0 | 0 | 0 | 0 | 0 | 0 | 0 | 0 | 0 | 0 | 0 | 0 | 0
DIST_POLES | BULKTRAN |  | 0 | 0 | 0 | 0 | 0 | 0 | 0 | 0 | 0 | 0 | 0 | 0 | 0 | 0 | 0 | 0 | 0 | 0
DIST_POLES | SUBTRAN |  | 0 | 0 | 0 | 0 | 0 | 0 | 0 | 0 | 0 | 0 | 0 | 0 | 0 | 0 | 0 | 0 | 0 | 0
DIST_POLES | DISTPRI |  | 0.5725 | 0.38042 | 0.095776 | 0.0011177 | 0 | 0.041301 | 0.011725 | 0 | 0 | 0.0023556 | 0.027245 | 0 | 0 | 0.011209 | 0.00026855 | 0.00019284 | 0.00070689 | 0.00017629
DIST_POLES | DISTSEC |  | 0.4275 | 0.31917 | 0.07165 | 0 | 0 | 0.025257 | 0 | 0 | 0 | 0.0011179 | 0 | 0 | 0 | 0.0070295 | 0 | 0.00011463 | 0.0025311 | 0.00062732
DIST_POLES | ENERGY |  | 0 | 0 | 0 | 0 | 0 | 0 | 0 | 0 | 0 | 0 | 0 | 0 | 0 | 0 | 0 | 0 | 0 | 0
DIST_POLES | CUSTOMER |  | 0 | 0 | 0 | 0 | 0 | 0 | 0 | 0 | 0 | 0 | 0 | 0 | 0 | 0 | 0 | 0 | 0 | 0
DIST_POLES | TOTAL |  | 1 | 0.6996 | 0.16743 | 0.0011177 | 0 | 0.066559 | 0.011725 | 0 | 0 | 0.0034735 | 0.027245 | 0 | 0 | 0.018238 | 0.00026855 | 0.00030746 | 0.003238 | 0.00080361
DIST_CPD | DISTPRI | 24.88% | 1 | 0.6645 | 0.1673 | 0.0019523 | 0 | 0.072142 | 0.02048 | 0 | 0 | 0.0041145 | 0.04759 | 0 | 0 | 0.019578 | 0.00046908 | 0.00033684 | 0.0012347 | 0.00030793
DISTSEC | DISTSEC | 10.56% | 1 | 0.7466 | 0.1676 | 0 | 0 | 0.059082 | 0 | 0 | 0 | 0.002615 | 0 | 0 | 0 | 0.016443 | 0 | 0.00026813 | 0.0059207 | 0.0014674
DIST_PCUST Excl OL | CUSTOMER | 64.56% | 1 | 0.80512 | 0.19042 | 0.00043267 | 0 | 0.0022499 | 0.00037086 | 0 | 0 | 3.0905e-05 | 0.00021015 | 0 | 0 | 0.00078499 | 6.181e-06 | 4.9448e-05 | 0 | 0.00032759
DIST_OHLINES | PRODUCTION |  | 0 | 0 | 0 | 0 | 0 | 0 | 0 | 0 | 0 | 0 | 0 | 0 | 0 | 0 | 0 | 0 | 0 | 0
DIST_OHLINES | BULKTRAN |  | 0 | 0 | 0 | 0 | 0 | 0 | 0 | 0 | 0 | 0 | 0 | 0 | 0 | 0 | 0 | 0 | 0 | 0
DIST_OHLINES | SUBTRAN |  | 0 | 0 | 0 | 0 | 0 | 0 | 0 | 0 | 0 | 0 | 0 | 0 | 0 | 0 | 0 | 0 | 0 | 0
DIST_OHLINES | DISTPRI |  | 0.2488 | 0.16533 | 0.041624 | 0.00048574 | 0 | 0.017949 | 0.0050954 | 0 | 0 | 0.0010237 | 0.011841 | 0 | 0 | 0.0048712 | 0.00011671 | 8.3807e-05 | 0.00030721 | 7.6615e-05
DIST_OHLINES | DISTSEC |  | 0.10563 | 0.07886 | 0.017703 | 0 | 0 | 0.0062405 | 0 | 0 | 0 | 0.00027621 | 0 | 0 | 0 | 0.0017368 | 0 | 2.8321e-05 | 0.00062538 | 0.000155
DIST_OHLINES | ENERGY |  | 0 | 0 | 0 | 0 | 0 | 0 | 0 | 0 | 0 | 0 | 0 | 0 | 0 | 0 | 0 | 0 | 0 | 0
DIST_OHLINES | CUSTOMER |  | 0.64557 | 0.51976 | 0.12293 | 0.00027932 | 0 | 0.0014525 | 0.00023942 | 0 | 0 | 1.9951e-05 | 0.00013567 | 0 | 0 | 0.00050676 | 3.9903e-06 | 3.1922e-05 | 0 | 0.00021148
DIST_OHLINES | TOTAL |  | 1 | 0.76395 | 0.18226 | 0.00076505 | 0 | 0.025642 | 0.0053348 | 0 | 0 | 0.0013199 | 0.011976 | 0 | 0 | 0.0071148 | 0.0001207 | 0.00014405 | 0.00093259 | 0.0004431
DIST_CPD | DISTPRI | 24.64% | 1 | 0.6645 | 0.1673 | 0.0019523 | 0 | 0.072142 | 0.02048 | 0 | 0 | 0.0041145 | 0.04759 | 0 | 0 | 0.019578 | 0.00046908 | 0.00033684 | 0.0012347 | 0.00030793
DISTSEC | DISTSEC | 33.75% | 1 | 0.7466 | 0.1676 | 0 | 0 | 0.059082 | 0 | 0 | 0 | 0.002615 | 0 | 0 | 0 | 0.016443 | 0 | 0.00026813 | 0.0059207 | 0.0014674
DIST_PCUST Excl OL | CUSTOMER | 41.61% | 1 | 0.80512 | 0.19042 | 0.00043267 | 0 | 0.0022499 | 0.00037086 | 0 | 0 | 3.0905e-05 | 0.00021015 | 0 | 0 | 0.00078499 | 6.181e-06 | 4.9448e-05 | 0 | 0.00032759
DIST_UGLINES | PRODUCTION |  | 0 | 0 | 0 | 0 | 0 | 0 | 0 | 0 | 0 | 0 | 0 | 0 | 0 | 0 | 0 | 0 | 0 | 0
DIST_UGLINES | BULKTRAN |  | 0 | 0 | 0 | 0 | 0 | 0 | 0 | 0 | 0 | 0 | 0 | 0 | 0 | 0 | 0 | 0 | 0 | 0
DIST_UGLINES | SUBTRAN |  | 0 | 0 | 0 | 0 | 0 | 0 | 0 | 0 | 0 | 0 | 0 | 0 | 0 | 0 | 0 | 0 | 0 | 0
DIST_UGLINES | DISTPRI |  | 0.24644 | 0.16376 | 0.041228 | 0.00048111 | 0 | 0.017778 | 0.0050469 | 0 | 0 | 0.001014 | 0.011728 | 0 | 0 | 0.0048248 | 0.0001156 | 8.3009e-05 | 0.00030429 | 7.5885e-05
DIST_UGLINES | DISTSEC |  | 0.33748 | 0.25197 | 0.056563 | 0 | 0 | 0.019939 | 0 | 0 | 0 | 0.00088252 | 0 | 0 | 0 | 0.0055494 | 0 | 9.0489e-05 | 0.0019981 | 0.00049523
DIST_UGLINES | ENERGY |  | 0 | 0 | 0 | 0 | 0 | 0 | 0 | 0 | 0 | 0 | 0 | 0 | 0 | 0 | 0 | 0 | 0 | 0
DIST_UGLINES | CUSTOMER |  | 0.41608 | 0.33499 | 0.079229 | 0.00018002 | 0 | 0.00093613 | 0.00015431 | 0 | 0 | 1.2859e-05 | 8.7441e-05 | 0 | 0 | 0.00032662 | 2.5718e-06 | 2.0574e-05 | 0 | 0.0001363
DIST_UGLINES | TOTAL |  | 1 | 0.75072 | 0.17702 | 0.00066114 | 0 | 0.038654 | 0.0052012 | 0 | 0 | 0.0019093 | 0.011815 | 0 | 0 | 0.010701 | 0.00011817 | 0.00019407 | 0.0023024 | 0.00070742
DIST_CPD | DISTPRI | 22.98% | 1 | 0.6645 | 0.1673 | 0.0019523 | 0 | 0.072142 | 0.02048 | 0 | 0 | 0.0041145 | 0.04759 | 0 | 0 | 0.019578 | 0.00046908 | 0.00033684 | 0.0012347 | 0.00030793
DISTSEC | DISTSEC | 39.01% | 1 | 0.7466 | 0.1676 | 0 | 0 | 0.059082 | 0 | 0 | 0 | 0.002615 | 0 | 0 | 0 | 0.016443 | 0 | 0.00026813 | 0.0059207 | 0.0014674
DIST_SERV EXCL OL | CUSTOMER | 38.02% | 1 | 0.80594 | 0.19061 | 0 | 0 | 0.0022522 | 0 | 0 | 0 | 3.0937e-05 | 0 | 0 | 0 | 0.00078579 | 0 | 4.9499e-05 | 0 | 0.00032793
DIST_TRANSF | PRODUCTION |  | 0 | 0 | 0 | 0 | 0 | 0 | 0 | 0 | 0 | 0 | 0 | 0 | 0 | 0 | 0 | 0 | 0 | 0
DIST_TRANSF | BULKTRAN |  | 0 | 0 | 0 | 0 | 0 | 0 | 0 | 0 | 0 | 0 | 0 | 0 | 0 | 0 | 0 | 0 | 0 | 0
DIST_TRANSF | SUBTRAN |  | 0 | 0 | 0 | 0 | 0 | 0 | 0 | 0 | 0 | 0 | 0 | 0 | 0 | 0 | 0 | 0 | 0 | 0
DIST_TRANSF | DISTPRI |  | 0.22975 | 0.15267 | 0.038437 | 0.00044854 | 0 | 0.016575 | 0.0047053 | 0 | 0 | 0.00094533 | 0.010934 | 0 | 0 | 0.0044982 | 0.00010777 | 7.739e-05 | 0.00028369 | 7.0748e-05
DIST_TRANSF | DISTSEC |  | 0.39009 | 0.29125 | 0.065381 | 0 | 0 | 0.023047 | 0 | 0 | 0 | 0.0010201 | 0 | 0 | 0 | 0.0064144 | 0 | 0.0001046 | 0.0023096 | 0.00057243
DIST_TRANSF | ENERGY |  | 0 | 0 | 0 | 0 | 0 | 0 | 0 | 0 | 0 | 0 | 0 | 0 | 0 | 0 | 0 | 0 | 0 | 0
DIST_TRANSF | CUSTOMER |  | 0.38015 | 0.30638 | 0.072462 | 0 | 0 | 0.00085617 | 0 | 0 | 0 | 1.1761e-05 | 0 | 0 | 0 | 0.00029872 | 0 | 1.8817e-05 | 0 | 0.00012466
DIST_TRANSF | TOTAL |  | 1 | 0.7503 | 0.17628 | 0.00044854 | 0 | 0.040479 | 0.0047053 | 0 | 0 | 0.0019772 | 0.010934 | 0 | 0 | 0.011211 | 0.00010777 | 0.0002008 | 0.0025933 | 0.00076784
Show under production as it is capturing load (LSE) charges for transmission service, whereas the bulktran and subtran buckets are capturing the costs and revenues as a transmission owner (TO).
TRAN_LSE | PRODUCTION | Same as BULK_TRANS | 1 | 0.49034 | 0.12404 | 0.0014502 | 3.5726e-05 | 0.051899 | 0.014781 | 0.0011697 | 0.0002469 | 0.0031176 | 0.033987 | 0.22699 | 0.03561 | 0.014087 | 0.00034006 | 0.0002456 | 0.0013317 | 0.00033068
TRAN_LSE | BULKTRAN
TRAN_LSE | SUBTRAN
TRAN_LSE | DISTPRI
TRAN_LSE | DISTSEC
TRAN_LSE | ENERGY
TRAN_LSE | CUSTOMER
TRAN_LSE | TOTAL |  | 1 | 0.49034 | 0.12404 | 0.0014502 | 3.5726e-05 | 0.051899 | 0.014781 | 0.0011697 | 0.0002469 | 0.0031176 | 0.033987 | 0.22699 | 0.03561 | 0.014087 | 0.00034006 | 0.0002456 | 0.0013317 | 0.00033068
Production EPIS | PRODUCTION |  | 606309552.5435 | 297299594.6683 | 75205237.3035 | 879263.6134 | 21661.105 | 31466814.8249 | 8961594.3878 | 709180.1378 | 149695.4227 | 1890221.1167 | 20606726.2356 | 137624867.1529 | 21590741.1517 | 8540949.31 | 206181.6388 | 148909.7394 | 807418.3201 | 200496.4149
| BULKTRAN |  | 10679002.2405 | 5236373.1105 | 1324598.7867 | 15486.5746 | 381.5196 | 554228.751 | 157841.6275 | 12490.8741 | 2636.6033 | 33292.6893 | 362948.7194 | 2424003.1491 | 380280.2911 | 150432.7557 | 3631.5017 | 2622.7649 | 14221.1549 | 3531.3672
| SUBTRAN |  | 4095488.9611 | 1944955.1102 | 497879.809 | 5801.9043 | 190.2109 | 217000.2102 | 61508.2196 | 6300.4667 | 0 | 12152.9863 | 140462.7645 | 1144173.9095 | 0 | 58892.6267 | 1409.0453 | 967.0721 | 3037.8625 | 756.7633
| DISTPRI |  | 4882612.0907 | 3244489.163 | 816837.869 | 9532.2052 | 0 | 352243.1156 | 99994.2102 | 0 | 0 | 20089.7191 | 232365.7031 | 0 | 0 | 95592.8467 | 2290.3256 | 1644.6521 | 6028.776 | 1503.505
| DISTSEC |  | 2049504.751 | 1530163.8585 | 343501.5096 | 0 | 0 | 121087.9034 | 0 | 0 | 0 | 5359.418 | 0 | 0 | 0 | 33700.5698 | 0 | 549.5307 | 12134.4749 | 3007.4862
| ENERGY |  | 609429.6868 | 221547.4858 | 71508.0305 | 818.6313 | 20.7482 | 34604.0016 | 9659.0112 | 764.7112 | 156.7623 | 2305.8226 | 27556.4458 | 194811.1778 | 31220.3744 | 9386.1923 | 220.6087 | 215.5168 | 3708.4226 | 925.7437
| CUSTOMER |  | 12774796.7363 | 10267684.6041 | 2425471.2056 | 6607.2161 | 207.5053 | 29545.9405 | 5640.7139 | 593.4341 | 252.8237 | 408.1405 | 3265.2057 | 1537.9862 | 379.3986 | 10271.6117 | 89.2431 | 642.8021 | 15243.5172 | 6955.3878
| TOTAL |  | 641400387.01 | 319744808.0004 | 80685034.5139 | 917510.1448 | 22461.089 | 32775524.7471 | 9296238.1703 | 729329.6239 | 152741.612 | 1963829.8925 | 21373325.0741 | 141389393.3756 | 22002621.2158 | 8899225.913 | 213822.3632 | 155552.0782 | 861792.5283 | 217176.668
RB_GUP_EPIS_P | PRODUCTION |  | 0.94529 | 0.46352 | 0.11725 | 0.0013708 | 3.3772e-05 | 0.04906 | 0.013972 | 0.0011057 | 0.00023339 | 0.002947 | 0.032128 | 0.21457 | 0.033662 | 0.013316 | 0.00032146 | 0.00023216 | 0.0012588 | 0.00031259
RB_GUP_EPIS_P | BULKTRAN |  | 0.01665 | 0.008164 | 0.0020652 | 2.4145e-05 | 5.9482e-07 | 0.00086409 | 0.00024609 | 1.9474e-05 | 4.1107e-06 | 5.1906e-05 | 0.00056587 | 0.0037792 | 0.00059289 | 0.00023454 | 5.6618e-06 | 4.0891e-06 | 2.2172e-05 | 5.5057e-06
RB_GUP_EPIS_P | SUBTRAN |  | 0.0063852 | 0.0030324 | 0.00077624 | 9.0457e-06 | 2.9656e-07 | 0.00033832 | 9.5897e-05 | 9.823e-06 | 0 | 1.8948e-05 | 0.00021899 | 0.0017839 | 0 | 9.1819e-05 | 2.1968e-06 | 1.5078e-06 | 4.7363e-06 | 1.1799e-06
RB_GUP_EPIS_P | DISTPRI |  | 0.0076124 | 0.0050584 | 0.0012735 | 1.4862e-05 | 0 | 0.00054918 | 0.0001559 | 0 | 0 | 3.1322e-05 | 0.00036228 | 0 | 0 | 0.00014904 | 3.5708e-06 | 2.5642e-06 | 9.3994e-06 | 2.3441e-06
RB_GUP_EPIS_P | DISTSEC |  | 0.0031954 | 0.0023857 | 0.00053555 | 0 | 0 | 0.00018879 | 0 | 0 | 0 | 8.3558e-06 | 0 | 0 | 0 | 5.2542e-05 | 0 | 8.5677e-07 | 1.8919e-05 | 4.6889e-06
RB_GUP_EPIS_P | ENERGY |  | 0.00095015 | 0.00034541 | 0.00011149 | 1.2763e-06 | 3.2348e-08 | 5.3951e-05 | 1.5059e-05 | 1.1923e-06 | 2.4441e-07 | 3.595e-06 | 4.2963e-05 | 0.00030373 | 4.8675e-05 | 1.4634e-05 | 3.4395e-07 | 3.3601e-07 | 5.7818e-06 | 1.4433e-06
RB_GUP_EPIS_P | CUSTOMER |  | 0.019917 | 0.016008 | 0.0037815 | 1.0301e-05 | 3.2352e-07 | 4.6065e-05 | 8.7944e-06 | 9.2522e-07 | 3.9417e-07 | 6.3633e-07 | 5.0907e-06 | 2.3979e-06 | 5.9152e-07 | 1.6014e-05 | 1.3914e-07 | 1.0022e-06 | 2.3766e-05 | 1.0844e-05
RB_GUP_EPIS_P | TOTAL |  | 1 | 0.49851 | 0.1258 | 0.0014305 | 3.5019e-05 | 0.0511 | 0.014494 | 0.0011371 | 0.00023814 | 0.0030618 | 0.033323 | 0.22044 | 0.034304 | 0.013875 | 0.00033337 | 0.00024252 | 0.0013436 | 0.0003386
Transmission EPIS | PRODUCTION |  | 12793807 | 6273352.6454 | 1586914.2873 | 18553.4418 | 457.0734 | 663984.8475 | 189099.625 | 14964.4909 | 3158.7402 | 39885.7713 | 434824.8799 | 2904038.0139 | 455588.6908 | 180223.5452 | 4350.6623 | 3142.1614 | 17037.426 | 4230.6977
| BULKTRAN |  | 676927692.1844 | 331926699.261 | 83964548.3309 | 981673.2825 | 24184.0191 | 35131820.4545 | 10005369.9992 | 791779.8293 | 167130.7612 | 2110379.1172 | 23006834.6698 | 153654322.8095 | 24105459.858 | 9535731.5108 | 230196.0448 | 166253.5677 | 901460.0178 | 223848.651
| SUBTRAN |  | 259498069.8156 | 123236102.397 | 31546623.774 | 367619.8301 | 12052.1295 | 13749551.3318 | 3897279.279 | 399209.7042 | 0 | 770036.6254 | 8899991.3362 | 72497062.9559 | 0 | 3731550.2738 | 89279.8259 | 61275.5483 | 192484.8214 | 47949.9829
| DISTPRI |  | 0 | 0 | 0 | 0 | 0 | 0 | 0 | 0 | 0 | 0 | 0 | 0 | 0 | 0 | 0 | 0 | 0 | 0
| DISTSEC |  | 0 | 0 | 0 | 0 | 0 | 0 | 0 | 0 | 0 | 0 | 0 | 0 | 0 | 0 | 0 | 0 | 0 | 0
| ENERGY |  | 0 | 0 | 0 | 0 | 0 | 0 | 0 | 0 | 0 | 0 | 0 | 0 | 0 | 0 | 0 | 0 | 0 | 0
| CUSTOMER |  | 0 | 0 | 0 | 0 | 0 | 0 | 0 | 0 | 0 | 0 | 0 | 0 | 0 | 0 | 0 | 0 | 0 | 0
| TOTAL |  | 949219569 | 461436154.3034 | 117098086.3923 | 1367846.5544 | 36693.222 | 49545356.6338 | 14091748.9032 | 1205954.0244 | 170289.5014 | 2920301.5139 | 32341650.886 | 229055423.7793 | 24561048.5489 | 13447505.3299 | 323826.5329 | 230671.2774 | 1110982.2652 | 276029.3316
RB_GUP_EPIS_T | PRODUCTION |  | 0.013478 | 0.006609 | 0.0016718 | 1.9546e-05 | 4.8153e-07 | 0.00069951 | 0.00019922 | 1.5765e-05 | 3.3277e-06 | 4.202e-05 | 0.00045809 | 0.0030594 | 0.00047996 | 0.00018986 | 4.5834e-06 | 3.3103e-06 | 1.7949e-05 | 4.457e-06
RB_GUP_EPIS_T | BULKTRAN |  | 0.71314 | 0.34968 | 0.088456 | 0.0010342 | 2.5478e-05 | 0.037011 | 0.010541 | 0.00083414 | 0.00017607 | 0.0022233 | 0.024238 | 0.16187 | 0.025395 | 0.010046 | 0.00024251 | 0.00017515 | 0.00094969 | 0.00023582
RB_GUP_EPIS_T | SUBTRAN |  | 0.27338 | 0.12983 | 0.033234 | 0.00038729 | 1.2697e-05 | 0.014485 | 0.0041058 | 0.00042057 | 0 | 0.00081123 | 0.0093761 | 0.076375 | 0 | 0.0039312 | 9.4056e-05 | 6.4554e-05 | 0.00020278 | 5.0515e-05
RB_GUP_EPIS_T | DISTPRI |  | 0 | 0 | 0 | 0 | 0 | 0 | 0 | 0 | 0 | 0 | 0 | 0 | 0 | 0 | 0 | 0 | 0 | 0
RB_GUP_EPIS_T | DISTSEC |  | 0 | 0 | 0 | 0 | 0 | 0 | 0 | 0 | 0 | 0 | 0 | 0 | 0 | 0 | 0 | 0 | 0 | 0
RB_GUP_EPIS_T | ENERGY |  | 0 | 0 | 0 | 0 | 0 | 0 | 0 | 0 | 0 | 0 | 0 | 0 | 0 | 0 | 0 | 0 | 0 | 0
RB_GUP_EPIS_T | CUSTOMER |  | 0 | 0 | 0 | 0 | 0 | 0 | 0 | 0 | 0 | 0 | 0 | 0 | 0 | 0 | 0 | 0 | 0 | 0
RB_GUP_EPIS_T | TOTAL |  | 1 | 0.48612 | 0.12336 | 0.001441 | 3.8656e-05 | 0.052196 | 0.014846 | 0.0012705 | 0.0001794 | 0.0030765 | 0.034072 | 0.24131 | 0.025875 | 0.014167 | 0.00034115 | 0.00024301 | 0.0011704 | 0.0002908
Distribution EPIS | PRODUCTION |  | 0 | 0 | 0 | 0 | 0 | 0 | 0 | 0 | 0 | 0 | 0 | 0 | 0 | 0 | 0 | 0 | 0 | 0
| BULKTRAN |  | 0 | 0 | 0 | 0 | 0 | 0 | 0 | 0 | 0 | 0 | 0 | 0 | 0 | 0 | 0 | 0 | 0 | 0
| SUBTRAN |  | 0 | 0 | 0 | 0 | 0 | 0 | 0 | 0 | 0 | 0 | 0 | 0 | 0 | 0 | 0 | 0 | 0 | 0
| DISTPRI |  | 422067976.4642 | 280463602.3163 | 70609972.7101 | 823993.0767 | 0 | 30448976.1332 | 8643806.4681 | 0 | 0 | 1736616.9884 | 20086404.6335 | 0 | 0 | 8263339.0965 | 197982.7737 | 142168.7731 | 521145.9065 | 129967.5883
| DISTSEC |  | 148661022.9335 | 110990581.6734 | 24915914.8177 | 0 | 0 | 8783122.6394 | 0 | 0 | 0 | 388745.8952 | 0 | 0 | 0 | 2444474.0495 | 0 | 39860.2645 | 880175.298 | 218148.2956
| ENERGY |  | 0 | 0 | 0 | 0 | 0 | 0 | 0 | 0 | 0 | 0 | 0 | 0 | 0 | 0 | 0 | 0 | 0 | 0
| CUSTOMER |  | 651213806.2723 | 483757933.0907 | 117296073.6412 | 729413.1376 | 95200.8606 | 1788327.2952 | 612311.6103 | 273160.7986 | 117066.4559 | 25472.5797 | 378355.3309 | 708314.2455 | 175600.7591 | 609785.9902 | 7990.3061 | 36740.0036 | 38689007.1743 | 5913052.9926
| TOTAL |  | 1221942805.67 | 875212117.0805 | 212821961.169 | 1553406.2143 | 95200.8606 | 41020426.0678 | 9256118.0784 | 273160.7986 | 117066.4559 | 2150835.4633 | 20464759.9645 | 708314.2455 | 175600.7591 | 11317599.1361 | 205973.0798 | 218769.0412 | 40090328.3789 | 6261168.8764
RB_GUP_EPIS_D | PRODUCTION |  | 0 | 0 | 0 | 0 | 0 | 0 | 0 | 0 | 0 | 0 | 0 | 0 | 0 | 0 | 0 | 0 | 0 | 0
RB_GUP_EPIS_D | BULKTRAN |  | 0 | 0 | 0 | 0 | 0 | 0 | 0 | 0 | 0 | 0 | 0 | 0 | 0 | 0 | 0 | 0 | 0 | 0
RB_GUP_EPIS_D | SUBTRAN |  | 0 | 0 | 0 | 0 | 0 | 0 | 0 | 0 | 0 | 0 | 0 | 0 | 0 | 0 | 0 | 0 | 0 | 0
RB_GUP_EPIS_D | DISTPRI |  | 0.34541 | 0.22952 | 0.057785 | 0.00067433 | 0 | 0.024918 | 0.0070738 | 0 | 0 | 0.0014212 | 0.016438 | 0 | 0 | 0.0067625 | 0.00016202 | 0.00011635 | 0.00042649 | 0.00010636
RB_GUP_EPIS_D | DISTSEC |  | 0.12166 | 0.090831 | 0.02039 | 0 | 0 | 0.0071878 | 0 | 0 | 0 | 0.00031814 | 0 | 0 | 0 | 0.0020005 | 0 | 3.262e-05 | 0.00072031 | 0.00017853
RB_GUP_EPIS_D | ENERGY |  | 0 | 0 | 0 | 0 | 0 | 0 | 0 | 0 | 0 | 0 | 0 | 0 | 0 | 0 | 0 | 0 | 0 | 0
RB_GUP_EPIS_D | CUSTOMER |  | 0.53293 | 0.39589 | 0.095991 | 0.00059693 | 7.7909e-05 | 0.0014635 | 0.0005011 | 0.00022355 | 9.5804e-05 | 2.0846e-05 | 0.00030963 | 0.00057966 | 0.00014371 | 0.00049903 | 6.539e-06 | 3.0067e-05 | 0.031662 | 0.0048391
RB_GUP_EPIS_D | TOTAL |  | 1 | 0.71625 | 0.17417 | 0.0012713 | 7.7909e-05 | 0.03357 | 0.0075749 | 0.00022355 | 9.5804e-05 | 0.0017602 | 0.016748 | 0.00057966 | 0.00014371 | 0.009262 | 0.00016856 | 0.00017903 | 0.032809 | 0.0051239
Gen & Int Plant | PRODUCTION |  | 40433845.0315 | 19826449.5229 | 5015320.801 | 58636.7286 | 1444.5455 | 2098473.1461 | 597634.8504 | 47294.125 | 9982.9559 | 126055.9188 | 1374230.6578 | 9177989.2426 | 1439853.0885 | 569582.6816 | 13749.9342 | 9930.5599 | 53845.4773 | 13370.7954
| BULKTRAN |  | 10879665.2484 | 5334766.7951 | 1349488.563 | 15777.5739 | 388.6885 | 564642.9457 | 160807.539 | 12725.5829 | 2686.1462 | 33918.2731 | 369768.6806 | 2469551.2023 | 387425.92 | 153259.4514 | 3699.7392 | 2672.0478 | 14488.3764 | 3597.7231
| SUBTRAN |  | 4172444.9458 | 1981501.6465 | 507235.183 | 5910.9245 | 193.7851 | 221077.7367 | 62663.9853 | 6418.8551 | 0 | 12381.3461 | 143102.1198 | 1165673.4254 | 0 | 59999.2443 | 1435.5219 | 985.2438 | 3094.9453 | 770.9832
| DISTPRI |  | 19339761.5632 | 12851245.5302 | 3235450.478 | 37756.5476 | 0 | 1395215.8683 | 396071.6411 | 0 | 0 | 79574.2874 | 920387.9421 | 0 | 0 | 378638.0791 | 9071.8554 | 6514.3776 | 23879.6548 | 5955.3018
| DISTSEC |  | 7094068.4785 | 5296444.0263 | 1188981.4992 | 0 | 0 | 419128.5128 | 0 | 0 | 0 | 18550.8612 | 0 | 0 | 0 | 116649.7173 | 0 | 1902.1223 | 42001.7548 | 10409.9845
| ENERGY |  | 29164538.3945 | 10602256.9857 | 3422049.7395 | 39175.9771 | 992.9127 | 1655990.4365 | 462236.4326 | 36595.6088 | 7501.9324 | 110346.2014 | 1318726.4064 | 9322778.6546 | 1494065.3989 | 449180.558 | 10557.3295 | 10313.6564 | 177468.2731 | 44301.8909
| CUSTOMER |  | 55251305.5181 | 43644097.5099 | 10181909.5691 | 75586.6622 | 9930.2623 | 162790.109 | 63706.3543 | 28399.0621 | 12098.9956 | 2345.7021 | 39392.7795 | 73601.04 | 18156.2928 | 55027.0223 | 833.56 | 3263.9116 | 729485.5369 | 150681.1484
| TOTAL |  | 166335629.18 | 99536762.0165 | 24900435.8327 | 232844.4139 | 12950.1942 | 6517318.7552 | 1743120.8028 | 131433.2341 | 32270.03 | 383172.5901 | 4165608.5862 | 22209593.5648 | 3339500.7002 | 1782336.7539 | 39347.9401 | 35581.9193 | 1044264.0186 | 229087.8273
RB_GUP_EPIS_G | PRODUCTION |  | 0.24309 | 0.1192 | 0.030152 | 0.00035252 | 8.6845e-06 | 0.012616 | 0.0035929 | 0.00028433 | 6.0017e-05 | 0.00075784 | 0.0082618 | 0.055178 | 0.0086563 | 0.0034243 | 8.2664e-05 | 5.9702e-05 | 0.00032372 | 8.0384e-05
RB_GUP_EPIS_G | BULKTRAN |  | 0.065408 | 0.032072 | 0.008113 | 9.4854e-05 | 2.3368e-06 | 0.0033946 | 0.00096677 | 7.6505e-05 | 1.6149e-05 | 0.00020391 | 0.002223 | 0.014847 | 0.0023292 | 0.00092139 | 2.2243e-05 | 1.6064e-05 | 8.7103e-05 | 2.1629e-05
RB_GUP_EPIS_G | SUBTRAN |  | 0.025084 | 0.011913 | 0.0030495 | 3.5536e-05 | 1.165e-06 | 0.0013291 | 0.00037673 | 3.859e-05 | 0 | 7.4436e-05 | 0.00086032 | 0.007008 | 0 | 0.00036071 | 8.6303e-06 | 5.9232e-06 | 1.8607e-05 | 4.6351e-06
RB_GUP_EPIS_G | DISTPRI |  | 0.11627 | 0.077261 | 0.019451 | 0.00022699 | 0 | 0.008388 | 0.0023812 | 0 | 0 | 0.0004784 | 0.0055333 | 0 | 0 | 0.0022763 | 5.4539e-05 | 3.9164e-05 | 0.00014356 | 3.5803e-05
RB_GUP_EPIS_G | DISTSEC |  | 0.042649 | 0.031842 | 0.0071481 | 0 | 0 | 0.0025198 | 0 | 0 | 0 | 0.00011153 | 0 | 0 | 0 | 0.00070129 | 0 | 1.1435e-05 | 0.00025251 | 6.2584e-05
RB_GUP_EPIS_G | ENERGY |  | 0.17534 | 0.06374 | 0.020573 | 0.00023552 | 5.9693e-06 | 0.0099557 | 0.0027789 | 0.00022001 | 4.5101e-05 | 0.00066339 | 0.0079281 | 0.056048 | 0.0089822 | 0.0027004 | 6.347e-05 | 6.2005e-05 | 0.0010669 | 0.00026634
RB_GUP_EPIS_G | CUSTOMER |  | 0.33217 | 0.26239 | 0.061213 | 0.00045442 | 5.97e-05 | 0.00097868 | 0.000383 | 0.00017073 | 7.2738e-05 | 1.4102e-05 | 0.00023683 | 0.00044249 | 0.00010915 | 0.00033082 | 5.0113e-06 | 1.9622e-05 | 0.0043856 | 0.00090589
RB_GUP_EPIS_G | TOTAL |  | 1 | 0.59841 | 0.1497 | 0.0013998 | 7.7856e-05 | 0.039182 | 0.01048 | 0.00079017 | 0.00019401 | 0.0023036 | 0.025043 | 0.13352 | 0.020077 | 0.010715 | 0.00023656 | 0.00021392 | 0.0062781 | 0.0013773
Production Land | Allocate on PROD_DEMAND |  | 2130879.46 | Source: JCOS, Sch 4, KY PSC Juris.
Prod. GUP less Land | PRODUCTION |  | 604178673.0835 | 296254733.0179 | 74940927.9342 | 876173.4349 | 21584.9769 | 31356224.4687 | 8930098.7973 | 706687.7189 | 149169.317 | 1883577.9204 | 20534303.742 | 137141183.5273 | 21514860.3304 | 8510932.0797 | 205457.0119 | 148386.395 | 804580.6424 | 199791.7687
| BULKTRAN |  | 10679002.2405 | 5236373.1105 | 1324598.7867 | 15486.5746 | 381.5196 | 554228.751 | 157841.6275 | 12490.8741 | 2636.6033 | 33292.6893 | 362948.7194 | 2424003.1491 | 380280.2911 | 150432.7557 | 3631.5017 | 2622.7649 | 14221.1549 | 3531.3672
| SUBTRAN |  | 4095488.9611 | 1944955.1102 | 497879.809 | 5801.9043 | 190.2109 | 217000.2102 | 61508.2196 | 6300.4667 | 0 | 12152.9863 | 140462.7645 | 1144173.9095 | 0 | 58892.6267 | 1409.0453 | 967.0721 | 3037.8625 | 756.7633
| DISTPRI |  | 4882612.0907 | 3244489.163 | 816837.869 | 9532.2052 | 0 | 352243.1156 | 99994.2102 | 0 | 0 | 20089.7191 | 232365.7031 | 0 | 0 | 95592.8467 | 2290.3256 | 1644.6521 | 6028.776 | 1503.505
| DISTSEC |  | 2049504.751 | 1530163.8585 | 343501.5096 | 0 | 0 | 121087.9034 | 0 | 0 | 0 | 5359.418 | 0 | 0 | 0 | 33700.5698 | 0 | 549.5307 | 12134.4749 | 3007.4862
| ENERGY |  | 609429.6868 | 221547.4858 | 71508.0305 | 818.6313 | 20.7482 | 34604.0016 | 9659.0112 | 764.7112 | 156.7623 | 2305.8226 | 27556.4458 | 194811.1778 | 31220.3744 | 9386.1923 | 220.6087 | 215.5168 | 3708.4226 | 925.7437
| CUSTOMER |  | 12774796.7363 | 10267684.6041 | 2425471.2056 | 6607.2161 | 207.5053 | 29545.9405 | 5640.7139 | 593.4341 | 252.8237 | 408.1405 | 3265.2057 | 1537.9862 | 379.3986 | 10271.6117 | 89.2431 | 642.8021 | 15243.5172 | 6955.3878
| TOTAL |  | 639269507.55 | 318699946.35 | 80420725.1446 | 914419.9663 | 22384.9609 | 32664934.3909 | 9264742.5798 | 726837.205 | 152215.5063 | 1957186.6962 | 21300902.5805 | 140905709.75 | 21926740.3944 | 8869208.6827 | 213097.7363 | 155028.7338 | 858954.8505 | 216472.0219
RB_GUP-Land_P | PRODUCTION |  | 0.94511 | 0.46343 | 0.11723 | 0.0013706 | 3.3765e-05 | 0.04905 | 0.013969 | 0.0011055 | 0.00023334 | 0.0029465 | 0.032122 | 0.21453 | 0.033655 | 0.013314 | 0.00032139 | 0.00023212 | 0.0012586 | 0.00031253
RB_GUP-Land_P | BULKTRAN |  | 0.016705 | 0.0081912 | 0.0020721 | 2.4225e-05 | 5.9681e-07 | 0.00086697 | 0.00024691 | 1.9539e-05 | 4.1244e-06 | 5.2079e-05 | 0.00056776 | 0.0037918 | 0.00059487 | 0.00023532 | 5.6807e-06 | 4.1028e-06 | 2.2246e-05 | 5.5241e-06
RB_GUP-Land_P | SUBTRAN |  | 0.0064065 | 0.0030425 | 0.00077883 | 9.0758e-06 | 2.9754e-07 | 0.00033945 | 9.6216e-05 | 9.8557e-06 | 0 | 1.9011e-05 | 0.00021972 | 0.0017898 | 0 | 9.2125e-05 | 2.2041e-06 | 1.5128e-06 | 4.7521e-06 | 1.1838e-06
RB_GUP-Land_P | DISTPRI |  | 0.0076378 | 0.0050753 | 0.0012778 | 1.4911e-05 | 0 | 0.00055101 | 0.00015642 | 0 | 0 | 3.1426e-05 | 0.00036349 | 0 | 0 | 0.00014953 | 3.5827e-06 | 2.5727e-06 | 9.4307e-06 | 2.3519e-06
RB_GUP-Land_P | DISTSEC |  | 0.003206 | 0.0023936 | 0.00053733 | 0 | 0 | 0.00018942 | 0 | 0 | 0 | 8.3837e-06 | 0 | 0 | 0 | 5.2717e-05 | 0 | 8.5962e-07 | 1.8982e-05 | 4.7046e-06
RB_GUP-Land_P | ENERGY |  | 0.00095332 | 0.00034656 | 0.00011186 | 1.2806e-06 | 3.2456e-08 | 5.4131e-05 | 1.5109e-05 | 1.1962e-06 | 2.4522e-07 | 3.607e-06 | 4.3106e-05 | 0.00030474 | 4.8838e-05 | 1.4683e-05 | 3.4509e-07 | 3.3713e-07 | 5.801e-06 | 1.4481e-06
RB_GUP-Land_P | CUSTOMER |  | 0.019983 | 0.016062 | 0.0037941 | 1.0336e-05 | 3.246e-07 | 4.6218e-05 | 8.8237e-06 | 9.283e-07 | 3.9549e-07 | 6.3845e-07 | 5.1077e-06 | 2.4058e-06 | 5.9349e-07 | 1.6068e-05 | 1.396e-07 | 1.0055e-06 | 2.3845e-05 | 1.088e-05
RB_GUP-Land_P | TOTAL |  | 1 | 0.49854 | 0.1258 | 0.0014304 | 3.5016e-05 | 0.051097 | 0.014493 | 0.001137 | 0.00023811 | 0.0030616 | 0.033321 | 0.22042 | 0.0343 | 0.013874 | 0.00033335 | 0.00024251 | 0.0013437 | 0.00033862
Transmission Land | Allocate on BULK_TRANS |  | 40915361 | Source: JCOS, Sch 4, KY PSC Juris.
Trans. GUP less Land | PRODUCTION |  | 12793807 | 6273352.6454 | 1586914.2873 | 18553.4418 | 457.0734 | 663984.8475 | 189099.625 | 14964.4909 | 3158.7402 | 39885.7713 | 434824.8799 | 2904038.0139 | 455588.6908 | 180223.5452 | 4350.6623 | 3142.1614 | 17037.426 | 4230.6977
| BULKTRAN |  | 636012331.1844 | 311864141.7935 | 78889501.4008 | 922338.2646 | 22722.2709 | 33008357.1465 | 9400618.0734 | 743922.491 | 157028.9209 | 1982822.0318 | 21616238.6625 | 144367035.3199 | 22648459.9398 | 8959365.8197 | 216282.3663 | 156204.7474 | 846973.309 | 210318.6263
| SUBTRAN |  | 259498069.8156 | 123236102.397 | 31546623.774 | 367619.8301 | 12052.1295 | 13749551.3318 | 3897279.279 | 399209.7042 | 0 | 770036.6254 | 8899991.3362 | 72497062.9559 | 0 | 3731550.2738 | 89279.8259 | 61275.5483 | 192484.8214 | 47949.9829
| DISTPRI |  | 0 | 0 | 0 | 0 | 0 | 0 | 0 | 0 | 0 | 0 | 0 | 0 | 0 | 0 | 0 | 0 | 0 | 0
| DISTSEC |  | 0 | 0 | 0 | 0 | 0 | 0 | 0 | 0 | 0 | 0 | 0 | 0 | 0 | 0 | 0 | 0 | 0 | 0
| ENERGY |  | 0 | 0 | 0 | 0 | 0 | 0 | 0 | 0 | 0 | 0 | 0 | 0 | 0 | 0 | 0 | 0 | 0 | 0
| CUSTOMER |  | 0 | 0 | 0 | 0 | 0 | 0 | 0 | 0 | 0 | 0 | 0 | 0 | 0 | 0 | 0 | 0 | 0 | 0
| TOTAL |  | 908304208 | 441373596.8359 | 112023039.4621 | 1308511.5365 | 35231.4738 | 47421893.3258 | 13486996.9775 | 1158096.6862 | 160187.6611 | 2792744.4285 | 30951054.8787 | 219768136.2897 | 23104048.6306 | 12871139.6387 | 309912.8544 | 220622.4571 | 1056495.5564 | 262499.307
RB_GUP-Land_T | PRODUCTION |  | 0.014085 | 0.0069067 | 0.0017471 | 2.0426e-05 | 5.0322e-07 | 0.00073102 | 0.00020819 | 1.6475e-05 | 3.4776e-06 | 4.3912e-05 | 0.00047872 | 0.0031972 | 0.00050158 | 0.00019842 | 4.7899e-06 | 3.4594e-06 | 1.8757e-05 | 4.6578e-06
RB_GUP-Land_T | BULKTRAN |  | 0.70022 | 0.34335 | 0.086854 | 0.0010155 | 2.5016e-05 | 0.036341 | 0.01035 | 0.00081902 | 0.00017288 | 0.002183 | 0.023798 | 0.15894 | 0.024935 | 0.0098638 | 0.00023812 | 0.00017197 | 0.00093248 | 0.00023155
RB_GUP-Land_T | SUBTRAN |  | 0.2857 | 0.13568 | 0.034731 | 0.00040473 | 1.3269e-05 | 0.015138 | 0.0042907 | 0.00043951 | 0 | 0.00084777 | 0.0097985 | 0.079816 | 0 | 0.0041083 | 9.8293e-05 | 6.7461e-05 | 0.00021192 | 5.2791e-05
RB_GUP-Land_T | DISTPRI |  | 0 | 0 | 0 | 0 | 0 | 0 | 0 | 0 | 0 | 0 | 0 | 0 | 0 | 0 | 0 | 0 | 0 | 0
RB_GUP-Land_T | DISTSEC |  | 0 | 0 | 0 | 0 | 0 | 0 | 0 | 0 | 0 | 0 | 0 | 0 | 0 | 0 | 0 | 0 | 0 | 0
RB_GUP-Land_T | ENERGY |  | 0 | 0 | 0 | 0 | 0 | 0 | 0 | 0 | 0 | 0 | 0 | 0 | 0 | 0 | 0 | 0 | 0 | 0
RB_GUP-Land_T | CUSTOMER |  | 0 | 0 | 0 | 0 | 0 | 0 | 0 | 0 | 0 | 0 | 0 | 0 | 0 | 0 | 0 | 0 | 0 | 0
RB_GUP-Land_T | TOTAL |  | 1 | 0.48593 | 0.12333 | 0.0014406 | 3.8788e-05 | 0.052209 | 0.014849 | 0.001275 | 0.00017636 | 0.0030747 | 0.034076 | 0.24195 | 0.025436 | 0.014171 | 0.0003412 | 0.00024289 | 0.0011632 | 0.000289
Distribution Land | Allocate on DIST_CPD |  | 12030258.87 | Source: JCOS, Sch 4, KY PSC Juris.
Dist. GUP less Land | PRODUCTION |  | 0 | 0 | 0 | 0 | 0 | 0 | 0 | 0 | 0 | 0 | 0 | 0 | 0 | 0 | 0 | 0 | 0 | 0
| BULKTRAN |  | 0 | 0 | 0 | 0 | 0 | 0 | 0 | 0 | 0 | 0 | 0 | 0 | 0 | 0 | 0 | 0 | 0 | 0
| SUBTRAN |  | 0 | 0 | 0 | 0 | 0 | 0 | 0 | 0 | 0 | 0 | 0 | 0 | 0 | 0 | 0 | 0 | 0 | 0
| DISTPRI |  | 410037717.5942 | 272469511.4882 | 68597367.4003 | 800506.694 | 0 | 29581084.9743 | 8397430.919 | 0 | 0 | 1687117.9667 | 19513879.2088 | 0 | 0 | 8027808.0588 | 192339.6447 | 138116.5179 | 506291.6164 | 126263.105
| DISTSEC |  | 148661022.9335 | 110990581.6734 | 24915914.8177 | 0 | 0 | 8783122.6394 | 0 | 0 | 0 | 388745.8952 | 0 | 0 | 0 | 2444474.0495 | 0 | 39860.2645 | 880175.298 | 218148.2956
| ENERGY |  | 0 | 0 | 0 | 0 | 0 | 0 | 0 | 0 | 0 | 0 | 0 | 0 | 0 | 0 | 0 | 0 | 0 | 0
| CUSTOMER |  | 651213806.2723 | 483757933.0907 | 117296073.6412 | 729413.1376 | 95200.8606 | 1788327.2952 | 612311.6103 | 273160.7986 | 117066.4559 | 25472.5797 | 378355.3309 | 708314.2455 | 175600.7591 | 609785.9902 | 7990.3061 | 36740.0036 | 38689007.1743 | 5913052.9926
| TOTAL |  | 1209912546.8 | 867218026.2524 | 210809355.8593 | 1529919.8316 | 95200.8606 | 40152534.9089 | 9009742.5294 | 273160.7986 | 117066.4559 | 2101336.4416 | 19892234.5397 | 708314.2455 | 175600.7591 | 11082068.0985 | 200329.9509 | 214716.7861 | 40075474.0888 | 6257464.3932
RB_GUP-Land_D | PRODUCTION |  | 0 | 0 | 0 | 0 | 0 | 0 | 0 | 0 | 0 | 0 | 0 | 0 | 0 | 0 | 0 | 0 | 0 | 0
RB_GUP-Land_D | BULKTRAN |  | 0 | 0 | 0 | 0 | 0 | 0 | 0 | 0 | 0 | 0 | 0 | 0 | 0 | 0 | 0 | 0 | 0 | 0
RB_GUP-Land_D | SUBTRAN |  | 0 | 0 | 0 | 0 | 0 | 0 | 0 | 0 | 0 | 0 | 0 | 0 | 0 | 0 | 0 | 0 | 0 | 0
RB_GUP-Land_D | DISTPRI |  | 0.3389 | 0.2252 | 0.056696 | 0.00066162 | 0 | 0.024449 | 0.0069405 | 0 | 0 | 0.0013944 | 0.016128 | 0 | 0 | 0.006635 | 0.00015897 | 0.00011415 | 0.00041845 | 0.00010436
RB_GUP-Land_D | DISTSEC |  | 0.12287 | 0.091734 | 0.020593 | 0 | 0 | 0.0072593 | 0 | 0 | 0 | 0.0003213 | 0 | 0 | 0 | 0.0020204 | 0 | 3.2945e-05 | 0.00072747 | 0.0001803
RB_GUP-Land_D | ENERGY |  | 0 | 0 | 0 | 0 | 0 | 0 | 0 | 0 | 0 | 0 | 0 | 0 | 0 | 0 | 0 | 0 | 0 | 0
RB_GUP-Land_D | CUSTOMER |  | 0.53823 | 0.39983 | 0.096946 | 0.00060286 | 7.8684e-05 | 0.0014781 | 0.00050608 | 0.00022577 | 9.6756e-05 | 2.1053e-05 | 0.00031271 | 0.00058543 | 0.00014514 | 0.00050399 | 6.604e-06 | 3.0366e-05 | 0.031977 | 0.0048872
RB_GUP-Land_D | TOTAL |  | 1 | 0.71676 | 0.17424 | 0.0012645 | 7.8684e-05 | 0.033186 | 0.0074466 | 0.00022577 | 9.6756e-05 | 0.0017368 | 0.016441 | 0.00058543 | 0.00014514 | 0.0091594 | 0.00016557 | 0.00017746 | 0.033123 | 0.0051718
General Land | Allocate on LABOR_M |  | 2134690.77 | Source: JCOS, Sch 4, KY PSC Juris.
Gen. GUP less Land | PRODUCTION |  | 39914931.8184 | 19572004.1043 | 4950956.0039 | 57884.2062 | 1426.0068 | 2071542.1075 | 589965.0228 | 46687.1695 | 9854.8383 | 124438.1631 | 1356594.283 | 9060202.2777 | 1421374.5394 | 562272.8653 | 13573.4725 | 9803.1147 | 53154.4441 | 13199.1995
| BULKTRAN |  | 10740039.5945 | 5266302.3447 | 1332169.7192 | 15575.0903 | 383.7002 | 557396.5241 | 158743.7937 | 12562.2675 | 2651.6732 | 33482.9784 | 365023.2043 | 2437857.8833 | 382453.8371 | 151292.5755 | 3652.2581 | 2637.7557 | 14302.4379 | 3551.5512
| SUBTRAN |  | 4118897.3099 | 1956071.7774 | 500725.5117 | 5835.0659 | 191.2981 | 218240.5057 | 61859.7786 | 6336.4779 | 0 | 12222.4485 | 141265.5994 | 1150713.598 | 0 | 59229.2359 | 1417.0989 | 972.5995 | 3055.2259 | 761.0887
| DISTPRI |  | 19091562.1203 | 12686317.3344 | 3193927.8872 | 37271.9938 | 0 | 1377310.1769 | 390988.6022 | 0 | 0 | 78553.0601 | 908576.0191 | 0 | 0 | 373778.7761 | 8955.4305 | 6430.7745 | 23573.192 | 5878.8736
| DISTSEC |  | 7003025.7922 | 5228471.3963 | 1173722.5445 | 0 | 0 | 413749.5704 | 0 | 0 | 0 | 18312.7862 | 0 | 0 | 0 | 115152.6774 | 0 | 1877.7112 | 41462.7196 | 10276.3866
| ENERGY |  | 28790251.3507 | 10466191.4883 | 3378132.4018 | 38673.2069 | 980.17 | 1634738.0595 | 456304.2589 | 36125.9541 | 7405.6553 | 108930.0585 | 1301802.3529 | 9203133.5151 | 1474891.1087 | 443415.9386 | 10421.8406 | 10181.2947 | 175190.71 | 43733.3366
| CUSTOMER |  | 54542230.4239 | 43083985.0879 | 10051238.6571 | 74616.6106 | 9802.821 | 160700.9202 | 62888.7702 | 28034.5989 | 11943.7215 | 2315.5982 | 38887.2269 | 72656.4711 | 17923.2816 | 54320.8256 | 822.8624 | 3222.0237 | 720123.5857 | 148747.3615
| TOTAL |  | 164200938.41 | 98259343.5332 | 24580872.7253 | 229856.1737 | 12783.9961 | 6433677.8645 | 1720750.2264 | 129746.4679 | 31855.8882 | 378255.0929 | 4112148.6856 | 21924563.7452 | 3296642.7668 | 1759462.8944 | 38842.963 | 35125.274 | 1030862.3152 | 226147.7977
RB_GUP-Land_G | PRODUCTION |  | 0.24309 | 0.1192 | 0.030152 | 0.00035252 | 8.6845e-06 | 0.012616 | 0.0035929 | 0.00028433 | 6.0017e-05 | 0.00075784 | 0.0082618 | 0.055178 | 0.0086563 | 0.0034243 | 8.2664e-05 | 5.9702e-05 | 0.00032372 | 8.0384e-05
RB_GUP-Land_G | BULKTRAN |  | 0.065408 | 0.032072 | 0.008113 | 9.4854e-05 | 2.3368e-06 | 0.0033946 | 0.00096677 | 7.6505e-05 | 1.6149e-05 | 0.00020391 | 0.002223 | 0.014847 | 0.0023292 | 0.00092139 | 2.2243e-05 | 1.6064e-05 | 8.7103e-05 | 2.1629e-05
RB_GUP-Land_G | SUBTRAN |  | 0.025084 | 0.011913 | 0.0030495 | 3.5536e-05 | 1.165e-06 | 0.0013291 | 0.00037673 | 3.859e-05 | 0 | 7.4436e-05 | 0.00086032 | 0.007008 | 0 | 0.00036071 | 8.6303e-06 | 5.9232e-06 | 1.8607e-05 | 4.6351e-06
RB_GUP-Land_G | DISTPRI |  | 0.11627 | 0.077261 | 0.019451 | 0.00022699 | 0 | 0.008388 | 0.0023812 | 0 | 0 | 0.0004784 | 0.0055333 | 0 | 0 | 0.0022763 | 5.4539e-05 | 3.9164e-05 | 0.00014356 | 3.5803e-05
RB_GUP-Land_G | DISTSEC |  | 0.042649 | 0.031842 | 0.0071481 | 0 | 0 | 0.0025198 | 0 | 0 | 0 | 0.00011153 | 0 | 0 | 0 | 0.00070129 | 0 | 1.1435e-05 | 0.00025251 | 6.2584e-05
RB_GUP-Land_G | ENERGY |  | 0.17534 | 0.06374 | 0.020573 | 0.00023552 | 5.9693e-06 | 0.0099557 | 0.0027789 | 0.00022001 | 4.5101e-05 | 0.00066339 | 0.0079281 | 0.056048 | 0.0089822 | 0.0027004 | 6.347e-05 | 6.2005e-05 | 0.0010669 | 0.00026634
RB_GUP-Land_G | CUSTOMER |  | 0.33217 | 0.26239 | 0.061213 | 0.00045442 | 5.97e-05 | 0.00097868 | 0.000383 | 0.00017073 | 7.2738e-05 | 1.4102e-05 | 0.00023683 | 0.00044249 | 0.00010915 | 0.00033082 | 5.0113e-06 | 1.9622e-05 | 0.0043856 | 0.00090589
RB_GUP-Land_G | TOTAL |  | 1 | 0.59841 | 0.1497 | 0.0013998 | 7.7856e-05 | 0.039182 | 0.01048 | 0.00079017 | 0.00019401 | 0.0023036 | 0.025043 | 0.13352 | 0.020077 | 0.010715 | 0.00023656 | 0.00021392 | 0.0062781 | 0.0013773
CWIP | PRODUCTION |  | 9867192.8876 | 4838308.1442 | 1223903.8285 | 14309.2973 | 352.5168 | 512096.7172 | 145842.6311 | 11541.3277 | 2436.1708 | 30761.8052 | 335357.6431 | 2239732.3358 | 351371.6824 | 138996.9759 | 3355.4378 | 2423.3844 | 13140.0739 | 3262.9154
| BULKTRAN |  | 68579338.3648 | 33627392.8276 | 8506422.8235 | 99453.0213 | 2450.0756 | 3559194.0323 | 1013640.9879 | 80214.9734 | 16931.9665 | 213801.8657 | 2330815.4146 | 15566672.6547 | 2442116.7979 | 966062.0556 | 23321.0912 | 16843.0983 | 91326.6399 | 22678.0387
| SUBTRAN |  | 26289709.4423 | 12485030.5327 | 3195983.5905 | 37243.5083 | 1220.9994 | 1392964.9255 | 394832.7629 | 40443.8736 | 0 | 78012.2918 | 901656.75 | 7344666.2701 | 0 | 378042.7829 | 9044.9254 | 6207.8164 | 19500.6076 | 4857.8054
| DISTPRI |  | 18471953.8421 | 12274588.4675 | 3090270.3579 | 36062.3476 | 0 | 1332610.179 | 378299.2385 | 0 | 0 | 76003.655 | 879088.5827 | 0 | 0 | 361647.9498 | 8664.7859 | 6222.0665 | 22808.1344 | 5688.0773
| DISTSEC |  | 6513171.8045 | 4862745.5459 | 1091621.9374 | 0 | 0 | 384808.2409 | 0 | 0 | 0 | 17031.8269 | 0 | 0 | 0 | 107097.8737 | 0 | 1746.3673 | 38562.4478 | 9557.5646
| ENERGY |  | 266685.0137 | 96948.6646 | 31291.7479 | 358.2311 | 9.0793 | 15142.6306 | 4226.7609 | 334.6359 | 68.5988 | 1009.0226 | 12058.6366 | 85248.9184 | 13661.9632 | 4107.3759 | 96.5378 | 94.3097 | 1622.7971 | 405.1033
| CUSTOMER |  | 28796810.3049 | 21425460.4707 | 5190582.8241 | 32271.8216 | 4203.7234 | 79103.2032 | 27094.3677 | 12060.9273 | 5168.204 | 1126.797 | 16739.2242 | 31273.9978 | 7752.4238 | 26971.1101 | 353.7972 | 1624.8949 | 1678134.1312 | 256888.3867
| TOTAL |  | 158784861.66 | 89610474.6531 | 22330077.1099 | 219698.2273 | 8236.3945 | 7275919.9287 | 1963936.7489 | 144595.7378 | 24604.9401 | 417747.2641 | 4475716.2513 | 25267594.1769 | 2814902.8673 | 1982926.124 | 44836.5754 | 35161.9375 | 1865094.8319 | 303337.8914
RB_GUP_CWIP | PRODUCTION |  | 0.062142 | 0.030471 | 0.0077079 | 9.0118e-05 | 2.2201e-06 | 0.0032251 | 0.00091849 | 7.2685e-05 | 1.5343e-05 | 0.00019373 | 0.002112 | 0.014105 | 0.0022129 | 0.00087538 | 2.1132e-05 | 1.5262e-05 | 8.2754e-05 | 2.0549e-05
RB_GUP_CWIP | BULKTRAN |  | 0.4319 | 0.21178 | 0.053572 | 0.00062634 | 1.543e-05 | 0.022415 | 0.0063837 | 0.00050518 | 0.00010663 | 0.0013465 | 0.014679 | 0.098036 | 0.01538 | 0.0060841 | 0.00014687 | 0.00010607 | 0.00057516 | 0.00014282
RB_GUP_CWIP | SUBTRAN |  | 0.16557 | 0.078629 | 0.020128 | 0.00023455 | 7.6896e-06 | 0.0087727 | 0.0024866 | 0.00025471 | 0 | 0.00049131 | 0.0056785 | 0.046255 | 0 | 0.0023808 | 5.6963e-05 | 3.9096e-05 | 0.00012281 | 3.0594e-05
RB_GUP_CWIP | DISTPRI |  | 0.11633 | 0.077303 | 0.019462 | 0.00022711 | 0 | 0.0083926 | 0.0023825 | 0 | 0 | 0.00047866 | 0.0055364 | 0 | 0 | 0.0022776 | 5.4569e-05 | 3.9186e-05 | 0.00014364 | 3.5823e-05
RB_GUP_CWIP | DISTSEC |  | 0.041019 | 0.030625 | 0.0068748 | 0 | 0 | 0.0024235 | 0 | 0 | 0 | 0.00010726 | 0 | 0 | 0 | 0.00067448 | 0 | 1.0998e-05 | 0.00024286 | 6.0192e-05
RB_GUP_CWIP | ENERGY |  | 0.0016795 | 0.00061057 | 0.00019707 | 2.2561e-06 | 5.718e-08 | 9.5366e-05 | 2.6619e-05 | 2.1075e-06 | 4.3202e-07 | 6.3547e-06 | 7.5943e-05 | 0.00053688 | 8.6041e-05 | 2.5868e-05 | 6.0798e-07 | 5.9395e-07 | 1.022e-05 | 2.5513e-06
RB_GUP_CWIP | CUSTOMER |  | 0.18136 | 0.13493 | 0.032689 | 0.00020324 | 2.6474e-05 | 0.00049818 | 0.00017064 | 7.5958e-05 | 3.2548e-05 | 7.0964e-06 | 0.00010542 | 0.00019696 | 4.8823e-05 | 0.00016986 | 2.2282e-06 | 1.0233e-05 | 0.010569 | 0.0016178
RB_GUP_CWIP | TOTAL |  | 1 | 0.56435 | 0.14063 | 0.0013836 | 5.1871e-05 | 0.045823 | 0.012369 | 0.00091064 | 0.00015496 | 0.0026309 | 0.028187 | 0.15913 | 0.017728 | 0.012488 | 0.00028237 | 0.00022144 | 0.011746 | 0.0019104
T&D Plant | PRODUCTION |  | 12793807 | 6273352.6454 | 1586914.2873 | 18553.4418 | 457.0734 | 663984.8475 | 189099.625 | 14964.4909 | 3158.7402 | 39885.7713 | 434824.8799 | 2904038.0139 | 455588.6908 | 180223.5452 | 4350.6623 | 3142.1614 | 17037.426 | 4230.6977
| BULKTRAN |  | 676927692.1844 | 331926699.261 | 83964548.3309 | 981673.2825 | 24184.0191 | 35131820.4545 | 10005369.9992 | 791779.8293 | 167130.7612 | 2110379.1172 | 23006834.6698 | 153654322.8095 | 24105459.858 | 9535731.5108 | 230196.0448 | 166253.5677 | 901460.0178 | 223848.651
| SUBTRAN |  | 259498069.8156 | 123236102.397 | 31546623.774 | 367619.8301 | 12052.1295 | 13749551.3318 | 3897279.279 | 399209.7042 | 0 | 770036.6254 | 8899991.3362 | 72497062.9559 | 0 | 3731550.2738 | 89279.8259 | 61275.5483 | 192484.8214 | 47949.9829
| DISTPRI |  | 422067976.4642 | 280463602.3163 | 70609972.7101 | 823993.0767 | 0 | 30448976.1332 | 8643806.4681 | 0 | 0 | 1736616.9884 | 20086404.6335 | 0 | 0 | 8263339.0965 | 197982.7737 | 142168.7731 | 521145.9065 | 129967.5883
| DISTSEC |  | 148661022.9335 | 110990581.6734 | 24915914.8177 | 0 | 0 | 8783122.6394 | 0 | 0 | 0 | 388745.8952 | 0 | 0 | 0 | 2444474.0495 | 0 | 39860.2645 | 880175.298 | 218148.2956
| ENERGY |  | 0 | 0 | 0 | 0 | 0 | 0 | 0 | 0 | 0 | 0 | 0 | 0 | 0 | 0 | 0 | 0 | 0 | 0
| CUSTOMER |  | 651213806.2723 | 483757933.0907 | 117296073.6412 | 729413.1376 | 95200.8606 | 1788327.2952 | 612311.6103 | 273160.7986 | 117066.4559 | 25472.5797 | 378355.3309 | 708314.2455 | 175600.7591 | 609785.9902 | 7990.3061 | 36740.0036 | 38689007.1743 | 5913052.9926
| TOTAL |  | 2171162374.67 | 1336648271.3839 | 329920047.5613 | 2921252.7687 | 131894.0826 | 90565782.7016 | 23347866.9816 | 1479114.823 | 287355.9572 | 5071136.9772 | 52806410.8504 | 229763738.0248 | 24736649.308 | 24765104.466 | 529799.6128 | 449440.3187 | 41201310.6441 | 6537198.2081
TDPLANT | PRODUCTION |  | 0.0058926 | 0.0028894 | 0.00073091 | 8.5454e-06 | 2.1052e-07 | 0.00030582 | 8.7096e-05 | 6.8924e-06 | 1.4549e-06 | 1.8371e-05 | 0.00020027 | 0.0013375 | 0.00020984 | 8.3008e-05 | 2.0038e-06 | 1.4472e-06 | 7.8471e-06 | 1.9486e-06
TDPLANT | BULKTRAN |  | 0.31178 | 0.15288 | 0.038673 | 0.00045214 | 1.1139e-05 | 0.016181 | 0.0046083 | 0.00036468 | 7.6978e-05 | 0.000972 | 0.010597 | 0.070771 | 0.011103 | 0.004392 | 0.00010602 | 7.6574e-05 | 0.0004152 | 0.0001031
TDPLANT | SUBTRAN |  | 0.11952 | 0.05676 | 0.01453 | 0.00016932 | 5.551e-06 | 0.0063328 | 0.001795 | 0.00018387 | 0 | 0.00035467 | 0.0040992 | 0.033391 | 0 | 0.0017187 | 4.1121e-05 | 2.8222e-05 | 8.8655e-05 | 2.2085e-05
TDPLANT | DISTPRI |  | 0.1944 | 0.12918 | 0.032522 | 0.00037952 | 0 | 0.014024 | 0.0039812 | 0 | 0 | 0.00079986 | 0.0092515 | 0 | 0 | 0.003806 | 9.1187e-05 | 6.548e-05 | 0.00024003 | 5.9861e-05
TDPLANT | DISTSEC |  | 0.068471 | 0.05112 | 0.011476 | 0 | 0 | 0.0040454 | 0 | 0 | 0 | 0.00017905 | 0 | 0 | 0 | 0.0011259 | 0 | 1.8359e-05 | 0.00040539 | 0.00010048
TDPLANT | ENERGY |  | 0 | 0 | 0 | 0 | 0 | 0 | 0 | 0 | 0 | 0 | 0 | 0 | 0 | 0 | 0 | 0 | 0 | 0
TDPLANT | CUSTOMER |  | 0.29994 | 0.22281 | 0.054025 | 0.00033596 | 4.3848e-05 | 0.00082367 | 0.00028202 | 0.00012581 | 5.3919e-05 | 1.1732e-05 | 0.00017426 | 0.00032624 | 8.0879e-05 | 0.00028086 | 3.6802e-06 | 1.6922e-05 | 0.017819 | 0.0027235
TDPLANT | TOTAL |  | 1 | 0.61564 | 0.15196 | 0.0013455 | 6.0748e-05 | 0.041713 | 0.010754 | 0.00068125 | 0.00013235 | 0.0023357 | 0.024322 | 0.10583 | 0.011393 | 0.011406 | 0.00024402 | 0.000207 | 0.018977 | 0.0030109
Electric Plant in Service | PRODUCTION |  | 659537204.575 | 323399396.8366 | 81807472.3918 | 956453.7838 | 23562.724 | 34229272.8185 | 9748328.8632 | 771438.7538 | 162837.1188 | 2056162.8067 | 22415781.7732 | 149706894.4094 | 23486182.9311 | 9290755.5369 | 224282.2352 | 161982.4607 | 878301.2234 | 218097.908
| BULKTRAN |  | 698486359.6733 | 342497839.1666 | 86638635.6806 | 1012937.431 | 24954.2273 | 36250692.1511 | 10324019.1657 | 816996.2863 | 172453.5106 | 2177590.0796 | 23739552.0699 | 158547877.1609 | 24873166.0691 | 9839423.7179 | 237527.2857 | 171548.3805 | 930169.5491 | 230977.7413
| SUBTRAN |  | 267766003.7225 | 127162559.1536 | 32551738.766 | 379332.6589 | 12436.1254 | 14187629.2787 | 4021451.4839 | 411929.026 | 0 | 794570.9579 | 9183556.2205 | 74806910.2908 | 0 | 3850442.1448 | 92124.3931 | 63227.8642 | 198617.6291 | 49477.7295
| DISTPRI |  | 446290350.1181 | 296559337.0094 | 74662261.0571 | 871281.8294 | 0 | 32196435.117 | 9139872.3194 | 0 | 0 | 1836280.995 | 21239158.2788 | 0 | 0 | 8737570.0222 | 209344.9546 | 150327.8027 | 551054.3373 | 137426.395
| DISTSEC |  | 157804596.1631 | 117817189.5582 | 26448397.8266 | 0 | 0 | 9323339.0556 | 0 | 0 | 0 | 412656.1744 | 0 | 0 | 0 | 2594824.3366 | 0 | 42311.9176 | 934311.5278 | 231565.7663
| ENERGY |  | 29773968.0813 | 10823804.4715 | 3493557.77 | 39994.6084 | 1013.6609 | 1690594.4381 | 471895.4439 | 37360.3201 | 7658.6947 | 112652.024 | 1346282.8522 | 9517589.8324 | 1525285.7733 | 458566.7503 | 10777.9382 | 10529.1732 | 181176.6957 | 45227.6346
| CUSTOMER |  | 719239908.5267 | 537669715.2048 | 129903454.416 | 811607.016 | 105338.6282 | 1980663.3448 | 681658.6786 | 302153.2948 | 129418.2751 | 28226.4223 | 421013.3161 | 783453.2717 | 194136.4505 | 675084.6241 | 8913.1092 | 40646.7173 | 39433736.2284 | 6070689.5287
| TOTAL |  | 2978898390.86 | 1755929841.4008 | 435505517.9079 | 4071607.3274 | 167305.3658 | 129858626.2039 | 34387225.9547 | 2339877.6809 | 472367.5993 | 7418139.4599 | 78345344.5107 | 393362724.9652 | 50078771.224 | 35446667.1329 | 782969.9161 | 640574.3162 | 43107367.1909 | 6983462.7034
RB_GUP_EPIS | PRODUCTION |  | 0.2214 | 0.10856 | 0.027462 | 0.00032108 | 7.9099e-06 | 0.011491 | 0.0032725 | 0.00025897 | 5.4664e-05 | 0.00069024 | 0.0075249 | 0.050256 | 0.0078842 | 0.0031189 | 7.529e-05 | 5.4377e-05 | 0.00029484 | 7.3214e-05
RB_GUP_EPIS | BULKTRAN |  | 0.23448 | 0.11497 | 0.029084 | 0.00034004 | 8.377e-06 | 0.012169 | 0.0034657 | 0.00027426 | 5.7892e-05 | 0.00073101 | 0.0079692 | 0.053224 | 0.0083498 | 0.003303 | 7.9737e-05 | 5.7588e-05 | 0.00031225 | 7.7538e-05
RB_GUP_EPIS | SUBTRAN |  | 0.089888 | 0.042688 | 0.010927 | 0.00012734 | 4.1747e-06 | 0.0047627 | 0.00135 | 0.00013828 | 0 | 0.00026673 | 0.0030829 | 0.025112 | 0 | 0.0012926 | 3.0926e-05 | 2.1225e-05 | 6.6675e-05 | 1.6609e-05
RB_GUP_EPIS | DISTPRI |  | 0.14982 | 0.099553 | 0.025064 | 0.00029248 | 0 | 0.010808 | 0.0030682 | 0 | 0 | 0.00061643 | 0.0071299 | 0 | 0 | 0.0029332 | 7.0276e-05 | 5.0464e-05 | 0.00018499 | 4.6133e-05
RB_GUP_EPIS | DISTSEC |  | 0.052974 | 0.039551 | 0.0088786 | 0 | 0 | 0.0031298 | 0 | 0 | 0 | 0.00013853 | 0 | 0 | 0 | 0.00087107 | 0 | 1.4204e-05 | 0.00031364 | 7.7735e-05
RB_GUP_EPIS | ENERGY |  | 0.009995 | 0.0036335 | 0.0011728 | 1.3426e-05 | 3.4028e-07 | 0.00056752 | 0.00015841 | 1.2542e-05 | 2.571e-06 | 3.7817e-05 | 0.00045194 | 0.003195 | 0.00051203 | 0.00015394 | 3.6181e-06 | 3.5346e-06 | 6.082e-05 | 1.5183e-05
RB_GUP_EPIS | CUSTOMER |  | 0.24144 | 0.18049 | 0.043608 | 0.00027245 | 3.5362e-05 | 0.0006649 | 0.00022883 | 0.00010143 | 4.3445e-05 | 9.4755e-06 | 0.00014133 | 0.000263 | 6.5171e-05 | 0.00022662 | 2.9921e-06 | 1.3645e-05 | 0.013238 | 0.0020379
RB_GUP_EPIS | TOTAL |  | 1 | 0.58946 | 0.1462 | 0.0013668 | 5.6164e-05 | 0.043593 | 0.011544 | 0.00078548 | 0.00015857 | 0.0024902 | 0.0263 | 0.13205 | 0.016811 | 0.011899 | 0.00026284 | 0.00021504 | 0.014471 | 0.0023443
Gross Utility Plant | PRODUCTION | Same as | 659537204.575 | 323399396.8366 | 81807472.3918 | 956453.7838 | 23562.724 | 34229272.8185 | 9748328.8632 | 771438.7538 | 162837.1188 | 2056162.8067 | 22415781.7732 | 149706894.4094 | 23486182.9311 | 9290755.5369 | 224282.2352 | 161982.4607 | 878301.2234 | 218097.908
| BULKTRAN | RB_GUP_EPIS | 698486359.6733 | 342497839.1666 | 86638635.6806 | 1012937.431 | 24954.2273 | 36250692.1511 | 10324019.1657 | 816996.2863 | 172453.5106 | 2177590.0796 | 23739552.0699 | 158547877.1609 | 24873166.0691 | 9839423.7179 | 237527.2857 | 171548.3805 | 930169.5491 | 230977.7413
| SUBTRAN |  | 267766003.7225 | 127162559.1536 | 32551738.766 | 379332.6589 | 12436.1254 | 14187629.2787 | 4021451.4839 | 411929.026 | 0 | 794570.9579 | 9183556.2205 | 74806910.2908 | 0 | 3850442.1448 | 92124.3931 | 63227.8642 | 198617.6291 | 49477.7295
| DISTPRI |  | 446290350.1181 | 296559337.0094 | 74662261.0571 | 871281.8294 | 0 | 32196435.117 | 9139872.3194 | 0 | 0 | 1836280.995 | 21239158.2788 | 0 | 0 | 8737570.0222 | 209344.9546 | 150327.8027 | 551054.3373 | 137426.395
| DISTSEC |  | 157804596.1631 | 117817189.5582 | 26448397.8266 | 0 | 0 | 9323339.0556 | 0 | 0 | 0 | 412656.1744 | 0 | 0 | 0 | 2594824.3366 | 0 | 42311.9176 | 934311.5278 | 231565.7663
| ENERGY |  | 29773968.0813 | 10823804.4715 | 3493557.77 | 39994.6084 | 1013.6609 | 1690594.4381 | 471895.4439 | 37360.3201 | 7658.6947 | 112652.024 | 1346282.8522 | 9517589.8324 | 1525285.7733 | 458566.7503 | 10777.9382 | 10529.1732 | 181176.6957 | 45227.6346
| CUSTOMER |  | 719239908.5267 | 537669715.2048 | 129903454.416 | 811607.016 | 105338.6282 | 1980663.3448 | 681658.6786 | 302153.2948 | 129418.2751 | 28226.4223 | 421013.3161 | 783453.2717 | 194136.4505 | 675084.6241 | 8913.1092 | 40646.7173 | 39433736.2284 | 6070689.5287
| TOTAL |  | 2978898390.86 | 1755929841.4008 | 435505517.9079 | 4071607.3274 | 167305.3658 | 129858626.2039 | 34387225.9547 | 2339877.6809 | 472367.5993 | 7418139.4599 | 78345344.5107 | 393362724.9652 | 50078771.224 | 35446667.1329 | 782969.9161 | 640574.3162 | 43107367.1909 | 6983462.7034
RB_GUP | PRODUCTION |  | 0.2214 | 0.10856 | 0.027462 | 0.00032108 | 7.9099e-06 | 0.011491 | 0.0032725 | 0.00025897 | 5.4664e-05 | 0.00069024 | 0.0075249 | 0.050256 | 0.0078842 | 0.0031189 | 7.529e-05 | 5.4377e-05 | 0.00029484 | 7.3214e-05
RB_GUP | BULKTRAN |  | 0.23448 | 0.11497 | 0.029084 | 0.00034004 | 8.377e-06 | 0.012169 | 0.0034657 | 0.00027426 | 5.7892e-05 | 0.00073101 | 0.0079692 | 0.053224 | 0.0083498 | 0.003303 | 7.9737e-05 | 5.7588e-05 | 0.00031225 | 7.7538e-05
RB_GUP | SUBTRAN |  | 0.089888 | 0.042688 | 0.010927 | 0.00012734 | 4.1747e-06 | 0.0047627 | 0.00135 | 0.00013828 | 0 | 0.00026673 | 0.0030829 | 0.025112 | 0 | 0.0012926 | 3.0926e-05 | 2.1225e-05 | 6.6675e-05 | 1.6609e-05
RB_GUP | DISTPRI |  | 0.14982 | 0.099553 | 0.025064 | 0.00029248 | 0 | 0.010808 | 0.0030682 | 0 | 0 | 0.00061643 | 0.0071299 | 0 | 0 | 0.0029332 | 7.0276e-05 | 5.0464e-05 | 0.00018499 | 4.6133e-05
RB_GUP | DISTSEC |  | 0.052974 | 0.039551 | 0.0088786 | 0 | 0 | 0.0031298 | 0 | 0 | 0 | 0.00013853 | 0 | 0 | 0 | 0.00087107 | 0 | 1.4204e-05 | 0.00031364 | 7.7735e-05
RB_GUP | ENERGY |  | 0.009995 | 0.0036335 | 0.0011728 | 1.3426e-05 | 3.4028e-07 | 0.00056752 | 0.00015841 | 1.2542e-05 | 2.571e-06 | 3.7817e-05 | 0.00045194 | 0.003195 | 0.00051203 | 0.00015394 | 3.6181e-06 | 3.5346e-06 | 6.082e-05 | 1.5183e-05
RB_GUP | CUSTOMER |  | 0.24144 | 0.18049 | 0.043608 | 0.00027245 | 3.5362e-05 | 0.0006649 | 0.00022883 | 0.00010143 | 4.3445e-05 | 9.4755e-06 | 0.00014133 | 0.000263 | 6.5171e-05 | 0.00022662 | 2.9921e-06 | 1.3645e-05 | 0.013238 | 0.0020379
RB_GUP | TOTAL |  | 1 | 0.58946 | 0.1462 | 0.0013668 | 5.6164e-05 | 0.043593 | 0.011544 | 0.00078548 | 0.00015857 | 0.0024902 | 0.0263 | 0.13205 | 0.016811 | 0.011899 | 0.00026284 | 0.00021504 | 0.014471 | 0.0023443
Net EPIS | PRODUCTION |  | 402808484.6898 | 197514287.4211 | 49963434.6051 | 584148.5464 | 14390.7957 | 20905327.8881 | 5953734.7558 | 471151.7004 | 99451.8165 | 1255789.391 | 13690307.4255 | 91432608.9057 | 14344048.6632 | 5674274.5268 | 136979.0615 | 98929.8391 | 536417.3278 | 133202.0199
| BULKTRAN |  | 472231778.0892 | 231555507.6222 | 58574539.6629 | 684825.4622 | 16871.0225 | 24508322.2806 | 6979849.8713 | 552353.82 | 116592.1522 | 1472222.3576 | 16049806.4561 | 107190849.0511 | 16816218.7806 | 6652225.1914 | 160587.1481 | 115980.2129 | 628867.8569 | 156159.1403
| SUBTRAN |  | 176440303.2989 | 83791818.9517 | 21449469.2415 | 249955.4404 | 8194.5942 | 9348720.8168 | 2649873.8065 | 271434.3168 | 0 | 523570.3519 | 6051363.5876 | 49292866.7458 | 0 | 2537189.824 | 60703.9566 | 41663.0318 | 130876.0419 | 32602.5914
| DISTPRI |  | 303085983.2793 | 201400227.978 | 50704848.9853 | 591707.4163 | 0 | 21865335.4099 | 6207096.318 | 0 | 0 | 1247060.4188 | 14423998.1197 | 0 | 0 | 5933883.6275 | 142170.9463 | 102091.0488 | 374233.6029 | 93329.4078
| DISTSEC |  | 105572204.9978 | 78820394.277 | 17694134.0436 | 0 | 0 | 6237368.7838 | 0 | 0 | 0 | 276069.413 | 0 | 0 | 0 | 1735952.7761 | 0 | 28306.9223 | 625059.9193 | 154918.8626
| ENERGY |  | 17611590.0347 | 6402385.0112 | 2066473.2037 | 23657.1976 | 599.5902 | 1000002.9582 | 279130.7183 | 22098.9906 | 4530.192 | 66634.7615 | 796339.3257 | 5629746.4211 | 902221.2844 | 271246.6671 | 6375.2547 | 6228.1078 | 107167.7675 | 26752.5832
| CUSTOMER |  | 477047990.3903 | 355945284.3463 | 86063951.7902 | 542637.8196 | 70865.2684 | 1316745.4321 | 455674.9537 | 203277.7082 | 87073.8457 | 18771.7887 | 281585.147 | 527081.9665 | 130616.2111 | 448693.9577 | 5947.5751 | 27002.9047 | 26802722.1139 | 4120057.5613
| TOTAL |  | 1954798334.78 | 1155429905.6076 | 286516851.5324 | 2676931.8825 | 110921.271 | 85181823.5695 | 22525360.4236 | 1520316.5361 | 307648.0064 | 4860118.4826 | 51293400.0616 | 254073153.0902 | 32193104.9393 | 23253466.5708 | 512763.9423 | 420202.0674 | 29205344.6303 | 4717022.1665
NP | PRODUCTION |  | 0.20606 | 0.10104 | 0.025559 | 0.00029883 | 7.3618e-06 | 0.010694 | 0.0030457 | 0.00024102 | 5.0876e-05 | 0.00064241 | 0.0070034 | 0.046773 | 0.0073379 | 0.0029027 | 7.0073e-05 | 5.0609e-05 | 0.00027441 | 6.8141e-05
NP | BULKTRAN |  | 0.24158 | 0.11845 | 0.029964 | 0.00035033 | 8.6306e-06 | 0.012538 | 0.0035706 | 0.00028256 | 5.9644e-05 | 0.00075313 | 0.0082105 | 0.054835 | 0.0086025 | 0.003403 | 8.215e-05 | 5.9331e-05 | 0.0003217 | 7.9885e-05
NP | SUBTRAN |  | 0.09026 | 0.042865 | 0.010973 | 0.00012787 | 4.192e-06 | 0.0047824 | 0.0013556 | 0.00013886 | 0 | 0.00026784 | 0.0030956 | 0.025216 | 0 | 0.0012979 | 3.1054e-05 | 2.1313e-05 | 6.6951e-05 | 1.6678e-05
NP | DISTPRI |  | 0.15505 | 0.10303 | 0.025939 | 0.00030269 | 0 | 0.011185 | 0.0031753 | 0 | 0 | 0.00063795 | 0.0073788 | 0 | 0 | 0.0030355 | 7.2729e-05 | 5.2226e-05 | 0.00019144 | 4.7744e-05
NP | DISTSEC |  | 0.054007 | 0.040321 | 0.0090516 | 0 | 0 | 0.0031908 | 0 | 0 | 0 | 0.00014123 | 0 | 0 | 0 | 0.00088805 | 0 | 1.4481e-05 | 0.00031976 | 7.9251e-05
NP | ENERGY |  | 0.0090094 | 0.0032752 | 0.0010571 | 1.2102e-05 | 3.0673e-07 | 0.00051156 | 0.00014279 | 1.1305e-05 | 2.3175e-06 | 3.4088e-05 | 0.00040738 | 0.00288 | 0.00046154 | 0.00013876 | 3.2613e-06 | 3.1861e-06 | 5.4823e-05 | 1.3686e-05
NP | CUSTOMER |  | 0.24404 | 0.18209 | 0.044027 | 0.00027759 | 3.6252e-05 | 0.0006736 | 0.00023311 | 0.00010399 | 4.4544e-05 | 9.6029e-06 | 0.00014405 | 0.00026963 | 6.6818e-05 | 0.00022953 | 3.0426e-06 | 1.3814e-05 | 0.013711 | 0.0021077
NP | TOTAL |  | 1 | 0.59107 | 0.14657 | 0.0013694 | 5.6743e-05 | 0.043576 | 0.011523 | 0.00077774 | 0.00015738 | 0.0024863 | 0.02624 | 0.12997 | 0.016469 | 0.011896 | 0.00026231 | 0.00021496 | 0.01494 | 0.002413
Rate Base | PRODUCTION |  | 364310198.7703 | 177892352.9312 | 45146725.5981 | 474231.3258 | 5229.2571 | 18977460.3959 | 5111614.1466 | 350081.5391 | 64759.6185 | 1102055.838 | 12197988.1958 | 83854334.04 | 13067040.8035 | 5233661.032 | 126328.7936 | 91207.2421 | 492327.6708 | 122800.3423
| BULKTRAN |  | 463817286.677 | 226643185.0167 | 57480788.2711 | 610189.4178 | 7972.4942 | 24131910.1603 | 6568075.5525 | 461036.828 | 148364.4292 | 1411185.9372 | 15576609.4805 | 106456959.1741 | 16626570.3251 | 6637008.5206 | 160371.0628 | 115815.6835 | 625311.469 | 155932.8542
| SUBTRAN |  | 173259998.6584 | 81967508.1385 | 21038430.5485 | 221994.9643 | 3754.1715 | 9201350.3301 | 2489473.8841 | 225390.5562 | 0 | 501296.9713 | 5868293.2276 | 48946394.9052 | 0 | 2531218.1834 | 60620.0205 | 41602.3806 | 130116.2403 | 32554.1364
| DISTPRI |  | 268534089.9694 | 178469179.8882 | 45061926.4213 | 474060.8969 | 0 | 19507395.6044 | 5266434.3159 | 0 | 0 | 1079696.7162 | 12660861.8964 | 0 | 0 | 5371357.1234 | 128779.4791 | 92460.7301 | 337413.8966 | 84523.0011
| DISTSEC |  | 93405607.347 | 69643017.3443 | 15680085.5724 | 0 | 0 | 5549245.8401 | 0 | 0 | 0 | 238222.8336 | 0 | 0 | 0 | 1567416.5214 | 0 | 25572.2018 | 562099.0914 | 139947.9421
| ENERGY |  | 93604418.1739 | 33984360.3385 | 10979423.9273 | 127287.0462 | 3230.0599 | 5327306.9901 | 1467750.6783 | 114488.3358 | -13119.9069 | 351266.6151 | 4210943.2909 | 30034112.8943 | 4787884.0273 | 1449671.6232 | 33928.8726 | 33113.9878 | 570533.9494 | 142235.4442
| CUSTOMER |  | 415327710.5413 | 308656521.559 | 74954506.6559 | 421882.6173 | 25698.5588 | 1149911.1637 | 375744.2625 | 146277.1004 | 79796.0175 | 15880.3519 | 240582.12 | 462957.0465 | 114100.3025 | 397931.7876 | 5249.2581 | 23970.4249 | 24489673.3902 | 3767027.9244
| TOTAL |  | 1872259310.1375 | 1077256125.2164 | 270341886.9946 | 2329646.2683 | 45884.5415 | 83844580.4847 | 21279092.8398 | 1297274.3596 | 279800.1582 | 4699605.2632 | 50755278.2112 | 269754758.0601 | 34595595.4584 | 23188264.7916 | 515277.4867 | 423742.6507 | 27207475.7078 | 4445021.6448
RATEBASE | PRODUCTION |  | 0.19458 | 0.095015 | 0.024114 | 0.00025329 | 2.793e-06 | 0.010136 | 0.0027302 | 0.00018698 | 3.4589e-05 | 0.00058862 | 0.0065151 | 0.044788 | 0.0069793 | 0.0027954 | 6.7474e-05 | 4.8715e-05 | 0.00026296 | 6.5589e-05
RATEBASE | BULKTRAN |  | 0.24773 | 0.12105 | 0.030701 | 0.00032591 | 4.2582e-06 | 0.012889 | 0.0035081 | 0.00024625 | 7.9244e-05 | 0.00075373 | 0.0083197 | 0.05686 | 0.0088805 | 0.0035449 | 8.5656e-05 | 6.1859e-05 | 0.00033399 | 8.3286e-05
RATEBASE | SUBTRAN |  | 0.092541 | 0.04378 | 0.011237 | 0.00011857 | 2.0052e-06 | 0.0049146 | 0.0013297 | 0.00012038 | 0 | 0.00026775 | 0.0031343 | 0.026143 | 0 | 0.001352 | 3.2378e-05 | 2.222e-05 | 6.9497e-05 | 1.7388e-05
RATEBASE | DISTPRI |  | 0.14343 | 0.095323 | 0.024068 | 0.0002532 | 0 | 0.010419 | 0.0028129 | 0 | 0 | 0.00057668 | 0.0067623 | 0 | 0 | 0.0028689 | 6.8783e-05 | 4.9385e-05 | 0.00018022 | 4.5145e-05
RATEBASE | DISTSEC |  | 0.049889 | 0.037197 | 0.008375 | 0 | 0 | 0.0029639 | 0 | 0 | 0 | 0.00012724 | 0 | 0 | 0 | 0.00083718 | 0 | 1.3658e-05 | 0.00030023 | 7.4748e-05
RATEBASE | ENERGY |  | 0.049995 | 0.018152 | 0.0058643 | 6.7986e-05 | 1.7252e-06 | 0.0028454 | 0.00078395 | 6.115e-05 | -7.0075e-06 | 0.00018762 | 0.0022491 | 0.016042 | 0.0025573 | 0.00077429 | 1.8122e-05 | 1.7687e-05 | 0.00030473 | 7.597e-05
RATEBASE | CUSTOMER |  | 0.22183 | 0.16486 | 0.040034 | 0.00022533 | 1.3726e-05 | 0.00061418 | 0.00020069 | 7.8129e-05 | 4.262e-05 | 8.4819e-06 | 0.0001285 | 0.00024727 | 6.0943e-05 | 0.00021254 | 2.8037e-06 | 1.2803e-05 | 0.01308 | 0.002012
RATEBASE | TOTAL |  | 1 | 0.57538 | 0.14439 | 0.0012443 | 2.4508e-05 | 0.044783 | 0.011365 | 0.00069289 | 0.00014945 | 0.0025101 | 0.027109 | 0.14408 | 0.018478 | 0.012385 | 0.00027522 | 0.00022633 | 0.014532 | 0.0023741
CUST_451 | TOTAL |  | 1 | 0.88622 | 0.091309 | 0.00052047 | 2.8182e-05 | 0.00089344 | 0.00069616 | 0 | 0 | 0 | 0 | 0.00020387 | 0 | 0 | 0 | 0 | 0.020128 | 0
RB_GUP_EPIS_D | PRODUCTION |  | 0 | 0 | 0 | 0 | 0 | 0 | 0 | 0 | 0 | 0 | 0 | 0 | 0 | 0 | 0 | 0 | 0 | 0
RB_GUP_EPIS_D | BULKTRAN |  | 0 | 0 | 0 | 0 | 0 | 0 | 0 | 0 | 0 | 0 | 0 | 0 | 0 | 0 | 0 | 0 | 0 | 0
RB_GUP_EPIS_D | SUBTRAN |  | 0 | 0 | 0 | 0 | 0 | 0 | 0 | 0 | 0 | 0 | 0 | 0 | 0 | 0 | 0 | 0 | 0 | 0
RB_GUP_EPIS_D | DISTPRI |  | 0.34541 | 0.22952 | 0.057785 | 0.00067433 | 0 | 0.024918 | 0.0070738 | 0 | 0 | 0.0014212 | 0.016438 | 0 | 0 | 0.0067625 | 0.00016202 | 0.00011635 | 0.00042649 | 0.00010636
RB_GUP_EPIS_D | DISTSEC |  | 0.12166 | 0.090831 | 0.02039 | 0 | 0 | 0.0071878 | 0 | 0 | 0 | 0.00031814 | 0 | 0 | 0 | 0.0020005 | 0 | 3.262e-05 | 0.00072031 | 0.00017853
RB_GUP_EPIS_D | ENERGY |  | 0 | 0 | 0 | 0 | 0 | 0 | 0 | 0 | 0 | 0 | 0 | 0 | 0 | 0 | 0 | 0 | 0 | 0
RB_GUP_EPIS_D | CUSTOMER |  | 0.53293 | 0.39589 | 0.095991 | 0.00059693 | 7.7909e-05 | 0.0014635 | 0.0005011 | 0.00022355 | 9.5804e-05 | 2.0846e-05 | 0.00030963 | 0.00057966 | 0.00014371 | 0.00049903 | 6.539e-06 | 3.0067e-05 | 0.031662 | 0.0048391
RB_GUP_EPIS_D | TOTAL |  | 1 | 0.71625 | 0.17417 | 0.0012713 | 7.7909e-05 | 0.03357 | 0.0075749 | 0.00022355 | 9.5804e-05 | 0.0017602 | 0.016748 | 0.00057966 | 0.00014371 | 0.009262 | 0.00016856 | 0.00017903 | 0.032809 | 0.0051239
MISC_SERV_REV | PRODUCTION |  | 0 | 0 | 0 | 0 | 0 | 0 | 0 | 0 | 0 | 0 | 0 | 0 | 0 | 0 | 0 | 0 | 0 | 0
MISC_SERV_REV | BULKTRAN |  | 0 | 0 | 0 | 0 | 0 | 0 | 0 | 0 | 0 | 0 | 0 | 0 | 0 | 0 | 0 | 0 | 0 | 0
MISC_SERV_REV | SUBTRAN |  | 0 | 0 | 0 | 0 | 0 | 0 | 0 | 0 | 0 | 0 | 0 | 0 | 0 | 0 | 0 | 0 | 0 | 0
MISC_SERV_REV | DISTPRI |  | 0.31614 | 0.28399 | 0.030294 | 0.00027608 | 0 | 0.00066319 | 0.00065011 | 0 | 0 | 0 | 0 | 0 | 0 | 0 | 0 | 0 | 0.00026165 | 0
MISC_SERV_REV | DISTSEC |  | 0.12371 | 0.11239 | 0.01069 | 0 | 0 | 0.0001913 | 0 | 0 | 0 | 0 | 0 | 0 | 0 | 0 | 0 | 0 | 0.00044191 | 0
MISC_SERV_REV | ENERGY |  | 0 | 0 | 0 | 0 | 0 | 0 | 0 | 0 | 0 | 0 | 0 | 0 | 0 | 0 | 0 | 0 | 0 | 0
MISC_SERV_REV | CUSTOMER |  | 0.56015 | 0.48984 | 0.050325 | 0.00024439 | 2.8182e-05 | 3.895e-05 | 4.6053e-05 | 0 | 0 | 0 | 0 | 0.00020387 | 0 | 0 | 0 | 0 | 0.019425 | 0
MISC_SERV_REV | TOTAL |  | 1 | 0.88622 | 0.091309 | 0.00052047 | 2.8182e-05 | 0.00089344 | 0.00069616 | 0 | 0 | 0 | 0 | 0.00020387 | 0 | 0 | 0 | 0 | 0.020128 | 0
|  |  |  | 0 | 0 | 0 | 0 | 0 | 0 | 0 | 0 | 0 | 0 | 0 | 0 | 0 | 0 | 0 | 0 | 0
364 Poles | PRODUCTION |  | 0 | 0 | 0 | 0 | 0 | 0 | 0 | 0 | 0 | 0 | 0 | 0 | 0 | 0 | 0 | 0 | 0 | 0
| BULKTRAN |  | 0 | 0 | 0 | 0 | 0 | 0 | 0 | 0 | 0 | 0 | 0 | 0 | 0 | 0 | 0 | 0 | 0 | 0
| SUBTRAN |  | 0 | 0 | 0 | 0 | 0 | 0 | 0 | 0 | 0 | 0 | 0 | 0 | 0 | 0 | 0 | 0 | 0 | 0
| DISTPRI |  | 83248202.5886 | 55318318.5797 | 13927029.8642 | 162523.4474 | 0 | 6005721.057 | 1704894.4533 | 0 | 0 | 342528.3389 | 3961819.3643 | 0 | 0 | 1629851.5062 | 39049.8947 | 28041.2054 | 102790.2196 | 25634.6577
| DISTSEC |  | 35341632.4794 | 26386125.0836 | 5923335.4312 | 0 | 0 | 2088038.1839 | 0 | 0 | 0 | 92417.7319 | 0 | 0 | 0 | 581132.1741 | 0 | 9476.1007 | 209246.7231 | 51861.051
| ENERGY |  | 0 | 0 | 0 | 0 | 0 | 0 | 0 | 0 | 0 | 0 | 0 | 0 | 0 | 0 | 0 | 0 | 0 | 0
| CUSTOMER |  | 216002814.082 | 173907992.99 | 41130868.5141 | 93458.0062 | 0 | 485981.6321 | 80106.8624 | 0 | 0 | 6675.5719 | 45393.8887 | 0 | 0 | 169559.5255 | 1335.1144 | 10680.915 | 0 | 70761.0618
| TOTAL |  | 334592649.15 | 255612436.6533 | 60981233.8095 | 255981.4536 | 0 | 8579740.873 | 1785001.3157 | 0 | 0 | 441621.6426 | 4007213.253 | 0 | 0 | 2380543.2058 | 40385.0091 | 48198.2211 | 312036.9427 | 148256.7705
365 Overhead Lines | PRODUCTION |  | 0 | 0 | 0 | 0 | 0 | 0 | 0 | 0 | 0 | 0 | 0 | 0 | 0 | 0 | 0 | 0 | 0 | 0
| BULKTRAN |  | 0 | 0 | 0 | 0 | 0 | 0 | 0 | 0 | 0 | 0 | 0 | 0 | 0 | 0 | 0 | 0 | 0 | 0
| SUBTRAN |  | 0 | 0 | 0 | 0 | 0 | 0 | 0 | 0 | 0 | 0 | 0 | 0 | 0 | 0 | 0 | 0 | 0 | 0
| DISTPRI |  | 87235847.3034 | 57968103.1259 | 14594143.9316 | 170308.4295 | 0 | 6293399.122 | 1786560.0406 | 0 | 0 | 358935.6759 | 4151593.1679 | 0 | 0 | 1707922.486 | 40920.4109 | 29384.3979 | 107713.9401 | 26862.575
| DISTSEC |  | 37034520.3687 | 27650038.1648 | 6207067.1694 | 0 | 0 | 2188056.6128 | 0 | 0 | 0 | 96844.6032 | 0 | 0 | 0 | 608968.7949 | 0 | 9930.0123 | 219269.7814 | 54345.2301
| ENERGY |  | 0 | 0 | 0 | 0 | 0 | 0 | 0 | 0 | 0 | 0 | 0 | 0 | 0 | 0 | 0 | 0 | 0 | 0
| CUSTOMER |  | 226349493.6879 | 182238302.4446 | 43101064.6907 | 97934.7073 | 0 | 509260.4781 | 83944.0348 | 0 | 0 | 6995.3362 | 47568.2864 | 0 | 0 | 177681.5404 | 1399.0672 | 11192.538 | 0 | 74150.5641
| TOTAL |  | 350619861.36 | 267856443.7353 | 63902275.7917 | 268243.1368 | 0 | 8990716.2128 | 1870504.0754 | 0 | 0 | 462775.6154 | 4199161.4543 | 0 | 0 | 2494572.8213 | 42319.4781 | 50506.9482 | 326983.7215 | 155358.3692
TOTOHLINES | PRODUCTION |  | 0 | 0 | 0 | 0 | 0 | 0 | 0 | 0 | 0 | 0 | 0 | 0 | 0 | 0 | 0 | 0 | 0 | 0
TOTOHLINES | BULKTRAN |  | 0 | 0 | 0 | 0 | 0 | 0 | 0 | 0 | 0 | 0 | 0 | 0 | 0 | 0 | 0 | 0 | 0 | 0
TOTOHLINES | SUBTRAN |  | 0 | 0 | 0 | 0 | 0 | 0 | 0 | 0 | 0 | 0 | 0 | 0 | 0 | 0 | 0 | 0 | 0 | 0
TOTOHLINES | DISTPRI |  | 0.2488 | 0.16533 | 0.041624 | 0.00048574 | 0 | 0.017949 | 0.0050954 | 0 | 0 | 0.0010237 | 0.011841 | 0 | 0 | 0.0048712 | 0.00011671 | 8.3807e-05 | 0.00030721 | 7.6615e-05
TOTOHLINES | DISTSEC |  | 0.10563 | 0.07886 | 0.017703 | 0 | 0 | 0.0062405 | 0 | 0 | 0 | 0.00027621 | 0 | 0 | 0 | 0.0017368 | 0 | 2.8321e-05 | 0.00062538 | 0.000155
TOTOHLINES | ENERGY |  | 0 | 0 | 0 | 0 | 0 | 0 | 0 | 0 | 0 | 0 | 0 | 0 | 0 | 0 | 0 | 0 | 0 | 0
TOTOHLINES | CUSTOMER |  | 0.64557 | 0.51976 | 0.12293 | 0.00027932 | 0 | 0.0014525 | 0.00023942 | 0 | 0 | 1.9951e-05 | 0.00013567 | 0 | 0 | 0.00050676 | 3.9903e-06 | 3.1922e-05 | 0 | 0.00021148
TOTOHLINES | TOTAL |  | 1 | 0.76395 | 0.18226 | 0.00076505 | 0 | 0.025642 | 0.0053348 | 0 | 0 | 0.0013199 | 0.011976 | 0 | 0 | 0.0071148 | 0.0001207 | 0.00014405 | 0.00093259 | 0.0004431
366 Underground Conduit | PRODUCTION |  | 0 | 0 | 0 | 0 | 0 | 0 | 0 | 0 | 0 | 0 | 0 | 0 | 0 | 0 | 0 | 0 | 0 | 0
| BULKTRAN |  | 0 | 0 | 0 | 0 | 0 | 0 | 0 | 0 | 0 | 0 | 0 | 0 | 0 | 0 | 0 | 0 | 0 | 0
| SUBTRAN |  | 0 | 0 | 0 | 0 | 0 | 0 | 0 | 0 | 0 | 0 | 0 | 0 | 0 | 0 | 0 | 0 | 0 | 0
| DISTPRI |  | 2532002.858 | 1682512.4914 | 423592.0815 | 4943.1678 | 0 | 182664.6391 | 51854.5445 | 0 | 0 | 10418.0355 | 120499.1536 | 0 | 0 | 49572.1054 | 1187.7067 | 852.8762 | 3126.3754 | 779.6808
| DISTSEC |  | 3467479.3012 | 2588826.1562 | 581157.1668 | 0 | 0 | 204864.0279 | 0 | 0 | 0 | 9067.3959 | 0 | 0 | 0 | 57016.715 | 0 | 929.7302 | 20529.8576 | 5088.2517
| ENERGY |  | 0 | 0 | 0 | 0 | 0 | 0 | 0 | 0 | 0 | 0 | 0 | 0 | 0 | 0 | 0 | 0 | 0 | 0
| CUSTOMER |  | 4274988.4608 | 3441874.8961 | 814035.6367 | 1849.6606 | 0 | 9618.2352 | 1585.4234 | 0 | 0 | 132.1186 | 898.4066 | 0 | 0 | 3355.8128 | 26.4237 | 211.3898 | 0 | 1400.4573
| TOTAL |  | 10274470.62 | 7713213.5437 | 1818784.885 | 6792.8284 | 0 | 397146.9022 | 53439.9679 | 0 | 0 | 19617.55 | 121397.5602 | 0 | 0 | 109944.6332 | 1214.1304 | 1993.9962 | 23656.2329 | 7268.3898
367 Underground Lines | PRODUCTION |  | 0 | 0 | 0 | 0 | 0 | 0 | 0 | 0 | 0 | 0 | 0 | 0 | 0 | 0 | 0 | 0 | 0 | 0
| BULKTRAN |  | 0 | 0 | 0 | 0 | 0 | 0 | 0 | 0 | 0 | 0 | 0 | 0 | 0 | 0 | 0 | 0 | 0 | 0
| SUBTRAN |  | 0 | 0 | 0 | 0 | 0 | 0 | 0 | 0 | 0 | 0 | 0 | 0 | 0 | 0 | 0 | 0 | 0 | 0
| DISTPRI |  | 3318607.1377 | 2205209.9766 | 555187.2506 | 6478.8362 | 0 | 239412.1212 | 67963.9287 | 0 | 0 | 13654.5529 | 157934.0047 | 0 | 0 | 64972.4159 | 1556.6854 | 1117.8349 | 4097.6303 | 1021.9002
| DISTSEC |  | 4544703.2267 | 3393083.4372 | 761702.2689 | 0 | 0 | 268508.0797 | 0 | 0 | 0 | 11884.317 | 0 | 0 | 0 | 74729.804 | 0 | 1218.5647 | 26907.7626 | 6668.9926
| ENERGY |  | 0 | 0 | 0 | 0 | 0 | 0 | 0 | 0 | 0 | 0 | 0 | 0 | 0 | 0 | 0 | 0 | 0 | 0
| CUSTOMER |  | 5603077.0956 | 4511144.433 | 1066927.8929 | 2424.2851 | 0 | 12606.2828 | 2077.9587 | 0 | 0 | 173.1632 | 1177.5099 | 0 | 0 | 4398.3459 | 34.6326 | 277.0612 | 0 | 1835.5302
| TOTAL |  | 13466387.46 | 10109437.8468 | 2383817.4125 | 8903.1214 | 0 | 520526.4837 | 70041.8874 | 0 | 0 | 25712.0332 | 159111.5146 | 0 | 0 | 144100.5658 | 1591.318 | 2613.4607 | 31005.3929 | 9526.423
TOTUGLINES | PRODUCTION |  | 0 | 0 | 0 | 0 | 0 | 0 | 0 | 0 | 0 | 0 | 0 | 0 | 0 | 0 | 0 | 0 | 0 | 0
TOTUGLINES | BULKTRAN |  | 0 | 0 | 0 | 0 | 0 | 0 | 0 | 0 | 0 | 0 | 0 | 0 | 0 | 0 | 0 | 0 | 0 | 0
TOTUGLINES | SUBTRAN |  | 0 | 0 | 0 | 0 | 0 | 0 | 0 | 0 | 0 | 0 | 0 | 0 | 0 | 0 | 0 | 0 | 0 | 0
TOTUGLINES | DISTPRI |  | 0.24644 | 0.16376 | 0.041228 | 0.00048111 | 0 | 0.017778 | 0.0050469 | 0 | 0 | 0.001014 | 0.011728 | 0 | 0 | 0.0048248 | 0.0001156 | 8.3009e-05 | 0.00030429 | 7.5885e-05
TOTUGLINES | DISTSEC |  | 0.33748 | 0.25197 | 0.056563 | 0 | 0 | 0.019939 | 0 | 0 | 0 | 0.00088252 | 0 | 0 | 0 | 0.0055494 | 0 | 9.0489e-05 | 0.0019981 | 0.00049523
TOTUGLINES | ENERGY |  | 0 | 0 | 0 | 0 | 0 | 0 | 0 | 0 | 0 | 0 | 0 | 0 | 0 | 0 | 0 | 0 | 0 | 0
TOTUGLINES | CUSTOMER |  | 0.41608 | 0.33499 | 0.079229 | 0.00018002 | 0 | 0.00093613 | 0.00015431 | 0 | 0 | 1.2859e-05 | 8.7441e-05 | 0 | 0 | 0.00032662 | 2.5718e-06 | 2.0574e-05 | 0 | 0.0001363
TOTUGLINES | TOTAL |  | 1 | 0.75072 | 0.17702 | 0.00066114 | 0 | 0.038654 | 0.0052012 | 0 | 0 | 0.0019093 | 0.011815 | 0 | 0 | 0.010701 | 0.00011817 | 0.00019407 | 0.0023024 | 0.00070742
Excl. 580 -
Acct 581-589 | PRODUCTION | Acct. 580 allocated | 0 | 0 | 0 | 0 | 0 | 0 | 0 | 0 | 0 | 0 | 0 | 0 | 0 | 0 | 0 | 0 | 0 | 0
| BULKTRAN | on this: TOTOXEXP | 0 | 0 | 0 | 0 | 0 | 0 | 0 | 0 | 0 | 0 | 0 | 0 | 0 | 0 | 0 | 0 | 0 | 0
| SUBTRAN |  | 0 | 0 | 0 | 0 | 0 | 0 | 0 | 0 | 0 | 0 | 0 | 0 | 0 | 0 | 0 | 0 | 0 | 0
| DISTPRI |  | 3016657.1126 | 2004564.5913 | 504672.442 | 5889.3465 | 0 | 217628.7365 | 61780.0964 | 0 | 0 | 12412.1665 | 143564.0674 | 0 | 0 | 59060.7723 | 1415.0473 | 1016.1265 | 3724.7993 | 928.9206
| DISTSEC |  | 1035194.2595 | 772877.8582 | 173500.8375 | 0 | 0 | 61160.8743 | 0 | 0 | 0 | 2707.0143 | 0 | 0 | 0 | 17021.9837 | 0 | 277.5651 | 6129.0606 | 1519.0657
| ENERGY |  | 0 | 0 | 0 | 0 | 0 | 0 | 0 | 0 | 0 | 0 | 0 | 0 | 0 | 0 | 0 | 0 | 0 | 0
| CUSTOMER |  | 5688477.6279 | 4065175.7064 | 1114143.4472 | 29692.3737 | 5042.4517 | 34478.7024 | 24767.3573 | 14468.3579 | 6200.5946 | 521.6832 | 15696.8569 | 37516.8913 | 9300.9489 | 11279.4738 | 295.4746 | 621.9734 | 252895.0527 | 66380.2818
| TOTAL |  | 9740329 | 6842618.156 | 1792316.7268 | 35581.7202 | 5042.4517 | 313268.3132 | 86547.4537 | 14468.3579 | 6200.5946 | 15640.8641 | 159260.9243 | 37516.8913 | 9300.9489 | 87362.2298 | 1710.5218 | 1915.665 | 262748.9126 | 68828.2682
TOTOXEXP | PRODUCTION |  | 0 | 0 | 0 | 0 | 0 | 0 | 0 | 0 | 0 | 0 | 0 | 0 | 0 | 0 | 0 | 0 | 0 | 0
TOTOXEXP | BULKTRAN |  | 0 | 0 | 0 | 0 | 0 | 0 | 0 | 0 | 0 | 0 | 0 | 0 | 0 | 0 | 0 | 0 | 0 | 0
TOTOXEXP | SUBTRAN |  | 0 | 0 | 0 | 0 | 0 | 0 | 0 | 0 | 0 | 0 | 0 | 0 | 0 | 0 | 0 | 0 | 0 | 0
TOTOXEXP | DISTPRI |  | 0.30971 | 0.2058 | 0.051813 | 0.00060464 | 0 | 0.022343 | 0.0063427 | 0 | 0 | 0.0012743 | 0.014739 | 0 | 0 | 0.0060635 | 0.00014528 | 0.00010432 | 0.00038241 | 9.5369e-05
TOTOXEXP | DISTSEC |  | 0.10628 | 0.079348 | 0.017813 | 0 | 0 | 0.0062791 | 0 | 0 | 0 | 0.00027792 | 0 | 0 | 0 | 0.0017476 | 0 | 2.8496e-05 | 0.00062925 | 0.00015596
TOTOXEXP | ENERGY |  | 0 | 0 | 0 | 0 | 0 | 0 | 0 | 0 | 0 | 0 | 0 | 0 | 0 | 0 | 0 | 0 | 0 | 0
TOTOXEXP | CUSTOMER |  | 0.58401 | 0.41736 | 0.11438 | 0.0030484 | 0.00051769 | 0.0035398 | 0.0025428 | 0.0014854 | 0.00063659 | 5.3559e-05 | 0.0016115 | 0.0038517 | 0.00095489 | 0.001158 | 3.0335e-05 | 6.3855e-05 | 0.025964 | 0.006815
TOTOXEXP | TOTAL |  | 1 | 0.7025 | 0.18401 | 0.003653 | 0.00051769 | 0.032162 | 0.0088855 | 0.0014854 | 0.00063659 | 0.0016058 | 0.016351 | 0.0038517 | 0.00095489 | 0.0089691 | 0.00017561 | 0.00019667 | 0.026975 | 0.0070663
Excl. 590 -
Acct 591-598 | PRODUCTION | Acct. 590 allocated | 0 | 0 | 0 | 0 | 0 | 0 | 0 | 0 | 0 | 0 | 0 | 0 | 0 | 0 | 0 | 0 | 0 | 0
| BULKTRAN | on this: TOTMXEXP | 0 | 0 | 0 | 0 | 0 | 0 | 0 | 0 | 0 | 0 | 0 | 0 | 0 | 0 | 0 | 0 | 0 | 0
| SUBTRAN |  | 0 | 0 | 0 | 0 | 0 | 0 | 0 | 0 | 0 | 0 | 0 | 0 | 0 | 0 | 0 | 0 | 0 | 0
| DISTPRI |  | 8353462.2108 | 5550864.3965 | 1397494.6493 | 16308.2617 | 0 | 602638.4035 | 171076.0226 | 0 | 0 | 34370.6824 | 397545.0198 | 0 | 0 | 163545.909 | 3918.4248 | 2813.7683 | 10314.3874 | 2572.2855
| DISTSEC |  | 3145981.2882 | 2348795.1732 | 527273.3918 | 0 | 0 | 185869.4292 | 0 | 0 | 0 | 8226.6844 | 0 | 0 | 0 | 51730.2348 | 0 | 843.5274 | 18626.3687 | 4616.4788
| ENERGY |  | 0 | 0 | 0 | 0 | 0 | 0 | 0 | 0 | 0 | 0 | 0 | 0 | 0 | 0 | 0 | 0 | 0 | 0
| CUSTOMER |  | 19233699.5009 | 15449162.9981 | 3658534.8778 | 9150.7793 | 153.9964 | 43878.3516 | 7822.6588 | 441.8633 | 189.366 | 604.1928 | 4483.598 | 1145.765 | 284.0508 | 15286.2945 | 126.7949 | 960.212 | 27519 | 13954.7016
| TOTAL |  | 30733143 | 23348822.5679 | 5583302.9189 | 25459.0411 | 153.9964 | 832386.1843 | 178898.6814 | 441.8633 | 189.366 | 43201.5596 | 402028.6178 | 1145.765 | 284.0508 | 230562.4383 | 4045.2196 | 4617.5077 | 56459.7561 | 21143.4658
TOTMXEXP | PRODUCTION |  | 0 | 0 | 0 | 0 | 0 | 0 | 0 | 0 | 0 | 0 | 0 | 0 | 0 | 0 | 0 | 0 | 0 | 0
TOTMXEXP | BULKTRAN |  | 0 | 0 | 0 | 0 | 0 | 0 | 0 | 0 | 0 | 0 | 0 | 0 | 0 | 0 | 0 | 0 | 0 | 0
TOTMXEXP | SUBTRAN |  | 0 | 0 | 0 | 0 | 0 | 0 | 0 | 0 | 0 | 0 | 0 | 0 | 0 | 0 | 0 | 0 | 0 | 0
TOTMXEXP | DISTPRI |  | 0.27181 | 0.18061 | 0.045472 | 0.00053064 | 0 | 0.019609 | 0.0055665 | 0 | 0 | 0.0011184 | 0.012935 | 0 | 0 | 0.0053215 | 0.0001275 | 9.1555e-05 | 0.00033561 | 8.3697e-05
TOTMXEXP | DISTSEC |  | 0.10236 | 0.076425 | 0.017157 | 0 | 0 | 0.0060478 | 0 | 0 | 0 | 0.00026768 | 0 | 0 | 0 | 0.0016832 | 0 | 2.7447e-05 | 0.00060607 | 0.00015021
TOTMXEXP | ENERGY |  | 0 | 0 | 0 | 0 | 0 | 0 | 0 | 0 | 0 | 0 | 0 | 0 | 0 | 0 | 0 | 0 | 0 | 0
TOTMXEXP | CUSTOMER |  | 0.62583 | 0.50269 | 0.11904 | 0.00029775 | 5.0108e-06 | 0.0014277 | 0.00025453 | 1.4377e-05 | 6.1616e-06 | 1.9659e-05 | 0.00014589 | 3.7281e-05 | 9.2425e-06 | 0.00049739 | 4.1257e-06 | 3.1244e-05 | 0.00089542 | 0.00045406
TOTMXEXP | TOTAL |  | 1 | 0.75973 | 0.18167 | 0.00082839 | 5.0108e-06 | 0.027084 | 0.005821 | 1.4377e-05 | 6.1616e-06 | 0.0014057 | 0.013081 | 3.7281e-05 | 9.2425e-06 | 0.0075021 | 0.00013162 | 0.00015025 | 0.0018371 | 0.00068797
Acct 561-574 | PRODUCTION |  | -4.2759e-10 | 1.23e-09 | 2.1289e-10 | 2.772e-12 | -8.6626e-14 | 3.1934e-10 | -7.9834e-11 | -3.8808e-12 | -1.0164e-12 | 4.4352e-12 | -1.7741e-11 | 1.8924e-10 | 1.1827e-11 | -1.4784e-11 | -9.2401e-14 | 1.1088e-12 | 2.9568e-12 | -1.0626e-12
| BULKTRAN |  | 6235323.8272 | 3057446.8746 | 773415.174 | 9042.3998 | 222.7641 | 323606.6122 | 92161.5745 | 7293.2511 | 1539.4767 | 19439.1474 | 211920.8094 | 1415342.3936 | 222040.4778 | 87835.6353 | 2120.3843 | 1531.3967 | 8303.5385 | 2061.9172
| SUBTRAN |  | 2391300.1728 | 1135632.7743 | 290705.2331 | 3387.6528 | 111.0616 | 126703.4645 | 35913.8109 | 3678.7566 | 0 | 7095.9631 | 82014.2933 | 668067.5479 | 0 | 34386.6019 | 822.7224 | 564.6602 | 1773.7665 | 441.8638
| DISTPRI |  | 0 | 0 | 0 | 0 | 0 | 0 | 0 | 0 | 0 | 0 | 0 | 0 | 0 | 0 | 0 | 0 | 0 | 0
| DISTSEC |  | 0 | 0 | 0 | 0 | 0 | 0 | 0 | 0 | 0 | 0 | 0 | 0 | 0 | 0 | 0 | 0 | 0 | 0
| ENERGY |  | 0 | 0 | 0 | 0 | 0 | 0 | 0 | 0 | 0 | 0 | 0 | 0 | 0 | 0 | 0 | 0 | 0 | 0
| CUSTOMER |  | 0 | 0 | 0 | 0 | 0 | 0 | 0 | 0 | 0 | 0 | 0 | 0 | 0 | 0 | 0 | 0 | 0 | 0
| TOTAL |  | 8626624 | 4193079.6489 | 1064120.4071 | 12430.0526 | 333.8257 | 450310.0767 | 128075.3855 | 10972.0077 | 1539.4767 | 26535.1105 | 293935.1027 | 2083409.9415 | 222040.4778 | 122222.2372 | 2943.1067 | 2096.0569 | 10077.305 | 2503.781
EXP_OM_TRAN | PRODUCTION |  | 2.1516e-16 | 1.4259e-16 | 2.4678e-17 | 3.2133e-19 | -1.0042e-20 | 3.7018e-17 | -9.2544e-18 | -4.4987e-19 | -1.1782e-19 | 5.1413e-19 | -2.0565e-18 | 2.1936e-17 | 1.371e-18 | -1.7138e-18 | -1.0711e-20 | 1.2853e-19 | 3.4276e-19 | -1.2318e-19
EXP_OM_TRAN | BULKTRAN |  | 0.7228 | 0.35442 | 0.089654 | 0.0010482 | 2.5823e-05 | 0.037513 | 0.010683 | 0.00084544 | 0.00017846 | 0.0022534 | 0.024566 | 0.16407 | 0.025739 | 0.010182 | 0.0002458 | 0.00017752 | 0.00096255 | 0.00023902
EXP_OM_TRAN | SUBTRAN |  | 0.2772 | 0.13164 | 0.033699 | 0.0003927 | 1.2874e-05 | 0.014687 | 0.0041631 | 0.00042644 | 0 | 0.00082257 | 0.0095071 | 0.077443 | 0 | 0.0039861 | 9.537e-05 | 6.5456e-05 | 0.00020562 | 5.1221e-05
EXP_OM_TRAN | DISTPRI |  | 0 | 0 | 0 | 0 | 0 | 0 | 0 | 0 | 0 | 0 | 0 | 0 | 0 | 0 | 0 | 0 | 0 | 0
EXP_OM_TRAN | DISTSEC |  | 0 | 0 | 0 | 0 | 0 | 0 | 0 | 0 | 0 | 0 | 0 | 0 | 0 | 0 | 0 | 0 | 0 | 0
EXP_OM_TRAN | ENERGY |  | 0 | 0 | 0 | 0 | 0 | 0 | 0 | 0 | 0 | 0 | 0 | 0 | 0 | 0 | 0 | 0 | 0 | 0
EXP_OM_TRAN | CUSTOMER |  | 0 | 0 | 0 | 0 | 0 | 0 | 0 | 0 | 0 | 0 | 0 | 0 | 0 | 0 | 0 | 0 | 0 | 0
EXP_OM_TRAN | TOTAL |  | 1 | 0.48606 | 0.12335 | 0.0014409 | 3.8697e-05 | 0.0522 | 0.014847 | 0.0012719 | 0.00017846 | 0.003076 | 0.034073 | 0.24151 | 0.025739 | 0.014168 | 0.00034117 | 0.00024298 | 0.0011682 | 0.00029024
Acct 580-598 | PRODUCTION |  | 0 | 0 | 0 | 0 | 0 | 0 | 0 | 0 | 0 | 0 | 0 | 0 | 0 | 0 | 0 | 0 | 0 | 0
| BULKTRAN |  | 0 | 0 | 0 | 0 | 0 | 0 | 0 | 0 | 0 | 0 | 0 | 0 | 0 | 0 | 0 | 0 | 0 | 0
| SUBTRAN |  | 0 | 0 | 0 | 0 | 0 | 0 | 0 | 0 | 0 | 0 | 0 | 0 | 0 | 0 | 0 | 0 | 0 | 0
| DISTPRI |  | 11834787.5257 | 7864200.3829 | 1979903.88 | 23104.7687 | 0 | 853789.3965 | 242372.3634 | 0 | 0 | 48694.7464 | 563222.8557 | 0 | 0 | 231704.057 | 5551.4377 | 3986.4129 | 14612.933 | 3644.2916
| DISTSEC |  | 4341149.3395 | 3241109.7463 | 727586.1892 | 0 | 0 | 256481.802 | 0 | 0 | 0 | 11352.0273 | 0 | 0 | 0 | 71382.7115 | 0 | 1163.9861 | 25702.5839 | 6370.2934
| ENERGY |  | 0 | 0 | 0 | 0 | 0 | 0 | 0 | 0 | 0 | 0 | 0 | 0 | 0 | 0 | 0 | 0 | 0 | 0
| CUSTOMER |  | 25804858.1348 | 20148294.4456 | 4945358.4655 | 43281.1891 | 5947.531 | 83572.1987 | 36292.2758 | 17065.3114 | 7313.5513 | 1204.6735 | 22525.9634 | 44250.8706 | 10970.3942 | 28273.5968 | 466.4995 | 1676.5763 | 318120.0013 | 90244.5908
| TOTAL |  | 41980795 | 31253604.5748 | 7652848.5347 | 66385.9579 | 5947.531 | 1193843.3972 | 278664.6392 | 17065.3114 | 7313.5513 | 61251.4471 | 585748.8191 | 44250.8706 | 10970.3942 | 331360.3652 | 6017.9372 | 6826.9752 | 358435.5182 | 100259.1758
EXP_OM_DIST | PRODUCTION |  | 0 | 0 | 0 | 0 | 0 | 0 | 0 | 0 | 0 | 0 | 0 | 0 | 0 | 0 | 0 | 0 | 0 | 0
EXP_OM_DIST | BULKTRAN |  | 0 | 0 | 0 | 0 | 0 | 0 | 0 | 0 | 0 | 0 | 0 | 0 | 0 | 0 | 0 | 0 | 0 | 0
EXP_OM_DIST | SUBTRAN |  | 0 | 0 | 0 | 0 | 0 | 0 | 0 | 0 | 0 | 0 | 0 | 0 | 0 | 0 | 0 | 0 | 0 | 0
EXP_OM_DIST | DISTPRI |  | 0.28191 | 0.18733 | 0.047162 | 0.00055037 | 0 | 0.020338 | 0.0057734 | 0 | 0 | 0.0011599 | 0.013416 | 0 | 0 | 0.0055193 | 0.00013224 | 9.4958e-05 | 0.00034809 | 8.6809e-05
EXP_OM_DIST | DISTSEC |  | 0.10341 | 0.077205 | 0.017331 | 0 | 0 | 0.0061095 | 0 | 0 | 0 | 0.00027041 | 0 | 0 | 0 | 0.0017004 | 0 | 2.7727e-05 | 0.00061225 | 0.00015174
EXP_OM_DIST | ENERGY |  | 0 | 0 | 0 | 0 | 0 | 0 | 0 | 0 | 0 | 0 | 0 | 0 | 0 | 0 | 0 | 0 | 0 | 0
EXP_OM_DIST | CUSTOMER |  | 0.61468 | 0.47994 | 0.1178 | 0.001031 | 0.00014167 | 0.0019907 | 0.0008645 | 0.0004065 | 0.00017421 | 2.8696e-05 | 0.00053658 | 0.0010541 | 0.00026132 | 0.00067349 | 1.1112e-05 | 3.9937e-05 | 0.0075778 | 0.0021497
EXP_OM_DIST | TOTAL |  | 1 | 0.74447 | 0.18229 | 0.0015813 | 0.00014167 | 0.028438 | 0.0066379 | 0.0004065 | 0.00017421 | 0.001459 | 0.013953 | 0.0010541 | 0.00026132 | 0.0078931 | 0.00014335 | 0.00016262 | 0.0085381 | 0.0023882
Acct 560-598 | PRODUCTION |  | -4.2759e-10 | 1.23e-09 | 2.1289e-10 | 2.772e-12 | -8.6626e-14 | 3.1934e-10 | -7.9834e-11 | -3.8808e-12 | -1.0164e-12 | 4.4352e-12 | -1.7741e-11 | 1.8924e-10 | 1.1827e-11 | -1.4784e-11 | -9.2401e-14 | 1.1088e-12 | 2.9568e-12 | -1.0626e-12
| BULKTRAN |  | 6235323.8272 | 3057446.8746 | 773415.174 | 9042.3998 | 222.7641 | 323606.6122 | 92161.5745 | 7293.2511 | 1539.4767 | 19439.1474 | 211920.8094 | 1415342.3936 | 222040.4778 | 87835.6353 | 2120.3843 | 1531.3967 | 8303.5385 | 2061.9172
| SUBTRAN |  | 2391300.1728 | 1135632.7743 | 290705.2331 | 3387.6528 | 111.0616 | 126703.4645 | 35913.8109 | 3678.7566 | 0 | 7095.9631 | 82014.2933 | 668067.5479 | 0 | 34386.6019 | 822.7224 | 564.6602 | 1773.7665 | 441.8638
| DISTPRI |  | 11834787.5257 | 7864200.3829 | 1979903.88 | 23104.7687 | 0 | 853789.3965 | 242372.3634 | 0 | 0 | 48694.7464 | 563222.8557 | 0 | 0 | 231704.057 | 5551.4377 | 3986.4129 | 14612.933 | 3644.2916
| DISTSEC |  | 4341149.3395 | 3241109.7463 | 727586.1892 | 0 | 0 | 256481.802 | 0 | 0 | 0 | 11352.0273 | 0 | 0 | 0 | 71382.7115 | 0 | 1163.9861 | 25702.5839 | 6370.2934
| ENERGY |  | 0 | 0 | 0 | 0 | 0 | 0 | 0 | 0 | 0 | 0 | 0 | 0 | 0 | 0 | 0 | 0 | 0 | 0
| CUSTOMER |  | 25804858.1348 | 20148294.4456 | 4945358.4655 | 43281.1891 | 5947.531 | 83572.1987 | 36292.2758 | 17065.3114 | 7313.5513 | 1204.6735 | 22525.9634 | 44250.8706 | 10970.3942 | 28273.5968 | 466.4995 | 1676.5763 | 318120.0013 | 90244.5908
| TOTAL |  | 50607419 | 35446684.2237 | 8716968.9418 | 78816.0104 | 6281.3567 | 1644153.4739 | 406740.0246 | 28037.3191 | 8853.028 | 87786.5576 | 879683.9218 | 2127660.812 | 233010.872 | 453582.6024 | 8961.0439 | 8923.0321 | 368512.8232 | 102762.9568
TDOMX | PRODUCTION |  | -8.4491e-18 | 2.4305e-17 | 4.2067e-18 | 5.4775e-20 | -1.7117e-21 | 6.3101e-18 | -1.5775e-18 | -7.6685e-20 | -2.0084e-20 | 8.764e-20 | -3.5056e-19 | 3.7393e-18 | 2.3371e-19 | -2.9213e-19 | -1.8258e-21 | 2.191e-20 | 5.8427e-20 | -2.0997e-20
TDOMX | BULKTRAN |  | 0.12321 | 0.060415 | 0.015283 | 0.00017868 | 4.4018e-06 | 0.0063945 | 0.0018211 | 0.00014411 | 3.042e-05 | 0.00038412 | 0.0041875 | 0.027967 | 0.0043875 | 0.0017356 | 4.1899e-05 | 3.026e-05 | 0.00016408 | 4.0743e-05
TDOMX | SUBTRAN |  | 0.047252 | 0.02244 | 0.0057443 | 6.694e-05 | 2.1946e-06 | 0.0025037 | 0.00070966 | 7.2692e-05 | 0 | 0.00014022 | 0.0016206 | 0.013201 | 0 | 0.00067948 | 1.6257e-05 | 1.1158e-05 | 3.505e-05 | 8.7312e-06
TDOMX | DISTPRI |  | 0.23385 | 0.1554 | 0.039123 | 0.00045655 | 0 | 0.016871 | 0.0047893 | 0 | 0 | 0.00096221 | 0.011129 | 0 | 0 | 0.0045785 | 0.0001097 | 7.8771e-05 | 0.00028875 | 7.2011e-05
TDOMX | DISTSEC |  | 0.085781 | 0.064044 | 0.014377 | 0 | 0 | 0.0050681 | 0 | 0 | 0 | 0.00022432 | 0 | 0 | 0 | 0.0014105 | 0 | 2.3e-05 | 0.00050788 | 0.00012588
TDOMX | ENERGY |  | 0 | 0 | 0 | 0 | 0 | 0 | 0 | 0 | 0 | 0 | 0 | 0 | 0 | 0 | 0 | 0 | 0 | 0
TDOMX | CUSTOMER |  | 0.5099 | 0.39813 | 0.09772 | 0.00085523 | 0.00011752 | 0.0016514 | 0.00071713 | 0.00033721 | 0.00014452 | 2.3804e-05 | 0.00044511 | 0.00087439 | 0.00021677 | 0.00055868 | 9.218e-06 | 3.3129e-05 | 0.006286 | 0.0017832
TDOMX | TOTAL |  | 1 | 0.70042 | 0.17225 | 0.0015574 | 0.00012412 | 0.032488 | 0.0080372 | 0.00055402 | 0.00017494 | 0.0017347 | 0.017383 | 0.042042 | 0.0046043 | 0.0089628 | 0.00017707 | 0.00017632 | 0.0072818 | 0.0020306
Acct 902-904 | PRODUCTION |  | 0 | 0 | 0 | 0 | 0 | 0 | 0 | 0 | 0 | 0 | 0 | 0 | 0 | 0 | 0 | 0 | 0 | 0
| BULKTRAN |  | 0 | 0 | 0 | 0 | 0 | 0 | 0 | 0 | 0 | 0 | 0 | 0 | 0 | 0 | 0 | 0 | 0 | 0
| SUBTRAN |  | 0 | 0 | 0 | 0 | 0 | 0 | 0 | 0 | 0 | 0 | 0 | 0 | 0 | 0 | 0 | 0 | 0 | 0
| DISTPRI |  | 0 | 0 | 0 | 0 | 0 | 0 | 0 | 0 | 0 | 0 | 0 | 0 | 0 | 0 | 0 | 0 | 0 | 0
| DISTSEC |  | 0 | 0 | 0 | 0 | 0 | 0 | 0 | 0 | 0 | 0 | 0 | 0 | 0 | 0 | 0 | 0 | 0 | 0
| ENERGY |  | 0 | 0 | 0 | 0 | 0 | 0 | 0 | 0 | 0 | 0 | 0 | 0 | 0 | 0 | 0 | 0 | 0 | 0
| CUSTOMER |  | 4966908 | 4156215.5175 | 803019.1361 | 1860.3166 | 80.926 | 10068.9281 | 1691.746 | 196.7863 | 56.7809 | 145.3121 | 995.5202 | 496.7867 | 88.3554 | 3378.6246 | 27.3291 | 199.7047 | -12827.4762 | 1213.7058
| TOTAL |  | 4966908 | 4156215.5175 | 803019.1361 | 1860.3166 | 80.926 | 10068.9281 | 1691.746 | 196.7863 | 56.7809 | 145.3121 | 995.5202 | 496.7867 | 88.3554 | 3378.6246 | 27.3291 | 199.7047 | -12827.4762 | 1213.7058
TOTOX234 | PRODUCTION |  | 0 | 0 | 0 | 0 | 0 | 0 | 0 | 0 | 0 | 0 | 0 | 0 | 0 | 0 | 0 | 0 | 0 | 0
TOTOX234 | BULKTRAN |  | 0 | 0 | 0 | 0 | 0 | 0 | 0 | 0 | 0 | 0 | 0 | 0 | 0 | 0 | 0 | 0 | 0 | 0
TOTOX234 | SUBTRAN |  | 0 | 0 | 0 | 0 | 0 | 0 | 0 | 0 | 0 | 0 | 0 | 0 | 0 | 0 | 0 | 0 | 0 | 0
TOTOX234 | DISTPRI |  | 0 | 0 | 0 | 0 | 0 | 0 | 0 | 0 | 0 | 0 | 0 | 0 | 0 | 0 | 0 | 0 | 0 | 0
TOTOX234 | DISTSEC |  | 0 | 0 | 0 | 0 | 0 | 0 | 0 | 0 | 0 | 0 | 0 | 0 | 0 | 0 | 0 | 0 | 0 | 0
TOTOX234 | ENERGY |  | 0 | 0 | 0 | 0 | 0 | 0 | 0 | 0 | 0 | 0 | 0 | 0 | 0 | 0 | 0 | 0 | 0 | 0
TOTOX234 | CUSTOMER |  | 1 | 0.83678 | 0.16167 | 0.00037454 | 1.6293e-05 | 0.0020272 | 0.0003406 | 3.9619e-05 | 1.1432e-05 | 2.9256e-05 | 0.00020043 | 0.00010002 | 1.7789e-05 | 0.00068023 | 5.5022e-06 | 4.0207e-05 | -0.0025826 | 0.00024436
TOTOX234 | TOTAL |  | 1 | 0.83678 | 0.16167 | 0.00037454 | 1.6293e-05 | 0.0020272 | 0.0003406 | 3.9619e-05 | 1.1432e-05 | 2.9256e-05 | 0.00020043 | 0.00010002 | 1.7789e-05 | 0.00068023 | 5.5022e-06 | 4.0207e-05 | -0.0025826 | 0.00024436
Acct 901-905 | PRODUCTION |  | 0 | 0 | 0 | 0 | 0 | 0 | 0 | 0 | 0 | 0 | 0 | 0 | 0 | 0 | 0 | 0 | 0 | 0
| BULKTRAN |  | 0 | 0 | 0 | 0 | 0 | 0 | 0 | 0 | 0 | 0 | 0 | 0 | 0 | 0 | 0 | 0 | 0 | 0
| SUBTRAN |  | 0 | 0 | 0 | 0 | 0 | 0 | 0 | 0 | 0 | 0 | 0 | 0 | 0 | 0 | 0 | 0 | 0 | 0
| DISTPRI |  | 0 | 0 | 0 | 0 | 0 | 0 | 0 | 0 | 0 | 0 | 0 | 0 | 0 | 0 | 0 | 0 | 0 | 0
| DISTSEC |  | 0 | 0 | 0 | 0 | 0 | 0 | 0 | 0 | 0 | 0 | 0 | 0 | 0 | 0 | 0 | 0 | 0 | 0
| ENERGY |  | 0 | 0 | 0 | 0 | 0 | 0 | 0 | 0 | 0 | 0 | 0 | 0 | 0 | 0 | 0 | 0 | 0 | 0
| CUSTOMER |  | 5010225 | 4192462.3711 | 810022.3623 | 1876.5406 | 81.6318 | 10156.7404 | 1706.5 | 198.5025 | 57.2761 | 146.5794 | 1004.2023 | 501.1192 | 89.1259 | 3408.09 | 27.5675 | 201.4464 | -12939.3462 | 1224.2907
| TOTAL |  | 5010225 | 4192462.3711 | 810022.3623 | 1876.5406 | 81.6318 | 10156.7404 | 1706.5 | 198.5025 | 57.2761 | 146.5794 | 1004.2023 | 501.1192 | 89.1259 | 3408.09 | 27.5675 | 201.4464 | -12939.3462 | 1224.2907
EXP_OM_CUSTACCT | PRODUCTION |  | 0 | 0 | 0 | 0 | 0 | 0 | 0 | 0 | 0 | 0 | 0 | 0 | 0 | 0 | 0 | 0 | 0 | 0
EXP_OM_CUSTACCT | BULKTRAN |  | 0 | 0 | 0 | 0 | 0 | 0 | 0 | 0 | 0 | 0 | 0 | 0 | 0 | 0 | 0 | 0 | 0 | 0
EXP_OM_CUSTACCT | SUBTRAN |  | 0 | 0 | 0 | 0 | 0 | 0 | 0 | 0 | 0 | 0 | 0 | 0 | 0 | 0 | 0 | 0 | 0 | 0
EXP_OM_CUSTACCT | DISTPRI |  | 0 | 0 | 0 | 0 | 0 | 0 | 0 | 0 | 0 | 0 | 0 | 0 | 0 | 0 | 0 | 0 | 0 | 0
EXP_OM_CUSTACCT | DISTSEC |  | 0 | 0 | 0 | 0 | 0 | 0 | 0 | 0 | 0 | 0 | 0 | 0 | 0 | 0 | 0 | 0 | 0 | 0
EXP_OM_CUSTACCT | ENERGY |  | 0 | 0 | 0 | 0 | 0 | 0 | 0 | 0 | 0 | 0 | 0 | 0 | 0 | 0 | 0 | 0 | 0 | 0
EXP_OM_CUSTACCT | CUSTOMER |  | 1 | 0.83678 | 0.16167 | 0.00037454 | 1.6293e-05 | 0.0020272 | 0.0003406 | 3.9619e-05 | 1.1432e-05 | 2.9256e-05 | 0.00020043 | 0.00010002 | 1.7789e-05 | 0.00068023 | 5.5022e-06 | 4.0207e-05 | -0.0025826 | 0.00024436
EXP_OM_CUSTACCT | TOTAL |  | 1 | 0.83678 | 0.16167 | 0.00037454 | 1.6293e-05 | 0.0020272 | 0.0003406 | 3.9619e-05 | 1.1432e-05 | 2.9256e-05 | 0.00020043 | 0.00010002 | 1.7789e-05 | 0.00068023 | 5.5022e-06 | 4.0207e-05 | -0.0025826 | 0.00024436
A&G Regulatory
Acct 907-910 | PRODUCTION |  | 0 | 0 | 0 | 0 | 0 | 0 | 0 | 0 | 0 | 0 | 0 | 0 | 0 | 0 | 0 | 0 | 0 | 0
| BULKTRAN |  | 0 | 0 | 0 | 0 | 0 | 0 | 0 | 0 | 0 | 0 | 0 | 0 | 0 | 0 | 0 | 0 | 0 | 0
| SUBTRAN |  | 0 | 0 | 0 | 0 | 0 | 0 | 0 | 0 | 0 | 0 | 0 | 0 | 0 | 0 | 0 | 0 | 0 | 0
| DISTPRI |  | 0 | 0 | 0 | 0 | 0 | 0 | 0 | 0 | 0 | 0 | 0 | 0 | 0 | 0 | 0 | 0 | 0 | 0
| DISTSEC |  | 0 | 0 | 0 | 0 | 0 | 0 | 0 | 0 | 0 | 0 | 0 | 0 | 0 | 0 | 0 | 0 | 0 | 0
| ENERGY |  | 0 | 0 | 0 | 0 | 0 | 0 | 0 | 0 | 0 | 0 | 0 | 0 | 0 | 0 | 0 | 0 | 0 | 0
| CUSTOMER |  | 1776402 | 1113350.7288 | 263317.8708 | 598.3137 | 25.642 | 3111.2314 | 512.8403 | 59.8314 | 17.0947 | 42.7367 | 290.6095 | 145.3048 | 25.642 | 1085.512 | 8.5473 | 68.3787 | 393288.7068 | 453.009
| TOTAL |  | 1776402 | 1113350.7288 | 263317.8708 | 598.3137 | 25.642 | 3111.2314 | 512.8403 | 59.8314 | 17.0947 | 42.7367 | 290.6095 | 145.3048 | 25.642 | 1085.512 | 8.5473 | 68.3787 | 393288.7068 | 453.009
EXP_OM_CUSTSERV | PRODUCTION |  | 0 | 0 | 0 | 0 | 0 | 0 | 0 | 0 | 0 | 0 | 0 | 0 | 0 | 0 | 0 | 0 | 0 | 0
EXP_OM_CUSTSERV | BULKTRAN |  | 0 | 0 | 0 | 0 | 0 | 0 | 0 | 0 | 0 | 0 | 0 | 0 | 0 | 0 | 0 | 0 | 0 | 0
EXP_OM_CUSTSERV | SUBTRAN |  | 0 | 0 | 0 | 0 | 0 | 0 | 0 | 0 | 0 | 0 | 0 | 0 | 0 | 0 | 0 | 0 | 0 | 0
EXP_OM_CUSTSERV | DISTPRI |  | 0 | 0 | 0 | 0 | 0 | 0 | 0 | 0 | 0 | 0 | 0 | 0 | 0 | 0 | 0 | 0 | 0 | 0
EXP_OM_CUSTSERV | DISTSEC |  | 0 | 0 | 0 | 0 | 0 | 0 | 0 | 0 | 0 | 0 | 0 | 0 | 0 | 0 | 0 | 0 | 0 | 0
EXP_OM_CUSTSERV | ENERGY |  | 0 | 0 | 0 | 0 | 0 | 0 | 0 | 0 | 0 | 0 | 0 | 0 | 0 | 0 | 0 | 0 | 0 | 0
EXP_OM_CUSTSERV | CUSTOMER |  | 1 | 0.62674 | 0.14823 | 0.00033681 | 1.4435e-05 | 0.0017514 | 0.0002887 | 3.3681e-05 | 9.6232e-06 | 2.4058e-05 | 0.00016359 | 8.1797e-05 | 1.4435e-05 | 0.00061107 | 4.8116e-06 | 3.8493e-05 | 0.2214 | 0.00025501
EXP_OM_CUSTSERV | TOTAL |  | 1 | 0.62674 | 0.14823 | 0.00033681 | 1.4435e-05 | 0.0017514 | 0.0002887 | 3.3681e-05 | 9.6232e-06 | 2.4058e-05 | 0.00016359 | 8.1797e-05 | 1.4435e-05 | 0.00061107 | 4.8116e-06 | 3.8493e-05 | 0.2214 | 0.00025501
O&M Expense | PRODUCTION |  | 120253758.9776 | 59008623.9594 | 14915630.5581 | 159114.4851 | 2888.0084 | 6208627.752 | 1785871.5874 | 138279.2826 | 88868.5091 | 377685.6712 | 4113637.5595 | 27191228.4614 | 4308842.1727 | 1682914.5138 | 41128.6972 | 29787.9319 | 160512.267 | 40117.561
less Purch. Power & Fuel | BULKTRAN |  | 9950173.05 | 4918564.1098 | 1250491.2957 | 12301.7044 | -176.0066 | 520268.6255 | 151062.2212 | 11695.7294 | -99935.1578 | 31516.9487 | 345796.9466 | 2291450.4059 | 353784.0435 | 140419.2601 | 3469.9149 | 2529.1546 | 13515.548 | 3418.3061
| SUBTRAN |  | 3857679.6394 | 1827022.0717 | 469990.2619 | 4633.4164 | -72.0051 | 203716.7597 | 58840.3783 | 5900.538 | 0 | 11503.1955 | 133784.1317 | 1081480.7592 | 0 | 54983.8135 | 1345.8516 | 931.9999 | 2886.4392 | 732.0279
| DISTPRI |  | 14592521.7489 | 9700931.81 | 2442449.1096 | 22680.5556 | 0 | 1041624.12 | 302765.8273 | 0 | 0 | 60937.274 | 704899.9249 | 0 | 0 | 281525.3187 | 6944.2074 | 5024.9576 | 18137.9022 | 4600.7415
| DISTSEC |  | 5347398.6594 | 3995412.8444 | 896917.4564 | 0 | 0 | 312796.6699 | 0 | 0 | 0 | 14189.8385 | 0 | 0 | 0 | 86715.3589 | 0 | 1465.0033 | 31872.1312 | 8029.3567
| ENERGY |  | -27142165.8552 | -9843421.8493 | -3188922.8045 | -47604.4242 | -2018.9488 | -1571626.269 | -423996.7185 | -36228.4168 | 93996.9947 | -99997.3612 | -1200713.6464 | -8814261.5167 | -1356184.0583 | -427995.7608 | -9645.6146 | -9336.3278 | -164117.1561 | -40091.9769
| CUSTOMER |  | 38881461.0639 | 30637285.6443 | 7202298.0727 | 47555.3667 | 3358.2443 | 114686.3975 | 45827.9794 | 19966.6 | -10548.3933 | 1679.4143 | 28389.2708 | 52617.3786 | 13123.7534 | 38694.911 | 599.0773 | 2351.8534 | 561240.1813 | 122335.3121
| TOTAL |  | 165740827.284 | 100244418.5903 | 23988853.9499 | 198681.104 | 3979.2923 | 6830094.0556 | 1920371.2752 | 139613.7333 | 72381.9527 | 397514.9809 | 4125794.1871 | 21802515.4884 | 3319565.9113 | 1857257.4151 | 43842.1339 | 32754.5728 | 624047.3128 | 139141.3283
EXP_OM_LPP | PRODUCTION |  | 0.72555 | 0.35603 | 0.089994 | 0.00096002 | 1.7425e-05 | 0.03746 | 0.010775 | 0.00083431 | 0.00053619 | 0.0022788 | 0.02482 | 0.16406 | 0.025997 | 0.010154 | 0.00024815 | 0.00017973 | 0.00096845 | 0.00024205
EXP_OM_LPP | BULKTRAN |  | 0.060035 | 0.029676 | 0.0075449 | 7.4223e-05 | -1.0619e-06 | 0.003139 | 0.00091144 | 7.0566e-05 | -0.00060296 | 0.00019016 | 0.0020864 | 0.013826 | 0.0021346 | 0.00084722 | 2.0936e-05 | 1.526e-05 | 8.1546e-05 | 2.0624e-05
EXP_OM_LPP | SUBTRAN |  | 0.023275 | 0.011023 | 0.0028357 | 2.7956e-05 | -4.3444e-07 | 0.0012291 | 0.00035501 | 3.5601e-05 | 0 | 6.9405e-05 | 0.00080719 | 0.0065251 | 0 | 0.00033175 | 8.1202e-06 | 5.6232e-06 | 1.7415e-05 | 4.4167e-06
EXP_OM_LPP | DISTPRI |  | 0.088044 | 0.058531 | 0.014737 | 0.00013684 | 0 | 0.0062847 | 0.0018267 | 0 | 0 | 0.00036767 | 0.004253 | 0 | 0 | 0.0016986 | 4.1898e-05 | 3.0318e-05 | 0.00010944 | 2.7759e-05
EXP_OM_LPP | DISTSEC |  | 0.032264 | 0.024106 | 0.0054116 | 0 | 0 | 0.0018873 | 0 | 0 | 0 | 8.5615e-05 | 0 | 0 | 0 | 0.0005232 | 0 | 8.8391e-06 | 0.0001923 | 4.8445e-05
EXP_OM_LPP | ENERGY |  | -0.16376 | -0.05939 | -0.01924 | -0.00028722 | -1.2181e-05 | -0.0094824 | -0.0025582 | -0.00021858 | 0.00056713 | -0.00060334 | -0.0072445 | -0.053181 | -0.0081826 | -0.0025823 | -5.8197e-05 | -5.6331e-05 | -0.0009902 | -0.0002419
EXP_OM_LPP | CUSTOMER |  | 0.23459 | 0.18485 | 0.043455 | 0.00028693 | 2.0262e-05 | 0.00069196 | 0.0002765 | 0.00012047 | -6.3644e-05 | 1.0133e-05 | 0.00017129 | 0.00031747 | 7.9182e-05 | 0.00023347 | 3.6145e-06 | 1.419e-05 | 0.0033863 | 0.00073811
EXP_OM_LPP | TOTAL |  | 1 | 0.60483 | 0.14474 | 0.0011987 | 2.4009e-05 | 0.041209 | 0.011587 | 0.00084236 | 0.00043672 | 0.0023984 | 0.024893 | 0.13155 | 0.020029 | 0.011206 | 0.00026452 | 0.00019763 | 0.0037652 | 0.00083951
O&M Labor | PRODUCTION |  | 7984127 | 3914960.1238 | 990332.6827 | 11578.4954 | 285.2421 | 414367.6193 | 118009.8638 | 9338.7681 | 1971.2493 | 24891.1887 | 271357.6236 | 1812299.3661 | 284315.526 | 112470.641 | 2715.0824 | 1960.9031 | 10632.4078 | 2640.2171
| BULKTRAN |  | 2148314.8336 | 1053410.9624 | 266472.0128 | 3115.4631 | 76.751 | 111495.2334 | 31753.2951 | 2512.8125 | 530.4104 | 6697.5525 | 73015.072 | 487641.2426 | 76501.6967 | 30262.8385 | 730.556 | 527.6265 | 2860.8963 | 710.4117
| SUBTRAN |  | 823897.1664 | 391270.2535 | 100159.4114 | 1167.1799 | 38.2651 | 43654.3377 | 12373.7235 | 1267.4766 | 0 | 2444.839 | 28257.1568 | 230175.6032 | 0 | 11847.5397 | 283.4603 | 194.5477 | 611.1325 | 152.2395
| DISTPRI |  | 3818857.9976 | 2537625.9997 | 638876.8493 | 7455.4639 | 0 | 275501.3943 | 78208.8936 | 0 | 0 | 15712.8568 | 181741.1679 | 0 | 0 | 74766.4366 | 1791.342 | 1286.3387 | 4715.312 | 1175.9427
| DISTSEC |  | 1400805.2817 | 1045843.6916 | 234778.05 | 0 | 0 | 82761.7377 | 0 | 0 | 0 | 3663.0806 | 0 | 0 | 0 | 23033.8262 | 0 | 375.5959 | 8293.7288 | 2055.571
| ENERGY |  | 5758873 | 2093537.3867 | 675723.0162 | 7735.7465 | 196.062 | 326994.3273 | 91273.8914 | 7226.2232 | 1481.3427 | 21789.1246 | 260397.6718 | 1840889.698 | 295020.3692 | 88695.8591 | 2084.6659 | 2036.5499 | 35043.1484 | 8747.9171
| CUSTOMER |  | 10910004.7208 | 8618028.2149 | 2010534.9625 | 14925.4544 | 1960.8443 | 32144.7763 | 12579.5512 | 5607.7209 | 2389.0856 | 463.1858 | 7778.5567 | 14533.3705 | 3585.1685 | 10865.7174 | 164.596 | 644.4968 | 144045.2959 | 29753.723
| TOTAL |  | 32844880 | 19654676.6326 | 4916876.9848 | 45977.8033 | 2557.1645 | 1286919.4261 | 344199.2186 | 25953.0013 | 6372.088 | 75661.8279 | 822547.2487 | 4385539.2803 | 659422.7605 | 351942.8585 | 7769.7026 | 7026.0586 | 206201.9217 | 45236.0221
LABOR_M | PRODUCTION |  | 0.24309 | 0.1192 | 0.030152 | 0.00035252 | 8.6845e-06 | 0.012616 | 0.0035929 | 0.00028433 | 6.0017e-05 | 0.00075784 | 0.0082618 | 0.055178 | 0.0086563 | 0.0034243 | 8.2664e-05 | 5.9702e-05 | 0.00032372 | 8.0384e-05
LABOR_M | BULKTRAN |  | 0.065408 | 0.032072 | 0.008113 | 9.4854e-05 | 2.3368e-06 | 0.0033946 | 0.00096677 | 7.6505e-05 | 1.6149e-05 | 0.00020391 | 0.002223 | 0.014847 | 0.0023292 | 0.00092139 | 2.2243e-05 | 1.6064e-05 | 8.7103e-05 | 2.1629e-05
LABOR_M | SUBTRAN |  | 0.025084 | 0.011913 | 0.0030495 | 3.5536e-05 | 1.165e-06 | 0.0013291 | 0.00037673 | 3.859e-05 | 0 | 7.4436e-05 | 0.00086032 | 0.007008 | 0 | 0.00036071 | 8.6303e-06 | 5.9232e-06 | 1.8607e-05 | 4.6351e-06
LABOR_M | DISTPRI |  | 0.11627 | 0.077261 | 0.019451 | 0.00022699 | 0 | 0.008388 | 0.0023812 | 0 | 0 | 0.0004784 | 0.0055333 | 0 | 0 | 0.0022763 | 5.4539e-05 | 3.9164e-05 | 0.00014356 | 3.5803e-05
LABOR_M | DISTSEC |  | 0.042649 | 0.031842 | 0.0071481 | 0 | 0 | 0.0025198 | 0 | 0 | 0 | 0.00011153 | 0 | 0 | 0 | 0.00070129 | 0 | 1.1435e-05 | 0.00025251 | 6.2584e-05
LABOR_M | ENERGY |  | 0.17534 | 0.06374 | 0.020573 | 0.00023552 | 5.9693e-06 | 0.0099557 | 0.0027789 | 0.00022001 | 4.5101e-05 | 0.00066339 | 0.0079281 | 0.056048 | 0.0089822 | 0.0027004 | 6.347e-05 | 6.2005e-05 | 0.0010669 | 0.00026634
LABOR_M | CUSTOMER |  | 0.33217 | 0.26239 | 0.061213 | 0.00045442 | 5.97e-05 | 0.00097868 | 0.000383 | 0.00017073 | 7.2738e-05 | 1.4102e-05 | 0.00023683 | 0.00044249 | 0.00010915 | 0.00033082 | 5.0113e-06 | 1.9622e-05 | 0.0043856 | 0.00090589
LABOR_M | TOTAL |  | 1 | 0.59841 | 0.1497 | 0.0013998 | 7.7856e-05 | 0.039182 | 0.01048 | 0.00079017 | 0.00019401 | 0.0023036 | 0.025043 | 0.13352 | 0.020077 | 0.010715 | 0.00023656 | 0.00021392 | 0.0062781 | 0.0013773
Production O&M Labor | PRODUCTION |  | 7984127 | 3914960.1238 | 990332.6827 | 11578.4954 | 285.2421 | 414367.6193 | 118009.8638 | 9338.7681 | 1971.2493 | 24891.1887 | 271357.6236 | 1812299.3661 | 284315.526 | 112470.641 | 2715.0824 | 1960.9031 | 10632.4078 | 2640.2171
| BULKTRAN |  | 0 | 0 | 0 | 0 | 0 | 0 | 0 | 0 | 0 | 0 | 0 | 0 | 0 | 0 | 0 | 0 | 0 | 0
| SUBTRAN |  | 0 | 0 | 0 | 0 | 0 | 0 | 0 | 0 | 0 | 0 | 0 | 0 | 0 | 0 | 0 | 0 | 0 | 0
| DISTPRI |  | 0 | 0 | 0 | 0 | 0 | 0 | 0 | 0 | 0 | 0 | 0 | 0 | 0 | 0 | 0 | 0 | 0 | 0
| DISTSEC |  | 0 | 0 | 0 | 0 | 0 | 0 | 0 | 0 | 0 | 0 | 0 | 0 | 0 | 0 | 0 | 0 | 0 | 0
| ENERGY |  | 5758873 | 2093537.3867 | 675723.0162 | 7735.7465 | 196.062 | 326994.3273 | 91273.8914 | 7226.2232 | 1481.3427 | 21789.1246 | 260397.6718 | 1840889.698 | 295020.3692 | 88695.8591 | 2084.6659 | 2036.5499 | 35043.1484 | 8747.9171
| CUSTOMER |  | 0 | 0 | 0 | 0 | 0 | 0 | 0 | 0 | 0 | 0 | 0 | 0 | 0 | 0 | 0 | 0 | 0 | 0
| TOTAL |  | 13743000 | 6008497.5105 | 1666055.6988 | 19314.2419 | 481.3041 | 741361.9466 | 209283.7552 | 16564.9912 | 3452.592 | 46680.3132 | 531755.2953 | 3653189.0641 | 579335.8953 | 201166.5 | 4799.7483 | 3997.453 | 45675.5562 | 11388.1342
LABOR_PROD | PRODUCTION |  | 0.58096 | 0.28487 | 0.072061 | 0.0008425 | 2.0755e-05 | 0.030151 | 0.0085869 | 0.00067953 | 0.00014344 | 0.0018112 | 0.019745 | 0.13187 | 0.020688 | 0.0081838 | 0.00019756 | 0.00014268 | 0.00077366 | 0.00019211
LABOR_PROD | BULKTRAN |  | 0 | 0 | 0 | 0 | 0 | 0 | 0 | 0 | 0 | 0 | 0 | 0 | 0 | 0 | 0 | 0 | 0 | 0
LABOR_PROD | SUBTRAN |  | 0 | 0 | 0 | 0 | 0 | 0 | 0 | 0 | 0 | 0 | 0 | 0 | 0 | 0 | 0 | 0 | 0 | 0
LABOR_PROD | DISTPRI |  | 0 | 0 | 0 | 0 | 0 | 0 | 0 | 0 | 0 | 0 | 0 | 0 | 0 | 0 | 0 | 0 | 0 | 0
LABOR_PROD | DISTSEC |  | 0 | 0 | 0 | 0 | 0 | 0 | 0 | 0 | 0 | 0 | 0 | 0 | 0 | 0 | 0 | 0 | 0 | 0
LABOR_PROD | ENERGY |  | 0.41904 | 0.15233 | 0.049169 | 0.00056289 | 1.4266e-05 | 0.023794 | 0.0066415 | 0.00052581 | 0.00010779 | 0.0015855 | 0.018948 | 0.13395 | 0.021467 | 0.0064539 | 0.00015169 | 0.00014819 | 0.0025499 | 0.00063654
LABOR_PROD | CUSTOMER |  | 0 | 0 | 0 | 0 | 0 | 0 | 0 | 0 | 0 | 0 | 0 | 0 | 0 | 0 | 0 | 0 | 0 | 0
LABOR_PROD | TOTAL |  | 1 | 0.4372 | 0.12123 | 0.0014054 | 3.5022e-05 | 0.053945 | 0.015228 | 0.0012053 | 0.00025123 | 0.0033967 | 0.038693 | 0.26582 | 0.042155 | 0.014638 | 0.00034925 | 0.00029087 | 0.0033236 | 0.00082865
Rent Revenues | PRODUCTION |  | 2318387.7504 | 1136805.0125 | 287567.4648 | 3362.1011 | 82.8271 | 120321.8352 | 34267.068 | 2711.7411 | 572.4007 | 7227.7692 | 78795.3637 | 526245.7186 | 82558.0095 | 32658.6183 | 788.391 | 569.3965 | 3087.3812 | 766.652
| BULKTRAN |  | 411623.2111 | 201836.5261 | 51056.7929 | 596.9316 | 14.7057 | 21362.8027 | 6084.0213 | 481.462 | 101.6281 | 1283.27 | 13989.8947 | 93433.4442 | 14657.9419 | 5798.4456 | 139.9766 | 101.0947 | 548.1558 | 136.1169
| SUBTRAN |  | 157861.0323 | 74968.4896 | 19190.8271 | 223.635 | 7.3317 | 8364.2948 | 2370.8405 | 242.8521 | 0 | 468.4381 | 5414.1513 | 44102.298 | 0 | 2270.0222 | 54.3118 | 37.2759 | 117.0947 | 29.1695
| DISTPRI |  | 1590337.8207 | 1056777.3415 | 266055.9824 | 3104.778 | 0 | 114730.7094 | 32569.5696 | 0 | 0 | 6543.5139 | 75684.8914 | 0 | 0 | 31135.9815 | 745.9924 | 535.6871 | 1963.6601 | 489.7135
| DISTSEC |  | 649049.7858 | 484581.7138 | 108782.1734 | 0 | 0 | 38346.8629 | 0 | 0 | 0 | 1697.2535 | 0 | 0 | 0 | 10672.504 | 0 | 174.0288 | 3842.8202 | 952.4292
| ENERGY |  | 2330.3184 | 847.1464 | 273.4302 | 3.1303 | 0.079336 | 132.3177 | 36.9338 | 2.9241 | 0.59942 | 8.8169 | 105.3695 | 744.913 | 119.3795 | 35.8906 | 0.84356 | 0.82409 | 14.1802 | 3.5398
| CUSTOMER |  | 3748486.0912 | 2983353.4773 | 708036.7643 | 2007.5134 | 81.9313 | 8712.1719 | 1709.6452 | 235.0788 | 100.7402 | 120.455 | 995.8055 | 609.5633 | 151.1118 | 3027.4737 | 26.5881 | 189.2661 | 33032.1733 | 6096.3322
| TOTAL |  | 8878076.01 | 5939169.7072 | 1440963.4352 | 9298.0892 | 186.8751 | 311970.9946 | 77038.0784 | 3674.0581 | 775.3685 | 17349.5166 | 174985.4761 | 665135.937 | 97486.4428 | 85598.9359 | 1756.1035 | 1607.5731 | 42605.4656 | 8473.9531
REV_RENT | PRODUCTION |  | 0.26114 | 0.12805 | 0.032391 | 0.0003787 | 9.3294e-06 | 0.013553 | 0.0038597 | 0.00030544 | 6.4474e-05 | 0.00081411 | 0.0088753 | 0.059275 | 0.0092991 | 0.0036786 | 8.8802e-05 | 6.4135e-05 | 0.00034775 | 8.6353e-05
REV_RENT | BULKTRAN |  | 0.046364 | 0.022734 | 0.0057509 | 6.7237e-05 | 1.6564e-06 | 0.0024062 | 0.00068529 | 5.423e-05 | 1.1447e-05 | 0.00014454 | 0.0015758 | 0.010524 | 0.001651 | 0.00065312 | 1.5767e-05 | 1.1387e-05 | 6.1743e-05 | 1.5332e-05
REV_RENT | SUBTRAN |  | 0.017781 | 0.0084442 | 0.0021616 | 2.519e-05 | 8.2582e-07 | 0.00094213 | 0.00026704 | 2.7354e-05 | 0 | 5.2763e-05 | 0.00060983 | 0.0049676 | 0 | 0.00025569 | 6.1175e-06 | 4.1986e-06 | 1.3189e-05 | 3.2856e-06
REV_RENT | DISTPRI |  | 0.17913 | 0.11903 | 0.029968 | 0.00034971 | 0 | 0.012923 | 0.0036685 | 0 | 0 | 0.00073704 | 0.0085249 | 0 | 0 | 0.0035071 | 8.4026e-05 | 6.0338e-05 | 0.00022118 | 5.516e-05
REV_RENT | DISTSEC |  | 0.073107 | 0.054582 | 0.012253 | 0 | 0 | 0.0043193 | 0 | 0 | 0 | 0.00019117 | 0 | 0 | 0 | 0.0012021 | 0 | 1.9602e-05 | 0.00043284 | 0.00010728
REV_RENT | ENERGY |  | 0.00026248 | 9.542e-05 | 3.0798e-05 | 3.5258e-07 | 8.9362e-09 | 1.4904e-05 | 4.1601e-06 | 3.2936e-07 | 6.7517e-08 | 9.9311e-07 | 1.1869e-05 | 8.3905e-05 | 1.3447e-05 | 4.0426e-06 | 9.5016e-08 | 9.2823e-08 | 1.5972e-06 | 3.9872e-07
REV_RENT | CUSTOMER |  | 0.42222 | 0.33604 | 0.079751 | 0.00022612 | 9.2285e-06 | 0.00098131 | 0.00019257 | 2.6479e-05 | 1.1347e-05 | 1.3568e-05 | 0.00011216 | 6.8659e-05 | 1.7021e-05 | 0.00034101 | 2.9948e-06 | 2.1318e-05 | 0.0037206 | 0.00068667
REV_RENT | TOTAL |  | 1 | 0.66897 | 0.16231 | 0.0010473 | 2.1049e-05 | 0.035139 | 0.0086773 | 0.00041383 | 8.7335e-05 | 0.0019542 | 0.01971 | 0.074919 | 0.010981 | 0.0096416 | 0.0001978 | 0.00018107 | 0.004799 | 0.00095448
Total Revenues | PRODUCTION |  | 184903616.8211 | 85134744.3862 | 25261948.1086 | 276062.1071 | 4443.4254 | 11610515.2526 | 3562677.5785 | 230541.3647 | 254826.1019 | 645279.7832 | 7529918.2459 | 40257342.9307 | 6216718.9816 | 3389903.2626 | 78717.6756 | 59546.836 | 307826.8476 | 82603.9331
| BULKTRAN |  | 55016646.1309 | 19880622.7172 | 9853137.4246 | 159370.5063 | 5069.3309 | 5595692.0577 | 1851844.3808 | 95769.9885 | -448844.0616 | 247713.1929 | 3356474.6759 | 10972869.687 | 1355943.0463 | 1827585.5472 | 37982.4647 | 30528.2263 | 150699.3305 | 44187.6155
| SUBTRAN |  | 21631474.7696 | 7538558.5632 | 3695376.7962 | 59097.1173 | 2453.0325 | 2172312.636 | 713244.383 | 48092.3608 | 0 | 90207.3624 | 1289841.9104 | 5247885.0207 | 0 | 707407.7347 | 14606.1749 | 11136.9245 | 31896.023 | 9358.7301
| DISTPRI |  | 51779502.3675 | 27463943.2646 | 10677087.2213 | 142796.2338 | 0 | 5758653.0846 | 1857635.9025 | 0 | 0 | 265604.3797 | 3599867.3892 | 0 | 0 | 1811447.5148 | 39001.0511 | 30556.2446 | 103304.8148 | 29605.2666
| DISTSEC |  | 17505060.2934 | 11179055.9314 | 3818660.236 | 0 | 0 | 1674256.2541 | 0 | 0 | 0 | 60255.2107 | 0 | 0 | 0 | 538558.4507 | 0 | 8616.7119 | 175732.3081 | 49925.1906
| ENERGY |  | 238665417.0111 | 85604279.8884 | 28502433.2506 | 294289.9496 | 5897.8925 | 14007241.9519 | 4029233.1506 | 298158.9133 | 465918.7923 | 930371.1125 | 11270876.3478 | 75137846.5028 | 12165844.6734 | 3859070.118 | 90946.0445 | 90045.5375 | 1523363.2881 | 389599.597
| CUSTOMER |  | 95963787.0109 | 65201623.9774 | 21772486.0249 | 157172.0232 | 17823.7365 | 405992.0732 | 162389.8598 | 53958.8654 | -87400.3176 | 4899.3718 | 86868.782 | 110511.1049 | 25499.101 | 156452.8268 | 1979.1196 | 9255.5473 | 6656052.8042 | 1228222.1104
| TOTAL |  | 665465504.4044 | 302002828.7284 | 103581129.0622 | 1088787.9373 | 35687.4177 | 41224663.3101 | 12177025.2552 | 726521.4928 | 184500.515 | 2244330.4132 | 27133847.3513 | 131726455.246 | 19764005.8023 | 12290425.4548 | 263232.5305 | 239686.0282 | 8948875.4163 | 1833502.4432
REV | PRODUCTION |  | 0.27786 | 0.12793 | 0.037961 | 0.00041484 | 6.6772e-06 | 0.017447 | 0.0053537 | 0.00034644 | 0.00038293 | 0.00096967 | 0.011315 | 0.060495 | 0.0093419 | 0.005094 | 0.00011829 | 8.9481e-05 | 0.00046257 | 0.00012413
REV | BULKTRAN |  | 0.082674 | 0.029875 | 0.014806 | 0.00023949 | 7.6177e-06 | 0.0084087 | 0.0027828 | 0.00014391 | -0.00067448 | 0.00037224 | 0.0050438 | 0.016489 | 0.0020376 | 0.0027463 | 5.7077e-05 | 4.5875e-05 | 0.00022646 | 6.6401e-05
REV | SUBTRAN |  | 0.032506 | 0.011328 | 0.0055531 | 8.8806e-05 | 3.6862e-06 | 0.0032644 | 0.0010718 | 7.2269e-05 | 0 | 0.00013556 | 0.0019383 | 0.007886 | 0 | 0.001063 | 2.1949e-05 | 1.6736e-05 | 4.793e-05 | 1.4063e-05
REV | DISTPRI |  | 0.077809 | 0.04127 | 0.016045 | 0.00021458 | 0 | 0.0086536 | 0.0027915 | 0 | 0 | 0.00039913 | 0.0054095 | 0 | 0 | 0.0027221 | 5.8607e-05 | 4.5917e-05 | 0.00015524 | 4.4488e-05
REV | DISTSEC |  | 0.026305 | 0.016799 | 0.0057383 | 0 | 0 | 0.0025159 | 0 | 0 | 0 | 9.0546e-05 | 0 | 0 | 0 | 0.0008093 | 0 | 1.2948e-05 | 0.00026407 | 7.5023e-05
REV | ENERGY |  | 0.35864 | 0.12864 | 0.042831 | 0.00044223 | 8.8628e-06 | 0.021049 | 0.0060548 | 0.00044805 | 0.00070014 | 0.0013981 | 0.016937 | 0.11291 | 0.018282 | 0.0057991 | 0.00013667 | 0.00013531 | 0.0022892 | 0.00058545
REV | CUSTOMER |  | 0.14421 | 0.097979 | 0.032718 | 0.00023618 | 2.6784e-05 | 0.00061009 | 0.00024402 | 8.1084e-05 | -0.00013134 | 7.3623e-06 | 0.00013054 | 0.00016607 | 3.8318e-05 | 0.0002351 | 2.974e-06 | 1.3908e-05 | 0.010002 | 0.0018457
REV | TOTAL |  | 1 | 0.45382 | 0.15565 | 0.0016361 | 5.3628e-05 | 0.061949 | 0.018299 | 0.0010917 | 0.00027725 | 0.0033726 | 0.040774 | 0.19795 | 0.0297 | 0.018469 | 0.00039556 | 0.00036018 | 0.013448 | 0.0027552
RBASE |  | Source: Per Books | 601558147.2454 | 271946348.577 | 95300980.5045 | 1100232.4161 | 49000.649 | 38192213.5394 | 11115241.5079 | 651447.8827 | 85417.9899 | 2053559.243 | 24627846.5246 | 115694662.5086 | 18226321.2167 | 11514535.8623 | 241784.9189 | 221664.8511 | 8755835.8 | 1781053.2534 | LGS Tran blows up if there is a zero in here, fix at end
Initial Other Revenue |  | Revenues; | 68696400.62 | 31861890.2041 | 9024809.5788 | 96366.1511 | 3781.2872 | 3532640.7864 | 1100784.1885 | 92132.134 | 8583.6396 | 190771.1701 | 2538810.7154 | 17433318.2148 | 1537684.5856 | 938953.9336 | 22029.1106 | 18021.1771 | 243374.5531 | 52449.1898
Initial Total Expense |  | Summary tab | 589874739.6838 | 285126664.0749 | 81572632.1772 | 827400.3356 | 26741.6376 | 30555579.9766 | 8651049.108 | 617206.9555 | 168314.9518 | 1844670.3761 | 21192018.2291 | 124889487.1001 | 19279598.1122 | 8521163.6219 | 193074.6478 | 172718.6401 | 5174530.2961 | 1061889.4432
Net Operating Income |  |  | 80379808.1816 | 18681574.7063 | 22753157.9061 | 369198.2317 | 26040.2986 | 11169274.3493 | 3564976.5884 | 126373.0612 | -74313.3223 | 399660.037 | 5974639.0109 | 8238493.6233 | 484407.6901 | 3932326.174 | 70739.3817 | 66967.3882 | 3824680.057 | 771613
RATEBASE | PRODUCTION |  | 0.19458 | 0.095015 | 0.024114 | 0.00025329 | 2.793e-06 | 0.010136 | 0.0027302 | 0.00018698 | 3.4589e-05 | 0.00058862 | 0.0065151 | 0.044788 | 0.0069793 | 0.0027954 | 6.7474e-05 | 4.8715e-05 | 0.00026296 | 6.5589e-05
RATEBASE | BULKTRAN |  | 0.24773 | 0.12105 | 0.030701 | 0.00032591 | 4.2582e-06 | 0.012889 | 0.0035081 | 0.00024625 | 7.9244e-05 | 0.00075373 | 0.0083197 | 0.05686 | 0.0088805 | 0.0035449 | 8.5656e-05 | 6.1859e-05 | 0.00033399 | 8.3286e-05
RATEBASE | SUBTRAN |  | 0.092541 | 0.04378 | 0.011237 | 0.00011857 | 2.0052e-06 | 0.0049146 | 0.0013297 | 0.00012038 | 0 | 0.00026775 | 0.0031343 | 0.026143 | 0 | 0.001352 | 3.2378e-05 | 2.222e-05 | 6.9497e-05 | 1.7388e-05
RATEBASE | DISTPRI |  | 0.14343 | 0.095323 | 0.024068 | 0.0002532 | 0 | 0.010419 | 0.0028129 | 0 | 0 | 0.00057668 | 0.0067623 | 0 | 0 | 0.0028689 | 6.8783e-05 | 4.9385e-05 | 0.00018022 | 4.5145e-05
RATEBASE | DISTSEC |  | 0.049889 | 0.037197 | 0.008375 | 0 | 0 | 0.0029639 | 0 | 0 | 0 | 0.00012724 | 0 | 0 | 0 | 0.00083718 | 0 | 1.3658e-05 | 0.00030023 | 7.4748e-05
RATEBASE | ENERGY |  | 0.049995 | 0.018152 | 0.0058643 | 6.7986e-05 | 1.7252e-06 | 0.0028454 | 0.00078395 | 6.115e-05 | -7.0075e-06 | 0.00018762 | 0.0022491 | 0.016042 | 0.0025573 | 0.00077429 | 1.8122e-05 | 1.7687e-05 | 0.00030473 | 7.597e-05
RATEBASE | CUSTOMER |  | 0.22183 | 0.16486 | 0.040034 | 0.00022533 | 1.3726e-05 | 0.00061418 | 0.00020069 | 7.8129e-05 | 4.262e-05 | 8.4819e-06 | 0.0001285 | 0.00024727 | 6.0943e-05 | 0.00021254 | 2.8037e-06 | 1.2803e-05 | 0.01308 | 0.002012
RATEBASE | TOTAL |  | 1 | 0.57538 | 0.14439 | 0.0012443 | 2.4508e-05 | 0.044783 | 0.011365 | 0.00069289 | 0.00014945 | 0.0025101 | 0.027109 | 0.14408 | 0.018478 | 0.012385 | 0.00027522 | 0.00022633 | 0.014532 | 0.0023741
NOI - Functionalized | PRODUCTION |  | 15647538.4482 | 3084975.9896 | 3799746.2691 | 75155.3441 | 2967.697 | 2528063.9534 | 856370.3772 | 34102.9447 | -17199.7844 | 93720.1429 | 1435881.7191 | 2560968.3449 | 182964.7667 | 887537.832 | 17342.9288 | 14414.1987 | 69208.7662 | 21316.9582
| BULKTRAN |  | 19908547.6317 | 3930403.8227 | 4837835.0342 | 96701.7427 | 4524.5332 | 3214708.9722 | 1100377.5279 | 44911.5755 | -39404.7441 | 120008.9353 | 1833594.8879 | 3251267.8761 | 232805.3158 | 1125521.1443 | 22016.3895 | 18303.2645 | 87902.9106 | 27068.4435
| SUBTRAN |  | 7590601.6241 | 1421465.2309 | 1770686.5099 | 35181.3704 | 2130.5595 | 1225748.9468 | 417072.1083 | 21956.2611 | 0 | 42630.8924 | 690783.991 | 1494856.162 | 0 | 429250.5543 | 8322.1621 | 6574.7518 | 18291.0386 | 5651.0849
| DISTPRI |  | 13031155.5493 | 3094979.2151 | 3792609.1987 | 75128.3348 | 0 | 2598658.7575 | 882308.0562 | 0 | 0 | 91818.6966 | 1490368.7274 | 0 | 0 | 910888.6929 | 17679.3688 | 14612.2973 | 47431.8241 | 14672.38
| DISTSEC |  | 3660095.4888 | 1207736.2113 | 1319704.7153 | 0 | 0 | 739237.3945 | 0 | 0 | 0 | 20258.7539 | 0 | 0 | 0 | 265806.565 | 0 | 4041.3764 | 79016.8558 | 24293.6166
| ENERGY |  | 4376127.5973 | 589350.4355 | 924076.4319 | 20172.2266 | 1833.1168 | 709672.0262 | 245898.4904 | 11152.8 | 3484.5723 | 29872.1319 | 495689.6493 | 917262.2175 | 67039.9746 | 245839.0793 | 4657.8931 | 5233.2643 | 80202.5826 | 24690.7049
| CUSTOMER |  | 16165741.8422 | 5352663.8012 | 6308499.747 | 66859.2131 | 14584.3921 | 153184.2987 | 62950.0284 | 14249.4799 | -21193.366 | 1350.4841 | 28320.0363 | 14139.0228 | 1597.633 | 67482.3062 | 720.6394 | 3788.235 | 3442626.0791 | 653919.8119
| TOTAL |  | 80379808.1816 | 18681574.7063 | 22753157.9061 | 369198.2317 | 26040.2986 | 11169274.3493 | 3564976.5884 | 126373.0612 | -74313.3223 | 399660.037 | 5974639.0109 | 8238493.6233 | 484407.6901 | 3932326.174 | 70739.3817 | 66967.3882 | 3824680.057 | 771613
Total Expenses | PRODUCTION |  | 171139635.7717 | 82816879.2776 | 21718810.7442 | 240187.6309 | 4882.2853 | 9277779.8773 | 2721805.8065 | 204425.6287 | 133253.3819 | 551559.6402 | 6106752.5309 | 38357352.4117 | 6033754.2149 | 2563296.4027 | 61614.0894 | 45132.6373 | 240862.2372 | 61286.9749
| BULKTRAN |  | 35241822.125 | 15850032.7325 | 5023386.0173 | 68741.9977 | 1849.2429 | 2406210.8011 | 754251.6147 | 51192.1448 | -169502.7265 | 127704.2577 | 1524126.1196 | 7658301.855 | 1123137.7306 | 713926.8632 | 15999.3414 | 12224.9618 | 63119.9994 | 17119.172
| SUBTRAN |  | 13997375.9438 | 6080911.9956 | 1927664.9134 | 26125.1985 | 934.4691 | 956194.9055 | 297228.2765 | 26298.7474 | 0 | 47576.47 | 599528.1445 | 3723988.7411 | 0 | 282685.2635 | 6296.6039 | 4562.1726 | 13672.3971 | 3707.6451
| DISTPRI |  | 39130866.7782 | 24543433.8422 | 6965668.6156 | 82702.3164 | 0 | 3234605.3691 | 981663.7844 | 0 | 0 | 173785.6832 | 2114165.4785 | 0 | 0 | 926094.5784 | 21413.7538 | 15943.9473 | 56456.5227 | 14932.8866
| DISTSEC |  | 13974760.7101 | 10041995.1936 | 2527888.1427 | 0 | 0 | 956645.214 | 0 | 0 | 0 | 39996.4568 | 0 | 0 | 0 | 280323.5743 | 0 | 4575.3354 | 97705.2193 | 25631.574
| ENERGY |  | 235895620.5503 | 85532118.6697 | 27780830.1598 | 302619.0629 | 6710.3076 | 13466082.5426 | 3796101.7744 | 294159.0151 | 225737.8065 | 900498.9806 | 10788783.4461 | 75052130.9457 | 12098804.6988 | 3663665.312 | 86487.6782 | 84812.2733 | 1451168.9849 | 364908.8921
| CUSTOMER |  | 80494657.8048 | 60261292.3637 | 15628383.5844 | 107024.1291 | 12365.3327 | 258061.267 | 99997.8514 | 41131.4195 | -21173.5101 | 3548.8877 | 58662.5096 | 97713.1466 | 23901.468 | 91171.6277 | 1263.1812 | 5467.3123 | 3251544.9355 | 574302.2985
| TOTAL |  | 589874739.6838 | 285126664.0749 | 81572632.1772 | 827400.3356 | 26741.6376 | 30555579.9766 | 8651049.108 | 617206.9555 | 168314.9518 | 1844670.3761 | 21192018.2291 | 124889487.1001 | 19279598.1122 | 8521163.6219 | 193074.6478 | 172718.6401 | 5174530.2961 | 1061889.4432
Total Revenue | PRODUCTION |  | 186787174.2199 | 85901855.2672 | 25518557.0133 | 315342.975 | 7849.9823 | 11805843.8307 | 3578176.1837 | 238528.5734 | 116053.5975 | 645279.7832 | 7542634.25 | 40918320.7566 | 6216718.9816 | 3450834.2348 | 78957.0182 | 59546.836 | 310071.0034 | 82603.9331
| BULKTRAN |  | 55150369.7567 | 19780436.5551 | 9861221.0515 | 165443.7405 | 6373.7761 | 5620919.7733 | 1854629.1426 | 96103.7203 | -208907.4706 | 247713.1929 | 3357721.0074 | 10909569.7311 | 1355943.0463 | 1839448.0075 | 38015.7309 | 30528.2263 | 151022.91 | 44187.6155
| SUBTRAN |  | 21587977.5678 | 7502377.2265 | 3698351.4233 | 61306.5689 | 3065.0286 | 2181943.8523 | 714300.3848 | 48255.0085 | 0 | 90207.3624 | 1290312.1354 | 5218844.9031 | 0 | 711935.8178 | 14618.7659 | 11136.9245 | 31963.4357 | 9358.7301
| DISTPRI |  | 52162022.3275 | 27638413.0573 | 10758277.8143 | 157830.6512 | 0 | 5833264.1266 | 1863971.8406 | 0 | 0 | 265604.3797 | 3604534.2059 | 0 | 0 | 1836983.2713 | 39093.1226 | 30556.2446 | 103888.3468 | 29605.2666
| DISTSEC |  | 17634856.1989 | 11249731.4049 | 3847592.858 | 0 | 0 | 1695882.6085 | 0 | 0 | 0 | 60255.2107 | 0 | 0 | 0 | 546130.1393 | 0 | 8616.7119 | 176722.0751 | 49925.1906
| ENERGY |  | 240271748.1475 | 86121469.1052 | 28704906.5917 | 322791.2895 | 8543.4244 | 14175754.5687 | 4042000.2648 | 305311.8151 | 229222.3788 | 930371.1125 | 11284473.0954 | 75969393.1632 | 12165844.6734 | 3909504.3913 | 91145.5714 | 90045.5375 | 1531371.5675 | 389599.597
| CUSTOMER |  | 96660399.647 | 65613956.1649 | 21936883.3314 | 173883.3422 | 26949.7248 | 411245.5658 | 162947.8798 | 55380.8994 | -42366.8761 | 4899.3718 | 86982.5459 | 111852.1694 | 25499.101 | 158653.9339 | 1983.8206 | 9255.5473 | 6694171.0146 | 1228222.1104
| TOTAL |  | 670254547.8654 | 303808238.7811 | 104325790.0834 | 1196598.5673 | 52781.9362 | 41724854.3259 | 12216025.6964 | 743580.0167 | 94001.6295 | 2244330.4132 | 27166657.24 | 133127980.7234 | 19764005.8023 | 12453489.7959 | 263814.0296 | 239686.0282 | 8999210.3531 | 1833502.4432
Total Other Revenue | PRODUCTION |  | -60068731.2547 | -29646965.7525 | -7321996.6499 | -85527.368 | -1914.7561 | -3108519.9449 | -838972.3233 | -66494.8981 | -14927.7768 | -195853.9821 | -2002286.7616 | -13644801.8718 | -2153050.2393 | -851711.9828 | -20560.6386 | -14849.4277 | -80303.1789 | -19993.7024
| BULKTRAN |  | 71133412.6427 | 34871335.6627 | 8826686.4857 | 103464.9814 | 2634.644 | 3694651.0676 | 1060963.7551 | 83358.841 | 17558.316 | 221481.3444 | 2422196.2963 | 16134923.9302 | 2532455.8997 | 1001798.7487 | 24183.788 | 17466.1604 | 94735.7738 | 23516.9476
| SUBTRAN |  | 27279555.3659 | 12952320.5072 | 3317661.5966 | 38758.6046 | 1310.7699 | 1446549.8597 | 413336.7413 | 42043.6558 | 0 | 80850.2841 | 937350.5806 | 7616080.3856 | 0 | 392192.2419 | 9383.4606 | 6440.1637 | 20236.8899 | 5039.6243
| DISTPRI |  | 2069254.8834 | 1358276.3123 | 367586.0748 | 4400.9437 | 0 | 136318.8407 | 58210.668 | 0 | 0 | 4825.0033 | 101515.7186 | 0 | 0 | 33815.3796 | 810.1885 | 581.7855 | 2382.1128 | 531.8556
| DISTSEC |  | 811942.567 | 603985.3442 | 144824.5342 | 0 | 0 | 44596.7601 | 0 | 0 | 0 | 1307.8725 | 0 | 0 | 0 | 11467.0751 | 0 | 186.9853 | 4550.6577 | 1023.3379
| ENERGY |  | 22971241.457 | 8217992.9378 | 2792568.7862 | 31928.5232 | 960.1293 | 1308930.4108 | 403334.8435 | 32149.6844 | 5814.8556 | 78074.0084 | 1078446.0556 | 7325967.2692 | 1158071.556 | 348166.3039 | 8183.1378 | 7994.2633 | 138319.6599 | 34339.0321
| CUSTOMER | Check (SB=0) | 4499724.9588 | 3504945.1925 | 897478.7512 | 3340.4662 | 790.5 | 10113.7923 | 3910.5039 | 1074.8509 | 138.2449 | 86.6395 | 1588.8258 | 1148.5016 | 207.3692 | 3226.1672 | 29.1743 | 201.2466 | 63452.6379 | 7992.0947
| TOTAL | 0 | 68696400.62 | 31861890.2041 | 9024809.5788 | 96366.1511 | 3781.2872 | 3532640.7864 | 1100784.1885 | 92132.134 | 8583.6396 | 190771.1701 | 2538810.7154 | 17433318.2148 | 1537684.5856 | 938953.9336 | 22029.1106 | 18021.1771 | 243374.5531 | 52449.1898
Year End Mig Revenue | PRODUCTION |  | 246855905.4747 | 115548821.0198 | 32840553.6632 | 400870.343 | 9764.7384 | 14914363.7756 | 4417148.507 | 305023.4715 | 130981.3743 | 841133.7653 | 9544921.0115 | 54563122.6284 | 8369769.2209 | 4302546.2175 | 99517.6568 | 74396.2637 | 390374.1823 | 102597.6355
| BULKTRAN |  | -15983042.8859 | -15090899.1075 | 1034534.5657 | 61978.7591 | 3739.1321 | 1926268.7057 | 793665.3876 | 12744.8793 | -226465.7866 | 26231.8485 | 935524.7111 | -5225354.1991 | -1176512.8534 | 837649.2588 | 13831.9428 | 13062.0659 | 56287.1363 | 20670.6679
| SUBTRAN |  | -5691577.7981 | -5449943.2807 | 380689.8266 | 22547.9643 | 1754.2587 | 735393.9926 | 300963.6435 | 6211.3527 | 0 | 9357.0782 | 352961.5548 | -2397235.4825 | 0 | 319743.5759 | 5235.3053 | 4696.7608 | 11726.5458 | 4319.1058
| DISTPRI |  | 50092767.4441 | 26280136.7451 | 10390691.7395 | 153429.7075 | 0 | 5696945.2858 | 1805761.1726 | 0 | 0 | 260779.3764 | 3503018.4873 | 0 | 0 | 1803167.8917 | 38282.9341 | 29974.4591 | 101506.234 | 29073.4109
| DISTSEC |  | 16822913.6319 | 10645746.0607 | 3702768.3238 | 0 | 0 | 1651285.8484 | 0 | 0 | 0 | 58947.3382 | 0 | 0 | 0 | 534663.0642 | 0 | 8429.7266 | 172171.4174 | 48901.8527
| ENERGY |  | 217300506.6905 | 77903476.1674 | 25912337.8055 | 290862.7663 | 7583.295 | 12866824.158 | 3638665.4213 | 273162.1308 | 223407.5232 | 852297.104 | 10206027.0398 | 68643425.894 | 11007773.1174 | 3561338.0875 | 82962.4336 | 82051.2743 | 1393051.9076 | 355260.5649
| CUSTOMER |  | 92160674.6882 | 62109010.9724 | 21039404.5802 | 170542.876 | 26159.2248 | 401131.7734 | 159037.3759 | 54306.0485 | -42505.121 | 4812.7323 | 85393.7201 | 110703.6678 | 25291.7318 | 155427.7667 | 1954.6463 | 9054.3007 | 6630718.3766 | 1220230.0157
| TOTAL |  | 601558147.2454 | 271946348.577 | 95300980.5045 | 1100232.4161 | 49000.649 | 38192213.5394 | 11115241.5079 | 651447.8827 | 85417.9899 | 2053559.243 | 24627846.5246 | 115694662.5086 | 18226321.2167 | 11514535.8623 | 241784.9189 | 221664.8511 | 8755835.8 | 1781053.2534
RSALE | PRODUCTION |  | 0.41036 | 0.19208 | 0.054592 | 0.00066639 | 1.6232e-05 | 0.024793 | 0.0073428 | 0.00050706 | 0.00021774 | 0.0013983 | 0.015867 | 0.090703 | 0.013913 | 0.0071523 | 0.00016543 | 0.00012367 | 0.00064894 | 0.00017055
RSALE | BULKTRAN |  | -0.026569 | -0.025086 | 0.0017198 | 0.00010303 | 6.2157e-06 | 0.0032021 | 0.0013193 | 2.1186e-05 | -0.00037647 | 4.3607e-05 | 0.0015552 | -0.0086864 | -0.0019558 | 0.0013925 | 2.2994e-05 | 2.1714e-05 | 9.3569e-05 | 3.4362e-05
RSALE | SUBTRAN |  | -0.0094614 | -0.0090597 | 0.00063284 | 3.7483e-05 | 2.9162e-06 | 0.0012225 | 0.00050031 | 1.0325e-05 | 0 | 1.5555e-05 | 0.00058675 | -0.003985 | 0 | 0.00053153 | 8.7029e-06 | 7.8077e-06 | 1.9494e-05 | 7.1799e-06
RSALE | DISTPRI |  | 0.083272 | 0.043687 | 0.017273 | 0.00025505 | 0 | 0.0094703 | 0.0030018 | 0 | 0 | 0.00043351 | 0.0058232 | 0 | 0 | 0.0029975 | 6.364e-05 | 4.9828e-05 | 0.00016874 | 4.833e-05
RSALE | DISTSEC |  | 0.027966 | 0.017697 | 0.0061553 | 0 | 0 | 0.002745 | 0 | 0 | 0 | 9.7991e-05 | 0 | 0 | 0 | 0.0008888 | 0 | 1.4013e-05 | 0.00028621 | 8.1292e-05
RSALE | ENERGY |  | 0.36123 | 0.1295 | 0.043075 | 0.00048352 | 1.2606e-05 | 0.021389 | 0.0060487 | 0.00045409 | 0.00037138 | 0.0014168 | 0.016966 | 0.11411 | 0.018299 | 0.0059202 | 0.00013791 | 0.0001364 | 0.0023157 | 0.00059057
RSALE | CUSTOMER |  | 0.1532 | 0.10325 | 0.034975 | 0.0002835 | 4.3486e-05 | 0.00066682 | 0.00026438 | 9.0276e-05 | -7.0658e-05 | 8.0004e-06 | 0.00014195 | 0.00018403 | 4.2044e-05 | 0.00025838 | 3.2493e-06 | 1.5051e-05 | 0.011023 | 0.0020284
RSALE | TOTAL |  | 1 | 0.45207 | 0.15842 | 0.001829 | 8.1456e-05 | 0.063489 | 0.018477 | 0.0010829 | 0.00014199 | 0.0034137 | 0.04094 | 0.19232 | 0.030299 | 0.019141 | 0.00040193 | 0.00036848 | 0.014555 | 0.0029607
Calculation of CUST_DEP Allocator
CUST_DEP | PRODUCTION |  | 0 | 0 | 0 | 0 | 0 | 0 | 0 | 0 | 0 | 0 | 0 | 0 | 0 | 0 | 0 | 0 | 0 | 0
| BULKTRAN |  | 0 | 0 | 0 | 0 | 0 | 0 | 0 | 0 | 0 | 0 | 0 | 0 | 0 | 0 | 0 | 0 | 0 | 0
| SUBTRAN |  | 0 | 0 | 0 | 0 | 0 | 0 | 0 | 0 | 0 | 0 | 0 | 0 | 0 | 0 | 0 | 0 | 0 | 0
| DISTPRI |  | 0 | 0 | 0 | 0 | 0 | 0 | 0 | 0 | 0 | 0 | 0 | 0 | 0 | 0 | 0 | 0 | 0 | 0
| DISTSEC |  | 0 | 0 | 0 | 0 | 0 | 0 | 0 | 0 | 0 | 0 | 0 | 0 | 0 | 0 | 0 | 0 | 0 | 0
| ENERGY |  | 0 | 0 | 0 | 0 | 0 | 0 | 0 | 0 | 0 | 0 | 0 | 0 | 0 | 0 | 0 | 0 | 0 | 0
| CUSTOMER |  | 1 | 0.66386 | 0.14341 | 0.0083863 | 0.0017008 | 0.034735 | 0.03746 | 0.0072589 | 0.00043171 | 0.0056344 | 0.041699 | 0.041526 | 0.0095985 | 0.0007536 | 0 | 0 | 0.0035459 | 0
| TOTAL |  | 1 | 0.66386 | 0.14341 | 0.0083863 | 0.0017008 | 0.034735 | 0.03746 | 0.0072589 | 0.00043171 | 0.0056344 | 0.041699 | 0.041526 | 0.0095985 | 0.0007536 | 0 | 0 | 0.0035459 | 0
RB_GUP | PRODUCTION |  | 0.2214 | 0.10856 | 0.027462 | 0.00032108 | 7.9099e-06 | 0.011491 | 0.0032725 | 0.00025897 | 5.4664e-05 | 0.00069024 | 0.0075249 | 0.050256 | 0.0078842 | 0.0031189 | 7.529e-05 | 5.4377e-05 | 0.00029484 | 7.3214e-05
| BULKTRAN |  | 0.23448 | 0.11497 | 0.029084 | 0.00034004 | 8.377e-06 | 0.012169 | 0.0034657 | 0.00027426 | 5.7892e-05 | 0.00073101 | 0.0079692 | 0.053224 | 0.0083498 | 0.003303 | 7.9737e-05 | 5.7588e-05 | 0.00031225 | 7.7538e-05
| SUBTRAN |  | 0.089888 | 0.042688 | 0.010927 | 0.00012734 | 4.1747e-06 | 0.0047627 | 0.00135 | 0.00013828 | 0 | 0.00026673 | 0.0030829 | 0.025112 | 0 | 0.0012926 | 3.0926e-05 | 2.1225e-05 | 6.6675e-05 | 1.6609e-05
| DISTPRI |  | 0.14982 | 0.099553 | 0.025064 | 0.00029248 | 0 | 0.010808 | 0.0030682 | 0 | 0 | 0.00061643 | 0.0071299 | 0 | 0 | 0.0029332 | 7.0276e-05 | 5.0464e-05 | 0.00018499 | 4.6133e-05
| DISTSEC |  | 0.052974 | 0.039551 | 0.0088786 | 0 | 0 | 0.0031298 | 0 | 0 | 0 | 0.00013853 | 0 | 0 | 0 | 0.00087107 | 0 | 1.4204e-05 | 0.00031364 | 7.7735e-05
| ENERGY |  | 0.009995 | 0.0036335 | 0.0011728 | 1.3426e-05 | 3.4028e-07 | 0.00056752 | 0.00015841 | 1.2542e-05 | 2.571e-06 | 3.7817e-05 | 0.00045194 | 0.003195 | 0.00051203 | 0.00015394 | 3.6181e-06 | 3.5346e-06 | 6.082e-05 | 1.5183e-05
| CUSTOMER |  | 0.24144 | 0.18049 | 0.043608 | 0.00027245 | 3.5362e-05 | 0.0006649 | 0.00022883 | 0.00010143 | 4.3445e-05 | 9.4755e-06 | 0.00014133 | 0.000263 | 6.5171e-05 | 0.00022662 | 2.9921e-06 | 1.3645e-05 | 0.013238 | 0.0020379
| TOTAL |  | 1 | 0.58946 | 0.1462 | 0.0013668 | 5.6164e-05 | 0.043593 | 0.011544 | 0.00078548 | 0.00015857 | 0.0024902 | 0.0263 | 0.13205 | 0.016811 | 0.011899 | 0.00026284 | 0.00021504 | 0.014471 | 0.0023443
CUST_DEP_FXNL | PRODUCTION |  | 0.2078 | 0.12227 | 0.026938 | 0.00197 | 0.00023953 | 0.0091557 | 0.010619 | 0.0023932 | 0.00014882 | 0.0015617 | 0.011931 | 0.015804 | 0.0045016 | 0.00019752 | 0 | 0 | 7.2246e-05 | 0
CUST_DEP_FXNL | BULKTRAN |  | 0.22007 | 0.12949 | 0.028529 | 0.0020864 | 0.00025367 | 0.0096964 | 0.011247 | 0.0025345 | 0.00015761 | 0.001654 | 0.012635 | 0.016738 | 0.0047674 | 0.00020919 | 0 | 0 | 7.6513e-05 | 0
CUST_DEP_FXNL | SUBTRAN |  | 0.082643 | 0.048076 | 0.010719 | 0.00078131 | 0.00012642 | 0.0037949 | 0.0043808 | 0.0012779 | 0 | 0.00060351 | 0.0048879 | 0.0078972 | 0 | 8.1861e-05 | 0 | 0 | 1.6338e-05 | 0
CUST_DEP_FXNL | DISTPRI |  | 0.17 | 0.11212 | 0.024585 | 0.0017946 | 0 | 0.0086119 | 0.0099566 | 0 | 0 | 0.0013947 | 0.011304 | 0 | 0 | 0.00018576 | 0 | 0 | 4.5328e-05 | 0
CUST_DEP_FXNL | DISTSEC |  | 0.056191 | 0.044543 | 0.0087091 | 0 | 0 | 0.0024938 | 0 | 0 | 0 | 0.00031343 | 0 | 0 | 0 | 5.5167e-05 | 0 | 0 | 7.6853e-05 | 0
CUST_DEP_FXNL | ENERGY |  | 0.0085482 | 0.0040922 | 0.0011504 | 8.2377e-05 | 1.0304e-05 | 0.0004522 | 0.00051406 | 0.0001159 | 6.9995e-06 | 8.5564e-05 | 0.00071655 | 0.0010048 | 0.00029235 | 9.7492e-06 | 0 | 0 | 1.4903e-05 | 0
CUST_DEP_FXNL | CUSTOMER |  | 0.25475 | 0.20328 | 0.042776 | 0.0016717 | 0.0010708 | 0.00052979 | 0.00074257 | 0.00093736 | 0.00011828 | 2.1439e-05 | 0.00022408 | 8.2707e-05 | 3.721e-05 | 1.4352e-05 | 0 | 0 | 0.0032437 | 0
CUST_DEP_FXNL | TOTAL |  | 1 | 0.66386 | 0.14341 | 0.0083863 | 0.0017008 | 0.034735 | 0.03746 | 0.0072589 | 0.00043171 | 0.0056344 | 0.041699 | 0.041526 | 0.0095985 | 0.0007536 | 0 | 0 | 0.0035459 | 0
REVYEC_EXP_OM allocator is the basis to allocate the O&M portion of the Customer Annualization (Year End Customer) Adjustment. It is spread to the functions within each tariff class using total O&M.
REVYEC Total | TOTAL |  | 1 | 0.38717 | 0.083911 | 0.027935 | 0.004527 | 0.088051 | 0.0015771 | 0.0045175 | -0.023966 | 0 | 0.0086888 | 0.37116 | 0 | 0.033104 | 0 | 0 | 0.01333 | 0
EXP_OM | PRODUCTION |  | 0.29168 | 0.14312 | 0.036178 | 0.00038742 | 7.1415e-06 | 0.015062 | 0.0043308 | 0.00033563 | 0.00020981 | 0.00091581 | 0.0099751 | 0.065963 | 0.010449 | 0.004083 | 9.9735e-05 | 7.2226e-05 | 0.00038929 | 9.7272e-05
| BULKTRAN |  | 0.023169 | 0.011453 | 0.0029118 | 2.8645e-05 | -4.0984e-07 | 0.0012115 | 0.00035175 | 2.7234e-05 | -0.0002327 | 7.3388e-05 | 0.0008052 | 0.0053357 | 0.0008238 | 0.00032697 | 8.0798e-06 | 5.8892e-06 | 3.1471e-05 | 7.9596e-06
| SUBTRAN |  | 0.0089827 | 0.0042543 | 0.0010944 | 1.0789e-05 | -1.6767e-07 | 0.00047436 | 0.00013701 | 1.374e-05 | 0 | 2.6786e-05 | 0.00031152 | 0.0025183 | 0 | 0.00012803 | 3.1339e-06 | 2.1702e-06 | 6.7212e-06 | 1.7046e-06
| DISTPRI |  | 0.033979 | 0.022589 | 0.0056873 | 5.2812e-05 | 0 | 0.0024255 | 0.000705 | 0 | 0 | 0.00014189 | 0.0016414 | 0 | 0 | 0.00065554 | 1.617e-05 | 1.1701e-05 | 4.2235e-05 | 1.0713e-05
| DISTSEC |  | 0.012452 | 0.0093035 | 0.0020885 | 0 | 0 | 0.00072836 | 0 | 0 | 0 | 3.3042e-05 | 0 | 0 | 0 | 0.00020192 | 0 | 3.4113e-06 | 7.4215e-05 | 1.8697e-05
| ENERGY |  | 0.5392 | 0.19607 | 0.063258 | 0.00069835 | 1.5808e-05 | 0.030546 | 0.0085604 | 0.00067154 | 0.00037383 | 0.0020464 | 0.024443 | 0.17204 | 0.027703 | 0.0082814 | 0.00019561 | 0.00019129 | 0.0032835 | 0.00082172
| CUSTOMER |  | 0.090537 | 0.07134 | 0.016771 | 0.00011073 | 7.8198e-06 | 0.00026705 | 0.00010671 | 4.6493e-05 | -2.4562e-05 | 3.9106e-06 | 6.6105e-05 | 0.00012252 | 3.0559e-05 | 9.0102e-05 | 1.395e-06 | 5.4764e-06 | 0.0013069 | 0.00028486
| TOTAL |  | 1 | 0.45813 | 0.12799 | 0.0012887 | 3.0192e-05 | 0.050714 | 0.014192 | 0.0010946 | 0.00032638 | 0.0032412 | 0.037242 | 0.24598 | 0.039006 | 0.013767 | 0.00032412 | 0.00029217 | 0.0051343 | 0.0012429
REVYEC_EXP_OM | PRODUCTION |  | 0.27944 | 0.12095 | 0.023719 | 0.0083977 | 0.0010708 | 0.026151 | 0.00048129 | 0.0013851 | -0.015407 | 0 | 0.0023272 | 0.09953 | 0 | 0.0098179 | 0 | 0 | 0.0010107 | 0
REVYEC_EXP_OM | BULKTRAN |  | 0.040596 | 0.009679 | 0.001909 | 0.00062091 | -6.1452e-05 | 0.0021034 | 3.9091e-05 | 0.00011239 | 0.017087 | 0 | 0.00018786 | 0.008051 | 0 | 0.00078623 | 0 | 0 | 8.1707e-05 | 0
REVYEC_EXP_OM | SUBTRAN |  | 0.0096148 | 0.0035953 | 0.00071749 | 0.00023387 | -2.514e-05 | 0.00082359 | 1.5226e-05 | 5.6703e-05 | 0 | 0 | 7.2679e-05 | 0.0037998 | 0 | 0.00030786 | 0 | 0 | 1.745e-05 | 0
REVYEC_EXP_OM | DISTPRI |  | 0.030322 | 0.01909 | 0.0037287 | 0.0011448 | 0 | 0.0042111 | 7.8348e-05 | 0 | 0 | 0 | 0.00038294 | 0 | 0 | 0.0015763 | 0 | 0 | 0.00010965 | 0
REVYEC_EXP_OM | DISTSEC |  | 0.011174 | 0.0078623 | 0.0013692 | 0 | 0 | 0.0012646 | 0 | 0 | 0 | 0 | 0 | 0 | 0 | 0.00048553 | 0 | 0 | 0.00019268 | 0
REVYEC_EXP_OM | ENERGY |  | 0.54772 | 0.1657 | 0.041473 | 0.015138 | 0.0023703 | 0.053033 | 0.00095133 | 0.0027714 | -0.027451 | 0 | 0.0057027 | 0.25959 | 0 | 0.019913 | 0 | 0 | 0.0085248 | 0
REVYEC_EXP_OM | CUSTOMER |  | 0.081138 | 0.060289 | 0.010995 | 0.0024003 | 0.0011725 | 0.00046366 | 1.1859e-05 | 0.00019187 | 0.0018036 | 0 | 1.5423e-05 | 0.00018487 | 0 | 0.00021666 | 0 | 0 | 0.0033929 | 0
REVYEC_EXP_OM | TOTAL |  | 1 | 0.38717 | 0.083911 | 0.027935 | 0.004527 | 0.088051 | 0.0015771 | 0.0045175 | -0.023966 | 0 | 0.0086888 | 0.37116 | 0 | 0.033104 | 0 | 0 | 0.01333 | 0
REVYEC_FXNL is a spreading of the REVYEC allocator to each function within the tariff classes using the RSALE allocator.
REVYEC TOTAL |  |  | 1 | 0.38717 | 0.083911 | 0.027935 | 0.004527 | 0.088051 | 0.0015771 | 0.0045175 | -0.023966 | 0 | 0.0086888 | 0.37116 | 0 | 0.033104 | 0 | 0 | 0.01333 | 0
RSALE | PRODUCTION |  | 0.41036 | 0.19208 | 0.054592 | 0.00066639 | 1.6232e-05 | 0.024793 | 0.0073428 | 0.00050706 | 0.00021774 | 0.0013983 | 0.015867 | 0.090703 | 0.013913 | 0.0071523 | 0.00016543 | 0.00012367 | 0.00064894 | 0.00017055
| BULKTRAN |  | -0.026569 | -0.025086 | 0.0017198 | 0.00010303 | 6.2157e-06 | 0.0032021 | 0.0013193 | 2.1186e-05 | -0.00037647 | 4.3607e-05 | 0.0015552 | -0.0086864 | -0.0019558 | 0.0013925 | 2.2994e-05 | 2.1714e-05 | 9.3569e-05 | 3.4362e-05
| SUBTRAN |  | -0.0094614 | -0.0090597 | 0.00063284 | 3.7483e-05 | 2.9162e-06 | 0.0012225 | 0.00050031 | 1.0325e-05 | 0 | 1.5555e-05 | 0.00058675 | -0.003985 | 0 | 0.00053153 | 8.7029e-06 | 7.8077e-06 | 1.9494e-05 | 7.1799e-06
| DISTPRI |  | 0.083272 | 0.043687 | 0.017273 | 0.00025505 | 0 | 0.0094703 | 0.0030018 | 0 | 0 | 0.00043351 | 0.0058232 | 0 | 0 | 0.0029975 | 6.364e-05 | 4.9828e-05 | 0.00016874 | 4.833e-05
| DISTSEC |  | 0.027966 | 0.017697 | 0.0061553 | 0 | 0 | 0.002745 | 0 | 0 | 0 | 9.7991e-05 | 0 | 0 | 0 | 0.0008888 | 0 | 1.4013e-05 | 0.00028621 | 8.1292e-05
| ENERGY |  | 0.36123 | 0.1295 | 0.043075 | 0.00048352 | 1.2606e-05 | 0.021389 | 0.0060487 | 0.00045409 | 0.00037138 | 0.0014168 | 0.016966 | 0.11411 | 0.018299 | 0.0059202 | 0.00013791 | 0.0001364 | 0.0023157 | 0.00059057
| CUSTOMER |  | 0.1532 | 0.10325 | 0.034975 | 0.0002835 | 4.3486e-05 | 0.00066682 | 0.00026438 | 9.0276e-05 | -7.0658e-05 | 8.0004e-06 | 0.00014195 | 0.00018403 | 4.2044e-05 | 0.00025838 | 3.2493e-06 | 1.5051e-05 | 0.011023 | 0.0020284
| TOTAL |  | 1 | 0.45207 | 0.15842 | 0.001829 | 8.1456e-05 | 0.063489 | 0.018477 | 0.0010829 | 0.00014199 | 0.0034137 | 0.04094 | 0.19232 | 0.030299 | 0.019141 | 0.00040193 | 0.00036848 | 0.014555 | 0.0029607
REVYEC_FXNL | PRODUCTION |  | 0.39625 | 0.16451 | 0.028916 | 0.010178 | 0.00090213 | 0.034385 | 0.00062675 | 0.0021152 | -0.03675 | 0 | 0.0033675 | 0.17504 | 0 | 0.01237 | 0 | 0 | 0.0005943 | 0
REVYEC_FXNL | BULKTRAN |  | 0.035588 | -0.021485 | 0.00091089 | 0.0015736 | 0.00034545 | 0.004441 | 0.00011261 | 8.838e-05 | 0.063541 | 0 | 0.00033006 | -0.016763 | 0 | 0.0024082 | 0 | 0 | 8.5691e-05 | 0
REVYEC_FXNL | SUBTRAN |  | -0.011537 | -0.0077591 | 0.00033519 | 0.0005725 | 0.00016207 | 0.0016954 | 4.2704e-05 | 4.3073e-05 | 0 | 0 | 0.00012453 | -0.0076905 | 0 | 0.00091925 | 0 | 0 | 1.7852e-05 | 0
REVYEC_FXNL | DISTPRI |  | 0.070424 | 0.037415 | 0.0091488 | 0.0038956 | 0 | 0.013134 | 0.00025622 | 0 | 0 | 0 | 0.0012359 | 0 | 0 | 0.005184 | 0 | 0 | 0.00015453 | 0
REVYEC_FXNL | DISTSEC |  | 0.024023 | 0.015156 | 0.0032602 | 0 | 0 | 0.003807 | 0 | 0 | 0 | 0 | 0 | 0 | 0 | 0.0015371 | 0 | 0 | 0.00026211 | 0
REVYEC_FXNL | ENERGY |  | 0.34738 | 0.11091 | 0.022815 | 0.007385 | 0.0007006 | 0.029664 | 0.00051629 | 0.0018943 | -0.062683 | 0 | 0.0036007 | 0.22021 | 0 | 0.010239 | 0 | 0 | 0.0021208 | 0
REVYEC_FXNL | CUSTOMER |  | 0.13787 | 0.088424 | 0.018525 | 0.0043301 | 0.0024168 | 0.0009248 | 2.2566e-05 | 0.00037659 | 0.011926 | 0 | 3.0127e-05 | 0.00035514 | 0 | 0.00044685 | 0 | 0 | 0.010095 | 0
REVYEC_FXNL | TOTAL |  | 1 | 0.38717 | 0.083911 | 0.027935 | 0.004527 | 0.088051 | 0.0015771 | 0.0045175 | -0.023966 | 0 | 0.0086888 | 0.37116 | 0 | 0.033104 | 0 | 0 | 0.01333 | 0
FORF_DISC_FXNL Calculation - In order to properly assign forfeited discounts to the various functions within the customer classes, allocate it using the RSALE allocator
FORF_DISC TOTAL |  |  | 1 | 0.0001053 | 0.49775 | 0.0057105 | 0.0011893 | 0.072689 | 0.13295 | 0.008718 | 0 | -0.017358 | 0.13121 | 0.16242 | 0 | 0 | 0 | 0 | 0.0046237 | 0
RSALE | PRODUCTION |  | 0.41036 | 0.19208 | 0.054592 | 0.00066639 | 1.6232e-05 | 0.024793 | 0.0073428 | 0.00050706 | 0.00021774 | 0.0013983 | 0.015867 | 0.090703 | 0.013913 | 0.0071523 | 0.00016543 | 0.00012367 | 0.00064894 | 0.00017055
| BULKTRAN |  | -0.026569 | -0.025086 | 0.0017198 | 0.00010303 | 6.2157e-06 | 0.0032021 | 0.0013193 | 2.1186e-05 | -0.00037647 | 4.3607e-05 | 0.0015552 | -0.0086864 | -0.0019558 | 0.0013925 | 2.2994e-05 | 2.1714e-05 | 9.3569e-05 | 3.4362e-05
| SUBTRAN |  | -0.0094614 | -0.0090597 | 0.00063284 | 3.7483e-05 | 2.9162e-06 | 0.0012225 | 0.00050031 | 1.0325e-05 | 0 | 1.5555e-05 | 0.00058675 | -0.003985 | 0 | 0.00053153 | 8.7029e-06 | 7.8077e-06 | 1.9494e-05 | 7.1799e-06
| DISTPRI |  | 0.083272 | 0.043687 | 0.017273 | 0.00025505 | 0 | 0.0094703 | 0.0030018 | 0 | 0 | 0.00043351 | 0.0058232 | 0 | 0 | 0.0029975 | 6.364e-05 | 4.9828e-05 | 0.00016874 | 4.833e-05
| DISTSEC |  | 0.027966 | 0.017697 | 0.0061553 | 0 | 0 | 0.002745 | 0 | 0 | 0 | 9.7991e-05 | 0 | 0 | 0 | 0.0008888 | 0 | 1.4013e-05 | 0.00028621 | 8.1292e-05
| ENERGY |  | 0.36123 | 0.1295 | 0.043075 | 0.00048352 | 1.2606e-05 | 0.021389 | 0.0060487 | 0.00045409 | 0.00037138 | 0.0014168 | 0.016966 | 0.11411 | 0.018299 | 0.0059202 | 0.00013791 | 0.0001364 | 0.0023157 | 0.00059057
| CUSTOMER |  | 0.1532 | 0.10325 | 0.034975 | 0.0002835 | 4.3486e-05 | 0.00066682 | 0.00026438 | 9.0276e-05 | -7.0658e-05 | 8.0004e-06 | 0.00014195 | 0.00018403 | 4.2044e-05 | 0.00025838 | 3.2493e-06 | 1.5051e-05 | 0.011023 | 0.0020284
| TOTAL |  | 1 | 0.45207 | 0.15842 | 0.001829 | 8.1456e-05 | 0.063489 | 0.018477 | 0.0010829 | 0.00014199 | 0.0034137 | 0.04094 | 0.19232 | 0.030299 | 0.019141 | 0.00040193 | 0.00036848 | 0.014555 | 0.0029607
FORF_DISC_FXNL | PRODUCTION |  | 0.37973 | 4.4743e-05 | 0.17152 | 0.0020806 | 0.00023699 | 0.028386 | 0.052832 | 0.004082 | 0 | -0.0071097 | 0.050852 | 0.076598 | 0 | 0 | 0 | 0 | 0.00020615 | 0
FORF_DISC_FXNL | BULKTRAN |  | 0.016596 | -5.8435e-06 | 0.0054033 | 0.00032169 | 9.0749e-05 | 0.0036662 | 0.0094928 | 0.00017056 | 0 | -0.00022172 | 0.0049841 | -0.0073356 | 0 | 0 | 0 | 0 | 2.9724e-05 | 0
FORF_DISC_FXNL | SUBTRAN |  | 0.0056705 | -2.1103e-06 | 0.0019883 | 0.00011703 | 4.2576e-05 | 0.0013996 | 0.0035997 | 8.3123e-05 | 0 | -7.9091e-05 | 0.0018804 | -0.0033654 | 0 | 0 | 0 | 0 | 6.1924e-06 | 0
FORF_DISC_FXNL | DISTPRI |  | 0.10403 | 1.0176e-05 | 0.05427 | 0.00079635 | 0 | 0.010843 | 0.021598 | 0 | 0 | -0.0022042 | 0.018663 | 0 | 0 | 0 | 0 | 0 | 5.3602e-05 | 0
FORF_DISC_FXNL | DISTSEC |  | 0.022079 | 4.1223e-06 | 0.019339 | 0 | 0 | 0.0031428 | 0 | 0 | 0 | -0.00049825 | 0 | 0 | 0 | 0 | 0 | 0 | 9.0919e-05 | 0
FORF_DISC_FXNL | ENERGY |  | 0.353 | 3.0166e-05 | 0.13534 | 0.0015097 | 0.00018405 | 0.024489 | 0.043521 | 0.0036556 | 0 | -0.007204 | 0.054374 | 0.096365 | 0 | 0 | 0 | 0 | 0.00073563 | 0
FORF_DISC_FXNL | CUSTOMER |  | 0.11889 | 2.405e-05 | 0.10989 | 0.00088517 | 0.00063489 | 0.00076346 | 0.0019022 | 0.00072675 | 0 | -4.068e-05 | 0.00045494 | 0.00015541 | 0 | 0 | 0 | 0 | 0.0035015 | 0
FORF_DISC_FXNL | TOTAL |  | 1 | 0.0001053 | 0.49775 | 0.0057105 | 0.0011893 | 0.072689 | 0.13295 | 0.008718 | 0 | -0.017358 | 0.13121 | 0.16242 | 0 | 0 | 0 | 0 | 0.0046237 | 0
WEATHER_FXNL Calculation - In order to properly assign the weather normalization load adjustment to the various functions within the customer classes, allocate it using the RSALE allocator
WEATHER_NORM TOTAL |  |  | 1 | 0.33903 | 0.42234 | 0.002295 | 0 | 0.16556 | 0.032623 | 0 | 0 | 0 | 0 | 0 | 0 | 0.037575 | 0.00057408 | 0 | 0 | 0
RSALE | PRODUCTION |  | 0.41036 | 0.19208 | 0.054592 | 0.00066639 | 1.6232e-05 | 0.024793 | 0.0073428 | 0.00050706 | 0.00021774 | 0.0013983 | 0.015867 | 0.090703 | 0.013913 | 0.0071523 | 0.00016543 | 0.00012367 | 0.00064894 | 0.00017055
| BULKTRAN |  | -0.026569 | -0.025086 | 0.0017198 | 0.00010303 | 6.2157e-06 | 0.0032021 | 0.0013193 | 2.1186e-05 | -0.00037647 | 4.3607e-05 | 0.0015552 | -0.0086864 | -0.0019558 | 0.0013925 | 2.2994e-05 | 2.1714e-05 | 9.3569e-05 | 3.4362e-05
| SUBTRAN |  | -0.0094614 | -0.0090597 | 0.00063284 | 3.7483e-05 | 2.9162e-06 | 0.0012225 | 0.00050031 | 1.0325e-05 | 0 | 1.5555e-05 | 0.00058675 | -0.003985 | 0 | 0.00053153 | 8.7029e-06 | 7.8077e-06 | 1.9494e-05 | 7.1799e-06
| DISTPRI |  | 0.083272 | 0.043687 | 0.017273 | 0.00025505 | 0 | 0.0094703 | 0.0030018 | 0 | 0 | 0.00043351 | 0.0058232 | 0 | 0 | 0.0029975 | 6.364e-05 | 4.9828e-05 | 0.00016874 | 4.833e-05
| DISTSEC |  | 0.027966 | 0.017697 | 0.0061553 | 0 | 0 | 0.002745 | 0 | 0 | 0 | 9.7991e-05 | 0 | 0 | 0 | 0.0008888 | 0 | 1.4013e-05 | 0.00028621 | 8.1292e-05
| ENERGY |  | 0.36123 | 0.1295 | 0.043075 | 0.00048352 | 1.2606e-05 | 0.021389 | 0.0060487 | 0.00045409 | 0.00037138 | 0.0014168 | 0.016966 | 0.11411 | 0.018299 | 0.0059202 | 0.00013791 | 0.0001364 | 0.0023157 | 0.00059057
| CUSTOMER |  | 0.1532 | 0.10325 | 0.034975 | 0.0002835 | 4.3486e-05 | 0.00066682 | 0.00026438 | 9.0276e-05 | -7.0658e-05 | 8.0004e-06 | 0.00014195 | 0.00018403 | 4.2044e-05 | 0.00025838 | 3.2493e-06 | 1.5051e-05 | 0.011023 | 0.0020284
| TOTAL |  | 1 | 0.45207 | 0.15842 | 0.001829 | 8.1456e-05 | 0.063489 | 0.018477 | 0.0010829 | 0.00014199 | 0.0034137 | 0.04094 | 0.19232 | 0.030299 | 0.019141 | 0.00040193 | 0.00036848 | 0.014555 | 0.0029607
WEATHER_FXNL | PRODUCTION |  | 0.38232 | 0.14405 | 0.14554 | 0.0008362 | 0 | 0.064652 | 0.012964 | 0 | 0 | 0 | 0 | 0 | 0 | 0.01404 | 0.00023629 | 0 | 0 | 0
WEATHER_FXNL | BULKTRAN |  | -0.0006537 | -0.018814 | 0.0045847 | 0.00012928 | 0 | 0.0083502 | 0.0023294 | 0 | 0 | 0 | 0 | 0 | 0 | 0.0027335 | 3.2841e-05 | 0 | 0 | 0
WEATHER_FXNL | SUBTRAN |  | 6.6785e-05 | -0.0067944 | 0.0016871 | 4.7034e-05 | 0 | 0.0031879 | 0.00088332 | 0 | 0 | 0 | 0 | 0 | 0 | 0.0010434 | 1.243e-05 | 0 | 0 | 0
WEATHER_FXNL | DISTPRI |  | 0.1151 | 0.032763 | 0.046048 | 0.00032005 | 0 | 0.024696 | 0.0052999 | 0 | 0 | 0 | 0 | 0 | 0 | 0.0058842 | 9.0896e-05 | 0 | 0 | 0
WEATHER_FXNL | DISTSEC |  | 0.038584 | 0.013272 | 0.016409 | 0 | 0 | 0.0071582 | 0 | 0 | 0 | 0 | 0 | 0 | 0 | 0.0017447 | 0 | 0 | 0 | 0
WEATHER_FXNL | ENERGY |  | 0.29084 | 0.097121 | 0.11483 | 0.00060673 | 0 | 0.055776 | 0.010679 | 0 | 0 | 0 | 0 | 0 | 0 | 0.011622 | 0.00019698 | 0 | 0 | 0
WEATHER_FXNL | CUSTOMER |  | 0.17374 | 0.07743 | 0.09324 | 0.00035574 | 0 | 0.0017389 | 0.00046677 | 0 | 0 | 0 | 0 | 0 | 0 | 0.0005072 | 4.641e-06 | 0 | 0 | 0
WEATHER_FXNL | TOTAL |  | 1 | 0.33903 | 0.42234 | 0.002295 | 0 | 0.16556 | 0.032623 | 0 | 0 | 0 | 0 | 0 | 0 | 0.037575 | 0.00057408 | 0 | 0 | 0
WEATHER_FXNL_OM | PRODUCTION |  | 0.29643 | 0.10591 | 0.11938 | 0.00068992 | 0 | 0.049171 | 0.0099555 | 0 | 0 | 0 | 0 | 0 | 0 | 0.011144 | 0.00017665 | 0 | 0 | 0
WEATHER_FXNL_OM | BULKTRAN |  | 0.023805 | 0.0084755 | 0.0096085 | 5.1012e-05 | 0 | 0.0039549 | 0.00080859 | 0 | 0 | 0 | 0 | 0 | 0 | 0.00089241 | 1.4311e-05 | 0 | 0 | 0
WEATHER_FXNL_OM | SUBTRAN |  | 0.0089973 | 0.0031483 | 0.0036113 | 1.9214e-05 | 0 | 0.0015486 | 0.00031496 | 0 | 0 | 0 | 0 | 0 | 0 | 0.00034944 | 5.5506e-06 | 0 | 0 | 0
WEATHER_FXNL_OM | DISTPRI |  | 0.046934 | 0.016716 | 0.018767 | 9.405e-05 | 0 | 0.007918 | 0.0016206 | 0 | 0 | 0 | 0 | 0 | 0 | 0.0017892 | 2.864e-05 | 0 | 0 | 0
WEATHER_FXNL_OM | DISTSEC |  | 0.016705 | 0.0068848 | 0.0068917 | 0 | 0 | 0.0023778 | 0 | 0 | 0 | 0 | 0 | 0 | 0 | 0.00055111 | 0 | 0 | 0 | 0
WEATHER_FXNL_OM | ENERGY |  | 0.49743 | 0.1451 | 0.20874 | 0.0012436 | 0 | 0.099717 | 0.019678 | 0 | 0 | 0 | 0 | 0 | 0 | 0.022603 | 0.00034645 | 0 | 0 | 0
WEATHER_FXNL_OM | CUSTOMER |  | 0.1097 | 0.052793 | 0.055341 | 0.0001972 | 0 | 0.0008718 | 0.0002453 | 0 | 0 | 0 | 0 | 0 | 0 | 0.00024592 | 2.4708e-06 | 0 | 0 | 0
WEATHER_FXNL_OM | TOTAL |  | 1 | 0.33903 | 0.42234 | 0.002295 | 0 | 0.16556 | 0.032623 | 0 | 0 | 0 | 0 | 0 | 0 | 0.037575 | 0.00057408 | 0 | 0 | 0
CUST_SPEC TOTAL |  |  | 1 | 0 | 0 | 0 | 0 | 0 | 0.45368 | 0 | 0 | 0 | 0 | 0 | 0.54632 | 0 | 0 | 0 | 0 | 0
RSALE | PRODUCTION |  | 0.41036 | 0.19208 | 0.054592 | 0.00066639 | 1.6232e-05 | 0.024793 | 0.0073428 | 0.00050706 | 0.00021774 | 0.0013983 | 0.015867 | 0.090703 | 0.013913 | 0.0071523 | 0.00016543 | 0.00012367 | 0.00064894 | 0.00017055
| BULKTRAN |  | -0.026569 | -0.025086 | 0.0017198 | 0.00010303 | 6.2157e-06 | 0.0032021 | 0.0013193 | 2.1186e-05 | -0.00037647 | 4.3607e-05 | 0.0015552 | -0.0086864 | -0.0019558 | 0.0013925 | 2.2994e-05 | 2.1714e-05 | 9.3569e-05 | 3.4362e-05
| SUBTRAN |  | -0.0094614 | -0.0090597 | 0.00063284 | 3.7483e-05 | 2.9162e-06 | 0.0012225 | 0.00050031 | 1.0325e-05 | 0 | 1.5555e-05 | 0.00058675 | -0.003985 | 0 | 0.00053153 | 8.7029e-06 | 7.8077e-06 | 1.9494e-05 | 7.1799e-06
| DISTPRI |  | 0.083272 | 0.043687 | 0.017273 | 0.00025505 | 0 | 0.0094703 | 0.0030018 | 0 | 0 | 0.00043351 | 0.0058232 | 0 | 0 | 0.0029975 | 6.364e-05 | 4.9828e-05 | 0.00016874 | 4.833e-05
| DISTSEC |  | 0.027966 | 0.017697 | 0.0061553 | 0 | 0 | 0.002745 | 0 | 0 | 0 | 9.7991e-05 | 0 | 0 | 0 | 0.0008888 | 0 | 1.4013e-05 | 0.00028621 | 8.1292e-05
| ENERGY |  | 0.36123 | 0.1295 | 0.043075 | 0.00048352 | 1.2606e-05 | 0.021389 | 0.0060487 | 0.00045409 | 0.00037138 | 0.0014168 | 0.016966 | 0.11411 | 0.018299 | 0.0059202 | 0.00013791 | 0.0001364 | 0.0023157 | 0.00059057
| CUSTOMER |  | 0.1532 | 0.10325 | 0.034975 | 0.0002835 | 4.3486e-05 | 0.00066682 | 0.00026438 | 9.0276e-05 | -7.0658e-05 | 8.0004e-06 | 0.00014195 | 0.00018403 | 4.2044e-05 | 0.00025838 | 3.2493e-06 | 1.5051e-05 | 0.011023 | 0.0020284
| TOTAL |  | 1 | 0.45207 | 0.15842 | 0.001829 | 8.1456e-05 | 0.063489 | 0.018477 | 0.0010829 | 0.00014199 | 0.0034137 | 0.04094 | 0.19232 | 0.030299 | 0.019141 | 0.00040193 | 0.00036848 | 0.014555 | 0.0029607
CUST_SPEC_FXNL | PRODUCTION |  | 0.43117 | 0 | 0 | 0 | 0 | 0 | 0.18029 | 0 | 0 | 0 | 0 | 0 | 0.25088 | 0 | 0 | 0 | 0 | 0
CUST_SPEC_FXNL | BULKTRAN |  | -0.0028703 | 0 | 0 | 0 | 0 | 0 | 0.032395 | 0 | 0 | 0 | 0 | 0 | -0.035265 | 0 | 0 | 0 | 0 | 0
CUST_SPEC_FXNL | SUBTRAN |  | 0.012284 | 0 | 0 | 0 | 0 | 0 | 0.012284 | 0 | 0 | 0 | 0 | 0 | 0 | 0 | 0 | 0 | 0 | 0
CUST_SPEC_FXNL | DISTPRI |  | 0.073705 | 0 | 0 | 0 | 0 | 0 | 0.073705 | 0 | 0 | 0 | 0 | 0 | 0 | 0 | 0 | 0 | 0 | 0
CUST_SPEC_FXNL | DISTSEC |  | 0 | 0 | 0 | 0 | 0 | 0 | 0 | 0 | 0 | 0 | 0 | 0 | 0 | 0 | 0 | 0 | 0 | 0
CUST_SPEC_FXNL | ENERGY |  | 0.47846 | 0 | 0 | 0 | 0 | 0 | 0.14852 | 0 | 0 | 0 | 0 | 0 | 0.32995 | 0 | 0 | 0 | 0 | 0
CUST_SPEC_FXNL | CUSTOMER |  | 0.0072494 | 0 | 0 | 0 | 0 | 0 | 0.0064913 | 0 | 0 | 0 | 0 | 0 | 0.0007581 | 0 | 0 | 0 | 0 | 0
CUST_SPEC_FXNL | TOTAL |  | 1 | 0 | 0 | 0 | 0 | 0 | 0.45368 | 0 | 0 | 0 | 0 | 0 | 0.54632 | 0 | 0 | 0 | 0 | 0
EXP_OM | PRODUCTION |  | 0.29168 | 0.14312 | 0.036178 | 0.00038742 | 7.1415e-06 | 0.015062 | 0.0043308 | 0.00033563 | 0.00020981 | 0.00091581 | 0.0099751 | 0.065963 | 0.010449 | 0.004083 | 9.9735e-05 | 7.2226e-05 | 0.00038929 | 9.7272e-05
| BULKTRAN |  | 0.023169 | 0.011453 | 0.0029118 | 2.8645e-05 | -4.0984e-07 | 0.0012115 | 0.00035175 | 2.7234e-05 | -0.0002327 | 7.3388e-05 | 0.0008052 | 0.0053357 | 0.0008238 | 0.00032697 | 8.0798e-06 | 5.8892e-06 | 3.1471e-05 | 7.9596e-06
| SUBTRAN |  | 0.0089827 | 0.0042543 | 0.0010944 | 1.0789e-05 | -1.6767e-07 | 0.00047436 | 0.00013701 | 1.374e-05 | 0 | 2.6786e-05 | 0.00031152 | 0.0025183 | 0 | 0.00012803 | 3.1339e-06 | 2.1702e-06 | 6.7212e-06 | 1.7046e-06
| DISTPRI |  | 0.033979 | 0.022589 | 0.0056873 | 5.2812e-05 | 0 | 0.0024255 | 0.000705 | 0 | 0 | 0.00014189 | 0.0016414 | 0 | 0 | 0.00065554 | 1.617e-05 | 1.1701e-05 | 4.2235e-05 | 1.0713e-05
| DISTSEC |  | 0.012452 | 0.0093035 | 0.0020885 | 0 | 0 | 0.00072836 | 0 | 0 | 0 | 3.3042e-05 | 0 | 0 | 0 | 0.00020192 | 0 | 3.4113e-06 | 7.4215e-05 | 1.8697e-05
| ENERGY |  | 0.5392 | 0.19607 | 0.063258 | 0.00069835 | 1.5808e-05 | 0.030546 | 0.0085604 | 0.00067154 | 0.00037383 | 0.0020464 | 0.024443 | 0.17204 | 0.027703 | 0.0082814 | 0.00019561 | 0.00019129 | 0.0032835 | 0.00082172
| CUSTOMER |  | 0.090537 | 0.07134 | 0.016771 | 0.00011073 | 7.8198e-06 | 0.00026705 | 0.00010671 | 4.6493e-05 | -2.4562e-05 | 3.9106e-06 | 6.6105e-05 | 0.00012252 | 3.0559e-05 | 9.0102e-05 | 1.395e-06 | 5.4764e-06 | 0.0013069 | 0.00028486
| TOTAL |  | 1 | 0.45813 | 0.12799 | 0.0012887 | 3.0192e-05 | 0.050714 | 0.014192 | 0.0010946 | 0.00032638 | 0.0032412 | 0.037242 | 0.24598 | 0.039006 | 0.013767 | 0.00032412 | 0.00029217 | 0.0051343 | 0.0012429
CUST_SPEC_OM | PRODUCTION |  | 0.28479 | 0 | 0 | 0 | 0 | 0 | 0.13845 | 0 | 0 | 0 | 0 | 0 | 0.14634 | 0 | 0 | 0 | 0 | 0
CUST_SPEC_OM | BULKTRAN |  | 0.022783 | 0 | 0 | 0 | 0 | 0 | 0.011245 | 0 | 0 | 0 | 0 | 0 | 0.011538 | 0 | 0 | 0 | 0 | 0
CUST_SPEC_OM | SUBTRAN |  | 0.00438 | 0 | 0 | 0 | 0 | 0 | 0.00438 | 0 | 0 | 0 | 0 | 0 | 0 | 0 | 0 | 0 | 0 | 0
CUST_SPEC_OM | DISTPRI |  | 0.022538 | 0 | 0 | 0 | 0 | 0 | 0.022538 | 0 | 0 | 0 | 0 | 0 | 0 | 0 | 0 | 0 | 0 | 0
CUST_SPEC_OM | DISTSEC |  | 0 | 0 | 0 | 0 | 0 | 0 | 0 | 0 | 0 | 0 | 0 | 0 | 0 | 0 | 0 | 0 | 0 | 0
CUST_SPEC_OM | ENERGY |  | 0.66167 | 0 | 0 | 0 | 0 | 0 | 0.27366 | 0 | 0 | 0 | 0 | 0 | 0.38801 | 0 | 0 | 0 | 0 | 0
CUST_SPEC_OM | CUSTOMER |  | 0.0038394 | 0 | 0 | 0 | 0 | 0 | 0.0034114 | 0 | 0 | 0 | 0 | 0 | 0.00042802 | 0 | 0 | 0 | 0 | 0
CUST_SPEC_OM | TOTAL |  | 1 | 0 | 0 | 0 | 0 | 0 | 0.45368 | 0 | 0 | 0 | 0 | 0 | 0.54632 | 0 | 0 | 0 | 0 | 0

## Proposed
Kentucky Power Company
Proposed Revenue Allocation
Twelve Months Ended May 31, 2025
Proposed Revenue Allocation
Current | Current | Rate |  | Current | Current | Income |  |  | Revenue | Sales | Percent
Class | Revenue | Base |  | Income | ROR % | Increase | Income | ROR % | Increase | Revenue | Increase
(1) | (2) | (3) | 0 | (4) | (5) | (6) | (7) | (8) | (9) | (10) | (11)
RS | 270140938.5243 | 1077256125.2164 |  | 22090839.5115 | 2.05 | 24805537 | 46896377 | 4.35 | 33202037.3 | 303342975.8243 | 12.29
GS | 95580647.4001 | 272717417.8043 |  | 23604040.0294 | 8.66 | 9043474 | 32647514 | 11.97 | 12104625.9587 | 107685273.3588 | 12.66
PS | 11592674.941 | 23703542.2784 |  | 3975943.595 | 16.77 | 1104835 | 5080779 | 21.43 | 1478813.8644 | 13071488.8054 | 12.76
LGS | 49578569.8244 | 106700747.8423 |  | 14960568.1284 | 14.02 | 4695716 | 19656284 | 18.42 | 6285182.7391 | 55863752.5635 | 12.68
LGS | 61171244.7655 | 130404290.1207 |  | 18936511.7233 | 14.52 | 5800551 | 24737063 | 18.97 | 7763996.6035 | 68935241.369 | 12.69
IGS | 159168054.1269 | 359805236.9929 |  | 16256700.613 | 4.52 | 15583984 | 31840685 | 8.85 | 20859052.5072 | 180027106.6341 | 13.11
MW | 221664.8511 | 423742.6507 |  | 69309.0244 | 16.36 | 20787 | 90096 | 21.26 | 27822.8915 | 249487.7427 | 12.55
OL | 8705500.8631 | 27207475.7078 |  | 3831282.0289 | 14.08 | 817196 | 4648478 | 17.09 | 1093811 | 9799311.8631 | 12.56
SL | 1781053.2534 | 4445021.6448 |  | 781580.8501 | 17.58 | 163125 | 944706 | 21.25 | 218341.8406 | 1999395.0939 | 12.26
Total | 596769103.7844 | 1872259310.1375 |  | 85570263.7806 | 4.57 | 56234654 | 141804919 | 7.57 | 75269688.1015 | 672038791.8859 | 12.61
Gross Rev Conversion Factor: |  |  |  | 1.3385

## Curr Equal
Kentucky Power Company
Current Equalized Results
Twelve Months Ended May 31, 2025
Current Equalized Rate of Return
Current | Current | Rate | Current | Current | Percent | Revenue | Income |  |  | Sales | Current | Relative
Class | Revenue | Base | Income | ROR % | Increase | Increase | Increase | Income | ROR % | Revenue | Subsidy | ROR
(1) | (2) | (3) | (4) | (5) | (6) | (7) | (8) | (9) | (10) | (11) | (12)=(11)-(2)
RS | 270140938.5243 | 1077256125.2164 | 22090839.5115 | 2.05 | 13.45 | 36332555 | 27144376.4885 | 49235216 | 4.57 | 306473493.5243 | 36332555 | 0.44858
GS | 95580647.4001 | 272717417.8043 | 23604040.0294 | 8.66 | -15.6 | -14910392 | -11139687.0294 | 12464353 | 4.57 | 80670255.4001 | -14910392 | 1.895
PS | 11592674.941 | 23703542.2784 | 3975943.595 | 16.77 | -33.4 | -3871712 | -2892590.595 | 1083353 | 4.57 | 7720962.941 | -3871712 | 3.6696
LGS | 49578569.8244 | 106700747.8423 | 14960568.1284 | 14.02 | -27.22 | -13497211 | -10083887.1284 | 4876681 | 4.57 | 36081358.8244 | -13497211 | 3.0678
LGS | 61171244.7655 | 130404290.1207 | 18936511.7233 | 14.52 | -28.39 | -17368923 | -12976477.7233 | 5960034 | 4.57 | 43802321.7655 | -17368923 | 3.1772
IGS | 159168054.1269 | 359805236.9929 | 16256700.613 | 4.52 | 0.16 | 251554 | 187938.387 | 16444639 | 4.57 | 159419608.1269 | 251554 | 0.98906
MW | 221664.8511 | 423742.6507 | 69309.0244 | 16.36 | -30.16 | -66847 | -49942.0244 | 19367 | 4.57 | 154817.8511 | -66847 | 3.5799
OL | 8705500.8631 | 27207475.7078 | 3831282.0289 | 14.08 | -39.79 | -3463731 | -2587784.0289 | 1243498 | 4.57 | 5241769.8631 | -3463731 | 3.081
SL | 1781053.2534 | 4445021.6448 | 781580.8501 | 17.58 | -43.47 | -774216 | -578423.8501 | 203157 | 4.57 | 1006837.2534 | -774216 | 3.8468
Total | 596769103.7844 | 1872259310.1375 | 85570263.7806 | 4.57 | 0 | 0 | 0.21938 | 85570264 | 4.57 | 596769103.7844 | 0 | 1
Gross Rev Conversion Factor: |  |  | 1.3385

## Prop Equal
Kentucky Power Company
Proposed Revenue Allocation
Twelve Months Ended May 31, 2025
[6 empty] | Equalized Rate of Return | [5 empty] | 100% | Base | Base | Base | Mitigated | Mitigated |  | Mitigated | Generation
Current | Current | Rate | 0 | Current | Current | Percent | Revenue | Income |  |  | Sales | Current | Proposed | Percent | Mitigation | Proposed | Percent | Total Current | Total Percent | Rider | Mitigated
Class | Revenue | Base | 0 | Income | ROR % | Increase | Increase | Increase | Income | ROR % | Revenue | Subsidy | Increase | Increase | Change Needed | Increase | Increase | Revenue | Increase | Increase | Total Impact
(1) | (2) | (3) | 0 | (4) | (5) | (6) | (7) | (8) | (9) | (10) | (11) | (12) | (13)=(7)-(12) | (14) | (15) | (16) =(13)+(15) | (17)
RS | 270140938.5243 | 1077256125.2164 |  | 22090839.5115 | 2.05 | 29.48 | 79641050 | 59500539.4885 | 81591379 | 7.57 | 349781988.5243 | 36332555 | 43308495 | 16.0318 | -10106457.7 | 33202037.3 | 12.2906 | 286735722 | 11.58% | 3.421% | 15%
GS | 95580647.4001 | 272717417.8043 |  | 23604040.0294 | 8.66 | -4.13 | -3946443 | -2948423.0294 | 20655617 | 7.57 | 91634204.4001 | -14910392 | 10963949 | 11.4709 | 1140676.9587 | 12104625.9587 | 12.6643 | 105637778 | 11.46% | 2.369% | 13.83%
PS | 11592674.941 | 23703542.2784 |  | 3975943.595 | 16.77 | -25.18 | -2918768 | -2180637.595 | 1795306 | 7.57 | 8673906.941 | -3871712 | 952944 | 8.2202 | 525869.8644 | 1478813.8644 | 12.7565 | 12905695 | 11.46% | 2.454% | 13.91%
LGS | 49578569.8244 | 106700747.8423 |  | 14960568.1284 | 14.02 | -18.57 | -9207564 | -6879053.1284 | 8081515 | 7.57 | 40371005.8244 | -13497211 | 4289647 | 8.6522 | 1995535.7391 | 6285182.7391 | 12.6772 | 54851157 | 11.46% | 2.454% | 13.91%
LGS | 61171244.7655 | 130404290.1207 |  | 18936511.7233 | 14.52 | -19.82 | -12126332 | -9059690.7233 | 9876821 | 7.57 | 49044912.7655 | -17368923 | 5242591 | 8.5704 | 2521405.6035 | 7763996.6035 | 12.6922 | 67756852 | 11.46% | 2.454% | 13.91%
IGS | 159168054.1269 | 359805236.9929 |  | 16256700.613 | 4.52 | 9.25 | 14716660 | 10994948.387 | 27251649 | 7.57 | 173884714.1269 | 251554 | 14465106 | 9.0879 | 6393946.5072 | 20859052.5072 | 13.105 | 182038170 | 11.46% | 3.449% | 14.91%
MW | 221664.8511 | 423742.6507 |  | 69309.0244 | 16.36 | -22.47 | -49812 | -37215.0244 | 32094 | 7.57 | 171852.8511 | -66847 | 17035 | 7.685 | 10787.8915 | 27822.8915 | 12.5518 | 242812 | 11.46% | 2.014% | 13.47%
OL | 8705500.8631 | 27207475.7078 |  | 3831282.0289 | 14.08 | -27.22 | -2369920 | -1770588.0289 | 2060694 | 7.57 | 6335580.8631 | -3463731 | 1093811 | 12.5646 | 0 | 1093811 | 12.5646 | 9318114 | 11.74% | 0.2777% | 12.02%
SL | 1781053.2534 | 4445021.6448 |  | 781580.8501 | 17.58 | -33.44 | -595515 | -444914.8501 | 336666 | 7.57 | 1185538.2534 | -774216 | 178701 | 10.0334 | 39640.8406 | 218341.8406 | 12.2591 | 1905482 | 11.46% | 0.3455% | 11.8%
Total | 596769103.7844 | 1872259310.1375 |  | 85570263.7806 | 4.57 | 12.61 | 75269688 | 56234656.2194 | 141804920 | 7.57 | 672038791.7844 | 0 | 75269688 | 12.6129 | 0.1015 | 75269688.1015 | 12.6129 | 653634930 | 11.52% | 3.104% | 14.62%
141804920
Gross Rev Conversion Factor: |  |  |  | 1.3385

## Prop Mitigation
|  |  | RS Total Increase |  | 15%
|  |  | RS Base Ceiling |  | 11.58%
|  |  | All Others - Base Floor |  | 11.46%
Current | Base | Total Current | Mitigation | Base | Mitigaed | Mitchell
Class | Proposed | Revenue | Proposed | Mitigation | Base Percent | Rider | Total
(1) | Increase |  | Increase | Change Needed | Increase | Increase | Increase
RS | 43308495 | 286735722 | 33202037.3 | -10106457.7 | 11.58% | 3.421% | 15%
GS | 10963949 | 105637778 | 12104625.9587 | 1140676.9587 | 11.46% | 2.369% | 13.83%
PS | 952944 | 12905695 | 1478813.8644 | 525869.8644 | 11.46% | 2.454% | 13.91%
LGS | 4289647 | 54851157 | 6285182.7391 | 1995535.7391 | 11.46% | 2.454% | 13.91%
LGS | 5242591 | 67756852 | 7763996.6035 | 2521405.6035 | 11.46% | 2.454% | 13.91%
IGS | 14465106 | 182038170 | 20859052.5072 | 6393946.5072 | 11.46% | 3.449% | 14.91%
MW | 17035 | 242812 | 27822.8915 | 10787.8915 | 11.46% | 2.014% | 13.47%
OL | 1093811 | 9318114 | 1093811 | 0 | 11.74% | 0.2777% | 12.02%
SL | 178701 | 1905482 | 218341.8406 | 39640.8406 | 11.46% | 0.3455% | 11.8%
Total | 75269688 | 653634930 | 75269688.1015 | 0.1015 | 11.52% | 3.104% | 14.62%

## Sch 4
KPCo TOTAL
Line |  | COMPANY | NON-KY P.S.C | KENTUCKY PSC | GOING LEVEL | ADJUSTED
No. | Description | PER BOOKS | JURIS | JURIS ONLY | ADJUSTMENTS | KY PSC JURIS |  | ALLOCATOR
| (1) | (2) | (3) | (4) | (5) | (6)
1 | Operating Revenues - Sales of Electricity | 650666343.96 | 0 | 650666343.96 | -53897239.2408 | 596769104.7192
2 | Operating Revenues - Firm Wholesale Sales of Electricity | 5664875.54 | 5664875.54 | 0 | 0 | 0
3 | Provision for Rate Refund | -6574896 | -6574896 | 0 | 0 | 0
4 | Other Electric Operating Revenues | 55081909.06 | 6049273.46 | 49032635.71 | -2939757.49 | 46092878.22
5 | Non-Firm Sales Revenues | 22603522.4 | 316449.3136 | 22287073.0864 | 316449.3136 | 22603522.4
6 | Total Operating Revenues | 727441754.96 | 5455702.3136 | 721986052.7564 | -56520547.4172 | 665465505.3392
7
8 | (1): Operation and Maintenance Expenses
9 | Power Production | 303748627.53 | 4318076.53 | 299430551 | -41409833.2596 | 258020717.7404
10 | Transmission | 96971566.6 | -542314.4 | 97513881 | 1762451.77 | 99276332.77
11 | Distribution | 42022818.207 | 42023.207 | 41980795 | -6810104.493 | 35170690.507
12 | Customer Accounts | 5010286.08 | 61.08 | 5010225 | 109613.42 | 5119838.42
13 | Sales Expense | 9329.22 | 0.11421 | 9329.1058 | 0 | 9329.1058
14 | Customer Service & Information | 1776406.01 | 4.01 | 1776402 | -1495547.3 | 280854.7
15 | Administrative and General | 27641391.56 | 357565.1424 | 27283826.4176 | 4293253.1536 | 31577079.5712
16 | Undistributed Adjustments | 0 | 0 | 0 | 0 | 0
17 | Total Operation and Maintenance Expense | 477180425.207 | 4175415.6836 | 473005009.5234 | -43550166.709 | 429454842.8144
18
19 | Depreciation and Amortization Expense | 125983659.74 | 1381277.74 | 124602382 | -8351712.566 | 116250669.434
20 | Taxes Other than Federal Income Taxes | 21435609.89 | 376559.89 | 21059050 | 5888215.6613 | 26947265.6613
21 | State Income Tax | -2143873.3 | -886776.3 | -1257097 | -140918.22 | -1398015.22
22 | Interest on Customer Deposits | 1839861.61 | -0.39 | 1839862 | -243878.8885 | 1595983.1115
23 | Other | 12288351.79 | 5266555.17 | 7021796.62 | 153068.9 | 7174865.52
24 | Net Operating Income Before F.I.T. | 90857720.023 | -4857329.48 | 95715049.613 | -10275155.5949 | 85439894.0181
25 | (4): 94457952.613; (5): -10416073.8149; (6): 84041878.7981
26 | (1): Federal Income Tax
27 | Current Federal Income Tax | -4143717 | -1877580 | -2266137 | -469374.6657 | -2735511.6657
28 | Deferred Federal Income Tax | 8216488.45 | 505682.45 | 7710806 | 4873835 | 12584641
29 | Deferred Investment Tax Credit | 0 | 0 | 0 | 0 | 0
30 | ITC Adjustment | 0 | 0 | 0 | 0 | 0
31 | Total Federal Income Taxes | 4072771.45 | -1371897.55 | 5444669 | 4404460.3343 | 9849129.3343
32
33 | Operating Income | 86784948.573 | -3485431.93 | 90270380.613 | -14679615.9292 | 75590764.6838
34 | AFUDC Offset | 6039049.06 | 72863.06 | 5966186 | 4013313.06 | 9979499.06
35 | Net Operating Income | 92823997.633 | -3412568.87 | 96236566.613 | -10666302.8692 | 85570263.7438
36
37 | Electric Plant in Service - Original Cost | 3657961431.12 | 77564198.45 | 3580397232.67 | -601498841.81 | 2978898390.86
38 | Accumulated Provision for Depreciation & Amortization | -1402526541.25 | -24055752.25 | -1378470789 | 354370732.92 | -1024100056.08
39 | Electric Plant In Service - Net | 2255434889.87 | 53508446.2 | 2201926443.67 | -247128108.89 | 1954798334.78
40 | Electric Plant Held for Future Use | 801671.21 | 801.21 | 800870 | 801.21 | 801671.21
41 | Prepayments | 49892012.34 | 48488568.34 | 1403444 | 28641.75 | 1432085.75
42 | Materials & Supplies | 90981940.442 | 1209867.442 | 89772073 | 184807.442 | 89956880.442
43 | Cash Working Capital | 0 | 0 | 0 | -60772164.8793 | -60772164.8793
44 | Construction Work in Progress (excludes AFUDC in CWIP) | 158950249.46 | 1814865.46 | 157135384 | 1649477.66 | 158784861.66
45 | Customer Advances & Deposits & Other | -37460316.32 | -367913.18 | -37092403.14 | 10000000 | -27092403.14
46 | Accumulated Deferred Income Taxes | -453392109.81 | -113764182.81 | -339627927 | 93977971.0942 | -245649955.9058
47 | Rate Base | 2065208337.192 | -9109547.338 | 2074317884.53 | -202058574.6131 | 1872259309.9169 |  | `
48
49 | Rate of Return | 4.495% | 37.46% | 4.639% |  | 4.57%
50
51
52 | (1): Development of Rate Base
53 | (1): Electric Plant in Service
54 | Intangible Plant | 52919.18 | 1058.18 | 51861 | -4029984.82 | -3978123.82 |  | GP-PTD
55 | Capitalized Software | 0 | 0 | 0 | 0 | 0 |  | GP-PTD
56 | Total Intangible Plant | 52919.18 | 1058.18 | 51861 | -4029984.82 | -3978123.82
57
58 | (1): Production Plant
59 | (1): Steam Production
60 | A310 Land & Land Rights | 4986110.3 | 74791.3 | 4911319 | -2780439.54 | 2130879.46 |  | PDAF
61 | A311 Structures and Improvements | 80522248.66 | 1207833.66 | 79314415 | -30319477.32 | 48994937.68 |  | PDAF
62 | A312 Boiler Plant Equipment | 965925688.18 | 14488885.18 | 951436803 | -517583705.86 | 433853097.14 |  | PDAF
63 | A313 Engines/Engine Driven Gen. | 0 | 0 | 0 | 0 | 0 |  | PDAF
64 | A314 Turbogenerator Units | 120155019.1 | 1802325.1 | 118352694 | -54489291.46 | 63863402.54 |  | PDAF
65 | A315 Accessory Electric Equip. | 34660790.64 | 519911.64 | 34140879 | -21412522.95 | 12728356.05 |  | PDAF
66 | A316 Misc. Power Plant Equip. | 14096575.02 | 211449.02 | 13885126 | -7380003.4 | 6505122.6 |  | PDAF
67 | A317 ARO Steam Production Plant | 34041525.87 | 34041525.87 | 0 | 0 | 0
68 | Total Steam Production | 1254387957.77 | 52346721.77 | 1202041236 | -633965440.53 | 568075795.47
69
70 | (1): Nuclear Production
71 | A320 Land & Land Rights | 0 | 0 | 0 | 0 | 0
72 | A321 Structures and Improvements | 0 | 0 | 0 | 0 | 0
73 | A322 Reactor Plant Equipment | 0 | 0 | 0 | 0 | 0
74 | A323 Turbogenerator Units | 0 | 0 | 0 | 0 | 0
75 | A324 Accessory Electric Equip. | 0 | 0 | 0 | 0 | 0
76 | A325 Misc. Power Plant Equipment | 0 | 0 | 0 | 0 | 0
77 | Total Nuclear Production | 0 | 0 | 0 | 0 | 0
78
79 | (1): Hydraulic Production
80 | A330 Land & Land Rights(MACSS Cap) | 0 | 0 | 0 | 0 | 0
81 | A331 Structures and Improvements | 0 | 0 | 0 | 0 | 0
82 | A332 Reserviors, Dams, and Waterways | 0 | 0 | 0 | 0 | 0
83 | A333 Water Wheels, Turbines, and Generators | 0 | 0 | 0 | 0 | 0
84 | A334 Accessory Electric Equipment | 0 | 0 | 0 | 0 | 0
85 | A335 Miscellaneous Power Plant Equip. | 0 | 0 | 0 | 0 | 0
86 | A336 Roads, Railroads, and Bridges | 0 | 0 | 0 | 0 | 0
87 | A337 ARO Hydraulic Production | 0 | 0 | 0 | 0 | 0
88 | Total Hydraulic Production | 0 | 0 | 0 | 0 | 0
89
90 | (1): Other Production
91 | A340 Land & Land Rights | 0 | 0 | 0 | 0 | 0
92 | A341 Structures and Improvements | 0 | 0 | 0 | 0 | 0
93 | A342 Fuel Holder, Producer & Acc | 0 | 0 | 0 | 0 | 0
94 | A343 Prime Movers | 0 | 0 | 0 | 0 | 0
95 | A344 Generators | 0 | 0 | 0 | 0 | 0
96 | A345 Accessory Plant Equipment | 0 | 0 | 0 | 0 | 0
97 | A346 Misc. Power Plant Equipment | 0 | 0 | 0 | 0 | 0
98 | Total Other Production | 0 | 0 | 0 | 0 | 0
99
100 | Total Production Plant | 1254387957.77 | 52346721.77 | 1202041236 | -633965440.53 | 568075795.47
101
102 | FERC AFUDC Adjustment | 289887 | 4348 | 285539 | 4348 | 289887 |  | GP-TRANS
103 | Contra AFUDC Adjustment | 0 | 0 | 0 | 0 | 0
104 | Total AFUDC Adjustment | 289887 | 4348 | 285539 | 4348 | 289887
105
106 | (1): Transmission Plant
107 | A350 Land and Land Rights | 40915361 | 613730 | 40301631 | 613730 | 40915361 |  | TDAF
108 | A351 Computer Software and Equipment | 524302.55 | 7864.55 | 516438 | 7864.55 | 524302.55 |  | TDAF
109 | A352 Structures and Improvements TRAN | 13208261.68 | 198123.68 | 13010138 | 198123.68 | 13208261.68 |  | TDAF
110 | A353 Station Equipment TRAN | 258334915.99 | 3879788.99 | 254455127 | 3879788.99 | 258334915.99 |  | TDAF
111 | A352 Structures and Improvements GEN | 81856.25 | 1228.25 | 80628 | 1228.25 | 81856.25 |  | PDAF
112 | A353 Station Equipment GEN | 12906780.82 | 193601.82 | 12713179 | 193601.82 | 12906780.82 |  | PDAF
113 | A354 Towers and Fixtures | 102470002.24 | 1537050.24 | 100932952 | 1537050.24 | 102470002.24 |  | TDAF
114 | A355 Poles and Fixtures | 196244569.31 | 2943668.31 | 193300901 | 2943668.31 | 196244569.31 |  | TDAF
115 | A356 O.H. Conductors & Devices | 170032722.21 | 2550491.21 | 167482231 | 2550491.21 | 170032722.21 |  | TDAF
116 | A357 Undergound Conduit | 510952.32 | 7664.32 | 503288 | 7664.32 | 510952.32 |  | TDAF
117 | A358 Underground Conductors | 497622.54 | 7464.54 | 490158 | 7464.54 | 497622.54 |  | TDAF
118 | A359 Roads and Trails | 0 | 0 | 0 | 0 | 0 |  | TDAF
119 | Total Transmission Plant | 795727346.91 | 11940675.91 | 783786671 | 11940675.91 | 795727346.91
120
121 | (1): Distribution Plant
122 | A360Land and Land Rights | 12031666.87 | 1408 | 12030258.87 | 0 | 12030258.87 |  | Direct
123 | A361Structures and Improvements | 9858867.65 | 44907 | 9813960.65 | 0 | 9813960.65 |  | Direct
124 | A362Station Equipment | 143799773.08 | 1403788.85 | 142395984.23 | 0 | 142395984.23 |  | Direct
125 | A363Storage Battery Equipment | 1838774.69 | 0 | 1838774.69 | 0 | 1838774.69 |  | SPECIFIC
126 | A364Poles,Towers & Fixtures Primary | 319804008.78 | 0 | 319804008.78 | 0 | 319804008.78 |  | SPECIFIC
127 | A365O.H. Conductors & Devices Primary | 331161834.93 | 0 | 331161834.93 | 18000000 | 349161834.93 |  | SPECIFIC
128 | A366Underground Conduits Primary | 10124390.7 | 0 | 10124390.7 | 0 | 10124390.7 |  | SPECIFIC
129 | A367U.G. Conductors & Devices Primary | 13294742.72 | 0 | 13294742.72 | 0 | 13294742.72 |  | SPECIFIC
130 | A368Line Transformers Primary | 173479732.02 | 0 | 173479732.02 | 0 | 173479732.02 |  | SPECIFIC
131 | A369Services | 79202151.38 | 0 | 79202151.38 | 0 | 79202151.38 |  | SPECIFIC
132 | A370Meters | 25665627.86 | 4102 | 25661525.86 | 0 | 25661525.86 |  | Direct
133 | A371Install. on Customer Prem. | 20343996.83 | 0 | 20343996.83 | 0 | 20343996.83 |  | SPECIFIC
134 | A372Leased Prop. on Cust. Premises | 0 | 0 | 0 | 0 | 0 |  | SPECIFIC
135 | A373Street Lights | 5611681.8 | 0 | 5611681.8 | 0 | 5611681.8 |  | SPECIFIC
136 | A374ARO | 0 | 0 | 0 | 0 | 0 |  | SPECIFIC
137 | Total Distribution Plant | 1146217249.31 | 1454205.85 | 1144763043.46 | 18000000 | 1162763043.46
138
139 | (1): General Plant
140 | A389Land and Land Rights | 2134690.77 | 42693.77 | 2091997 | 42693.77 | 2134690.77 |  | GP-PTD
141 | A390Structures and Improvements | 28738308.34 | 574766.34 | 28163542 | 574766.34 | 28738308.34 |  | GP-PTD
142 | A391Office Furniture & Equip. | 2520799.05 | 50416.05 | 2470383 | 50416.05 | 2520799.05 |  | GP-PTD
143 | A392Transportation Equipment | 24068505.65 | 481369.65 | 23587136 | 481369.65 | 24068505.65 |  | GP-PTD
144 | A393Stores Equipment | 442608.16 | 8852.16 | 433756 | 8852.16 | 442608.16 |  | GP-PTD
145 | A394Tools, Shop & Garage Equip. | 8349659.52 | 166993.52 | 8182666 | 166993.52 | 8349659.52 |  | GP-PTD
146 | A395Laboratory Equipment | 225704.4 | 4514.4 | 221190 | 4514.4 | 225704.4 |  | GP-PTD
147 | A396Power Operated Equipment | 2221244.69 | 44424.69 | 2176820 | 44424.69 | 2221244.69 |  | GP-PTD
148 | A397Communication Equipment | 100776166.75 | 2015523.75 | 98760643 | 2015523.75 | 100776166.75 |  | GP-PTD
149 | A398Misc. Equipment | 2154021.74 | 43080.74 | 2110941 | 43080.74 | 2154021.74 |  | GP-PTD
150 | A399Other Tang. Property | 0 | 0 | 0 | 0 | 0 |  | GP-PTD
151 | 39919ARO General Plant | 158819.18 | 158819.18 | 0 | 0 | 0 |  | Direct
152 | Total General Plant | 171790528.25 | 3591454.25 | 168199074 | 3432635.07 | 171631709.07
153
154 | (1): Completed Construction Not Classified -Acct 106
155 | Intangible Plant | 0 | 0 | 0 | 0 | 0 |  | GP-PTD
156 | Production Plant | 37388841.06 | 560833.06 | 36828008 | 560833.06 | 37388841.06 |  | PDAF
157 | Transmission Plant | 167662293.53 | 2514934.53 | 165147359 | 2514934.53 | 167662293.53 |  | TDAF
158 | Distribution Plant | 77179762.21 | 0 | 77179762.21 | 0 | 77179762.21 |  | Direct
159 | General Plant | 2157835.97 | 43156.97 | 2114679 | 43156.97 | 2157835.97 |  | GP-PTD
160 | Total Completed Construction Not Classified | 284388732.77 | 3118924.56 | 281269808.21 | 3118924.56 | 284388732.77
161
162 | Capital Leases Acct 1011001, 1011004 | 1449570.6 | 1449570.6 | 0 | 0 | 0
163 | Accrued Capital and Operating Leases Acct 1011012, 1011031, 1011032, 1011036 | 3657239.33 | 3657239.33 | 0 | 0 | 0
164 | Total Capital Leases | 5106809.93 | 5106809.93 | 0 | 0 | 0
165
166 | Total Plant in Service | 3657961431.12 | 77564198.45 | 3580397232.67 | -601498841.81 | 2978898390.86
167
168 | Subtotal Gross Plant GP-TRANS | 963389640.44 | 14455610.44 | 948934030 | 14455610.44 | 963389640.44 | 0.985
169
170 | Subtotal Gross Plant GP-DIST | 1223397011.52 | 1454205.85 | 1221942805.67 | 18000000 | 1239942805.67 | 0.999
171
172 | Subtotal Gross Plant GP-T&D | 2186786651.96 | 15909816.29 | 2170876835.67 | 32455610.44 | 2203332446.11 | 0.993
173
174 | Subtotal Gross Plant GP-TOT | 3652854621.19 | 72457388.52 | 3580397232.67 | -601498841.81 | 2978898390.86 | 0.98
175
176 | Subtotal Gross Plant GP-PTD | 3478853337.79 | 68821719.12 | 3410031618.67 | -600944649.03 | 2809086969.64 | 0.98
177
168 | (1): Less: Reserve for Depreciation/RWIP - Accts 1080001,1080011,1080005,1080026
169 | Production | 639835452.18 | 18545486.18 | 621289966 | -357059890.82 | 264230075.18 |  | PDAF
170 | Transmission | 306706762.56 | 3267874.56 | 303438888 | 4600601.56 | 308039489.56 |  | GP-TRANS
171 | Distribution | 385879084.48 | 385879.48 | 385493205 | 385879.48 | 385879084.48 |  | GP-DIST
172 | General | 69582217.82 | 1391644.82 | 68190573 | 1391644.82 | 69582217.82 |  | GP-PTD
173 | Total Reserve for Depreciaton / RWIP | 1402003517.04 | 23590885.04 | 1378412632 | -350681764.96 | 1027730867.04
174
175 | (1): Less Reserve for Amortization
176 | Intangible | 52919.04 | 794.04 | 52125 | -3689090.96 | -3636965.96 |  | GP-PTD
177 | Production | 0 | 0 | 0 | 0 | 0 |  | PDAF
178 | Transmission Plant | 0 | 0 | 0 | 0 | 0
179 | Distribution | 0 | 0 | 0 | 0 | 0
180 | General | 6155 | 123 | 6032 | 123 | 6155 |  | GP-PTD
181 | Total Reserve for Amortization | 59074.04 | 917.04 | 58157 | -3688967.96 | -3630810.96
182
183 | Prov-Leased Assets - Capital Leases 1011006 | 463950.17 | 463950.17 | 0 | 0 | 0
184 | Total Prov-Leased Assets | 463950.17 | 463950.17 | 0 | 0 | 0
185
186 | Total Acc Prov Depreciation and Amortization | 1402526541.25 | 24055752.25 | 1378470789 | -354370732.92 | 1024100056.08
187
188 | Net Electric Plant in Service | 2255434889.87 | 53508446.2 | 2201926443.67 | -247128108.89 | 1954798334.78
189
190 | (1): Construction Work in Progress - Account 107
191 | Intangible | 165387.8 | 165387.8 | 0
192 | AFUDC | 45962.07 | 45962.07 | 0
193 | Total Intangible Plant | 211349.87 | 211349.87 | 0 | 0 | 0
194
195 | Production | 7150701.03 | 107260.03 | 7043441 | 107260.03 | 7150701.03 |  | PDAF
196 | AFUDC | 231544.95 | 3472.95 | 228072 | 3472.95 | 231544.95 |  | PDAF
197 | Total Production Plant | 7382245.98 | 110732.98 | 7271513 | 110732.98 | 7382245.98
198
199 | Transmission | 97286306.11 | 1459294.11 | 95827012 | 1459294.11 | 97286306.11 |  | GP-TRANS
200 | AFUDC | 4862940.11 | 72944.11 | 4789996 | 72944.11 | 4862940.11
201 | Total Transmission Plant | 102149246.22 | 1532238.22 | 100617008 | 1532238.22 | 102149246.22
202
203 | Distribution | 52843883.66 | 52843.66 | 52791040 | 52843.66 | 52843883.66 |  | GP-DIST
204 | AFUDC | 2098206.09 | 2098.09 | 2096108 | 2098.09 | 2098206.09
205 | Total Distribution Plant | 54942089.75 | 54941.75 | 54887148 | 54941.75 | 54942089.75
206
207 | General | 1503970.86 | 30079.86 | 1473891 | 30079.86 | 1503970.86 |  | GP-PTD
208 | AFUDC | 24636.88 | 492.88 | 24144 | 492.88 | 24636.88
209 | Total General Plant | 1528607.74 | 30572.74 | 1498035 | 30572.74 | 1528607.74
210
211 | Total Construction Work in Progress | 166213539.56 | 2105223.36 | 164273704 | 1728485.69 | 166002189.69
212
213 | Total AFUDC | 7263290.1 | 124970.1 | 7138320 | 79008.03 | 7217328.03
214 | Total Construction Work in Progress Less AFUDC | 158950249.46 | 1814865.46 | 157135384 | 1649477.66 | 158784861.66
215
216 | (1): Plant Held for Future Use - Acct 105
217 | Production | 0 | 0 | 0 | 0 | 0 |  | Specific
218 | Transmission | 0 | 0 | 0 | 0 | 0 |  | TDAF
219 | Distribution | 801671.21 | 801.21 | 800870 | 801.21 | 801671.21 |  | GP-DIST
220 | General | 0 | 0 | 0 | 0 | 0 |  | GP-PTD
221 | Total Plant Held for Future Use | 801671.21 | 801.21 | 800870 | 801.21 | 801671.21
222
223 | (1): Materials & Supplies
224 | Fuel / Allowance Inventory | 68139843.04 | 953958.04 | 67185885 | 953958.04 | 68139843.04 |  | EAF
225 | Production M&S Inventory | 12246297.382 | 183694.382 | 12062603 | 183694.382 | 12246297.382 |  | PDAF
226 | Production M&S Inventory | 1854418.79 | 25961.79 | 1828457 | -999098.21 | 829358.79 |  | EAF
227 | Transmission M&S Inventory | 2679400.357 | 40191.357 | 2639209 | 40191.357 | 2679400.357 |  | GP-TRANS
228 | Distribution M&S Inventory | 6061980.873 | 6061.873 | 6055919 | 6061.873 | 6061980.873 |  | GP-DIST
229 | Total Materials & Supplies | 90981940.442 | 1209867.442 | 89772073 | 184807.442 | 89956880.442
230
231 | (1): Prepayments
232 | Prepaid Pension Benefit -1650010, 1650035 | 48459926.59 | 48459926.59 | 0 | 0 | 0 |  | GP-TOT
233 | Prepaid Other | 1432085.75 | 28641.75 | 1403444 | 28641.75 | 1432085.75 |  | GP-TOT
234 | Total Prepayments | 49892012.34 | 48488568.34 | 1403444 | 28641.75 | 1432085.75
235
236
237 | (1): Rate Base Additions (Deductions)
238 | Accumulated Deferred Income Taxes | -453392109.81 | -113764182.81 | -339627927 | 93977971.0942 | -245649955.9058 |  | GP-TOT
239 | Unallocated Deferred FIT | 0 | 0 | 0 | 0 | 0 |  | Direct
240 | Deferred Investment Tax Credit | 0 | 0 | 0 | 0 | 0 |  | Direct
241 | Special Deposits | 2319849.61 | 0 | 2319849.61 | 0 | 2319849.61 |  | Direct
242 | Customer Advances/Credits | -1321972.59 | 0.41 | -1321973 | 0 | -1321973 |  | Specific
243 | Customer Deposits | -38458193.34 | -367913.59 | -38090279.75 | 0 | -38090279.75 |  | Specific
244 | Other Rate Base | 0 | 0 | 0 | 10000000 | 10000000 |  | Direct
245 | After Tax Effect of ARO | 0 | 0 | 0 | 0 | 0 |  | Direct
246 | Total Rate Base Deductions | -490852426.13 | -114132095.99 | -376720330.14 | 103977971.0942 | -272742359.0458
247
248 | Total Rate Base (excludng Cash Working Capital) | 2065208337.192 | -9109547.338 | 2074317884.53 | -141286409.7338 | 1933031474.7962
249
250
251 | Operating Revenues - Sale of Electricity | 650666343.96 | 0 | 650666343.96 | -53897239.2408 | 596769104.7192 |  | Direct
252 | Operating Revenues - Wholesale Sales of Electricity | 5664875.54 | 5664875.54 | 0 | 0 | 0 |  | Direct
253 | Provision for Rate Refund | -6574896 | -6574896 | 0
254
255 | (1): Non-Firm Sales:
256 | Demand Related | 0 | 0 | 0 | 0 | 0
257 | Energy Related | 22603522.4 | 316449.3136 | 22287073.0864 | 316449.3136 | 22603522.4 |  | EAF
258 | Unallocated | 0 | 0 | 0 | 0 | 0
259 | Total Non-Firm Sales | 22603522.4 | 316449.3136 | 22287073.0864 | 316449.3136 | 22603522.4
260
261 | (1): Other Operating Revenues
262 | 450-Forfeited Discounts | 1035101.73 | 0 | 1035102 | 0 | 1035102 |  | SPECIFIC
263 | 451-Miscellaneous Service Revenues | 98240.16 | 0 | 98240 | 643148 | 741388 |  | SPECIFIC
264 | (1): Rent from Electric Property
265 | 4541-Rent-Assoc Cos- Production | 0 | 0 | 0 | 0 | 0 |  | PDAF
266 | 4541-Rent-Assoc Cos- Transmission | 501376.262 | 7520.262 | 493856 | 7520.262 | 501376.262 |  | GP-TRANS
267 | 4541-Rent-Assoc Cos- Distribution | 1021780.748 | 1021.748 | 1020759 | 1021.748 | 1021780.748 |  | GP-DIST
268 | 4542-Rent-Non-Assoc Cos- Production | 2489915.27 | 37348.27 | 2452567 | 37348.27 | 2489915.27 |  | PDAF
269 | 4542-Rent-Non-Assoc Cos- Transmission | 19425 | 291 | 19134 | 291 | 19425 |  | GP-TRANS
270 | 4542-Rent-Non-Assoc Cos- Distribution | 2700 | 3 | 2697 | 3 | 2700 |  | GP-DIST
271 | 4540005 Rent from Elec Prop-Pole Attch | 5147622.4 | 5147.4 | 5142475 | -266246.59 | 4876228.41 |  | GP-DIST
272 | 4540004-Rent-Non-Assoc Cos-ABD Distribution | 18000 | 18 | 17982 | 18 | 18000 |  | GP-DIST
273 | 4540004-Rent-Non-Assoc Cos-ABD Transmission | 0 | 0 | 0 | 0 | 0 |  | GP-TRANS
274 | Total Rent from Electric Property | 9200819.68 | 51349.68 | 9149470 | -220044.31 | 8929425.69
275
276 | (1): Other Electric Revenues
277 | 456-Other Electric Production | 0 | 0 | 0 | 0 | 0 |  | EAF
278 | 456-Other Electric Revenues DSM | 573592.78 | 0 | 573592.78 | -573589.96 | 2.82 |  | Direct
279 | 456-Other Electric Transmission EKPC | 54393 | 54393 | 0 | 0 | 0 |  | Direct
280 | 456-Other Electric LSE Charge - Retail Demand | -58423543.25 | 0 | -58423543.25 | -4256853 | -62680396.25 |  | Direct
281 | 456-Other Electric LSE Charge - Retail Energy | -137135.82 | 0 | -137135.82 | 0 | -137135.82 |  | Direct
282 | 456-Other Electric TO Revenues | 97701230.64 | 1465518.64 | 96235712 | 1465518.64 | 97701230.64 |  | GP-TRANS
283 | 456-Other Electric Non-Juris | 4475949 | 4475949 | 0 | 0 | 0 |  | Direct
284 | 456-Other ElectricTransmission ABD | 111393.83 | 1670.83 | 109723 | 1670.83 | 111393.83 |  | GP-TRANS
285 | 456-Other Electric Distribution ABD | 391867.31 | 392.31 | 391475 | 392.31 | 391867.31 |  | GP-DIST
286 | Total Other Electric Revenues | 44747747.49 | 5997923.78 | 38749823.71 | -3362861.18 | 35386962.53
287
288 | Total Other Operating Revenues | 55081909.06 | 6049273.46 | 49032635.71 | -2939757.49 | 46092878.22
289
290 | Total Operating Revenues | 727441754.96 | 5455702.3136 | 721986052.7564 | -56520547.4172 | 665465505.3392 | 0.993
291
292 | (1): Power Production Expenses
293 | (1): Steam Generation Expenses
294 | 500-Supervision & Engineering | 4075249.41 | 61128.41 | 4014121 | 230517.02 | 4244638.02 |  | PDAF
295 | 501-Fuel Delivered and Consumed | 119941517.16 | 1679181.16 | 118262336 | 3225138.01 | 121487474.01 |  | EAF
296 | 501-Gas Reservation Fee | 8108248.54 | 121623.54 | 7986625 | 121623.54 | 8108248.54 |  | PDAF
297 | 501-Fuel Other | 3995568.91 | 55937.91 | 3939631 | 122617.91 | 4062248.91 |  | EAF
298 | 5010005-Def Fuel | -1066415.02 | -0.02 | -1066415 | -42632032.02 | -43698447.02 |  | SPECIFIC
299 | 502-Steam / Consumables | 5128125.17 | 73537.17 | 5054588 | -2006996.53 | 3047591.47 |  | PDAF / EAF
300 | 503-Steam other Sources | 0 | 0 | 0 | 0 | 0 |  | PDAF
301 | 504-Steam Transferred Credit | 0 | 0 | 0 | 0 | 0 |  | PDAF
302 | 505-Electric | 58098.22 | 833.22 | 57265 | 7562.43 | 64827.43 |  | PDAF / EAF
303 | 506-Misc. Steam Power Expenses | 6077645.74 | 91164.74 | 5986481 | -452844.99 | 5533636.01 |  | PDAF
304 | 507-Rents | 965.85 | 14.85 | 951 | 14.85 | 965.85 |  | PDAF
305 | 508-IPP Operations | 0 | 0 | 0 | 0 | 0 |  | PDAF
306 | 509-Allowances | 79809.01 | 1117.01 | 78692 | 1117.01 | 79809.01 |  | EAF
307 | Total Steam Operation | 146398812.99 | 2084537.99 | 144314275 | -41383282.77 | 102930992.23
308
309 | 510-Supervision & Engineering | 1352873.19 | 20293.19 | 1332580 | 167438.48 | 1500018.48 |  | PDAF
310 | 511-Structures | 1989377.41 | 29840.41 | 1959537 | 46567.04 | 2006104.04 |  | PDAF
311 | 512-Boiler Plant | 14866979.07 | 213192.07 | 14653787 | -896434.08 | 13757352.92 |  | PDAF / EAF
312 | 513-Electric Plant | 4380927.99 | 65713.99 | 4315214 | 155546.83 | 4470760.83 |  | PDAF
313 | 514-Misc Steam Plant | 1406936.23 | 21104.23 | 1385832 | 39187.07 | 1425019.07 |  | PDAF
314 | Total Steam Maintenance | 23997093.89 | 350143.89 | 23646950 | -487694.66 | 23159255.34
315
316 | Total Steam Generation Expense | 170395906.88 | 2434681.88 | 167961225 | -41870977.43 | 126090247.57
317
318 | (1): Other Power Supply Expense
319 | 549&550-Misc Other Power Generation Expense | 0 | 0 | 0 | 0 | 0 |  | PDAF
320 | 555-Purchased Power Expense Demand | 7033579 | 105504 | 6928075 | -1919782.4796 | 5008292.5204 |  | PDAF
321 | 555-Purchased Power Expense Energy | 125459372.99 | 1764993.99 | 123694379 | 2368029.99 | 126062408.99 |  | EAF
322 | 556-Sys Control & Load Dispatching | 63261.1 | 949.1 | 62312 | 949.1 | 63261.1 |  | PDAF
323 | 557- Other Expenses | 793609.86 | 11903.86 | 781706 | 11903.86 | 793609.86 |  | PDAF
324 | Total Other Power Supply Expense | 133349822.95 | 1883350.95 | 131466472 | 461100.4704 | 131927572.4704
325
326 | 558-Solar and Wind Expense | 2897.7 | 43.7 | 2854 | 43.7 | 2897.7 |  | PDAF
327 | Total Solar and Wind Expense | 2897.7 | 43.7 | 2854 | 43.7 | 2897.7
328
329 | Total Production O&M Expense | 303748627.53 | 4318076.53 | 299430551 | -41409833.2596 | 258020717.7404
330
331 | (1): Transmission Expense
332 | 560-Supervision & Engineering | 2017555.06 | 30263.06 | 1987292 | 29211.87 | 2016503.87 |  | GP-TRANS
333 | 561-Load Dispatching - Company | 584141.72 | 8761.72 | 575380 | 8761.72 | 584141.72 |  | GP-TRANS
334 | 561-Load Dispatching - PJM | 1829245.49 | 27438.49 | 1801807 | 27438.49 | 1829245.49 |  | GP-TRANS
335 | 562-Station Equipment | 244494.76 | 3667.76 | 240827 | 3667.76 | 244494.76 |  | GP-TRANS
336 | 563-Overhead Lines | 21867.99 | 327.99 | 21540 | 327.99 | 21867.99 |  | GP-TRANS
337 | 564-Underground Lines | 15.85 | -0.15 | 16 | -0.15 | 15.85 |  | GP-TRANS
338 | 565 LSE Transmission Purchases | 83552774.82 | -0.18 | 83552775 | 5725019.82 | 89277794.82 |  | SPECIFIC
339 | 565 LSE Transmission Purchases - Retail Energy | 167304.17 | 0.17 | 167304 | 0.17 | 167304.17 |  | SPECIFIC
340 | 565 Transmission by Others | 98580 | 1479 | 97101 | 1479 | 98580 |  | GP-TRANS
341 | 565 Transmission Purchases - Non-Juris & Provisions | -688801.43 | -688801.43 | 0 | 0 | 0 |  | Direct
342 | 566-Misc Transmission | 1106052.75 | -46025.25 | 1152078 | -4154449.85 | -3002371.85 |  | GP-TRANS
343 | 567-Rents | 250 | 4 | 246 | 4 | 250 |  | GP-TRANS
344 | Total Transmission Operation Expense | 88933481.18 | -662884.82 | 89596366 | 1641460.82 | 91237826.82
345
346 | (1): Transmission Maintenance
347 | 568-Supervision & Engineering | 15020.86 | 224.86 | 14796 | 224.86 | 15020.86 |  | GP-TRANS
348 | 569-Structures | 223521.62 | 3352.62 | 220169 | 3352.62 | 223521.62 |  | GP-TRANS
349 | 570-Station Equipment | 513673.12 | 7705.12 | 505968 | 7705.12 | 513673.12 |  | GP-TRANS
350 | 571-Overhead Lines | 5877447.38 | 88161.38 | 5789286 | 88581.91 | 5877867.91 |  | GP-TRANS
351 | 572-Underground Lines | 117.14 | 2.14 | 115 | 2.14 | 117.14 |  | GP-TRANS
352 | 573-Misc Transmission Expenses | 9240.28 | 138.28 | 9102 | 138.28 | 9240.28 |  | GP-TRANS
353 | 575- PJM Admin | 1399065.02 | 20986.02 | 1378079 | 20986.02 | 1399065.02 |  | GP-TRANS
354 | Total Transmission Maintenance Expense | 8038085.42 | 120570.42 | 7917515 | 120990.95 | 8038505.95
355
356 | Total Transmission O&M Expense | 96971566.6 | -542314.4 | 97513881 | 1762451.77 | 99276332.77
357
358 | (1): Distribution Expense
359 | 580-Supervision & Engineering | 1451741.18 | 1452.18 | 1450289 | 29762.21 | 1480051.21 |  | GP-DIST
360 | 581-Load Dispatching | 2863.72 | 2.72 | 2861 | 2.72 | 2863.72 |  | GP-DIST
361 | 582-Station Equipment | 370025.66 | 369.66 | 369656 | 369.66 | 370025.66 |  | GP-DIST
362 | 583-Overhead Lines | 723606.94 | 723.94 | 722883 | 30095.29 | 752978.29 |  | GP-DIST
363 | 584-Underground Lines | 362840.37 | 362.37 | 362478 | 432.54 | 362910.54 |  | GP-DIST
364 | 585-Street & Area Lighting | 32898.18 | 33.18 | 32865 | 561.38 | 33426.38 |  | GP-DIST
365 | 586-Meters | 1216051.41 | 1216.41 | 1214835 | 139907.48 | 1354742.48 |  | GP-DIST
366 | 587-Customer Installations | 159098.14 | 159.14 | 158939 | 17927.96 | 176866.96 |  | GP-DIST
367 | 588-Misc Distribution | 5777410.399 | 5777.399 | 5771633 | -1947796.931 | 3823836.069 |  | GP-DIST
368 | 589-Rents | 1105284.15 | 1105.15 | 1104179 | 22253.23 | 1126432.23 |  | GP-DIST
369 | Total Distribution Operation | 11201820.149 | 11202.149 | 11190618 | -1706484.461 | 9484133.539
370
371 | 590-Supervision & Engineering | 57090.82 | 56.82 | 57034 | 3680.16 | 60714.16 |  | GP-DIST
372 | 591-Structures | 14905.81 | 14.81 | 14891 | 14.81 | 14905.81 |  | GP-DIST
373 | 592-Station Equipment | 952821.98 | 952.98 | 951869 | 1025.58 | 952894.58 |  | GP-DIST
374 | 593-Overhead Lines | 29277229.738 | 29276.738 | 29247953 | 1043496.048 | 30291449.048 |  | GP-DIST
375 | 5930010 Storm Expense Amortization | 0 | 0 | 0 | 0 | 0 |  | DIRECT
376 | 5930001 Forestry - Tree & Brush Control | 400808.07 | 401.07 | 400407 | -6159560.73 | -5759153.73 |  | GP-DIST
377 | 594-Underground Lines | 33645.07 | 34.07 | 33611 | 774.67 | 34385.67 |  | GP-DIST
378 | 595-Line Transformers | 7710.4 | 7.4 | 7703 | 385.67 | 8088.67 |  | GP-DIST
379 | 596-Street & Area Lighting | 7686.97 | 7.97 | 7679 | 439.25 | 8118.25 |  | GP-DIST
380 | 597-Meters | 41552.77 | 41.77 | 41511 | 6075.93 | 47586.93 |  | GP-DIST
381 | 598-Misc Distribution Plant | 27546.43 | 27.43 | 27519 | 48.58 | 27567.58 |  | GP-DIST
382 | Total Distribution Maintenance | 30820998.058 | 30821.058 | 30790177 | -5103620.032 | 25686556.968
383
384 | Total Distribution Expense | 42022818.207 | 42023.207 | 41980795 | -6810104.493 | 35170690.507
385 |  | 63722354.998 | 512262.7451 | 63210092.2529 | -5423356.1849 | 57786736.068
386 | (1): Customer Accounts Expense
387 | 901-Supervision & Engineering | 19725.86 | -0.14 | 19726 | -0.14 | 19725.86 |  | CUST
388 | 902-Meter Reading | 377832.44 | 4.44 | 377828 | 30898.46 | 408726.46 |  | CUST
389 | 903-Customer Records & Collection Expense | 4647076.08 | 57.08 | 4647019 | 78715.4 | 4725734.4 |  | CUST
390 | 9040000-Uncollectable Accounts | 0 | 0 | 0 | 0 | 0 |  | CUST
391 | 9040007-Uncollectible Misc Receivables | -57939.54 | -0.54 | -57939 | -0.54 | -57939.54 |  | CUST
392 | 905-Misc Customer Accounts | 23591.24 | 0.24 | 23591 | 0.24 | 23591.24 |  | CUST
393 | Total Customer Accounts | 5010286.08 | 61.08 | 5010225 | 109613.42 | 5119838.42
394
395 | (1): Customer Information Expense
396 | 907-Supervision | 33552.62 | 0.62 | 33552 | 1994.33 | 35546.33 |  | CUST
397 | 908-Customer Assistance | 1718933.79 | 2.79 | 1718931 | -1489654.74 | 229276.26 |  | CUST
398 | 909-Information & Instruction | 0 | 0 | 0 | 0 | 0 |  | CUST
399 | 910-Misc Customer Service | 23919.6 | 0.6 | 23919 | -7886.89 | 16032.11 |  | CUST
400 | Total Customer Information | 1776406.01 | 4.01 | 1776402 | -1495547.3 | 280854.7
401
402 | (1): Customer Service
403 | 911-Supervision | 0 | 0 | 0 | 0 | 0 |  | CUST
404 | 912-Demo & Selling | 9329.22 | 0.11421 | 9329.1058 | 0 | 9329.1058 |  | CUST
405 | 913-Advertising | 0 | 0 | 0 | 0 | 0 |  | CUST
406 | 916-Misc SALES Expense | 0 | 0 | 0 | 0 | 0 |  | CUST
407 | Total Customer Service | 9329.22 | 0.11421 | 9329.1058 | 0 | 9329.1058
408
409 | (1): Administrative & General Expense
410 | 920-Salaries | 12085338.38 | 169194.38 | 11916144 | 447411.37 | 12363555.37 |  | A&G
411 | 921-Office Supplies | 851202.11 | 11917.11 | 839285 | 8023.52 | 847308.52 |  | A&G
412 | 922-Administrative Expense Transferred | -1721098.6 | -24095.3804 | -1697003.2196 | -73495.8304 | -1770499.05 |  | A&G
413 | 923-Outside Services | 5942942.24 | 83201.1914 | 5859741.0486 | 83201.1914 | 5942942.24 |  | A&G
414 | 924-Property Insurance | 1112072.69 | 15569.0177 | 1096503.6723 | 15569.0177 | 1112072.69 |  | A&G
415 | 925-Injuries & Damages | 1893284.88 | 26505.9883 | 1866778.8917 | 26505.9883 | 1893284.88 |  | A&G
416 | 926-Employee Pension & Benefits | 996411.95 | 13949.7673 | 982462.1827 | 3382692.5685 | 4365154.7512 |  | A&G
417 | 9260057 Post Ret Medicare Subsidy Direct | 0 | 0 | 0 | 0 | 0 |  | A&G
418 | 927-Franchise Requirements | 162570.53 | 2275.9874 | 160294.5426 | 2275.9874 | 162570.53 |  | A&G
419 | Regulatory Commission Expense (incl 9280006) | 979706.19 | 0.19 | 979706 | 114528.91 | 1094234.91 |  | SPECIFIC
420 | 928- Rate Case Expense | 2306638.44 | 16594.67 | 2290043.77 | 262407.95 | 2552451.72 |  | SPECIFIC
421 | 930.1-General Advertising Expense | 105335.46 | 1474.6964 | 103860.7636 | -52701.8336 | 51158.93 |  | A&G
422 | 930.2-Misc General Expense | 592234.8 | 8291.2872 | 583943.5128 | 9056.6872 | 593000.2 |  | A&G
423 | 931-Rent | 69509.84 | 972.84 | 68537 | -175.95 | 68361.05 |  | A&G
424 | Total Admin & General Operation | 25376148.91 | 325851.7453 | 25050297.1647 | 4225299.5765 | 29275596.7412
425
426 | 935-Admin & General Maintenance | 2265242.65 | 31713.3971 | 2233529.2529 | 67953.5771 | 2301482.83 |  | A&G
427 | 935 - Software Deferral | 0 | 0 | 0 | 0 | 0 |  | A&G
428 | Total Admin & General Expense | 27641391.56 | 357565.1424 | 27283826.4176 | 4293253.1536 | 31577079.5712
429
430 | Total Operation & Maint Exp | 477180425.207 | 4175415.6836 | 473005009.5234 | -43550166.709 | 429454842.8144 | 0.991
431
432 | Subtotal O&M Labor - OML | 127350385.557 | 398271.6036 | 126263312.5234 | -52998475.7294 | 84124677.794 | 0.991
433
434 | (1): Cash Working Capital
435 | Total Power Production Expense | 0 | 0 | 0 | 0 | 0
436 | Total Transmission Expense | 0 | 0 | 0 | 0 | 0
437 | Total Distribution Expense | 0 | 0 | 0 | 0 | 0
438 | Total Customer Related Expense | 0 | 0 | 0 | 0 | 0
439 | Total Admin.& General Expense | 0 | 0 | 0 | 0 | 0
440 | Subtotal | 0 | 0 | 0 | 0 | 0
441 | (1): Total Cash Working Capital; (5): -60772164.8793; (6): 0
442
443 | (1): Depreciation Expense
444 | Production | 36372558.36 | 545588.36 | 35826970 | -12420976.8875 | 23405993.1125 |  | PDAF
445 | Transmission Excl. GSU's | 25079616.02 | 376194.02 | 24703422 | -1216149.6064 | 23487272.3936 |  | GP-TRANS
446 | Transmission - GSU's | 279198.36 | 4188.36 | 275010 | 4188.36 | 279198.36 |  | PDAF
447 | Distribution | 41318811.47 | 41318.47 | 41277493 | 5162605.0201 | 46440098.0201 |  | GP-DIST
448 | General | 8666811.47 | 173336.47 | 8493475 | 6447089.8078 | 14940564.8078 |  | GP-PTD
449 | Total Depreciation Expense | 111716995.68 | 1140625.68 | 110576370 | -2023243.306 | 108553126.694
450
451 | (1): Amortization Expense
452 | Intangible Plant | 5958426.47 | 119168.47 | 5839258 | -6243774.53 | -404516.53 |  | GP-PTD
453 | Production Plant | 0 | 0 | 0 | 0 | 0 |  | PDAF
454 | Transmission Plant | 38616 | 579 | 38037 | 579 | 38616 |  | GP-TRANS
455 | Distribution Plant | 0 | 0 | 0 | 0 | 0 |  | GP-DIST
456 | General Plant | 0 | 0 | 0 | 0 | 0 |  | GP-PTD
457 | Total Amortization Expense | 5997042.47 | 119747.47 | 5877295 | -6243195.53 | -365900.53
458
459 | (1): Regulatory Debits/Credits
460 | Reg Debits/Credits - 407.3, 407.4 | 8269621.59 | 120904.59 | 8148717 | -85273.73 | 8063443.27 |  | GP-TRANS
461 | Total Regulatory Debits | 8269621.59 | 120904.59 | 8148717 | -85273.73 | 8063443.27
462
463 | Total Depreciation & Amortization Expense | 125983659.74 | 1381277.74 | 124602382 | -8351712.566 | 116250669.434
464
465 | (1): Taxes Other than F.I.T.
466 | (1): Current Payroll Taxes
467 | FICA | 2175630.22 | 19580.22 | 2156050 | 266730.6346 | 2422780.6346 |  | Labor - OML
468 | Fed Unemployment | 9842.02 | 89.02 | 9753 | 89.02 | 9842.02 |  | Labor - OML
469 | State Unemployment | 16812.34 | 151.34 | 16661 | 151.34 | 16812.34 |  | Labor - OML / SPECIFIC
470 | Total Payroll Related Tax | 2202284.58 | 19820.58 | 2182464 | 266970.9946 | 2449434.9946
471
472 | Real and Personal Property Tax | 13561918.63 | 271238.63 | 13290680 | 4345218.9867 | 17635898.9867 |  | GP-TOT
473 | Municipal License | 0 | 0 | 0 | 0 | 0 |  | GP-TOT
474 | P.S.C. | 0 | 0 | 0 | 0 | 0 |  | SPECIFIC
475 | Sales & Use | 55851.05 | 1117.05 | 54734 | 1117.05 | 55851.05 |  | GP-TOT
476 | Regis Fee | 0 | 0 | 0 | 0 | 0 |  | SPECIFIC
477 | State Business Occup Taxes | 5475377.73 | 82130.73 | 5393247 | 1272655.73 | 6665902.73 |  | PDAF
478 | Gross Reciepts Tax | 19396.63 | -0.37 | 19397 | -0.37 | 19396.63 |  | SPECIFIC
479 | Business Franchise Taxes | 0 | 0 | 0 | 0 | 0 |  | SPECIFIC
480 | Federal Excise | 14713.97 | 131.97 | 14582 | 131.97 | 14713.97 |  | Labor - OML
481 | Taxes on Capital Leases | 106067.3 | 2121.3 | 103946 | 2121.3 | 106067.3 |  | GP-PTD
482 | Total Taxes Other than F.I.T. | 21435609.89 | 376559.89 | 21059050 | 5888215.6613 | 26947265.6613
483
484 | AFUDC Offset - Production | -567697.86 | -8515.86 | -559182 | -3948965.86 | -4508147.86 |  | PDAF
485 | AFUDC Offset - Transmission | -3835072.13 | -57526.13 | -3777546 | -57526.13 | -3835072.13 |  | GP-TRANS
486 | AFUDC Offset - Distribution | -1363411.52 | -1363.52 | -1362048 | -1363.52 | -1363411.52 |  | GP-DIST
487 | AFUDC Offset - General | -136388.51 | -2727.51 | -133661 | -2727.51 | -136388.51 |  | GP-PTD
488 | AFUDC Offset - Intangible | -136479.04 | -2730.04 | -133749 | -2730.04 | -136479.04 |  | GP-PTD
489
490 | Interest On Customer Deposits | 1839861.61 | -0.39 | 1839862 | -243878.8885 | 1595983.1115 |  | SPECIFIC
491
492 | (1): Other Expense Items
493 | G/L Disp. Of Util Plant Gain Disp. Of Util Plant 4116000 | -15351 | 0 | -15351 | 0 | -15351 |  | SPECIFIC
494 | Loss Disp. Of Util Plant 4117000 | 0 | 0 | 0 | 0 | 0 |  | Direct
495 | G/L Disp. Of Allowances 411.8 | -180721.49 | -2530.49 | -178191 | -2530.49 | -180721.49 |  | EAF
496 | Accretion 4111005 | 2069335.87 | 31039.87 | 2038296 | 155606.52 | 2193902.52 |  | PDAF
497 | A/R Factoring | 4507849.62 | 0 | 4507849.62 | 0 | 4507849.62 |  | SPECIFIC
498 | Acct 4190005 | -289.13 | -6.13 | -283 | -7.13 | -290.13 |  | NP
499 | Acct 4300001 & 4300003 | 5222992.33 | 5222992.33 | 0 | 0 | 0 |  | Direct
500 | 4310007-Other Interest Expense | 684535.59 | 15059.59 | 669476 | 0 | 669476 |  | NP
501 | Total Other | 12288351.79 | 5266555.17 | 7021796.62 | 153068.9 | 7174865.52
502
503
504 | (1): Income Taxes
505 | Current/Deferred State Income Tax | -2143873.3 | -886776.3 | -1257097 | -140918.22 | -1398015.22 |  | Direct
506 | Current Federal Income Taxes | -4143717 | -1877580 | -2266137 | -469374.6657 | -2735511.6657 |  | Direct
507 | Deferred Federal Income Taxes | 8216488.45 | 505682.45 | 7710806 | 4873835 | 12584641 |  | Direct
508 | Deferred Investment Tax Credit | 0 | 0 | 0 | 0 | 0 |  | Direct
509 | ITC Adjustment | 0 | 0 | 0 | 0 | 0 |  | Direct
510 | Total Income Taxes | 1928898.15 | -2258673.85 | 4187572 | 4263542.1143 | 8451114.1143

## Sch 5
[57 empty] | CAPITALIZATION | Capitalization
Line |  |  | 1 | 2 | 3 | 4 | 5 | 6 | 7 | 8 | 9 | 10 | 11 | 12 | 13 | 14 | 15 | 16 | 17 | 18 | 19 | 20 | 21 | 22 | 23 | 24 | 25 | 26 | 27 | 28 | 29 | ADJ W30-W35 | 36 | 37 | 38 | 39 | 40 | 41 | 42 | 43 | 44 | 45 | 46 | 47 | 48 | 49 | 50 | 51-A | 51-B | 52 | 53 | 54 | 55 | 56 | 57 | 58 | 59 | 60 | 61
No. | Description |  | System Sales Clause - reset OSS Margin Baseline | Adjustment to Recognize Accrued Surcharge Revenue Differences | Book to Bill | Removal of Federal Tax Cut Rider Credits | Annualize Base Rate Revenues | Misc Charges Revenue (Increased Charges) | Decommissioning Rider Removal | Environmental Surcharge Revenue Sync - remove FGD revenue, sync non-FGD revenue, remove deferrals | Fuel Synch Under (Over) Revenue & Expense | Remove PPA Rider Revenue, Expense | Remove DSM Rider Revenue and Expenses | Remove HEAP/REA Surcharge | Remove Tariff K.E.D.S. Revenues and Expenses | Customer Annualization | Weather Normalization | PJM LSE OATT Expense | Removal of Pole Rental Revenues and Expenese to prior periods | Wholesale Load (Due to Ceasing in May 2025) | Remove Mitchell FGD Operating Expenses | O&M Expense Interest on Customer Deposits | Normalization Storm Damage | Amoritization of Storm Expense Reg Assets | Rate Case Expense | Eliminate Misc Expense | Annualization of Lease Costs | Pension and OPEB Expense | Employee Related Group Benefit Expenses | NERC Compliance & Cyber Security | Severance Related Payroll Expenses | Total Incentive Compensation & Payroll Adjustments | Remove Non-Recoverable Business Expenses | Annualization of Depreciation Expense (Excluding ARO Depreciation) at Current Depr Rates | Annualization of ARO Depreciation Expense | Annualization of ARO Accretion Expense | KPSC Maintenance Assessment | KPCo AFUDC Offset | Property Tax Expense Annualization | Sales and Use Tax | State Business Occupation Tax | Non - FAC Eligibile Cost Adj | Remove Pension Settlement Costs from Rate Base | Request to Defer and Amortize Direct Pension Settlement Costs | Annualization Depreciation/Amortization Expense at Updated Depr. Rates | Remove Mitchell from Rate Base and Cost of Service | Veg Management Tree Trimming & Dist Investment | Mitchell Non-ELG Adjustments | Mitchell Non-ELG Adjustments | Turbine Reservation Fee | Remove FIT Expenses - Excess Related to Tax Rider | Interest Sync with going level tax | Total ADIT Adjustment | Cash Working Capital | Remove Mitchell Plant FGD and Consumable Inventory from Rate Base (Mitchell) | Removal NERC Compliance Cyber Security Net Plant from Rate Base | Remove Big Sandy Unit 2 Decommissioning Rider from Capitalization (N/A for Rate Base) | Adjustment to Capital Structure for Securitization | Removal Rockport Def. Reg. Asset net of Def. Tax from Capitalization
1 | Operating Revenues - Sales of Electricity | -53897239.2408 | 2449583 | -515361.637 | 145034 | 2712449.39 | 33001096.5472 | 0 | -5276.19 | -19703413 | -49418888 | -16771447 | 0 | -628079.1 | -373893.79 | -3776111.9253 | -1012931.5357 | 0 | 0 | 0 | 0 | 0 | 0 | 0 | 0 | 0 | 0 | 0 | 0 | 0 | 0 | 0 | 0 | 0 | 0 | 0 | 0 | 0 | 0 | 0 | 0 | 0 | 0 | 0 | 0 | 0 | 0 | 0 | 0 | 0 | 0 | 0 | 0 | 0 | 0 | 0 | 0 | 0 | 0
2 | Operating Revenues - Firm Wholesale Sales of Electricity | 0 | 0 | 0 | 0 | 0 | 0 | 0 | 0 | 0 | 0 | 0 | 0 | 0 | 0 | 0 | 0 | 0 | 0 | 0 | 0 | 0 | 0 | 0 | 0 | 0 | 0 | 0 | 0 | 0 | 0 | 0 | 0 | 0 | 0 | 0 | 0 | 0 | 0 | 0 | 0 | 0 | 0 | 0 | 0 | 0 | 0 | 0 | 0 | 0 | 0 | 0 | 0 | 0 | 0 | 0 | 0 | 0 | 0
3 | Provision for Rate Refund | 0 | 0 | 0 | 0 | 0 | 0 | 0 | 0 | 0 | 0 | 0 | 0 | 0 | 0 | 0 | 0 | 0 | 0 | 0 | 0 | 0 | 0 | 0 | 0 | 0 | 0 | 0 | 0 | 0 | 0 | 0 | 0 | 0 | 0 | 0 | 0 | 0 | 0 | 0 | 0 | 0 | 0 | 0 | 0 | 0 | 0 | 0 | 0 | 0 | 0 | 0 | 0 | 0 | 0 | 0 | 0 | 0 | 0
4 | Other Electric Operating Revenues | -2939757.49 | 0 | 0 | 0 | 0 | 0 | 643148 | 0 | 0 | 0 | 0 | -573589.96 | 0 | 0 | 0 | 0 | -4256853 | -271393.99 | 1518931.46 | 0 | 0 | 0 | 0 | 0 | 0 | 0 | 0 | 0 | 0 | 0 | 0 | 0 | 0 | 0 | 0 | 0 | 0 | 0 | 0 | 0 | 0 | 0 | 0 | 0 | 0 | 0 | 0 | 0 | 0 | 0 | 0 | 0 | 0 | 0 | 0 | 0 | 0 | 0
5 | Non-Firm Sales Revenues | 316449.3136 | 0 | 0 | 0 | 0 | 0 | 0 | 0 | 0 | 0 | 0 | 0 | 0 | 0 | 0 | 0 | 0 | 0 | 316449.3136 | 0 | 0 | 0 | 0 | 0 | 0 | 0 | 0 | 0 | 0 | 0 | 0 | 0 | 0 | 0 | 0 | 0 | 0 | 0 | 0 | 0 | 0 | 0 | 0 | 0 | 0 | 0 | 0 | 0 | 0 | 0 | 0 | 0 | 0 | 0 | 0 | 0 | 0 | 0
6 | Total Operating Revenues | -56520547.4172 | 2449583 | -515361.637 | 145034 | 2712449.39 | 33001096.5472 | 643148 | -5276.19 | -19703413 | -49418888 | -16771447 | -573589.96 | -628079.1 | -373893.79 | -3776111.9253 | -1012931.5357 | -4256853 | -271393.99 | 1835380.7736 | 0 | 0 | 0 | 0 | 0 | 0 | 0 | 0 | 0 | 0 | 0 | 0 | 0 | 0 | 0 | 0 | 0 | 0 | 0 | 0 | 0 | 0 | 0 | 0 | 0 | 0 | 0 | 0 | 0 | 0 | 0 | 0 | 0 | 0 | 0 | 0 | 0 | 0 | 0
7
8 | Operation and Maintenance Expenses
9 | Power Production | -41409833.2596 | 0 | 0 | 0 | 0 | 0 | 0 | 0 | 0 | -42632032 | 611599 | 0 | 0 | 0 | -1596917.7332 | -428368.7464 | 0 | 0 | 4309513.53 | -3541349 | 0 | 0 | 0 | 0 | 0 | 8701.03 | 0 | 0 | 0 | -741761 | 1388584.01 | 0 | 0 | 0 | 0 | 0 | 0 | 0 | 0 | 0 | 1212197.65 | 0 | 0 | 0 | 0 | 0 | 0 | 0 | 0 | 0 | 0 | 0 | 0 | 0 | 0 | 0 | 0 | 0
10 | Transmission | 1762451.77 | 0 | 0 | 0 | 0 | 0 | 0 | 0 | 0 | 0 | -4174374.15 | 0 | 0 | 0 | 0 | 0 | 5725020 | 0 | 209103.03 | 0 | 0 | 0 | 0 | 0 | 0 | -87.77 | 0 | 0 | 0 | 0 | 2790.66 | 0 | 0 | 0 | 0 | 0 | 0 | 0 | 0 | 0 | 0 | 0 | 0 | 0 | 0 | 0 | 0 | 0 | 0 | 0 | 0 | 0 | 0 | 0 | 0 | 0 | 0 | 0
11 | Distribution | -6810104.493 | 0 | 0 | 0 | 0 | 0 | 0 | 0 | 0 | 0 | 0 | 0 | 0 | 0 | 0 | 0 | 0 | 21148.08 | 42023.207 | 0 | 0 | 215408.02 | 0 | 0 | 0 | 95939.06 | 0 | 0 | 0 | -2257483 | 1237190.04 | -4368.1 | 0 | 0 | 0 | 0 | 0 | 0 | 0 | 0 | 0 | 0 | 0 | 0 | 0 | -6159961.8 | 0 | 0 | 0 | 0 | 0 | 0 | 0 | 0 | 0 | 0 | 0 | 0
12 | Customer Accounts | 109613.42 | 0 | 0 | 0 | 0 | 0 | 0 | 0 | 0 | 0 | 0 | 0 | 0 | 0 | 0 | 0 | 0 | 0 | 61.08 | 0 | 0 | 0 | 0 | 0 | 0 | 8190.05 | 0 | 0 | 0 | 0 | 101362.29 | 0 | 0 | 0 | 0 | 0 | 0 | 0 | 0 | 0 | 0 | 0 | 0 | 0 | 0 | 0 | 0 | 0 | 0 | 0 | 0 | 0 | 0 | 0 | 0 | 0 | 0 | 0
13 | Sales Expense | 0 | 0 | 0 | 0 | 0 | 0 | 0 | 0 | 0 | 0 | 0 | 0 | 0 | 0 | 0 | 0 | 0 | 0 | 0 | 0 | 0 | 0 | 0 | 0 | 0 | 0 | 0 | 0 | 0 | 0 | 0 | 0 | 0 | 0 | 0 | 0 | 0 | 0 | 0 | 0 | 0 | 0 | 0 | 0 | 0 | 0 | 0 | 0 | 0 | 0 | 0 | 0 | 0 | 0 | 0 | 0 | 0 | 0
14 | Customer Service & Information | -1495547.3 | 0 | 0 | 0 | 0 | 0 | 0 | 0 | 0 | 0 | 0 | -515763.12 | -628079.1 | -373893.79 | 0 | 0 | 0 | 0 | 22.01 | 0 | 0 | 0 | 0 | 0 | 0 | 56.29 | 0 | 0 | 0 | 0 | 29997.9 | -7887.49 | 0 | 0 | 0 | 0 | 0 | 0 | 0 | 0 | 0 | 0 | 0 | 0 | 0 | 0 | 0 | 0 | 0 | 0 | 0 | 0 | 0 | 0 | 0 | 0 | 0 | 0
15 | Administrative and General | 4293253.1536 | 0 | 0 | 0 | 0 | 0 | 0 | 0 | 0 | 0 | 0 | 0 | 0 | 0 | 0 | 0 | 0 | 0 | 340970.4724 | 0 | 0 | 0 | 0 | 241938.96 | -54803.77 | 4144.8 | 4985006.8612 | -61787 | 0 | -87305 | 370977.9 | -11915.79 | 0 | 0 | 0 | 114528.72 | 0 | 0 | 0 | 0 | 0 | -1689276 | 140773 | 0 | 0 | 0 | 0 | 0 | 0 | 0 | 0 | 0 | 0 | 0 | 0 | 0 | 0 | 0
16 | Undistributed Adjustments | 0 | 0 | 0 | 0 | 0 | 0 | 0 | 0 | 0 | 0 | 0 | 0 | 0 | 0 | 0 | 0 | 0 | 0 | 0 | 0 | 0 | 0 | 0 | 0 | 0 | 0 | 0 | 0 | 0 | 0 | 0 | 0 | 0 | 0 | 0 | 0 | 0 | 0 | 0 | 0 | 0 | 0 | 0 | 0 | 0 | 0 | 0 | 0 | 0 | 0 | 0 | 0 | 0 | 0 | 0 | 0 | 0 | 0
17 | Total Operation and Maintenance Expense | -43550166.709 | 0 | 0 | 0 | 0 | 0 | 0 | 0 | 0 | -42632032 | -3562775.15 | -515763.12 | -628079.1 | -373893.79 | -1596917.7332 | -428368.7464 | 5725020 | 21148.08 | 4901693.3294 | -3541349 | 0 | 215408.02 | 0 | 241938.96 | -54803.77 | 116943.46 | 4985006.8612 | -61787 | 0 | -3086549 | 3130902.8 | -24171.38 | 0 | 0 | 0 | 114528.72 | 0 | 0 | 0 | 0 | 1212197.65 | -1689276 | 140773 | 0 | 0 | -6159961.8 | 0 | 0 | 0 | 0 | 0 | 0 | 0 | 0 | 0 | 0 | 0 | 0
18
19 | Depreciation and Amortization Expense | -8351712.566 | 0 | 0 | 0 | 0 | 0 | 0 | -209318.32 | 1980517.1109 | 0 | 0 | 0 | 0 | 0 | 0 | 0 | 0 | 0 | 1384417.74 | -9355669 | 0 | 0 | 0 | 0 | 0 | 0 | 0 | 0 | 465475.204 | 0 | 0 | 0 | 3942450 | 113368.78 | 0 | 0 | 0 | 0 | 0 | 0 | 0 | 0 | 0 | 1167941.9025 | -8425895.9835 | 585000 | 0 | 0 | 0 | 0 | 0 | 0 | 0 | 0 | 0 | 0 | 0 | 0
20 | Taxes Other than Federal Income Taxes | 5888215.6613 | 0 | 0 | 0 | 0 | 0 | 0 | 0 | 0 | 0 | 0 | 0 | 0 | 0 | 0 | 0 | 0 | 0 | 376559.89 | -188833 | 0 | 0 | 0 | 0 | 0 | 0 | 0 | 0 | 0 | 0 | 247150.4146 | 0 | 0 | 0 | 0 | 0 | 0 | 4262813.3567 | 0 | 1190525 | 0 | 0 | 0 | 0 | 0 | 0 | 0 | 0 | 0 | 0 | 0 | 0 | 0 | 0 | 0 | 0 | 0 | 0
21 | State Income Tax | -132462.65 | 122717 | -25818 | 7266 | 135886 | 1653256 | 32220 | 10222 | -1086300 | -340001 | -661715 | -2897 | 0 | 0 | -109171 | -29285 | -500062 | -14655 | -243261 | 655562 | 12218 | -10791 | 0 | -12120 | 2746 | -5859 | 0 | 3095 | -23319 | 154627 | -169230 | 1211 | 0 | 0 | -6240 | -5738 | -294880 | -213554 | 0 | -59642 | -60727 | 84628 | -7052 | -422112 | 422112 | 279289 | 0 | 0 | 0 | 0 | 594911.35 | 0 | 0 | 0 | 0 | 0 | 0 | 0
22 | Interest on Customer Deposits | -243878.8885 | 0 | 0 | 0 | 0 | 0 | 0 | 0 | 0 | 0 | 0 | 0 | 0 | 0 | 0 | 0 | 0 | 0 | 0 | 0 | -243878.8885 | 0 | 0 | 0 | 0 | 0 | 0 | 0 | 0 | 0 | 0 | 0 | 0 | 0 | 0 | 0 | 0 | 0 | 0 | 0 | 0 | 0 | 0 | 0 | 0 | 0 | 0 | 0 | 0 | 0 | 0 | 0 | 0 | 0 | 0 | 0 | 0 | 0
23 | Other | 153068.9 | 0 | 0 | 0 | 0 | 0 | 0 | 0 | 0 | 0 | 0 | 0 | 0 | 0 | 0 | 0 | 0 | 0 | 28502.25 | 0 | 0 | 0 | 0 | 0 | 0 | 0 | 0 | 0 | 0 | 0 | 0 | 0 | 0 | 0 | 124566.65 | 0 | 0 | 0 | 0 | 0 | 0 | 0 | 0 | 0 | 0 | 0 | 0 | 0 | 0 | 0 | 0 | 0 | 0 | 0 | 0 | 0 | 0 | 0
24 | Net Operating Income Before F.I.T. | -10283611.1649 | 2326866 | -489543.637 | 137768 | 2576563.39 | 31347840.5472 | 610928 | 193820.13 | -20597630.111 | -6446855 | -12546956.85 | -54929.84 | 0 | 0 | -2070023.1921 | -555277.7892 | -9481811 | -277887.07 | -4612531.4358 | 12430289 | 231660.8885 | -204617.02 | 0 | -229818.96 | 52057.77 | -111084.46 | -4985006.8612 | 58692 | -442156.204 | 2931922 | -3208823.2146 | 22960.38 | -3942450 | -113368.78 | -118326.65 | -108790.72 | 294880 | -4049259.3567 | 0 | -1130883 | -1151470.65 | 1604648 | -133721 | -745829.9025 | 8003783.9835 | 5295672.8 | 0 | 0 | 0 | 0 | -594911.35 | 0 | 0 | 0 | 0 | 0 | 0 | 0
25 | pre-tax | -10416073.8149 | 2449583 | -515361.637 | 145034 | 2712449.39 | 33001096.5472 | 643148 | 204042.13 | -21683930.111 | -6786856 | -13208671.85 | -57826.84 | 0 | 0 | -2179194.1921 | -584562.7892 | -9981873 | -292542.07 | -4855792.4358 | 13085851 | 243878.8885 | -215408.02 | 0 | -241938.96 | 54803.77 | -116943.46 | -4985006.8612 | 61787 | -465475.204 | 3086549 | -3378053.2146 | 24171.38 | -3942450 | -113368.78 | -124566.65 | -114528.72 | 0 | -4262813.3567 | 0 | -1190525 | -1212197.65 | 1689276 | -140773 | -1167941.9025 | 8425895.9835 | 5574961.8 | 0 | 0 | 0 | 0 | 0 | 0 | 0 | 0 | 0 | 0 | 0 | 0
26 | Federal Income Tax
27 | Current Federal Income Tax | -527461.6657 | 488642 | -102804 | 28931 | 541078 | 6583047 | 128295 | 40702 | -4325502 | -1353840 | -2634861 | -11535 | 0 | 0 | -434705 | -116608 | -1991180 | -58356 | -968632 | 2610361 | 48649 | -42970 | 0 | -48262 | 10932 | -23328 | 0 | 12325 | -92853 | 615704 | -673853 | 4822 | 0 | 0 | -24849 | -22846 | -1174172 | -850344 | 0 | -237485 | -241809 | 336976 | -28081 | -1680795 | 1680795 | 1112091 | 0 | 0 | 0 | 0 | 2368858.3343 | 0 | 0 | 0 | 0 | 0 | 0 | 0
28 | Deferred Federal Income Tax | 4873835 | 0 | 0 | 0 | 0 | 0 | 0 | 0 | 0 | 0 | 0 | 0 | 0 | 0 | 0 | 0 | 0 | 0 | 195366 | 0 | 0 | 0 | 0 | 0 | 0 | 0 | -1046851 | 0 | 0 | 0 | 0 | 0 | -442599 | -23807 | 0 | 0 | 1236096 | 0 | 0 | 0 | 0 | 0 | 0 | 1053489 | 0 | 0 | 0 | 0 | 0 | 3902141 | 0 | 0 | 0 | 0 | 0 | 0 | 0 | 0
29 | Deferred Investment Tax Credit | 0 | 0 | 0 | 0 | 0 | 0 | 0 | 0 | 0 | 0 | 0 | 0 | 0 | 0 | 0 | 0 | 0 | 0 | 0 | 0 | 0 | 0 | 0 | 0 | 0 | 0 | 0 | 0 | 0 | 0 | 0 | 0 | 0 | 0 | 0 | 0 | 0 | 0 | 0 | 0 | 0 | 0 | 0 | 0 | 0 | 0 | 0 | 0 | 0 | 0 | 0 | 0 | 0 | 0 | 0 | 0 | 0 | 0
30 | ITC Adjustment | 0 | 0 | 0 | 0 | 0 | 0 | 0 | 0 | 0 | 0 | 0 | 0 | 0 | 0 | 0 | 0 | 0 | 0 | 0 | 0 | 0 | 0 | 0 | 0 | 0 | 0 | 0 | 0 | 0 | 0 | 0 | 0 | 0 | 0 | 0 | 0 | 0 | 0 | 0 | 0 | 0 | 0 | 0 | 0 | 0 | 0 | 0 | 0 | 0 | 0 | 0 | 0 | 0 | 0 | 0 | 0 | 0 | 0
31 | Total Federal Income Taxes | 4346373.3343 | 488642 | -102804 | 28931 | 541078 | 6583047 | 128295 | 40702 | -4325502 | -1353840 | -2634861 | -11535 | 0 | 0 | -434705 | -116608 | -1991180 | -58356 | -773266 | 2610361 | 48649 | -42970 | 0 | -48262 | 10932 | -23328 | -1046851 | 12325 | -92853 | 615704 | -673853 | 4822 | -442599 | -23807 | -24849 | -22846 | 61924 | -850344 | 0 | -237485 | -241809 | 336976 | -28081 | -627306 | 1680795 | 1112091 | 0 | 0 | 0 | 3902141 | 2368858.3343 | 0 | 0 | 0 | 0 | 0 | 0 | 0
32
33 | Operating Income | -14629984.4992 | 1838224 | -386739.637 | 108837 | 2035485.39 | 24764793.5472 | 482633 | 153118.13 | -16272128.111 | -5093015 | -9912095.85 | -43394.84 | 0 | 0 | -1635318.1921 | -438669.7892 | -7490631 | -219531.07 | -3839265.4358 | 9819928 | 183011.8885 | -161647.02 | 0 | -181556.96 | 41125.77 | -87756.46 | -3938155.8612 | 46367 | -349303.204 | 2316218 | -2534970.2146 | 18138.38 | -3499851 | -89561.78 | -93477.65 | -85944.72 | 232956 | -3198915.3567 | 0 | -893398 | -909661.65 | 1267672 | -105640 | -118523.9025 | 6322988.9835 | 4183581.8 | 0 | 0 | 0 | -3902141 | -2963769.6843 | 0 | 0 | 0 | 0 | 0 | 0 | 0
34 | AFUDC Offset | 4013313.06 | 0 | 0 | 0 | 0 | 0 | 0 | 0 | 0 | 0 | 0 | 0 | 0 | 0 | 0 | 0 | 0 | 0 | 72863.06 | 0 | 0 | 0 | 0 | 0 | 0 | 0 | 0 | 0 | 0 | 0 | 0 | 0 | 0 | 0 | 0 | 0 | 3940450 | 0 | 0 | 0 | 0 | 0 | 0 | 0 | 0 | 0 | 0 | 0 | 0 | 0 | 0 | 0 | 0 | 0 | 0 | 0 | 0 | 0
35 | Net Operating Income | -10616671.4392 | 1838224 | -386739.637 | 108837 | 2035485.39 | 24764793.5472 | 482633 | 153118.13 | -16272128.111 | -5093015 | -9912095.85 | -43394.84 | 0 | 0 | -1635318.1921 | -438669.7892 | -7490631 | -219531.07 | -3766402.3758 | 9819928 | 183011.8885 | -161647.02 | 0 | -181556.96 | 41125.77 | -87756.46 | -3938155.8612 | 46367 | -349303.204 | 2316218 | -2534970.2146 | 18138.38 | -3499851 | -89561.78 | -93477.65 | -85944.72 | 4173406 | -3198915.3567 | 0 | -893398 | -909661.65 | 1267672 | -105640 | -118523.9025 | 6322988.9835 | 4183581.8 | 0 | 0 | 0 | -3902141 | -2963769.6843 | 0 | 0 | 0 | 0 | 0 | 0 | 0
36
37 | Electric Plant in Service - Original Cost | -601498841.81 | 0 | 0 | 0 | 0 | 0 | 0 | 0 | 0 | 0 | 0 | 0 | 0 | 0 | 0 | 0 | 0 | 0 | 36802837.62 | 0 | 0 | 0 | 0 | 0 | 0 | 0 | 0 | 0 | 0 | 0 | 0 | 0 | 0 | 0 | 0 | 0 | 0 | 0 | 0 | 0 | 0 | 0 | 0 | 0 | -327699887.43 | 18000000 | 60391028.62 | -60391028.62 | 0 | 0 | 0 | 0 | 0 | -324570749 | -4031043 | 0 | 0 | 0
38 | Accumulated Provision for Depreciation & Amortization | 354370732.92 | 0 | 0 | 0 | 0 | 0 | 0 | 0 | 0 | 0 | 0 | 0 | 0 | 0 | 0 | 0 | 0 | 0 | -15976575.08 | 0 | 0 | 0 | 0 | 0 | 0 | 0 | 0 | 0 | 0 | 0 | 0 | 0 | 0 | 0 | 0 | 0 | 0 | 0 | 0 | 0 | 0 | 0 | 0 | 0 | 200045017 | 0 | 2147169.65 | -2147169.65 | 0 | 0 | 0 | 0 | 0 | 166612406 | 3689885 | 0 | 0 | 0
39 | Electric Plant In Service - Net | -247128108.89 | 0 | 0 | 0 | 0 | 0 | 0 | 0 | 0 | 0 | 0 | 0 | 0 | 0 | 0 | 0 | 0 | 0 | 20826262.54 | 0 | 0 | 0 | 0 | 0 | 0 | 0 | 0 | 0 | 0 | 0 | 0 | 0 | 0 | 0 | 0 | 0 | 0 | 0 | 0 | 0 | 0 | 0 | 0 | 0 | -127654870.43 | 18000000 | 62538198.27 | -62538198.27 | 0 | 0 | 0 | 0 | 0 | -157958343 | -341158 | 0 | 0 | 0
40 | Electric Plant Held for Future Use | 801.21 | 0 | 0 | 0 | 0 | 0 | 0 | 0 | 0 | 0 | 0 | 0 | 0 | 0 | 0 | 0 | 0 | 0 | 801.21 | 0 | 0 | 0 | 0 | 0 | 0 | 0 | 0 | 0 | 0 | 0 | 0 | 0 | 0 | 0 | 0 | 0 | 0 | 0 | 0 | 0 | 0 | 0 | 0 | 0 | 0 | 0 | 0 | 0 | 0 | 0 | 0 | 0 | 0 | 0 | 0 | 0 | 0 | 0
41 | Prepayments | 28641.75 | 0 | 0 | 0 | 0 | 0 | 0 | 0 | 0 | 0 | 0 | 0 | 0 | 0 | 0 | 0 | 0 | 0 | 28641.75 | 0 | 0 | 0 | 0 | 0 | 0 | 0 | 0 | 0 | 0 | 0 | 0 | 0 | 0 | 0 | 0 | 0 | 0 | 0 | 0 | 0 | 0 | 0 | 0 | 0 | 0 | 0 | 0 | 0 | 0 | 0 | 0 | 0 | 0 | 0 | 0 | 0 | 0 | 0
42 | Materials & Supplies | 184807.442 | 0 | 0 | 0 | 0 | 0 | 0 | 0 | 0 | 0 | 0 | 0 | 0 | 0 | 0 | 0 | 0 | 0 | 1209867.442 | 0 | 0 | 0 | 0 | 0 | 0 | 0 | 0 | 0 | 0 | 0 | 0 | 0 | 0 | 0 | 0 | 0 | 0 | 0 | 0 | 0 | 0 | 0 | 0 | 0 | 0 | 0 | 0 | 0 | 0 | 0 | 0 | 0 | 0 | -1025060 | 0 | 0 | 0 | 0
43 | Cash Working Capital | -60772164.8793 | 0 | 0 | 0 | 0 | 0 | 0 | 0 | 0 | 0 | 0 | 0 | 0 | 0 | 0 | 0 | 0 | 0 | 0 | 0 | 0 | 0 | 0 | 0 | 0 | 0 | 0 | 0 | 0 | 0 | 0 | 0 | 0 | 0 | 0 | 0 | 0 | 0 | 0 | 0 | 0 | 0 | 0 | 0 | 0 | 0 | 0 | 0 | 0 | 0 | 0 | 0 | -60772164.8793 | 0 | 0 | 0 | 0 | 0
44 | Construction Work in Progress | 1649477.66 | 0 | 0 | 0 | 0 | 0 | 0 | 0 | 0 | 0 | 0 | 0 | 0 | 0 | 0 | 0 | 0 | 0 | 1649477.66 | 0 | 0 | 0 | 0 | 0 | 0 | 0 | 0 | 0 | 0 | 0 | 0 | 0 | 0 | 0 | 0 | 0 | 0 | 0 | 0 | 0 | 0 | 0 | 0 | 0 | 0 | 0 | 0 | 0 | 0 | 0 | 0 | 0 | 0 | 0 | 0 | 0 | 0 | 0
45 | Customer Advances & Deposits & Other | 10000000 | 0 | 0 | 0 | 0 | 0 | 0 | 0 | 0 | 0 | 0 | 0 | 0 | 0 | 0 | 0 | 0 | 0 | 0 | 0 | 0 | 0 | 0 | 0 | 0 | 0 | 0 | 0 | 0 | 0 | 0 | 0 | 0 | 0 | 0 | 0 | 0 | 0 | 0 | 0 | 0 | 0 | 0 | 0 | 0 | 0 | 0 | 0 | 10000000 | 0 | 0 | 0 | 0 | 0 | 0 | 0 | 0 | 0 | 0
46 | Accumulated Deferred Income Taxes | 93977971.0942 | 0 | 0 | 0 | 0 | 0 | 0 | 0 | 0 | 0 | 0 | 0 | 0 | 0 | 0 | 0 | 0 | 0 | -5514295.87 | 0 | 0 | 0 | 0 | 0 | 0 | 0 | 0 | 0 | 0 | 0 | 0 | 0 | 0 | 0 | 0 | 0 | 0 | 0 | 0 | 0 | 0 | 0 | 0 | 0 | 0 | 0 | 0 | 0 | 0 | 0 | 0 | 54614594.9642 | 0 | 44877672 | 0 | 0 | 0 | 0
47 | Rate Base | -202058574.6131 | 0 | 0 | 0 | 0 | 0 | 0 | 0 | 0 | 0 | 0 | 0 | 0 | 0 | 0 | 0 | 0 | 0 | 18200754.732 | 0 | 0 | 0 | 0 | 0 | 0 | 0 | 0 | 0 | 0 | 0 | 0 | 0 | 0 | 0 | 0 | 0 | 0 | 0 | 0 | 0 | 0 | 0 | 0 | 0 | -127654870.43 | 18000000 | 62538198.27 | -62538198.27 | 10000000 | 0 | 0 | 54614594.9642 | -60772164.8793 | -114105731 | -341158 | 0 | 0 | 0
48
49
50
51
52 | Development of Rate Base
53 | Electric Plant in Service
54 | Intangible Plant | -4029984.82 | 0 | 0 | 0 | 0 | 0 | 0 | 0 | 0 | 0 | 0 | 0 | 0 | 0 | 0 | 0 | 0 | 0 | 1058.18 | 0 | 0 | 0 | 0 | 0 | 0 | 0 | 0 | 0 | 0 | 0 | 0 | 0 | 0 | 0 | 0 | 0 | 0 | 0 | 0 | 0 | 0 | 0 | 0 | 0 | 0 | 0 | 0 | 0 | 0 | 0 | 0 | 0 | 0 | 0 | -4031043 | 0 | 0 | 0
55 | Capitalized Software | 0 | 0 | 0 | 0 | 0 | 0 | 0 | 0 | 0 | 0 | 0 | 0 | 0 | 0 | 0 | 0 | 0 | 0 | 0 | 0 | 0 | 0 | 0 | 0 | 0 | 0 | 0 | 0 | 0 | 0 | 0 | 0 | 0 | 0 | 0 | 0 | 0 | 0 | 0 | 0 | 0 | 0 | 0 | 0 | 0 | 0 | 0 | 0 | 0 | 0 | 0 | 0 | 0 | 0 | 0 | 0 | 0 | 0
56 | Total Intangible Plant | -4029984.82 | 0 | 0 | 0 | 0 | 0 | 0 | 0 | 0 | 0 | 0 | 0 | 0 | 0 | 0 | 0 | 0 | 0 | 1058.18 | 0 | 0 | 0 | 0 | 0 | 0 | 0 | 0 | 0 | 0 | 0 | 0 | 0 | 0 | 0 | 0 | 0 | 0 | 0 | 0 | 0 | 0 | 0 | 0 | 0 | 0 | 0 | 0 | 0 | 0 | 0 | 0 | 0 | 0 | 0 | -4031043 | 0 | 0 | 0
57
58 | Production Plant
59 | Steam Production
60 | A310 Land & Land Rights | -2780439.54 | 0 | 0 | 0 | 0 | 0 | 0 | 0 | 0 | 0 | 0 | 0 | 0 | 0 | 0 | 0 | 0 | 0 | 74791.3 | 0 | 0 | 0 | 0 | 0 | 0 | 0 | 0 | 0 | 0 | 0 | 0 | 0 | 0 | 0 | 0 | 0 | 0 | 0 | 0 | 0 | 0 | 0 | 0 | 0 | -2855230.84 | 0 | 0 | 0 | 0 | 0 | 0 | 0 | 0 | 0 | 0 | 0 | 0 | 0
61 | A311 Structures and Improvements | -30319477.32 | 0 | 0 | 0 | 0 | 0 | 0 | 0 | 0 | 0 | 0 | 0 | 0 | 0 | 0 | 0 | 0 | 0 | 1207833.66 | 0 | 0 | 0 | 0 | 0 | 0 | 0 | 0 | 0 | 0 | 0 | 0 | 0 | 0 | 0 | 0 | 0 | 0 | 0 | 0 | 0 | 0 | 0 | 0 | 0 | -31527310.98 | 0 | 3363486.46 | -3363486.46 | 0 | 0 | 0 | 0 | 0 | 0 | 0 | 0 | 0 | 0
62 | A312 Boiler Plant Equipment | -517583705.86 | 0 | 0 | 0 | 0 | 0 | 0 | 0 | 0 | 0 | 0 | 0 | 0 | 0 | 0 | 0 | 0 | 0 | 14488885.18 | 0 | 0 | 0 | 0 | 0 | 0 | 0 | 0 | 0 | 0 | 0 | 0 | 0 | 0 | 0 | 0 | 0 | 0 | 0 | 0 | 0 | 0 | 0 | 0 | 0 | -207501842.04 | 0 | 23555190.22 | -23555190.22 | 0 | 0 | 0 | 0 | 0 | -324570749 | 0 | 0 | 0 | 0
63 | A313 Engines/Engine Driven Gen. | 0 | 0 | 0 | 0 | 0 | 0 | 0 | 0 | 0 | 0 | 0 | 0 | 0 | 0 | 0 | 0 | 0 | 0 | 0 | 0 | 0 | 0 | 0 | 0 | 0 | 0 | 0 | 0 | 0 | 0 | 0 | 0 | 0 | 0 | 0 | 0 | 0 | 0 | 0 | 0 | 0 | 0 | 0 | 0 | 0 | 0 | 0 | 0 | 0 | 0 | 0 | 0 | 0 | 0 | 0 | 0 | 0 | 0
64 | A314 Turbogenerator Units | -54489291.46 | 0 | 0 | 0 | 0 | 0 | 0 | 0 | 0 | 0 | 0 | 0 | 0 | 0 | 0 | 0 | 0 | 0 | 1802325.1 | 0 | 0 | 0 | 0 | 0 | 0 | 0 | 0 | 0 | 0 | 0 | 0 | 0 | 0 | 0 | 0 | 0 | 0 | 0 | 0 | 0 | 0 | 0 | 0 | 0 | -56291616.56 | 0 | 5164479.5 | -5164479.5 | 0 | 0 | 0 | 0 | 0 | 0 | 0 | 0 | 0 | 0
65 | A315 Accessory Electric Equip. | -21412522.95 | 0 | 0 | 0 | 0 | 0 | 0 | 0 | 0 | 0 | 0 | 0 | 0 | 0 | 0 | 0 | 0 | 0 | 519911.64 | 0 | 0 | 0 | 0 | 0 | 0 | 0 | 0 | 0 | 0 | 0 | 0 | 0 | 0 | 0 | 0 | 0 | 0 | 0 | 0 | 0 | 0 | 0 | 0 | 0 | -21932434.59 | 0 | 652764.43 | -652764.43 | 0 | 0 | 0 | 0 | 0 | 0 | 0 | 0 | 0 | 0
66 | A316 Misc. Power Plant Equip. | -7380003.4 | 0 | 0 | 0 | 0 | 0 | 0 | 0 | 0 | 0 | 0 | 0 | 0 | 0 | 0 | 0 | 0 | 0 | 211449.02 | 0 | 0 | 0 | 0 | 0 | 0 | 0 | 0 | 0 | 0 | 0 | 0 | 0 | 0 | 0 | 0 | 0 | 0 | 0 | 0 | 0 | 0 | 0 | 0 | 0 | -7591452.42 | 0 | 1090094.25 | -1090094.25 | 0 | 0 | 0 | 0 | 0 | 0 | 0 | 0 | 0 | 0
67 | A317 ARO Steam Production Plant | 0 | 0 | 0 | 0 | 0 | 0 | 0 | 0 | 0 | 0 | 0 | 0 | 0 | 0 | 0 | 0 | 0 | 0 | 0 | 0 | 0 | 0 | 0 | 0 | 0 | 0 | 0 | 0 | 0 | 0 | 0 | 0 | 0 | 0 | 0 | 0 | 0 | 0 | 0 | 0 | 0 | 0 | 0 | 0 | 0 | 0 | 0 | 0 | 0 | 0 | 0 | 0 | 0 | 0 | 0 | 0 | 0 | 0
68 | Total Steam Production | -633965440.53 | 0 | 0 | 0 | 0 | 0 | 0 | 0 | 0 | 0 | 0 | 0 | 0 | 0 | 0 | 0 | 0 | 0 | 18305195.9 | 0 | 0 | 0 | 0 | 0 | 0 | 0 | 0 | 0 | 0 | 0 | 0 | 0 | 0 | 0 | 0 | 0 | 0 | 0 | 0 | 0 | 0 | 0 | 0 | 0 | -327699887.43 | 0 | 33826014.86 | -33826014.86 | 0 | 0 | 0 | 0 | 0 | -324570749 | 0 | 0 | 0 | 0
69
70 | Nuclear Production
71 | A320 Land & Land Rights | 0 | 0 | 0 | 0 | 0 | 0 | 0 | 0 | 0 | 0 | 0 | 0 | 0 | 0 | 0 | 0 | 0 | 0 | 0 | 0 | 0 | 0 | 0 | 0 | 0 | 0 | 0 | 0 | 0 | 0 | 0 | 0 | 0 | 0 | 0 | 0 | 0 | 0 | 0 | 0 | 0 | 0 | 0 | 0 | 0 | 0 | 0 | 0 | 0 | 0 | 0 | 0 | 0 | 0 | 0 | 0 | 0 | 0
72 | A321 Structures and Improvements | 0 | 0 | 0 | 0 | 0 | 0 | 0 | 0 | 0 | 0 | 0 | 0 | 0 | 0 | 0 | 0 | 0 | 0 | 0 | 0 | 0 | 0 | 0 | 0 | 0 | 0 | 0 | 0 | 0 | 0 | 0 | 0 | 0 | 0 | 0 | 0 | 0 | 0 | 0 | 0 | 0 | 0 | 0 | 0 | 0 | 0 | 0 | 0 | 0 | 0 | 0 | 0 | 0 | 0 | 0 | 0 | 0 | 0
73 | A322 Reactor Plant Equipment | 0 | 0 | 0 | 0 | 0 | 0 | 0 | 0 | 0 | 0 | 0 | 0 | 0 | 0 | 0 | 0 | 0 | 0 | 0 | 0 | 0 | 0 | 0 | 0 | 0 | 0 | 0 | 0 | 0 | 0 | 0 | 0 | 0 | 0 | 0 | 0 | 0 | 0 | 0 | 0 | 0 | 0 | 0 | 0 | 0 | 0 | 0 | 0 | 0 | 0 | 0 | 0 | 0 | 0 | 0 | 0 | 0 | 0
74 | A323 Turbogenerator Units | 0 | 0 | 0 | 0 | 0 | 0 | 0 | 0 | 0 | 0 | 0 | 0 | 0 | 0 | 0 | 0 | 0 | 0 | 0 | 0 | 0 | 0 | 0 | 0 | 0 | 0 | 0 | 0 | 0 | 0 | 0 | 0 | 0 | 0 | 0 | 0 | 0 | 0 | 0 | 0 | 0 | 0 | 0 | 0 | 0 | 0 | 0 | 0 | 0 | 0 | 0 | 0 | 0 | 0 | 0 | 0 | 0 | 0
75 | A324 Accessory Electric Equip. | 0 | 0 | 0 | 0 | 0 | 0 | 0 | 0 | 0 | 0 | 0 | 0 | 0 | 0 | 0 | 0 | 0 | 0 | 0 | 0 | 0 | 0 | 0 | 0 | 0 | 0 | 0 | 0 | 0 | 0 | 0 | 0 | 0 | 0 | 0 | 0 | 0 | 0 | 0 | 0 | 0 | 0 | 0 | 0 | 0 | 0 | 0 | 0 | 0 | 0 | 0 | 0 | 0 | 0 | 0 | 0 | 0 | 0
76 | A325 Misc. Power Plant Equipment | 0 | 0 | 0 | 0 | 0 | 0 | 0 | 0 | 0 | 0 | 0 | 0 | 0 | 0 | 0 | 0 | 0 | 0 | 0 | 0 | 0 | 0 | 0 | 0 | 0 | 0 | 0 | 0 | 0 | 0 | 0 | 0 | 0 | 0 | 0 | 0 | 0 | 0 | 0 | 0 | 0 | 0 | 0 | 0 | 0 | 0 | 0 | 0 | 0 | 0 | 0 | 0 | 0 | 0 | 0 | 0 | 0 | 0
77 | Total Nuclear Production | 0 | 0 | 0 | 0 | 0 | 0 | 0 | 0 | 0 | 0 | 0 | 0 | 0 | 0 | 0 | 0 | 0 | 0 | 0 | 0 | 0 | 0 | 0 | 0 | 0 | 0 | 0 | 0 | 0 | 0 | 0 | 0 | 0 | 0 | 0 | 0 | 0 | 0 | 0 | 0 | 0 | 0 | 0 | 0 | 0 | 0 | 0 | 0 | 0 | 0 | 0 | 0 | 0 | 0 | 0 | 0 | 0 | 0
78
79 | Hydraulic Production
80 | A330 Land & Land Rights(MACSS Cap) | 0 | 0 | 0 | 0 | 0 | 0 | 0 | 0 | 0 | 0 | 0 | 0 | 0 | 0 | 0 | 0 | 0 | 0 | 0 | 0 | 0 | 0 | 0 | 0 | 0 | 0 | 0 | 0 | 0 | 0 | 0 | 0 | 0 | 0 | 0 | 0 | 0 | 0 | 0 | 0 | 0 | 0 | 0 | 0 | 0 | 0 | 0 | 0 | 0 | 0 | 0 | 0 | 0 | 0 | 0 | 0 | 0 | 0
81 | A331 Structures and Improvements | 0 | 0 | 0 | 0 | 0 | 0 | 0 | 0 | 0 | 0 | 0 | 0 | 0 | 0 | 0 | 0 | 0 | 0 | 0 | 0 | 0 | 0 | 0 | 0 | 0 | 0 | 0 | 0 | 0 | 0 | 0 | 0 | 0 | 0 | 0 | 0 | 0 | 0 | 0 | 0 | 0 | 0 | 0 | 0 | 0 | 0 | 0 | 0 | 0 | 0 | 0 | 0 | 0 | 0 | 0 | 0 | 0 | 0
82 | A332 Reserviors, Dams, and Waterways | 0 | 0 | 0 | 0 | 0 | 0 | 0 | 0 | 0 | 0 | 0 | 0 | 0 | 0 | 0 | 0 | 0 | 0 | 0 | 0 | 0 | 0 | 0 | 0 | 0 | 0 | 0 | 0 | 0 | 0 | 0 | 0 | 0 | 0 | 0 | 0 | 0 | 0 | 0 | 0 | 0 | 0 | 0 | 0 | 0 | 0 | 0 | 0 | 0 | 0 | 0 | 0 | 0 | 0 | 0 | 0 | 0 | 0
83 | A333 Water Wheels, Turbines, and Generators | 0 | 0 | 0 | 0 | 0 | 0 | 0 | 0 | 0 | 0 | 0 | 0 | 0 | 0 | 0 | 0 | 0 | 0 | 0 | 0 | 0 | 0 | 0 | 0 | 0 | 0 | 0 | 0 | 0 | 0 | 0 | 0 | 0 | 0 | 0 | 0 | 0 | 0 | 0 | 0 | 0 | 0 | 0 | 0 | 0 | 0 | 0 | 0 | 0 | 0 | 0 | 0 | 0 | 0 | 0 | 0 | 0 | 0
84 | A334 Accessory Electric Equipment | 0 | 0 | 0 | 0 | 0 | 0 | 0 | 0 | 0 | 0 | 0 | 0 | 0 | 0 | 0 | 0 | 0 | 0 | 0 | 0 | 0 | 0 | 0 | 0 | 0 | 0 | 0 | 0 | 0 | 0 | 0 | 0 | 0 | 0 | 0 | 0 | 0 | 0 | 0 | 0 | 0 | 0 | 0 | 0 | 0 | 0 | 0 | 0 | 0 | 0 | 0 | 0 | 0 | 0 | 0 | 0 | 0 | 0
85 | A335 Miscellaneous Power Plant Equip. | 0 | 0 | 0 | 0 | 0 | 0 | 0 | 0 | 0 | 0 | 0 | 0 | 0 | 0 | 0 | 0 | 0 | 0 | 0 | 0 | 0 | 0 | 0 | 0 | 0 | 0 | 0 | 0 | 0 | 0 | 0 | 0 | 0 | 0 | 0 | 0 | 0 | 0 | 0 | 0 | 0 | 0 | 0 | 0 | 0 | 0 | 0 | 0 | 0 | 0 | 0 | 0 | 0 | 0 | 0 | 0 | 0 | 0
86 | A336 Roads, Railroads, and Bridges | 0 | 0 | 0 | 0 | 0 | 0 | 0 | 0 | 0 | 0 | 0 | 0 | 0 | 0 | 0 | 0 | 0 | 0 | 0 | 0 | 0 | 0 | 0 | 0 | 0 | 0 | 0 | 0 | 0 | 0 | 0 | 0 | 0 | 0 | 0 | 0 | 0 | 0 | 0 | 0 | 0 | 0 | 0 | 0 | 0 | 0 | 0 | 0 | 0 | 0 | 0 | 0 | 0 | 0 | 0 | 0 | 0 | 0
87 | A337 ARO Hydraulic Production | 0 | 0 | 0 | 0 | 0 | 0 | 0 | 0 | 0 | 0 | 0 | 0 | 0 | 0 | 0 | 0 | 0 | 0 | 0 | 0 | 0 | 0 | 0 | 0 | 0 | 0 | 0 | 0 | 0 | 0 | 0 | 0 | 0 | 0 | 0 | 0 | 0 | 0 | 0 | 0 | 0 | 0 | 0 | 0 | 0 | 0 | 0 | 0 | 0 | 0 | 0 | 0 | 0 | 0 | 0 | 0 | 0 | 0
88 | Total Hydraulic Production | 0 | 0 | 0 | 0 | 0 | 0 | 0 | 0 | 0 | 0 | 0 | 0 | 0 | 0 | 0 | 0 | 0 | 0 | 0 | 0 | 0 | 0 | 0 | 0 | 0 | 0 | 0 | 0 | 0 | 0 | 0 | 0 | 0 | 0 | 0 | 0 | 0 | 0 | 0 | 0 | 0 | 0 | 0 | 0 | 0 | 0 | 0 | 0 | 0 | 0 | 0 | 0 | 0 | 0 | 0 | 0 | 0 | 0
89
90 | Other Production
91 | A340 Land & Land Rights | 0 | 0 | 0 | 0 | 0 | 0 | 0 | 0 | 0 | 0 | 0 | 0 | 0 | 0 | 0 | 0 | 0 | 0 | 0 | 0 | 0 | 0 | 0 | 0 | 0 | 0 | 0 | 0 | 0 | 0 | 0 | 0 | 0 | 0 | 0 | 0 | 0 | 0 | 0 | 0 | 0 | 0 | 0 | 0 | 0 | 0 | 0 | 0 | 0 | 0 | 0 | 0 | 0 | 0 | 0 | 0 | 0 | 0
92 | A341 Structures and Improvements | 0 | 0 | 0 | 0 | 0 | 0 | 0 | 0 | 0 | 0 | 0 | 0 | 0 | 0 | 0 | 0 | 0 | 0 | 0 | 0 | 0 | 0 | 0 | 0 | 0 | 0 | 0 | 0 | 0 | 0 | 0 | 0 | 0 | 0 | 0 | 0 | 0 | 0 | 0 | 0 | 0 | 0 | 0 | 0 | 0 | 0 | 0 | 0 | 0 | 0 | 0 | 0 | 0 | 0 | 0 | 0 | 0 | 0
93 | A342 Fuel Holder, Producer & Acc | 0 | 0 | 0 | 0 | 0 | 0 | 0 | 0 | 0 | 0 | 0 | 0 | 0 | 0 | 0 | 0 | 0 | 0 | 0 | 0 | 0 | 0 | 0 | 0 | 0 | 0 | 0 | 0 | 0 | 0 | 0 | 0 | 0 | 0 | 0 | 0 | 0 | 0 | 0 | 0 | 0 | 0 | 0 | 0 | 0 | 0 | 0 | 0 | 0 | 0 | 0 | 0 | 0 | 0 | 0 | 0 | 0 | 0
94 | A343 Prime Movers | 0 | 0 | 0 | 0 | 0 | 0 | 0 | 0 | 0 | 0 | 0 | 0 | 0 | 0 | 0 | 0 | 0 | 0 | 0 | 0 | 0 | 0 | 0 | 0 | 0 | 0 | 0 | 0 | 0 | 0 | 0 | 0 | 0 | 0 | 0 | 0 | 0 | 0 | 0 | 0 | 0 | 0 | 0 | 0 | 0 | 0 | 0 | 0 | 0 | 0 | 0 | 0 | 0 | 0 | 0 | 0 | 0 | 0
95 | A344 Generators | 0 | 0 | 0 | 0 | 0 | 0 | 0 | 0 | 0 | 0 | 0 | 0 | 0 | 0 | 0 | 0 | 0 | 0 | 0 | 0 | 0 | 0 | 0 | 0 | 0 | 0 | 0 | 0 | 0 | 0 | 0 | 0 | 0 | 0 | 0 | 0 | 0 | 0 | 0 | 0 | 0 | 0 | 0 | 0 | 0 | 0 | 0 | 0 | 0 | 0 | 0 | 0 | 0 | 0 | 0 | 0 | 0 | 0
96 | A345 Accessory Plant Equipment | 0 | 0 | 0 | 0 | 0 | 0 | 0 | 0 | 0 | 0 | 0 | 0 | 0 | 0 | 0 | 0 | 0 | 0 | 0 | 0 | 0 | 0 | 0 | 0 | 0 | 0 | 0 | 0 | 0 | 0 | 0 | 0 | 0 | 0 | 0 | 0 | 0 | 0 | 0 | 0 | 0 | 0 | 0 | 0 | 0 | 0 | 0 | 0 | 0 | 0 | 0 | 0 | 0 | 0 | 0 | 0 | 0 | 0
97 | A346 Misc. Power Plant Equipment | 0 | 0 | 0 | 0 | 0 | 0 | 0 | 0 | 0 | 0 | 0 | 0 | 0 | 0 | 0 | 0 | 0 | 0 | 0 | 0 | 0 | 0 | 0 | 0 | 0 | 0 | 0 | 0 | 0 | 0 | 0 | 0 | 0 | 0 | 0 | 0 | 0 | 0 | 0 | 0 | 0 | 0 | 0 | 0 | 0 | 0 | 0 | 0 | 0 | 0 | 0 | 0 | 0 | 0 | 0 | 0 | 0 | 0
98 | Total Other Production | 0 | 0 | 0 | 0 | 0 | 0 | 0 | 0 | 0 | 0 | 0 | 0 | 0 | 0 | 0 | 0 | 0 | 0 | 0 | 0 | 0 | 0 | 0 | 0 | 0 | 0 | 0 | 0 | 0 | 0 | 0 | 0 | 0 | 0 | 0 | 0 | 0 | 0 | 0 | 0 | 0 | 0 | 0 | 0 | 0 | 0 | 0 | 0 | 0 | 0 | 0 | 0 | 0 | 0 | 0 | 0 | 0 | 0
99
100 | Total Production Plant | -633965440.53 | 0 | 0 | 0 | 0 | 0 | 0 | 0 | 0 | 0 | 0 | 0 | 0 | 0 | 0 | 0 | 0 | 0 | 18305195.9 | 0 | 0 | 0 | 0 | 0 | 0 | 0 | 0 | 0 | 0 | 0 | 0 | 0 | 0 | 0 | 0 | 0 | 0 | 0 | 0 | 0 | 0 | 0 | 0 | 0 | -327699887.43 | 0 | 33826014.86 | -33826014.86 | 0 | 0 | 0 | 0 | 0 | -324570749 | 0 | 0 | 0 | 0
101
102 | FERC AFUDC Adjustment | 4348 | 0 | 0 | 0 | 0 | 0 | 0 | 0 | 0 | 0 | 0 | 0 | 0 | 0 | 0 | 0 | 0 | 0 | 4348 | 0 | 0 | 0 | 0 | 0 | 0 | 0 | 0 | 0 | 0 | 0 | 0 | 0 | 0 | 0 | 0 | 0 | 0 | 0 | 0 | 0 | 0 | 0 | 0 | 0 | 0 | 0 | 0 | 0 | 0 | 0 | 0 | 0 | 0 | 0 | 0 | 0 | 0 | 0
103 | Contra AFUDC Adjustment | 0 | 0 | 0 | 0 | 0 | 0 | 0 | 0 | 0 | 0 | 0 | 0 | 0 | 0 | 0 | 0 | 0 | 0 | 0 | 0 | 0 | 0 | 0 | 0 | 0 | 0 | 0 | 0 | 0 | 0 | 0 | 0 | 0 | 0 | 0 | 0 | 0 | 0 | 0 | 0 | 0 | 0 | 0 | 0 | 0 | 0 | 0 | 0 | 0 | 0 | 0 | 0 | 0 | 0 | 0 | 0 | 0 | 0
104 | Total AFUDC Adjustment | 4348 | 0 | 0 | 0 | 0 | 0 | 0 | 0 | 0 | 0 | 0 | 0 | 0 | 0 | 0 | 0 | 0 | 0 | 4348 | 0 | 0 | 0 | 0 | 0 | 0 | 0 | 0 | 0 | 0 | 0 | 0 | 0 | 0 | 0 | 0 | 0 | 0 | 0 | 0 | 0 | 0 | 0 | 0 | 0 | 0 | 0 | 0 | 0 | 0 | 0 | 0 | 0 | 0 | 0 | 0 | 0 | 0 | 0
105
106 | Transmission Plant
107 | A350 Land and Land Rights | 613730 | 0 | 0 | 0 | 0 | 0 | 0 | 0 | 0 | 0 | 0 | 0 | 0 | 0 | 0 | 0 | 0 | 0 | 613730 | 0 | 0 | 0 | 0 | 0 | 0 | 0 | 0 | 0 | 0 | 0 | 0 | 0 | 0 | 0 | 0 | 0 | 0 | 0 | 0 | 0 | 0 | 0 | 0 | 0 | 0 | 0 | 0 | 0 | 0 | 0 | 0 | 0 | 0 | 0 | 0 | 0 | 0 | 0
108 | A351 Computer Software and Equipment | 7864.55 | 0 | 0 | 0 | 0 | 0 | 0 | 0 | 0 | 0 | 0 | 0 | 0 | 0 | 0 | 0 | 0 | 0 | 7864.55 | 0 | 0 | 0 | 0 | 0 | 0 | 0 | 0 | 0 | 0 | 0 | 0 | 0 | 0 | 0 | 0 | 0 | 0 | 0 | 0 | 0 | 0 | 0 | 0 | 0 | 0 | 0 | 0 | 0 | 0 | 0 | 0 | 0 | 0 | 0 | 0 | 0 | 0 | 0
109 | A352 Structures and Improvements TRAN | 198123.68 | 0 | 0 | 0 | 0 | 0 | 0 | 0 | 0 | 0 | 0 | 0 | 0 | 0 | 0 | 0 | 0 | 0 | 198123.68 | 0 | 0 | 0 | 0 | 0 | 0 | 0 | 0 | 0 | 0 | 0 | 0 | 0 | 0 | 0 | 0 | 0 | 0 | 0 | 0 | 0 | 0 | 0 | 0 | 0 | 0 | 0 | 0 | 0 | 0 | 0 | 0 | 0 | 0 | 0 | 0 | 0 | 0 | 0
110 | A353 Station Equipment TRAN | 3879788.99 | 0 | 0 | 0 | 0 | 0 | 0 | 0 | 0 | 0 | 0 | 0 | 0 | 0 | 0 | 0 | 0 | 0 | 3879788.99 | 0 | 0 | 0 | 0 | 0 | 0 | 0 | 0 | 0 | 0 | 0 | 0 | 0 | 0 | 0 | 0 | 0 | 0 | 0 | 0 | 0 | 0 | 0 | 0 | 0 | 0 | 0 | 0 | 0 | 0 | 0 | 0 | 0 | 0 | 0 | 0 | 0 | 0 | 0
111 | A352 Structures and Improvements GEN | 1228.25 | 0 | 0 | 0 | 0 | 0 | 0 | 0 | 0 | 0 | 0 | 0 | 0 | 0 | 0 | 0 | 0 | 0 | 1228.25 | 0 | 0 | 0 | 0 | 0 | 0 | 0 | 0 | 0 | 0 | 0 | 0 | 0 | 0 | 0 | 0 | 0 | 0 | 0 | 0 | 0 | 0 | 0 | 0 | 0 | 0 | 0 | 0 | 0 | 0 | 0 | 0 | 0 | 0 | 0 | 0 | 0 | 0 | 0
112 | A353 Station Equipment GEN | 193601.82 | 0 | 0 | 0 | 0 | 0 | 0 | 0 | 0 | 0 | 0 | 0 | 0 | 0 | 0 | 0 | 0 | 0 | 193601.82 | 0 | 0 | 0 | 0 | 0 | 0 | 0 | 0 | 0 | 0 | 0 | 0 | 0 | 0 | 0 | 0 | 0 | 0 | 0 | 0 | 0 | 0 | 0 | 0 | 0 | 0 | 0 | 0 | 0 | 0 | 0 | 0 | 0 | 0 | 0 | 0 | 0 | 0 | 0
113 | A354 Towers and Fixtures | 1537050.24 | 0 | 0 | 0 | 0 | 0 | 0 | 0 | 0 | 0 | 0 | 0 | 0 | 0 | 0 | 0 | 0 | 0 | 1537050.24 | 0 | 0 | 0 | 0 | 0 | 0 | 0 | 0 | 0 | 0 | 0 | 0 | 0 | 0 | 0 | 0 | 0 | 0 | 0 | 0 | 0 | 0 | 0 | 0 | 0 | 0 | 0 | 0 | 0 | 0 | 0 | 0 | 0 | 0 | 0 | 0 | 0 | 0 | 0
114 | A355 Poles and Fixtures | 2943668.31 | 0 | 0 | 0 | 0 | 0 | 0 | 0 | 0 | 0 | 0 | 0 | 0 | 0 | 0 | 0 | 0 | 0 | 2943668.31 | 0 | 0 | 0 | 0 | 0 | 0 | 0 | 0 | 0 | 0 | 0 | 0 | 0 | 0 | 0 | 0 | 0 | 0 | 0 | 0 | 0 | 0 | 0 | 0 | 0 | 0 | 0 | 0 | 0 | 0 | 0 | 0 | 0 | 0 | 0 | 0 | 0 | 0 | 0
115 | A356 O.H. Conductors & Devices | 2550491.21 | 0 | 0 | 0 | 0 | 0 | 0 | 0 | 0 | 0 | 0 | 0 | 0 | 0 | 0 | 0 | 0 | 0 | 2550491.21 | 0 | 0 | 0 | 0 | 0 | 0 | 0 | 0 | 0 | 0 | 0 | 0 | 0 | 0 | 0 | 0 | 0 | 0 | 0 | 0 | 0 | 0 | 0 | 0 | 0 | 0 | 0 | 0 | 0 | 0 | 0 | 0 | 0 | 0 | 0 | 0 | 0 | 0 | 0
116 | A357 Undergound Conduit | 7664.32 | 0 | 0 | 0 | 0 | 0 | 0 | 0 | 0 | 0 | 0 | 0 | 0 | 0 | 0 | 0 | 0 | 0 | 7664.32 | 0 | 0 | 0 | 0 | 0 | 0 | 0 | 0 | 0 | 0 | 0 | 0 | 0 | 0 | 0 | 0 | 0 | 0 | 0 | 0 | 0 | 0 | 0 | 0 | 0 | 0 | 0 | 0 | 0 | 0 | 0 | 0 | 0 | 0 | 0 | 0 | 0 | 0 | 0
117 | A358 Underground Conductors | 7464.54 | 0 | 0 | 0 | 0 | 0 | 0 | 0 | 0 | 0 | 0 | 0 | 0 | 0 | 0 | 0 | 0 | 0 | 7464.54 | 0 | 0 | 0 | 0 | 0 | 0 | 0 | 0 | 0 | 0 | 0 | 0 | 0 | 0 | 0 | 0 | 0 | 0 | 0 | 0 | 0 | 0 | 0 | 0 | 0 | 0 | 0 | 0 | 0 | 0 | 0 | 0 | 0 | 0 | 0 | 0 | 0 | 0 | 0
118 | A359 Roads and Trails | 0 | 0 | 0 | 0 | 0 | 0 | 0 | 0 | 0 | 0 | 0 | 0 | 0 | 0 | 0 | 0 | 0 | 0 | 0 | 0 | 0 | 0 | 0 | 0 | 0 | 0 | 0 | 0 | 0 | 0 | 0 | 0 | 0 | 0 | 0 | 0 | 0 | 0 | 0 | 0 | 0 | 0 | 0 | 0 | 0 | 0 | 0 | 0 | 0 | 0 | 0 | 0 | 0 | 0 | 0 | 0 | 0 | 0
119 | Total Transmission Plant | 11940675.91 | 0 | 0 | 0 | 0 | 0 | 0 | 0 | 0 | 0 | 0 | 0 | 0 | 0 | 0 | 0 | 0 | 0 | 11940675.91 | 0 | 0 | 0 | 0 | 0 | 0 | 0 | 0 | 0 | 0 | 0 | 0 | 0 | 0 | 0 | 0 | 0 | 0 | 0 | 0 | 0 | 0 | 0 | 0 | 0 | 0 | 0 | 0 | 0 | 0 | 0 | 0 | 0 | 0 | 0 | 0 | 0 | 0 | 0
120
121 | Distribution Plant
122 | A360Land and Land Rights | 0 | 0 | 0 | 0 | 0 | 0 | 0 | 0 | 0 | 0 | 0 | 0 | 0 | 0 | 0 | 0 | 0 | 0 | 0 | 0 | 0 | 0 | 0 | 0 | 0 | 0 | 0 | 0 | 0 | 0 | 0 | 0 | 0 | 0 | 0 | 0 | 0 | 0 | 0 | 0 | 0 | 0 | 0 | 0 | 0 | 0 | 0 | 0 | 0 | 0 | 0 | 0 | 0 | 0 | 0 | 0 | 0 | 0
123 | A361Structures and Improvements | 0 | 0 | 0 | 0 | 0 | 0 | 0 | 0 | 0 | 0 | 0 | 0 | 0 | 0 | 0 | 0 | 0 | 0 | 0 | 0 | 0 | 0 | 0 | 0 | 0 | 0 | 0 | 0 | 0 | 0 | 0 | 0 | 0 | 0 | 0 | 0 | 0 | 0 | 0 | 0 | 0 | 0 | 0 | 0 | 0 | 0 | 0 | 0 | 0 | 0 | 0 | 0 | 0 | 0 | 0 | 0 | 0 | 0
124 | A362Station Equipment | 0 | 0 | 0 | 0 | 0 | 0 | 0 | 0 | 0 | 0 | 0 | 0 | 0 | 0 | 0 | 0 | 0 | 0 | 0 | 0 | 0 | 0 | 0 | 0 | 0 | 0 | 0 | 0 | 0 | 0 | 0 | 0 | 0 | 0 | 0 | 0 | 0 | 0 | 0 | 0 | 0 | 0 | 0 | 0 | 0 | 0 | 0 | 0 | 0 | 0 | 0 | 0 | 0 | 0 | 0 | 0 | 0 | 0
125 | A363Storage Battery Equipment | 0 | 0 | 0 | 0 | 0 | 0 | 0 | 0 | 0 | 0 | 0 | 0 | 0 | 0 | 0 | 0 | 0 | 0 | 0 | 0 | 0 | 0 | 0 | 0 | 0 | 0 | 0 | 0 | 0 | 0 | 0 | 0 | 0 | 0 | 0 | 0 | 0 | 0 | 0 | 0 | 0 | 0 | 0 | 0 | 0 | 0 | 0 | 0 | 0 | 0 | 0 | 0 | 0 | 0 | 0 | 0 | 0 | 0
126 | A364Poles,Towers & Fixtures Primary | 0 | 0 | 0 | 0 | 0 | 0 | 0 | 0 | 0 | 0 | 0 | 0 | 0 | 0 | 0 | 0 | 0 | 0 | 0 | 0 | 0 | 0 | 0 | 0 | 0 | 0 | 0 | 0 | 0 | 0 | 0 | 0 | 0 | 0 | 0 | 0 | 0 | 0 | 0 | 0 | 0 | 0 | 0 | 0 | 0 | 0 | 0 | 0 | 0 | 0 | 0 | 0 | 0 | 0 | 0 | 0 | 0 | 0
127 | A365O.H. Conductors & Devices Primary | 18000000 | 0 | 0 | 0 | 0 | 0 | 0 | 0 | 0 | 0 | 0 | 0 | 0 | 0 | 0 | 0 | 0 | 0 | 0 | 0 | 0 | 0 | 0 | 0 | 0 | 0 | 0 | 0 | 0 | 0 | 0 | 0 | 0 | 0 | 0 | 0 | 0 | 0 | 0 | 0 | 0 | 0 | 0 | 0 | 0 | 18000000 | 0 | 0 | 0 | 0 | 0 | 0 | 0 | 0 | 0 | 0 | 0 | 0
128 | A366Underground Conduits Primary | 0 | 0 | 0 | 0 | 0 | 0 | 0 | 0 | 0 | 0 | 0 | 0 | 0 | 0 | 0 | 0 | 0 | 0 | 0 | 0 | 0 | 0 | 0 | 0 | 0 | 0 | 0 | 0 | 0 | 0 | 0 | 0 | 0 | 0 | 0 | 0 | 0 | 0 | 0 | 0 | 0 | 0 | 0 | 0 | 0 | 0 | 0 | 0 | 0 | 0 | 0 | 0 | 0 | 0 | 0 | 0 | 0 | 0
129 | A367U.G. Conductors & Devices Primary | 0 | 0 | 0 | 0 | 0 | 0 | 0 | 0 | 0 | 0 | 0 | 0 | 0 | 0 | 0 | 0 | 0 | 0 | 0 | 0 | 0 | 0 | 0 | 0 | 0 | 0 | 0 | 0 | 0 | 0 | 0 | 0 | 0 | 0 | 0 | 0 | 0 | 0 | 0 | 0 | 0 | 0 | 0 | 0 | 0 | 0 | 0 | 0 | 0 | 0 | 0 | 0 | 0 | 0 | 0 | 0 | 0 | 0
130 | A368Line Transformers Primary | 0 | 0 | 0 | 0 | 0 | 0 | 0 | 0 | 0 | 0 | 0 | 0 | 0 | 0 | 0 | 0 | 0 | 0 | 0 | 0 | 0 | 0 | 0 | 0 | 0 | 0 | 0 | 0 | 0 | 0 | 0 | 0 | 0 | 0 | 0 | 0 | 0 | 0 | 0 | 0 | 0 | 0 | 0 | 0 | 0 | 0 | 0 | 0 | 0 | 0 | 0 | 0 | 0 | 0 | 0 | 0 | 0 | 0
131 | A369Services | 0 | 0 | 0 | 0 | 0 | 0 | 0 | 0 | 0 | 0 | 0 | 0 | 0 | 0 | 0 | 0 | 0 | 0 | 0 | 0 | 0 | 0 | 0 | 0 | 0 | 0 | 0 | 0 | 0 | 0 | 0 | 0 | 0 | 0 | 0 | 0 | 0 | 0 | 0 | 0 | 0 | 0 | 0 | 0 | 0 | 0 | 0 | 0 | 0 | 0 | 0 | 0 | 0 | 0 | 0 | 0 | 0 | 0
132 | A370Meters | 0 | 0 | 0 | 0 | 0 | 0 | 0 | 0 | 0 | 0 | 0 | 0 | 0 | 0 | 0 | 0 | 0 | 0 | 0 | 0 | 0 | 0 | 0 | 0 | 0 | 0 | 0 | 0 | 0 | 0 | 0 | 0 | 0 | 0 | 0 | 0 | 0 | 0 | 0 | 0 | 0 | 0 | 0 | 0 | 0 | 0 | 0 | 0 | 0 | 0 | 0 | 0 | 0 | 0 | 0 | 0 | 0 | 0
133 | A371Install. on Customer Prem. | 0 | 0 | 0 | 0 | 0 | 0 | 0 | 0 | 0 | 0 | 0 | 0 | 0 | 0 | 0 | 0 | 0 | 0 | 0 | 0 | 0 | 0 | 0 | 0 | 0 | 0 | 0 | 0 | 0 | 0 | 0 | 0 | 0 | 0 | 0 | 0 | 0 | 0 | 0 | 0 | 0 | 0 | 0 | 0 | 0 | 0 | 0 | 0 | 0 | 0 | 0 | 0 | 0 | 0 | 0 | 0 | 0 | 0
134 | A372Leased Prop. on Cust. Premises | 0 | 0 | 0 | 0 | 0 | 0 | 0 | 0 | 0 | 0 | 0 | 0 | 0 | 0 | 0 | 0 | 0 | 0 | 0 | 0 | 0 | 0 | 0 | 0 | 0 | 0 | 0 | 0 | 0 | 0 | 0 | 0 | 0 | 0 | 0 | 0 | 0 | 0 | 0 | 0 | 0 | 0 | 0 | 0 | 0 | 0 | 0 | 0 | 0 | 0 | 0 | 0 | 0 | 0 | 0 | 0 | 0 | 0
135 | A373Street Lights | 0 | 0 | 0 | 0 | 0 | 0 | 0 | 0 | 0 | 0 | 0 | 0 | 0 | 0 | 0 | 0 | 0 | 0 | 0 | 0 | 0 | 0 | 0 | 0 | 0 | 0 | 0 | 0 | 0 | 0 | 0 | 0 | 0 | 0 | 0 | 0 | 0 | 0 | 0 | 0 | 0 | 0 | 0 | 0 | 0 | 0 | 0 | 0 | 0 | 0 | 0 | 0 | 0 | 0 | 0 | 0 | 0 | 0
136 | A374ARO | 0 | 0 | 0 | 0 | 0 | 0 | 0 | 0 | 0 | 0 | 0 | 0 | 0 | 0 | 0 | 0 | 0 | 0 | 0 | 0 | 0 | 0 | 0 | 0 | 0 | 0 | 0 | 0 | 0 | 0 | 0 | 0 | 0 | 0 | 0 | 0 | 0 | 0 | 0 | 0 | 0 | 0 | 0 | 0 | 0 | 0 | 0 | 0 | 0 | 0 | 0 | 0 | 0 | 0 | 0 | 0 | 0 | 0
137 | Total Distribution Plant | 18000000 | 0 | 0 | 0 | 0 | 0 | 0 | 0 | 0 | 0 | 0 | 0 | 0 | 0 | 0 | 0 | 0 | 0 | 0 | 0 | 0 | 0 | 0 | 0 | 0 | 0 | 0 | 0 | 0 | 0 | 0 | 0 | 0 | 0 | 0 | 0 | 0 | 0 | 0 | 0 | 0 | 0 | 0 | 0 | 0 | 18000000 | 0 | 0 | 0 | 0 | 0 | 0 | 0 | 0 | 0 | 0 | 0 | 0
138
139 | General Plant
140 | A389Land and Land Rights | 42693.77 | 0 | 0 | 0 | 0 | 0 | 0 | 0 | 0 | 0 | 0 | 0 | 0 | 0 | 0 | 0 | 0 | 0 | 42693.77 | 0 | 0 | 0 | 0 | 0 | 0 | 0 | 0 | 0 | 0 | 0 | 0 | 0 | 0 | 0 | 0 | 0 | 0 | 0 | 0 | 0 | 0 | 0 | 0 | 0 | 0 | 0 | 0 | 0 | 0 | 0 | 0 | 0 | 0 | 0 | 0 | 0 | 0 | 0
141 | A390Structures and Improvements | 574766.34 | 0 | 0 | 0 | 0 | 0 | 0 | 0 | 0 | 0 | 0 | 0 | 0 | 0 | 0 | 0 | 0 | 0 | 574766.34 | 0 | 0 | 0 | 0 | 0 | 0 | 0 | 0 | 0 | 0 | 0 | 0 | 0 | 0 | 0 | 0 | 0 | 0 | 0 | 0 | 0 | 0 | 0 | 0 | 0 | 0 | 0 | 0 | 0 | 0 | 0 | 0 | 0 | 0 | 0 | 0 | 0 | 0 | 0
142 | A391Office Furniture & Equip. | 50416.05 | 0 | 0 | 0 | 0 | 0 | 0 | 0 | 0 | 0 | 0 | 0 | 0 | 0 | 0 | 0 | 0 | 0 | 50416.05 | 0 | 0 | 0 | 0 | 0 | 0 | 0 | 0 | 0 | 0 | 0 | 0 | 0 | 0 | 0 | 0 | 0 | 0 | 0 | 0 | 0 | 0 | 0 | 0 | 0 | 0 | 0 | 0 | 0 | 0 | 0 | 0 | 0 | 0 | 0 | 0 | 0 | 0 | 0
143 | A392Transportation Equipment | 481369.65 | 0 | 0 | 0 | 0 | 0 | 0 | 0 | 0 | 0 | 0 | 0 | 0 | 0 | 0 | 0 | 0 | 0 | 481369.65 | 0 | 0 | 0 | 0 | 0 | 0 | 0 | 0 | 0 | 0 | 0 | 0 | 0 | 0 | 0 | 0 | 0 | 0 | 0 | 0 | 0 | 0 | 0 | 0 | 0 | 0 | 0 | 0 | 0 | 0 | 0 | 0 | 0 | 0 | 0 | 0 | 0 | 0 | 0
144 | A393Stores Equipment | 8852.16 | 0 | 0 | 0 | 0 | 0 | 0 | 0 | 0 | 0 | 0 | 0 | 0 | 0 | 0 | 0 | 0 | 0 | 8852.16 | 0 | 0 | 0 | 0 | 0 | 0 | 0 | 0 | 0 | 0 | 0 | 0 | 0 | 0 | 0 | 0 | 0 | 0 | 0 | 0 | 0 | 0 | 0 | 0 | 0 | 0 | 0 | 21810.2 | -21810.2 | 0 | 0 | 0 | 0 | 0 | 0 | 0 | 0 | 0 | 0
145 | A394Tools, Shop & Garage Equip. | 166993.52 | 0 | 0 | 0 | 0 | 0 | 0 | 0 | 0 | 0 | 0 | 0 | 0 | 0 | 0 | 0 | 0 | 0 | 166993.52 | 0 | 0 | 0 | 0 | 0 | 0 | 0 | 0 | 0 | 0 | 0 | 0 | 0 | 0 | 0 | 0 | 0 | 0 | 0 | 0 | 0 | 0 | 0 | 0 | 0 | 0 | 0 | 0 | 0 | 0 | 0 | 0 | 0 | 0 | 0 | 0 | 0 | 0 | 0
146 | A395Laboratory Equipment | 4514.4 | 0 | 0 | 0 | 0 | 0 | 0 | 0 | 0 | 0 | 0 | 0 | 0 | 0 | 0 | 0 | 0 | 0 | 4514.4 | 0 | 0 | 0 | 0 | 0 | 0 | 0 | 0 | 0 | 0 | 0 | 0 | 0 | 0 | 0 | 0 | 0 | 0 | 0 | 0 | 0 | 0 | 0 | 0 | 0 | 0 | 0 | 31115.66 | -31115.66 | 0 | 0 | 0 | 0 | 0 | 0 | 0 | 0 | 0 | 0
147 | A396Power Operated Equipment | 44424.69 | 0 | 0 | 0 | 0 | 0 | 0 | 0 | 0 | 0 | 0 | 0 | 0 | 0 | 0 | 0 | 0 | 0 | 44424.69 | 0 | 0 | 0 | 0 | 0 | 0 | 0 | 0 | 0 | 0 | 0 | 0 | 0 | 0 | 0 | 0 | 0 | 0 | 0 | 0 | 0 | 0 | 0 | 0 | 0 | 0 | 0 | 0 | 0 | 0 | 0 | 0 | 0 | 0 | 0 | 0 | 0 | 0 | 0
148 | A397Communication Equipment | 2015523.75 | 0 | 0 | 0 | 0 | 0 | 0 | 0 | 0 | 0 | 0 | 0 | 0 | 0 | 0 | 0 | 0 | 0 | 2015523.75 | 0 | 0 | 0 | 0 | 0 | 0 | 0 | 0 | 0 | 0 | 0 | 0 | 0 | 0 | 0 | 0 | 0 | 0 | 0 | 0 | 0 | 0 | 0 | 0 | 0 | 0 | 0 | 65113 | -65113 | 0 | 0 | 0 | 0 | 0 | 0 | 0 | 0 | 0 | 0
149 | A398Misc. Equipment | 43080.74 | 0 | 0 | 0 | 0 | 0 | 0 | 0 | 0 | 0 | 0 | 0 | 0 | 0 | 0 | 0 | 0 | 0 | 43080.74 | 0 | 0 | 0 | 0 | 0 | 0 | 0 | 0 | 0 | 0 | 0 | 0 | 0 | 0 | 0 | 0 | 0 | 0 | 0 | 0 | 0 | 0 | 0 | 0 | 0 | 0 | 0 | 13849.56 | -13849.56 | 0 | 0 | 0 | 0 | 0 | 0 | 0 | 0 | 0 | 0
150 | A399Other Tang. Property | 0 | 0 | 0 | 0 | 0 | 0 | 0 | 0 | 0 | 0 | 0 | 0 | 0 | 0 | 0 | 0 | 0 | 0 | 0 | 0 | 0 | 0 | 0 | 0 | 0 | 0 | 0 | 0 | 0 | 0 | 0 | 0 | 0 | 0 | 0 | 0 | 0 | 0 | 0 | 0 | 0 | 0 | 0 | 0 | 0 | 0 | 0 | 0 | 0 | 0 | 0 | 0 | 0 | 0 | 0 | 0 | 0 | 0
151 | 39919ARO General Plant | 0 | 0 | 0 | 0 | 0 | 0 | 0 | 0 | 0 | 0 | 0 | 0 | 0 | 0 | 0 | 0 | 0 | 0 | 0 | 0 | 0 | 0 | 0 | 0 | 0 | 0 | 0 | 0 | 0 | 0 | 0 | 0 | 0 | 0 | 0 | 0 | 0 | 0 | 0 | 0 | 0 | 0 | 0 | 0 | 0 | 0 | 0 | 0 | 0 | 0 | 0 | 0 | 0 | 0 | 0 | 0 | 0 | 0
152 | Total General Plant | 3432635.07 | 0 | 0 | 0 | 0 | 0 | 0 | 0 | 0 | 0 | 0 | 0 | 0 | 0 | 0 | 0 | 0 | 0 | 3432635.07 | 0 | 0 | 0 | 0 | 0 | 0 | 0 | 0 | 0 | 0 | 0 | 0 | 0 | 0 | 0 | 0 | 0 | 0 | 0 | 0 | 0 | 0 | 0 | 0 | 0 | 0 | 0 | 131888.42 | -131888.42 | 0 | 0 | 0 | 0 | 0 | 0 | 0 | 0 | 0 | 0
153
154 | Completed Construction Not Classified -Acct 106
155 | Intangible Plant | 0 | 0 | 0 | 0 | 0 | 0 | 0 | 0 | 0 | 0 | 0 | 0 | 0 | 0 | 0 | 0 | 0 | 0 | 0 | 0 | 0 | 0 | 0 | 0 | 0 | 0 | 0 | 0 | 0 | 0 | 0 | 0 | 0 | 0 | 0 | 0 | 0 | 0 | 0 | 0 | 0 | 0 | 0 | 0 | 0 | 0 | 0 | 0 | 0 | 0 | 0 | 0 | 0 | 0 | 0 | 0 | 0 | 0
156 | Production Plant | 560833.06 | 0 | 0 | 0 | 0 | 0 | 0 | 0 | 0 | 0 | 0 | 0 | 0 | 0 | 0 | 0 | 0 | 0 | 560833.06 | 0 | 0 | 0 | 0 | 0 | 0 | 0 | 0 | 0 | 0 | 0 | 0 | 0 | 0 | 0 | 0 | 0 | 0 | 0 | 0 | 0 | 0 | 0 | 0 | 0 | 0 | 0 | 26433125.34 | -26433125.34 | 0 | 0 | 0 | 0 | 0 | 0 | 0 | 0 | 0 | 0
157 | Transmission Plant | 2514934.53 | 0 | 0 | 0 | 0 | 0 | 0 | 0 | 0 | 0 | 0 | 0 | 0 | 0 | 0 | 0 | 0 | 0 | 2514934.53 | 0 | 0 | 0 | 0 | 0 | 0 | 0 | 0 | 0 | 0 | 0 | 0 | 0 | 0 | 0 | 0 | 0 | 0 | 0 | 0 | 0 | 0 | 0 | 0 | 0 | 0 | 0 | 0 | 0 | 0 | 0 | 0 | 0 | 0 | 0 | 0 | 0 | 0 | 0
158 | Distribution Plant | 0 | 0 | 0 | 0 | 0 | 0 | 0 | 0 | 0 | 0 | 0 | 0 | 0 | 0 | 0 | 0 | 0 | 0 | 0 | 0 | 0 | 0 | 0 | 0 | 0 | 0 | 0 | 0 | 0 | 0 | 0 | 0 | 0 | 0 | 0 | 0 | 0 | 0 | 0 | 0 | 0 | 0 | 0 | 0 | 0 | 0 | 0 | 0 | 0 | 0 | 0 | 0 | 0 | 0 | 0 | 0 | 0 | 0
159 | General Plant | 43156.97 | 0 | 0 | 0 | 0 | 0 | 0 | 0 | 0 | 0 | 0 | 0 | 0 | 0 | 0 | 0 | 0 | 0 | 43156.97 | 0 | 0 | 0 | 0 | 0 | 0 | 0 | 0 | 0 | 0 | 0 | 0 | 0 | 0 | 0 | 0 | 0 | 0 | 0 | 0 | 0 | 0 | 0 | 0 | 0 | 0 | 0 | 0 | 0 | 0 | 0 | 0 | 0 | 0 | 0 | 0 | 0 | 0 | 0
160 | Total Completed Construction Not Classified | 3118924.56 | 0 | 0 | 0 | 0 | 0 | 0 | 0 | 0 | 0 | 0 | 0 | 0 | 0 | 0 | 0 | 0 | 0 | 3118924.56 | 0 | 0 | 0 | 0 | 0 | 0 | 0 | 0 | 0 | 0 | 0 | 0 | 0 | 0 | 0 | 0 | 0 | 0 | 0 | 0 | 0 | 0 | 0 | 0 | 0 | 0 | 0 | 26433125.34 | -26433125.34 | 0 | 0 | 0 | 0 | 0 | 0 | 0 | 0 | 0 | 0
161
162 | Capital Leases Acct 1011001 | 0 | 0 | 0 | 0 | 0 | 0 | 0 | 0 | 0 | 0 | 0 | 0 | 0 | 0 | 0 | 0 | 0 | 0 | 0 | 0 | 0 | 0 | 0 | 0 | 0 | 0 | 0 | 0 | 0 | 0 | 0 | 0 | 0 | 0 | 0 | 0 | 0 | 0 | 0 | 0 | 0 | 0 | 0 | 0 | 0 | 0 | 0 | 0 | 0 | 0 | 0 | 0 | 0 | 0 | 0 | 0 | 0 | 0
163 | Accrued Capital Leases Acct 1011012 | 0 | 0 | 0 | 0 | 0 | 0 | 0 | 0 | 0 | 0 | 0 | 0 | 0 | 0 | 0 | 0 | 0 | 0 | 0 | 0 | 0 | 0 | 0 | 0 | 0 | 0 | 0 | 0 | 0 | 0 | 0 | 0 | 0 | 0 | 0 | 0 | 0 | 0 | 0 | 0 | 0 | 0 | 0 | 0 | 0 | 0 | 0 | 0 | 0 | 0 | 0 | 0 | 0 | 0 | 0 | 0 | 0 | 0
164 | Total Capital Leases | 0 | 0 | 0 | 0 | 0 | 0 | 0 | 0 | 0 | 0 | 0 | 0 | 0 | 0 | 0 | 0 | 0 | 0 | 0 | 0 | 0 | 0 | 0 | 0 | 0 | 0 | 0 | 0 | 0 | 0 | 0 | 0 | 0 | 0 | 0 | 0 | 0 | 0 | 0 | 0 | 0 | 0 | 0 | 0 | 0 | 0 | 0 | 0 | 0 | 0 | 0 | 0 | 0 | 0 | 0 | 0 | 0 | 0
165
166 | Total Plant in Service | -601498841.81 | 0 | 0 | 0 | 0 | 0 | 0 | 0 | 0 | 0 | 0 | 0 | 0 | 0 | 0 | 0 | 0 | 0 | 36802837.62 | 0 | 0 | 0 | 0 | 0 | 0 | 0 | 0 | 0 | 0 | 0 | 0 | 0 | 0 | 0 | 0 | 0 | 0 | 0 | 0 | 0 | 0 | 0 | 0 | 0 | -327699887.43 | 18000000 | 60391028.62 | -60391028.62 | 0 | 0 | 0 | 0 | 0 | -324570749 | -4031043 | 0 | 0 | 0
167
168 | Less: Reserve for Depreciation/RWIP - Accts 1080001,1080011,1080005
169 | Production | -357059890.82 | 0 | 0 | 0 | 0 | 0 | 0 | 0 | 0 | 0 | 0 | 0 | 0 | 0 | 0 | 0 | 0 | 0 | 9597532.18 | 0 | 0 | 0 | 0 | 0 | 0 | 0 | 0 | 0 | 0 | 0 | 0 | 0 | 0 | 0 | 0 | 0 | 0 | 0 | 0 | 0 | 0 | 0 | 0 | 0 | -200045017 | 0 | -2133397.64 | 2133397.64 | 0 | 0 | 0 | 0 | 0 | -166612406 | 0 | 0 | 0 | 0
170 | Transmission | 4600601.56 | 0 | 0 | 0 | 0 | 0 | 0 | 0 | 0 | 0 | 0 | 0 | 0 | 0 | 0 | 0 | 0 | 0 | 4600601.56 | 0 | 0 | 0 | 0 | 0 | 0 | 0 | 0 | 0 | 0 | 0 | 0 | 0 | 0 | 0 | 0 | 0 | 0 | 0 | 0 | 0 | 0 | 0 | 0 | 0 | 0 | 0 | 0 | 0 | 0 | 0 | 0 | 0 | 0 | 0 | 0 | 0 | 0 | 0
171 | Distribution | 385879.48 | 0 | 0 | 0 | 0 | 0 | 0 | 0 | 0 | 0 | 0 | 0 | 0 | 0 | 0 | 0 | 0 | 0 | 385879.48 | 0 | 0 | 0 | 0 | 0 | 0 | 0 | 0 | 0 | 0 | 0 | 0 | 0 | 0 | 0 | 0 | 0 | 0 | 0 | 0 | 0 | 0 | 0 | 0 | 0 | 0 | 0 | 0 | 0 | 0 | 0 | 0 | 0 | 0 | 0 | 0 | 0 | 0 | 0
172 | General | 1391644.82 | 0 | 0 | 0 | 0 | 0 | 0 | 0 | 0 | 0 | 0 | 0 | 0 | 0 | 0 | 0 | 0 | 0 | 1391644.82 | 0 | 0 | 0 | 0 | 0 | 0 | 0 | 0 | 0 | 0 | 0 | 0 | 0 | 0 | 0 | 0 | 0 | 0 | 0 | 0 | 0 | 0 | 0 | 0 | 0 | 0 | 0 | -13772.01 | 13772.01 | 0 | 0 | 0 | 0 | 0 | 0 | 0 | 0 | 0 | 0
173 | Total Reserve for Depreciaton / RWIP | -350681764.96 | 0 | 0 | 0 | 0 | 0 | 0 | 0 | 0 | 0 | 0 | 0 | 0 | 0 | 0 | 0 | 0 | 0 | 15975658.04 | 0 | 0 | 0 | 0 | 0 | 0 | 0 | 0 | 0 | 0 | 0 | 0 | 0 | 0 | 0 | 0 | 0 | 0 | 0 | 0 | 0 | 0 | 0 | 0 | 0 | -200045017 | 0 | -2147169.65 | 2147169.65 | 0 | 0 | 0 | 0 | 0 | -166612406 | 0 | 0 | 0 | 0
174
175 | Less Reserve for Amortization
176 | Intangible | -3689090.96 | 0 | 0 | 0 | 0 | 0 | 0 | 0 | 0 | 0 | 0 | 0 | 0 | 0 | 0 | 0 | 0 | 0 | 794.04 | 0 | 0 | 0 | 0 | 0 | 0 | 0 | 0 | 0 | 0 | 0 | 0 | 0 | 0 | 0 | 0 | 0 | 0 | 0 | 0 | 0 | 0 | 0 | 0 | 0 | 0 | 0 | 0 | 0 | 0 | 0 | 0 | 0 | 0 | 0 | -3689885 | 0 | 0 | 0
177 | Production | 0 | 0 | 0 | 0 | 0 | 0 | 0 | 0 | 0 | 0 | 0 | 0 | 0 | 0 | 0 | 0 | 0 | 0 | 0 | 0 | 0 | 0 | 0 | 0 | 0 | 0 | 0 | 0 | 0 | 0 | 0 | 0 | 0 | 0 | 0 | 0 | 0 | 0 | 0 | 0 | 0 | 0 | 0 | 0 | 0 | 0 | 0 | 0 | 0 | 0 | 0 | 0 | 0 | 0 | 0 | 0 | 0 | 0
178 | Transmission Plant | 0 | 0 | 0 | 0 | 0 | 0 | 0 | 0 | 0 | 0 | 0 | 0 | 0 | 0 | 0 | 0 | 0 | 0 | 0 | 0 | 0 | 0 | 0 | 0 | 0 | 0 | 0 | 0 | 0 | 0 | 0 | 0 | 0 | 0 | 0 | 0 | 0 | 0 | 0 | 0 | 0 | 0 | 0 | 0 | 0 | 0 | 0 | 0 | 0 | 0 | 0 | 0 | 0 | 0 | 0 | 0 | 0 | 0
179 | Distribution | 0 | 0 | 0 | 0 | 0 | 0 | 0 | 0 | 0 | 0 | 0 | 0 | 0 | 0 | 0 | 0 | 0 | 0 | 0 | 0 | 0 | 0 | 0 | 0 | 0 | 0 | 0 | 0 | 0 | 0 | 0 | 0 | 0 | 0 | 0 | 0 | 0 | 0 | 0 | 0 | 0 | 0 | 0 | 0 | 0 | 0 | 0 | 0 | 0 | 0 | 0 | 0 | 0 | 0 | 0 | 0 | 0 | 0
180 | General | 123 | 0 | 0 | 0 | 0 | 0 | 0 | 0 | 0 | 0 | 0 | 0 | 0 | 0 | 0 | 0 | 0 | 0 | 123 | 0 | 0 | 0 | 0 | 0 | 0 | 0 | 0 | 0 | 0 | 0 | 0 | 0 | 0 | 0 | 0 | 0 | 0 | 0 | 0 | 0 | 0 | 0 | 0 | 0 | 0 | 0 | 0 | 0 | 0 | 0 | 0 | 0 | 0 | 0 | 0 | 0 | 0 | 0
181 | Total Reserve for Amortization | -3688967.96 | 0 | 0 | 0 | 0 | 0 | 0 | 0 | 0 | 0 | 0 | 0 | 0 | 0 | 0 | 0 | 0 | 0 | 917.04 | 0 | 0 | 0 | 0 | 0 | 0 | 0 | 0 | 0 | 0 | 0 | 0 | 0 | 0 | 0 | 0 | 0 | 0 | 0 | 0 | 0 | 0 | 0 | 0 | 0 | 0 | 0 | 0 | 0 | 0 | 0 | 0 | 0 | 0 | 0 | -3689885 | 0 | 0 | 0
182
183 | Prov-Leased Assets - Capital Leases 1011006 | 0 | 0 | 0 | 0 | 0 | 0 | 0 | 0 | 0 | 0 | 0 | 0 | 0 | 0 | 0 | 0 | 0 | 0 | 0 | 0 | 0 | 0 | 0 | 0 | 0 | 0 | 0 | 0 | 0 | 0 | 0 | 0 | 0 | 0 | 0 | 0 | 0 | 0 | 0 | 0 | 0 | 0 | 0 | 0 | 0 | 0 | 0 | 0 | 0 | 0 | 0 | 0 | 0 | 0 | 0 | 0 | 0 | 0
184 | Total Prov-Leased Assets | 0 | 0 | 0 | 0 | 0 | 0 | 0 | 0 | 0 | 0 | 0 | 0 | 0 | 0 | 0 | 0 | 0 | 0 | 0 | 0 | 0 | 0 | 0 | 0 | 0 | 0 | 0 | 0 | 0 | 0 | 0 | 0 | 0 | 0 | 0 | 0 | 0 | 0 | 0 | 0 | 0 | 0 | 0 | 0 | 0 | 0 | 0 | 0 | 0 | 0 | 0 | 0 | 0 | 0 | 0 | 0 | 0 | 0
185
186 | Total Acc Prov Depreciation and Amortization | -354370732.92 | 0 | 0 | 0 | 0 | 0 | 0 | 0 | 0 | 0 | 0 | 0 | 0 | 0 | 0 | 0 | 0 | 0 | 15976575.08 | 0 | 0 | 0 | 0 | 0 | 0 | 0 | 0 | 0 | 0 | 0 | 0 | 0 | 0 | 0 | 0 | 0 | 0 | 0 | 0 | 0 | 0 | 0 | 0 | 0 | -200045017 | 0 | -2147169.65 | 2147169.65 | 0 | 0 | 0 | 0 | 0 | -166612406 | -3689885 | 0 | 0 | 0
187
188 | Net Electric Plant in Service | -247128108.89 | 0 | 0 | 0 | 0 | 0 | 0 | 0 | 0 | 0 | 0 | 0 | 0 | 0 | 0 | 0 | 0 | 0 | 20826262.54 | 0 | 0 | 0 | 0 | 0 | 0 | 0 | 0 | 0 | 0 | 0 | 0 | 0 | 0 | 0 | 0 | 0 | 0 | 0 | 0 | 0 | 0 | 0 | 0 | 0 | -127654870.43 | 18000000 | 62538198.27 | -62538198.27 | 0 | 0 | 0 | 0 | 0 | -157958343 | -341158 | 0 | 0 | 0
189
190 | Construction Work in Progress - Account 107
191 | Intangible | 0 | 0 | 0 | 0 | 0 | 0 | 0 | 0 | 0 | 0 | 0 | 0 | 0 | 0 | 0 | 0 | 0 | 0 | 0 | 0 | 0 | 0 | 0 | 0 | 0 | 0 | 0 | 0 | 0 | 0 | 0 | 0 | 0 | 0 | 0 | 0 | 0 | 0 | 0 | 0 | 0 | 0 | 0 | 0 | 0 | 0 | 0 | 0 | 0 | 0 | 0 | 0 | 0 | 0 | 0 | 0 | 0 | 0
192 | AFUDC | 0 | 0 | 0 | 0 | 0 | 0 | 0 | 0 | 0 | 0 | 0 | 0 | 0 | 0 | 0 | 0 | 0 | 0 | 0 | 0 | 0 | 0 | 0 | 0 | 0 | 0 | 0 | 0 | 0 | 0 | 0 | 0 | 0 | 0 | 0 | 0 | 0 | 0 | 0 | 0 | 0 | 0 | 0 | 0 | 0 | 0 | 0 | 0 | 0 | 0 | 0 | 0 | 0 | 0 | 0 | 0 | 0 | 0
193 | Total Intangilbe Plant | 0 | 0 | 0 | 0 | 0 | 0 | 0 | 0 | 0 | 0 | 0 | 0 | 0 | 0 | 0 | 0 | 0 | 0 | 0 | 0 | 0 | 0 | 0 | 0 | 0 | 0 | 0 | 0 | 0 | 0 | 0 | 0 | 0 | 0 | 0 | 0 | 0 | 0 | 0 | 0 | 0 | 0 | 0 | 0 | 0 | 0 | 0 | 0 | 0 | 0 | 0 | 0 | 0 | 0 | 0 | 0 | 0 | 0
194
195 | Production | 107260.03 | 0 | 0 | 0 | 0 | 0 | 0 | 0 | 0 | 0 | 0 | 0 | 0 | 0 | 0 | 0 | 0 | 0 | 107260.03 | 0 | 0 | 0 | 0 | 0 | 0 | 0 | 0 | 0 | 0 | 0 | 0 | 0 | 0 | 0 | 0 | 0 | 0 | 0 | 0 | 0 | 0 | 0 | 0 | 0 | 0 | 0 | 0 | 0 | 0 | 0 | 0 | 0 | 0 | 0 | 0 | 0 | 0 | 0
196 | AFUDC | 3472.95 | 0 | 0 | 0 | 0 | 0 | 0 | 0 | 0 | 0 | 0 | 0 | 0 | 0 | 0 | 0 | 0 | 0 | 3472.95 | 0 | 0 | 0 | 0 | 0 | 0 | 0 | 0 | 0 | 0 | 0 | 0 | 0 | 0 | 0 | 0 | 0 | 0 | 0 | 0 | 0 | 0 | 0 | 0 | 0 | 0 | 0 | 0 | 0 | 0 | 0 | 0 | 0 | 0 | 0 | 0 | 0 | 0 | 0
197 | Total Production Plant | 110732.98 | 0 | 0 | 0 | 0 | 0 | 0 | 0 | 0 | 0 | 0 | 0 | 0 | 0 | 0 | 0 | 0 | 0 | 110732.98 | 0 | 0 | 0 | 0 | 0 | 0 | 0 | 0 | 0 | 0 | 0 | 0 | 0 | 0 | 0 | 0 | 0 | 0 | 0 | 0 | 0 | 0 | 0 | 0 | 0 | 0 | 0 | 0 | 0 | 0 | 0 | 0 | 0 | 0 | 0 | 0 | 0 | 0 | 0
198
199 | Transmission | 1459294.11 | 0 | 0 | 0 | 0 | 0 | 0 | 0 | 0 | 0 | 0 | 0 | 0 | 0 | 0 | 0 | 0 | 0 | 1459294.11 | 0 | 0 | 0 | 0 | 0 | 0 | 0 | 0 | 0 | 0 | 0 | 0 | 0 | 0 | 0 | 0 | 0 | 0 | 0 | 0 | 0 | 0 | 0 | 0 | 0 | 0 | 0 | 0 | 0 | 0 | 0 | 0 | 0 | 0 | 0 | 0 | 0 | 0 | 0
200 | AFUDC | 72944.11 | 0 | 0 | 0 | 0 | 0 | 0 | 0 | 0 | 0 | 0 | 0 | 0 | 0 | 0 | 0 | 0 | 0 | 72944.11 | 0 | 0 | 0 | 0 | 0 | 0 | 0 | 0 | 0 | 0 | 0 | 0 | 0 | 0 | 0 | 0 | 0 | 0 | 0 | 0 | 0 | 0 | 0 | 0 | 0 | 0 | 0 | 0 | 0 | 0 | 0 | 0 | 0 | 0 | 0 | 0 | 0 | 0 | 0
201 | Total Transmission Plant | 1532238.22 | 0 | 0 | 0 | 0 | 0 | 0 | 0 | 0 | 0 | 0 | 0 | 0 | 0 | 0 | 0 | 0 | 0 | 1532238.22 | 0 | 0 | 0 | 0 | 0 | 0 | 0 | 0 | 0 | 0 | 0 | 0 | 0 | 0 | 0 | 0 | 0 | 0 | 0 | 0 | 0 | 0 | 0 | 0 | 0 | 0 | 0 | 0 | 0 | 0 | 0 | 0 | 0 | 0 | 0 | 0 | 0 | 0 | 0
202
203 | Distribution | 52843.66 | 0 | 0 | 0 | 0 | 0 | 0 | 0 | 0 | 0 | 0 | 0 | 0 | 0 | 0 | 0 | 0 | 0 | 52843.66 | 0 | 0 | 0 | 0 | 0 | 0 | 0 | 0 | 0 | 0 | 0 | 0 | 0 | 0 | 0 | 0 | 0 | 0 | 0 | 0 | 0 | 0 | 0 | 0 | 0 | 0 | 0 | 0 | 0 | 0 | 0 | 0 | 0 | 0 | 0 | 0 | 0 | 0 | 0
204 | AFUDC | 2098.09 | 0 | 0 | 0 | 0 | 0 | 0 | 0 | 0 | 0 | 0 | 0 | 0 | 0 | 0 | 0 | 0 | 0 | 2098.09 | 0 | 0 | 0 | 0 | 0 | 0 | 0 | 0 | 0 | 0 | 0 | 0 | 0 | 0 | 0 | 0 | 0 | 0 | 0 | 0 | 0 | 0 | 0 | 0 | 0 | 0 | 0 | 0 | 0 | 0 | 0 | 0 | 0 | 0 | 0 | 0 | 0 | 0 | 0
205 | Total Distribution Plant | 54941.75 | 0 | 0 | 0 | 0 | 0 | 0 | 0 | 0 | 0 | 0 | 0 | 0 | 0 | 0 | 0 | 0 | 0 | 54941.75 | 0 | 0 | 0 | 0 | 0 | 0 | 0 | 0 | 0 | 0 | 0 | 0 | 0 | 0 | 0 | 0 | 0 | 0 | 0 | 0 | 0 | 0 | 0 | 0 | 0 | 0 | 0 | 0 | 0 | 0 | 0 | 0 | 0 | 0 | 0 | 0 | 0 | 0 | 0
206
207 | General | 30079.86 | 0 | 0 | 0 | 0 | 0 | 0 | 0 | 0 | 0 | 0 | 0 | 0 | 0 | 0 | 0 | 0 | 0 | 30079.86 | 0 | 0 | 0 | 0 | 0 | 0 | 0 | 0 | 0 | 0 | 0 | 0 | 0 | 0 | 0 | 0 | 0 | 0 | 0 | 0 | 0 | 0 | 0 | 0 | 0 | 0 | 0 | 0 | 0 | 0 | 0 | 0 | 0 | 0 | 0 | 0 | 0 | 0 | 0
208 | AFUDC | 492.88 | 0 | 0 | 0 | 0 | 0 | 0 | 0 | 0 | 0 | 0 | 0 | 0 | 0 | 0 | 0 | 0 | 0 | 492.88 | 0 | 0 | 0 | 0 | 0 | 0 | 0 | 0 | 0 | 0 | 0 | 0 | 0 | 0 | 0 | 0 | 0 | 0 | 0 | 0 | 0 | 0 | 0 | 0 | 0 | 0 | 0 | 0 | 0 | 0 | 0 | 0 | 0 | 0 | 0 | 0 | 0 | 0 | 0
209 | Total General Plant | 30572.74 | 0 | 0 | 0 | 0 | 0 | 0 | 0 | 0 | 0 | 0 | 0 | 0 | 0 | 0 | 0 | 0 | 0 | 30572.74 | 0 | 0 | 0 | 0 | 0 | 0 | 0 | 0 | 0 | 0 | 0 | 0 | 0 | 0 | 0 | 0 | 0 | 0 | 0 | 0 | 0 | 0 | 0 | 0 | 0 | 0 | 0 | 0 | 0 | 0 | 0 | 0 | 0 | 0 | 0 | 0 | 0 | 0 | 0
210
211 | Total Construction Work in Progress | 1728485.69 | 0 | 0 | 0 | 0 | 0 | 0 | 0 | 0 | 0 | 0 | 0 | 0 | 0 | 0 | 0 | 0 | 0 | 1728485.69 | 0 | 0 | 0 | 0 | 0 | 0 | 0 | 0 | 0 | 0 | 0 | 0 | 0 | 0 | 0 | 0 | 0 | 0 | 0 | 0 | 0 | 0 | 0 | 0 | 0 | 0 | 0 | 0 | 0 | 0 | 0 | 0 | 0 | 0 | 0 | 0 | 0 | 0 | 0
212
213 | Plant Held for Future Use - Acct 105
214 | Production | 0 | 0 | 0 | 0 | 0 | 0 | 0 | 0 | 0 | 0 | 0 | 0 | 0 | 0 | 0 | 0 | 0 | 0 | 0 | 0 | 0 | 0 | 0 | 0 | 0 | 0 | 0 | 0 | 0 | 0 | 0 | 0 | 0 | 0 | 0 | 0 | 0 | 0 | 0 | 0 | 0 | 0 | 0 | 0 | 0 | 0 | 0 | 0 | 0 | 0 | 0 | 0 | 0 | 0 | 0 | 0 | 0 | 0
215 | Transmission | 0 | 0 | 0 | 0 | 0 | 0 | 0 | 0 | 0 | 0 | 0 | 0 | 0 | 0 | 0 | 0 | 0 | 0 | 0 | 0 | 0 | 0 | 0 | 0 | 0 | 0 | 0 | 0 | 0 | 0 | 0 | 0 | 0 | 0 | 0 | 0 | 0 | 0 | 0 | 0 | 0 | 0 | 0 | 0 | 0 | 0 | 0 | 0 | 0 | 0 | 0 | 0 | 0 | 0 | 0 | 0 | 0 | 0
216 | Distribution | 801.21 | 0 | 0 | 0 | 0 | 0 | 0 | 0 | 0 | 0 | 0 | 0 | 0 | 0 | 0 | 0 | 0 | 0 | 801.21 | 0 | 0 | 0 | 0 | 0 | 0 | 0 | 0 | 0 | 0 | 0 | 0 | 0 | 0 | 0 | 0 | 0 | 0 | 0 | 0 | 0 | 0 | 0 | 0 | 0 | 0 | 0 | 0 | 0 | 0 | 0 | 0 | 0 | 0 | 0 | 0 | 0 | 0 | 0
217 | General | 0 | 0 | 0 | 0 | 0 | 0 | 0 | 0 | 0 | 0 | 0 | 0 | 0 | 0 | 0 | 0 | 0 | 0 | 0 | 0 | 0 | 0 | 0 | 0 | 0 | 0 | 0 | 0 | 0 | 0 | 0 | 0 | 0 | 0 | 0 | 0 | 0 | 0 | 0 | 0 | 0 | 0 | 0 | 0 | 0 | 0 | 0 | 0 | 0 | 0 | 0 | 0 | 0 | 0 | 0 | 0 | 0 | 0
218 | Total Plant Held for Future Use | 801.21 | 0 | 0 | 0 | 0 | 0 | 0 | 0 | 0 | 0 | 0 | 0 | 0 | 0 | 0 | 0 | 0 | 0 | 801.21 | 0 | 0 | 0 | 0 | 0 | 0 | 0 | 0 | 0 | 0 | 0 | 0 | 0 | 0 | 0 | 0 | 0 | 0 | 0 | 0 | 0 | 0 | 0 | 0 | 0 | 0 | 0 | 0 | 0 | 0 | 0 | 0 | 0 | 0 | 0 | 0 | 0 | 0 | 0
219
220 | Materials & Supplies
221 | Fuel / Allowance Inventory | 953958.04 | 0 | 0 | 0 | 0 | 0 | 0 | 0 | 0 | 0 | 0 | 0 | 0 | 0 | 0 | 0 | 0 | 0 | 953958.04 | 0 | 0 | 0 | 0 | 0 | 0 | 0 | 0 | 0 | 0 | 0 | 0 | 0 | 0 | 0 | 0 | 0 | 0 | 0 | 0 | 0 | 0 | 0 | 0 | 0 | 0 | 0 | 0 | 0 | 0 | 0 | 0 | 0 | 0 | 0 | 0 | 0 | 0 | 0
222 | Production M&S Inventory | 183694.382 | 0 | 0 | 0 | 0 | 0 | 0 | 0 | 0 | 0 | 0 | 0 | 0 | 0 | 0 | 0 | 0 | 0 | 183694.382 | 0 | 0 | 0 | 0 | 0 | 0 | 0 | 0 | 0 | 0 | 0 | 0 | 0 | 0 | 0 | 0 | 0 | 0 | 0 | 0 | 0 | 0 | 0 | 0 | 0 | 0 | 0 | 0 | 0 | 0 | 0 | 0 | 0 | 0 | 0 | 0 | 0 | 0 | 0
223 | Production M&S Inventory | -999098.21 | 0 | 0 | 0 | 0 | 0 | 0 | 0 | 0 | 0 | 0 | 0 | 0 | 0 | 0 | 0 | 0 | 0 | 25961.79 | 0 | 0 | 0 | 0 | 0 | 0 | 0 | 0 | 0 | 0 | 0 | 0 | 0 | 0 | 0 | 0 | 0 | 0 | 0 | 0 | 0 | 0 | 0 | 0 | 0 | 0 | 0 | 0 | 0 | 0 | 0 | 0 | 0 | 0 | -1025060 | 0 | 0 | 0 | 0
224 | Transmission M&S Inventory | 40191.357 | 0 | 0 | 0 | 0 | 0 | 0 | 0 | 0 | 0 | 0 | 0 | 0 | 0 | 0 | 0 | 0 | 0 | 40191.357 | 0 | 0 | 0 | 0 | 0 | 0 | 0 | 0 | 0 | 0 | 0 | 0 | 0 | 0 | 0 | 0 | 0 | 0 | 0 | 0 | 0 | 0 | 0 | 0 | 0 | 0 | 0 | 0 | 0 | 0 | 0 | 0 | 0 | 0 | 0 | 0 | 0 | 0 | 0
225 | Distribution M&S Inventory | 6061.873 | 0 | 0 | 0 | 0 | 0 | 0 | 0 | 0 | 0 | 0 | 0 | 0 | 0 | 0 | 0 | 0 | 0 | 6061.873 | 0 | 0 | 0 | 0 | 0 | 0 | 0 | 0 | 0 | 0 | 0 | 0 | 0 | 0 | 0 | 0 | 0 | 0 | 0 | 0 | 0 | 0 | 0 | 0 | 0 | 0 | 0 | 0 | 0 | 0 | 0 | 0 | 0 | 0 | 0 | 0 | 0 | 0 | 0
226 | Total Materials & Supplies | 184807.442 | 0 | 0 | 0 | 0 | 0 | 0 | 0 | 0 | 0 | 0 | 0 | 0 | 0 | 0 | 0 | 0 | 0 | 1209867.442 | 0 | 0 | 0 | 0 | 0 | 0 | 0 | 0 | 0 | 0 | 0 | 0 | 0 | 0 | 0 | 0 | 0 | 0 | 0 | 0 | 0 | 0 | 0 | 0 | 0 | 0 | 0 | 0 | 0 | 0 | 0 | 0 | 0 | 0 | -1025060 | 0 | 0 | 0 | 0
227
228 | Prepayments
229 | Prepaid Pension Benefit | 0 | 0 | 0 | 0 | 0 | 0 | 0 | 0 | 0 | 0 | 0 | 0 | 0 | 0 | 0 | 0 | 0 | 0 | 0 | 0 | 0 | 0 | 0 | 0 | 0 | 0 | 0 | 0 | 0 | 0 | 0 | 0 | 0 | 0 | 0 | 0 | 0 | 0 | 0 | 0 | 0 | 0 | 0 | 0 | 0 | 0 | 0 | 0 | 0 | 0 | 0 | 0 | 0 | 0 | 0 | 0 | 0 | 0
230 | Prepaid Other | 28641.75 | 0 | 0 | 0 | 0 | 0 | 0 | 0 | 0 | 0 | 0 | 0 | 0 | 0 | 0 | 0 | 0 | 0 | 28641.75 | 0 | 0 | 0 | 0 | 0 | 0 | 0 | 0 | 0 | 0 | 0 | 0 | 0 | 0 | 0 | 0 | 0 | 0 | 0 | 0 | 0 | 0 | 0 | 0 | 0 | 0 | 0 | 0 | 0 | 0 | 0 | 0 | 0 | 0 | 0 | 0 | 0 | 0 | 0
231 | Total Prepayments | 28641.75 | 0 | 0 | 0 | 0 | 0 | 0 | 0 | 0 | 0 | 0 | 0 | 0 | 0 | 0 | 0 | 0 | 0 | 28641.75 | 0 | 0 | 0 | 0 | 0 | 0 | 0 | 0 | 0 | 0 | 0 | 0 | 0 | 0 | 0 | 0 | 0 | 0 | 0 | 0 | 0 | 0 | 0 | 0 | 0 | 0 | 0 | 0 | 0 | 0 | 0 | 0 | 0 | 0 | 0 | 0 | 0 | 0 | 0
232
233
234 | Rate Base Additions (Deductions)
235 | Accumulated Deferred Income Taxes, other than Deferred Fuel | 93977971.0942 | 0 | 0 | 0 | 0 | 0 | 0 | 0 | 0 | 0 | 0 | 0 | 0 | 0 | 0 | 0 | 0 | 0 | -5514295.87 | 0 | 0 | 0 | 0 | 0 | 0 | 0 | 0 | 0 | 0 | 0 | 0 | 0 | 0 | 0 | 0 | 0 | 0 | 0 | 0 | 0 | 0 | 0 | 0 | 0 | 0 | 0 | 0 | 0 | 0 | 0 | 0 | 54614594.9642 | 0 | 44877672 | 0 | 0 | 0 | 0
236 | Unallocated Deferred FIT | 0 | 0 | 0 | 0 | 0 | 0 | 0 | 0 | 0 | 0 | 0 | 0 | 0 | 0 | 0 | 0 | 0 | 0 | 0 | 0 | 0 | 0 | 0 | 0 | 0 | 0 | 0 | 0 | 0 | 0 | 0 | 0 | 0 | 0 | 0 | 0 | 0 | 0 | 0 | 0 | 0 | 0 | 0 | 0 | 0 | 0 | 0 | 0 | 0 | 0 | 0 | 0 | 0 | 0 | 0 | 0 | 0 | 0
237 | Deferred Investment Tax Credit | 0 | 0 | 0 | 0 | 0 | 0 | 0 | 0 | 0 | 0 | 0 | 0 | 0 | 0 | 0 | 0 | 0 | 0 | 0 | 0 | 0 | 0 | 0 | 0 | 0 | 0 | 0 | 0 | 0 | 0 | 0 | 0 | 0 | 0 | 0 | 0 | 0 | 0 | 0 | 0 | 0 | 0 | 0 | 0 | 0 | 0 | 0 | 0 | 0 | 0 | 0 | 0 | 0 | 0 | 0 | 0 | 0 | 0
238 | Special Deposits | 0
239 | Customer Advances | 0 | 0 | 0 | 0 | 0 | 0 | 0 | 0 | 0 | 0 | 0 | 0 | 0 | 0 | 0 | 0 | 0 | 0 | 0 | 0 | 0 | 0 | 0 | 0 | 0 | 0 | 0 | 0 | 0 | 0 | 0 | 0 | 0 | 0 | 0 | 0 | 0 | 0 | 0 | 0 | 0 | 0 | 0 | 0 | 0 | 0 | 0 | 0 | 0 | 0 | 0 | 0 | 0 | 0 | 0 | 0 | 0 | 0
240 | Customer Deposits | 0 | 0 | 0 | 0 | 0 | 0 | 0 | 0 | 0 | 0 | 0 | 0 | 0 | 0 | 0 | 0 | 0 | 0 | 0 | 0 | 0 | 0 | 0 | 0 | 0 | 0 | 0 | 0 | 0 | 0 | 0 | 0 | 0 | 0 | 0 | 0 | 0 | 0 | 0 | 0 | 0 | 0 | 0 | 0 | 0 | 0 | 0 | 0 | 0 | 0 | 0 | 0 | 0 | 0 | 0 | 0 | 0 | 0
241 | Other Rate Base | 10000000 | 0 | 0 | 0 | 0 |  | 0 | 0 | 0 | 0 | 0 | 0 | 0 | 0 | 0 | 0 | 0 | 0 | 0 | 0 | 0 | 0 | 0 | 0 | 0 | 0 | 0 | 0 | 0 | 0 | 0 | 0 | 0 | 0 | 0 | 0 | 0 | 0 | 0 | 0 | 0 | 0 | 0 | 0 | 0 | 0 | 0 | 0 | 10000000 | 0 | 0 | 0 | 0 | 0 | 0 | 0 | 0 | 0
242 | After Tax Effect of ARO | 0 | 0 | 0 | 0 | 0 | 0 | 0 | 0 | 0 | 0 | 0 | 0 | 0 | 0 | 0 | 0 | 0 | 0 | 0 | 0 | 0 | 0 | 0 | 0 | 0 | 0 | 0 | 0 | 0 | 0 | 0 | 0 | 0 | 0 | 0 | 0 | 0 | 0 | 0 | 0 | 0 | 0 | 0 | 0 | 0 | 0 | 0 | 0 | 0 | 0 | 0 | 0 | 0 | 0 | 0 | 0 | 0 | 0
243 | Total Rate Base Deductions | 103977971.0942 | 0 | 0 | 0 | 0 | 0 | 0 | 0 | 0 | 0 | 0 | 0 | 0 | 0 | 0 | 0 | 0 | 0 | -5514295.87 | 0 | 0 | 0 | 0 | 0 | 0 | 0 | 0 | 0 | 0 | 0 | 0 | 0 | 0 | 0 | 0 | 0 | 0 | 0 | 0 | 0 | 0 | 0 | 0 | 0 | 0 | 0 | 0 | 0 | 10000000 | 0 | 0 | 54614594.9642 | 0 | 44877672 | 0 | 0 | 0 | 0
244
245 | Total Rate Base (excluding Cash Working Capital) | -138088477.1438 | 0 | 0 | 0 | 0 | 0 | 0 | 0 | 0 | 0 | 0 | 0 | 0 | 0 | 0 | 0 | 0 | 0 | 20188819.88 | 0 | 0 | 0 | 0 | 0 | 0 | 0 | 0 | 0 | 0 | 0 | 0 | 0 | 0 | 0 | 0 | 0 | 0 | 0 | 0 | 0 | 0 | 0 | 0 | 0 | -127654870.43 | 18000000 | 88971323.61 | -88971323.61 | 10000000 | 0 | 0 | 54614594.9642 | 0 | -113080671 | -341158 | 0 | 0 | 0
246
247
248 | Operating Revenues - Sales of Electricity | -53897239.2408 | 2449583 | -515361.637 | 145034 | 2712449.39 | 33001096.5472 | 0 | -5276.19 | -19703413 | -49418888 | -16771447 | 0 | -628079.1 | -373893.79 | -3776111.9253 | -1012931.5357 | 0 | 0 | 0 | 0 | 0 | 0 | 0 | 0 | 0 | 0 | 0 | 0 | 0 | 0 | 0 | 0 | 0 | 0 | 0 | 0 | 0 | 0 | 0 | 0 | 0 | 0 | 0 | 0 | 0 | 0 | 0 | 0 | 0 | 0 | 0 | 0 | 0 | 0 | 0 | 0 | 0 | 0
249 | Operating Revenues - Wholesale Sales of Electricity | 0 | 0 | 0 | 0 | 0 | 0 | 0 | 0 | 0 | 0 | 0 | 0 | 0 | 0 | 0 | 0 | 0 | 0 | 0 | 0 | 0 | 0 | 0 | 0 | 0 | 0 | 0 | 0 | 0 | 0 | 0 | 0 | 0 | 0 | 0 | 0 | 0 | 0 | 0 | 0 | 0 | 0 | 0 | 0 | 0 | 0 | 0 | 0 | 0 | 0 | 0 | 0 | 0 | 0 | 0 | 0 | 0 | 0
250 | Provision for Rate Refund | 0 | 0 | 0 | 0 | 0 | 0 | 0 | 0 | 0 | 0 | 0 | 0 | 0 | 0 | 0 | 0 | 0 | 0 | 0 | 0 | 0 | 0 | 0 | 0 | 0 | 0 | 0 | 0 | 0 | 0 | 0 | 0 | 0 | 0 | 0 | 0 | 0 | 0 | 0 | 0 | 0 | 0 | 0 | 0 | 0 | 0 | 0 | 0 | 0 | 0 | 0 | 0 | 0 | 0 | 0 | 0 | 0 | 0
251 |  | 0
252 | Non-Firm Sales: | 0
253 | Demand Related | 0 | 0 | 0 | 0 | 0 | 0 | 0 | 0 | 0 | 0 | 0 | 0 | 0 | 0 | 0 | 0 | 0 | 0 | 0 | 0 | 0 | 0 | 0 | 0 | 0 | 0 | 0 | 0 | 0 | 0 | 0 | 0 | 0 | 0 | 0 | 0 | 0 | 0 | 0 | 0 | 0 | 0 | 0 | 0 | 0 | 0 | 0 | 0 | 0 | 0 | 0 | 0 | 0 | 0 | 0 | 0 | 0 | 0
254 | Energy Related | 316449.3136 | 0 | 0 | 0 | 0 | 0 | 0 | 0 | 0 | 0 | 0 | 0 | 0 | 0 | 0 | 0 | 0 | 0 | 316449.3136 | 0 | 0 | 0 | 0 | 0 | 0 | 0 | 0 | 0 | 0 | 0 | 0 | 0 | 0 | 0 | 0 | 0 | 0 | 0 | 0 | 0 | 0 | 0 | 0 | 0 | 0 | 0 | 0 | 0 | 0 | 0 | 0 | 0 | 0 | 0 | 0 | 0 | 0 | 0
255 | Unallocated | 0
256 | Total Non-Firm Sales | 316449.3136 | 0 | 0 | 0 | 0 | 0 | 0 | 0 | 0 | 0 | 0 | 0 | 0 | 0 | 0 | 0 | 0 | 0 | 316449.3136 | 0 | 0 | 0 | 0 | 0 | 0 | 0 | 0 | 0 | 0 | 0 | 0 | 0 | 0 | 0 | 0 | 0 | 0 | 0 | 0 | 0 | 0 | 0 | 0 | 0 | 0 | 0 | 0 | 0 | 0 | 0 | 0 | 0 | 0 | 0 | 0 | 0 | 0 | 0
257
258 | Other Operating Revenues
259 | 450-Forfeited Discounts | 0 | 0 | 0 | 0 | 0 | 0 | 0 | 0 | 0 | 0 | 0 | 0 | 0 | 0 | 0 | 0 | 0 | 0 | 0 | 0 | 0 | 0 | 0 | 0 | 0 | 0 | 0 | 0 | 0 | 0 | 0 | 0 | 0 | 0 | 0 | 0 | 0 | 0 | 0 | 0 | 0 | 0 | 0 | 0 | 0 | 0 | 0 | 0 | 0 | 0 | 0 | 0 | 0 | 0 | 0 | 0 | 0 | 0
260 | 451-Miscellaneous Service Revenues | 643148 | 0 | 0 | 0 | 0 | 0 | 643148 | 0 | 0 | 0 | 0 | 0 | 0 | 0 | 0 | 0 | 0 | 0 | 0 | 0 | 0 | 0 | 0 | 0 | 0 | 0 | 0 | 0 | 0 | 0 | 0 | 0 | 0 | 0 | 0 | 0 | 0 | 0 | 0 | 0 | 0 | 0 | 0 | 0 | 0 | 0 | 0 | 0 | 0 | 0 | 0 | 0 | 0 | 0 | 0 | 0 | 0 | 0
261 | Rent from Electric Property | 0
262 | 4541-Rent-Assoc Cos- Production | 0 | 0 | 0 | 0 | 0 | 0 | 0 | 0 | 0 | 0 | 0 | 0 | 0 | 0 | 0 | 0 | 0 | 0 | 0 | 0 | 0 | 0 | 0 | 0 | 0 | 0 | 0 | 0 | 0 | 0 | 0 | 0 | 0 | 0 | 0 | 0 | 0 | 0 | 0 | 0 | 0 | 0 | 0 | 0 | 0 | 0 | 0 | 0 | 0 | 0 | 0 | 0 | 0 | 0 | 0 | 0 | 0 | 0
263 | 4541-Rent-Assoc Cos- Transmission | 7520.262 | 0 | 0 | 0 | 0 | 0 | 0 | 0 | 0 | 0 | 0 | 0 | 0 | 0 | 0 | 0 | 0 | 0 | 7520.262 | 0 | 0 | 0 | 0 | 0 | 0 | 0 | 0 | 0 | 0 | 0 | 0 | 0 | 0 | 0 | 0 | 0 | 0 | 0 | 0 | 0 | 0 | 0 | 0 | 0 | 0 | 0 | 0 | 0 | 0 | 0 | 0 | 0 | 0 | 0 | 0 | 0 | 0 | 0
264 | 4541-Rent-Assoc Cos- Distribution | 1021.748 | 0 | 0 | 0 | 0 | 0 | 0 | 0 | 0 | 0 | 0 | 0 | 0 | 0 | 0 | 0 | 0 | 0 | 1021.748 | 0 | 0 | 0 | 0 | 0 | 0 | 0 | 0 | 0 | 0 | 0 | 0 | 0 | 0 | 0 | 0 | 0 | 0 | 0 | 0 | 0 | 0 | 0 | 0 | 0 | 0 | 0 | 0 | 0 | 0 | 0 | 0 | 0 | 0 | 0 | 0 | 0 | 0 | 0
265 | 4542-Rent-Non-Assoc Cos- Production | 37348.27 | 0 | 0 | 0 | 0 | 0 | 0 | 0 | 0 | 0 | 0 | 0 | 0 | 0 | 0 | 0 | 0 | 0 | 37348.27 | 0 | 0 | 0 | 0 | 0 | 0 | 0 | 0 | 0 | 0 | 0 | 0 | 0 | 0 | 0 | 0 | 0 | 0 | 0 | 0 | 0 | 0 | 0 | 0 | 0 | 0 | 0 | 0 | 0 | 0 | 0 | 0 | 0 | 0 | 0 | 0 | 0 | 0 | 0
266 | 4542-Rent-Non-Assoc Cos- Transmission | 291 | 0 | 0 | 0 | 0 | 0 | 0 | 0 | 0 | 0 | 0 | 0 | 0 | 0 | 0 | 0 | 0 | 0 | 291 | 0 | 0 | 0 | 0 | 0 | 0 | 0 | 0 | 0 | 0 | 0 | 0 | 0 | 0 | 0 | 0 | 0 | 0 | 0 | 0 | 0 | 0 | 0 | 0 | 0 | 0 | 0 | 0 | 0 | 0 | 0 | 0 | 0 | 0 | 0 | 0 | 0 | 0 | 0
267 | 4542-Rent-Non-Assoc Cos- Distribution | 3 | 0 | 0 | 0 | 0 | 0 | 0 | 0 | 0 | 0 | 0 | 0 | 0 | 0 | 0 | 0 | 0 | 0 | 3 | 0 | 0 | 0 | 0 | 0 | 0 | 0 | 0 | 0 | 0 | 0 | 0 | 0 | 0 | 0 | 0 | 0 | 0 | 0 | 0 | 0 | 0 | 0 | 0 | 0 | 0 | 0 | 0 | 0 | 0 | 0 | 0 | 0 | 0 | 0 | 0 | 0 | 0 | 0
268 | 4540005 Rent from Elec Prop-Pole Attch | -266246.59 | 0 | 0 | 0 | 0 | 0 | 0 | 0 | 0 | 0 | 0 | 0 | 0 | 0 | 0 | 0 | 0 | -271393.99 | 5147.4 | 0 | 0 | 0 | 0 | 0 | 0 | 0 | 0 | 0 | 0 | 0 | 0 | 0 | 0 | 0 | 0 | 0 | 0 | 0 | 0 | 0 | 0 | 0 | 0 | 0 | 0 | 0 | 0 | 0 | 0 | 0 | 0 | 0 | 0 | 0 | 0 | 0 | 0 | 0
269 | 4540004-Rent-Non-Assoc Cos-ABD Distribution | 18 | 0 | 0 | 0 | 0 | 0 | 0 | 0 | 0 | 0 | 0 | 0 | 0 | 0 | 0 | 0 | 0 | 0 | 18 | 0 | 0 | 0 | 0 | 0 | 0 | 0 | 0 | 0 | 0 | 0 | 0 | 0 | 0 | 0 | 0 | 0 | 0 | 0 | 0 | 0 | 0 | 0 | 0 | 0 | 0 | 0 | 0 | 0 | 0 | 0 | 0 | 0 | 0 | 0 | 0 | 0 | 0 | 0
270 | 4540004-Rent-Non-Assoc Cos-ABD Transmission | 0 | 0 | 0 | 0 | 0 | 0 | 0 | 0 | 0 | 0 | 0 | 0 | 0 | 0 | 0 | 0 | 0 | 0 | 0 | 0 | 0 | 0 | 0 | 0 | 0 | 0 | 0 | 0 | 0 | 0 | 0 | 0 | 0 | 0 | 0 | 0 | 0 | 0 | 0 | 0 | 0 | 0 | 0 | 0 | 0 | 0 | 0 | 0 | 0 | 0 | 0 | 0 | 0 | 0 | 0 | 0 | 0 | 0
271 | Total Rent from Electric Property | -220044.31 | 0 | 0 | 0 | 0 | 0 | 0 | 0 | 0 | 0 | 0 | 0 | 0 | 0 | 0 | 0 | 0 | -271393.99 | 51349.68 | 0 | 0 | 0 | 0 | 0 | 0 | 0 | 0 | 0 | 0 | 0 | 0 | 0 | 0 | 0 | 0 | 0 | 0 | 0 | 0 | 0 | 0 | 0 | 0 | 0 | 0 | 0 | 0 | 0 | 0 | 0 | 0 | 0 | 0 | 0 | 0 | 0 | 0 | 0
272
273 | Other Electric Revenues
274 | 456-Other Electric Production | 0 | 0 | 0 | 0 | 0 | 0 | 0 | 0 | 0 | 0 | 0 | 0 | 0 | 0 | 0 | 0 | 0 | 0 | 0 | 0 | 0 | 0 | 0 | 0 | 0 | 0 | 0 | 0 | 0 | 0 | 0 | 0 | 0 | 0 | 0 | 0 | 0 | 0 | 0 | 0 | 0 | 0 | 0 | 0 | 0 | 0 | 0 | 0 | 0 | 0 | 0 | 0 | 0 | 0 | 0 | 0 | 0 | 0
275 | 456-Other Electric Revenues DSM | -573589.96 | 0 | 0 | 0 | 0 | 0 | 0 | 0 | 0 | 0 | 0 | -573589.96 | 0 | 0 | 0 | 0 | 0 | 0 | 0 | 0 | 0 | 0 | 0 | 0 | 0 | 0 | 0 | 0 | 0 | 0 | 0 | 0 | 0 | 0 | 0 | 0 | 0 | 0 | 0 | 0 | 0 | 0 | 0 | 0 | 0 | 0 | 0 | 0 | 0 | 0 | 0 | 0 | 0 | 0 | 0 | 0 | 0 | 0
276 | 456-Other Electric Transmission EKPC | 0 | 0 | 0 | 0 | 0 | 0 | 0 | 0 | 0 | 0 | 0 | 0 | 0 | 0 | 0 | 0 | 0 | 0 | 0 | 0 | 0 | 0 | 0 | 0 | 0 | 0 | 0 | 0 | 0 | 0 | 0 | 0 | 0 | 0 | 0 | 0 | 0 | 0 | 0 | 0 | 0 | 0 | 0 | 0 | 0 | 0 | 0 | 0 | 0 | 0 | 0 | 0 | 0 | 0 | 0 | 0 | 0 | 0
277 | 456-Other Electric LSE Charge - Retail Demand | -4256853 | 0 | 0 | 0 | 0 | 0 | 0 | 0 | 0 | 0 | 0 | 0 | 0 | 0 | 0 | 0 | -4256853 | 0 | 0 | 0 | 0 | 0 | 0 | 0 | 0 | 0 | 0 | 0 | 0 | 0 | 0 | 0 | 0 | 0 | 0 | 0 | 0 | 0 | 0 | 0 | 0 | 0 | 0 | 0 | 0 | 0 | 0 | 0 | 0 | 0 | 0 | 0 | 0 | 0 | 0 | 0 | 0 | 0
278 | 456-Other Electric LSE Charge - Retail Energy | 0 | 0 | 0 | 0 | 0 | 0 | 0 | 0 | 0 | 0 | 0 | 0 | 0 | 0 | 0 | 0 | 0 | 0 | 0 | 0 | 0 | 0 | 0 | 0 | 0 | 0 | 0 | 0 | 0 | 0 | 0 | 0 | 0 | 0 | 0 | 0 | 0 | 0 | 0 | 0 | 0 | 0 | 0 | 0 | 0 | 0 | 0 | 0 | 0 | 0 | 0 | 0 | 0 | 0 | 0 | 0 | 0 | 0
279 | 456-Other Electric TO Revenues | 1465518.64 | 0 | 0 | 0 | 0 | 0 | 0 | 0 | 0 | 0 | 0 | 0 | 0 | 0 | 0 | 0 | 0 | 0 | 1465518.64 | 0 | 0 | 0 | 0 | 0 | 0 | 0 | 0 | 0 | 0 | 0 | 0 | 0 | 0 | 0 | 0 | 0 | 0 | 0 | 0 | 0 | 0 | 0 | 0 | 0 | 0 | 0 | 0 | 0 | 0 | 0 | 0 | 0 | 0 | 0 | 0 | 0 | 0 | 0
280 | 456-Other Electric Non-Juris | 0 | 0 | 0 | 0 | 0 | 0 | 0 | 0 | 0 | 0 | 0 | 0 | 0 | 0 | 0 | 0 | 0 | 0 | 0 | 0 | 0 | 0 | 0 | 0 | 0 | 0 | 0 | 0 | 0 | 0 | 0 | 0 | 0 | 0 | 0 | 0 | 0 | 0 | 0 | 0 | 0 | 0 | 0 | 0 | 0 | 0 | 0 | 0 | 0 | 0 | 0 | 0 | 0 | 0 | 0 | 0 | 0 | 0
281 | 456-Other ElectricTransmission ABD | 1670.83 | 0 | 0 | 0 | 0 | 0 | 0 | 0 | 0 | 0 | 0 | 0 | 0 | 0 | 0 | 0 | 0 | 0 | 1670.83 | 0 | 0 | 0 | 0 | 0 | 0 | 0 | 0 | 0 | 0 | 0 | 0 | 0 | 0 | 0 | 0 | 0 | 0 | 0 | 0 | 0 | 0 | 0 | 0 | 0 | 0 | 0 | 0 | 0 | 0 | 0 | 0 | 0 | 0 | 0 | 0 | 0 | 0 | 0
282 | 456-Other Electric Distribution ABD | 392.31 | 0 | 0 | 0 | 0 | 0 | 0 | 0 | 0 | 0 | 0 | 0 | 0 | 0 | 0 | 0 | 0 | 0 | 392.31 | 0 | 0 | 0 | 0 | 0 | 0 | 0 | 0 | 0 | 0 | 0 | 0 | 0 | 0 | 0 | 0 | 0 | 0 | 0 | 0 | 0 | 0 | 0 | 0 | 0 | 0 | 0 | 0 | 0 | 0 | 0 | 0 | 0 | 0 | 0 | 0 | 0 | 0 | 0
283 | Total Other Electric Revenues | -3362861.18 | 0 | 0 | 0 | 0 | 0 | 0 | 0 | 0 | 0 | 0 | -573589.96 | 0 | 0 | 0 | 0 | -4256853 | 0 | 1467581.78 | 0 | 0 | 0 | 0 | 0 | 0 | 0 | 0 | 0 | 0 | 0 | 0 | 0 | 0 | 0 | 0 | 0 | 0 | 0 | 0 | 0 | 0 | 0 | 0 | 0 | 0 | 0 | 0 | 0 | 0 | 0 | 0 | 0 | 0 | 0 | 0 | 0 | 0 | 0
284
285 | Total Other Operating Revenues | -2939757.49 | 0 | 0 | 0 | 0 | 0 | 643148 | 0 | 0 | 0 | 0 | -573589.96 | 0 | 0 | 0 | 0 | -4256853 | -271393.99 | 1518931.46 | 0 | 0 | 0 | 0 | 0 | 0 | 0 | 0 | 0 | 0 | 0 | 0 | 0 | 0 | 0 | 0 | 0 | 0 | 0 | 0 | 0 | 0 | 0 | 0 | 0 | 0 | 0 | 0 | 0 | 0 | 0 | 0 | 0 | 0 | 0 | 0 | 0 | 0 | 0
286
287 | Total Operating Revenues | -56520547.4172 | 2449583 | -515361.637 | 145034 | 2712449.39 | 33001096.5472 | 643148 | -5276.19 | -19703413 | -49418888 | -16771447 | -573589.96 | -628079.1 | -373893.79 | -3776111.9253 | -1012931.5357 | -4256853 | -271393.99 | 1835380.7736 | 0 | 0 | 0 | 0 | 0 | 0 | 0 | 0 | 0 | 0 | 0 | 0 | 0 | 0 | 0 | 0 | 0 | 0 | 0 | 0 | 0 | 0 | 0 | 0 | 0 | 0 | 0 | 0 | 0 | 0 | 0 | 0 | 0 | 0 | 0 | 0 | 0 | 0 | 0
288
289 | Power Production Expenses
290 | Steam Generation Expenses
291 | 500-Supervision & Engineering | 230517.02 | 0 | 0 | 0 | 0 | 0 | 0 | 0 | 0 | 0 | 0 | 0 | 0 | 0 | 0 | 0 | 0 | 0 | 61128.41 | 0 | 0 | 0 | 0 | 0 | 0 | 2923.01 | 0 | 0 | 0 | 0 | 166465.6 | 0 | 0 | 0 | 0 | 0 | 0 | 0 | 0 | 0 | 0 | 0 | 0 | 0 | 0 | 0 | 0 | 0 | 0 | 0 | 0 | 0 | 0 | 0 | 0 | 0 | 0 | 0
292 | 501-Fuel Delivered and Consumed | 3225138.01 | 0 | 0 | 0 | 0 | 0 | 0 | -7671.09 | 0 | 0 | 0 | 0 | 0 | 0 | 0 | 0 | 0 | 0 | 1679181.16 | 0 | 0 | 0 | 0 | 0 | 0 | 0 | 0 | 0 | 0 | 0 | 341430.29 | 0 | 0 | 0 | 0 | 0 | 0 | 0 | 0 | 0 | 1212197.65 | 0 | 0 | 0 | 0 | 0 | 0 | 0 | 0 | 0 | 0 | 0 | 0 | 0 | 0 | 0 | 0 | 0
293 | 501-Gas Reservation Fee | 121623.54 | 0 | 0 | 0 | 0 | 0 | 0 | 0 | 0 | 0 | 0 | 0 | 0 | 0 | 0 | 0 | 0 | 0 | 121623.54 | 0 | 0 | 0 | 0 | 0 | 0 | 0 | 0 | 0 | 0 | 0 | 0 | 0 | 0 | 0 | 0 | 0 | 0 | 0 | 0 | 0 | 0 | 0 | 0 | 0 | 0 | 0 | 0 | 0 | 0 | 0 | 0 | 0 | 0 | 0 | 0 | 0 | 0 | 0
294 | 501-Fuel Other | 122617.91 | 0 | 0 | 0 | 0 | 0 | 0 | 0 | 0 | 0 | 0 | 0 | 0 | 0 | 0 | 0 | 0 | 0 | 55937.91 | 66680 | 0 | 0 | 0 | 0 | 0 | 0 | 0 | 0 | 0 | 0 | 0 | 0 | 0 | 0 | 0 | 0 | 0 | 0 | 0 | 0 | 0 | 0 | 0 | 0 | 0 | 0 | 0 | 0 | 0 | 0 | 0 | 0 | 0 | 0 | 0 | 0 | 0 | 0
295 | 5010005-Def Fuel | -42632032.02 | 0 | 0 | 0 | 0 | 0 | 0 | 0 | 0 | -42632032 | 0 | 0 | 0 | 0 | 0 | 0 | 0 | 0 | -0.02 | 0 | 0 | 0 | 0 | 0 | 0 | 0 | 0 | 0 | 0 | 0 | 0 | 0 | 0 | 0 | 0 | 0 | 0 | 0 | 0 | 0 | 0 | 0 | 0 | 0 | 0 | 0 | 0 | 0 | 0 | 0 | 0 | 0 | 0 | 0 | 0 | 0 | 0 | 0
296 | 502-Steam / Consumables | -2006996.53 | 0 | 0 | 0 | 0 | 0 | 0 | 0 | 0 | 0 | 0 | 0 | 0 | 0 | 0 | 0 | 0 | 0 | 73537.17 | -2274682 | 0 | 0 | 0 | 0 | 0 | 0 | 0 | 0 | 0 | 0 | 194148.3 | 0 | 0 | 0 | 0 | 0 | 0 | 0 | 0 | 0 | 0 | 0 | 0 | 0 | 0 | 0 | 0 | 0 | 0 | 0 | 0 | 0 | 0 | 0 | 0 | 0 | 0 | 0
297 | 503-Steam other Sources | 0 | 0 | 0 | 0 | 0 | 0 | 0 | 0 | 0 | 0 | 0 | 0 | 0 | 0 | 0 | 0 | 0 | 0 | 0 | 0 | 0 | 0 | 0 | 0 | 0 | 0 | 0 | 0 | 0 | 0 | 0 | 0 | 0 | 0 | 0 | 0 | 0 | 0 | 0 | 0 | 0 | 0 | 0 | 0 | 0 | 0 | 0 | 0 | 0 | 0 | 0 | 0 | 0 | 0 | 0 | 0 | 0 | 0
298 | 504-Steam Transferred Credit | 0 | 0 | 0 | 0 | 0 | 0 | 0 | 0 | 0 | 0 | 0 | 0 | 0 | 0 | 0 | 0 | 0 | 0 | 0 | 0 | 0 | 0 | 0 | 0 | 0 | 0 | 0 | 0 | 0 | 0 | 0 | 0 | 0 | 0 | 0 | 0 | 0 | 0 | 0 | 0 | 0 | 0 | 0 | 0 | 0 | 0 | 0 | 0 | 0 | 0 | 0 | 0 | 0 | 0 | 0 | 0 | 0 | 0
299 | 505-Electric | 7562.43 | 0 | 0 | 0 | 0 | 0 | 0 | 0 | 0 | 0 | 0 | 0 | 0 | 0 | 0 | 0 | 0 | 0 | 833.22 | 0 | 0 | 0 | 0 | 0 | 0 | 0 | 0 | 0 | 0 | 0 | 6729.21 | 0 | 0 | 0 | 0 | 0 | 0 | 0 | 0 | 0 | 0 | 0 | 0 | 0 | 0 | 0 | 0 | 0 | 0 | 0 | 0 | 0 | 0 | 0 | 0 | 0 | 0 | 0
300 | 506-Misc. Steam Power Expenses | -452844.99 | 0 | 0 | 0 | 0 | 0 | 0 | 0 | 0 | 0 | 0 | 0 | 0 | 0 | 0 | 0 | 0 | 0 | 91164.74 | 0 | 0 | 0 | 0 | 0 | 0 | 4370.91 | 0 | 0 | 0 | -741761 | 193380.36 | 0 | 0 | 0 | 0 | 0 | 0 | 0 | 0 | 0 | 0 | 0 | 0 | 0 | 0 | 0 | 0 | 0 | 0 | 0 | 0 | 0 | 0 | 0 | 0 | 0 | 0 | 0
301 | 507-Rents | 14.85 | 0 | 0 | 0 | 0 | 0 | 0 | 0 | 0 | 0 | 0 | 0 | 0 | 0 | 0 | 0 | 0 | 0 | 14.85 | 0 | 0 | 0 | 0 | 0 | 0 | 0 | 0 | 0 | 0 | 0 | 0 | 0 | 0 | 0 | 0 | 0 | 0 | 0 | 0 | 0 | 0 | 0 | 0 | 0 | 0 | 0 | 0 | 0 | 0 | 0 | 0 | 0 | 0 | 0 | 0 | 0 | 0 | 0
302 | 508-IPP Operations | 0 | 0 | 0 | 0 | 0 | 0 | 0 | 0 | 0 | 0 | 0 | 0 | 0 | 0 | 0 | 0 | 0 | 0 | 0 | 0 | 0 | 0 | 0 | 0 | 0 | 0 | 0 | 0 | 0 | 0 | 0 | 0 | 0 | 0 | 0 | 0 | 0 | 0 | 0 | 0 | 0 | 0 | 0 | 0 | 0 | 0 | 0 | 0 | 0 | 0 | 0 | 0 | 0 | 0 | 0 | 0 | 0 | 0
303 | 509-Allowances | 1117.01 | 0 | 0 | 0 | 0 | 0 | 0 | 0 | 0 | 0 | 0 | 0 | 0 | 0 | 0 | 0 | 0 | 0 | 1117.01 | 0 | 0 | 0 | 0 | 0 | 0 | 0 | 0 | 0 | 0 | 0 | 0 | 0 | 0 | 0 | 0 | 0 | 0 | 0 | 0 | 0 | 0 | 0 | 0 | 0 | 0 | 0 | 0 | 0 | 0 | 0 | 0 | 0 | 0 | 0 | 0 | 0 | 0 | 0
304 | Total Steam Operation | -41383282.77 | 0 | 0 | 0 | 0 | 0 | 0 | -7671.09 | 0 | -42632032 | 0 | 0 | 0 | 0 | 0 | 0 | 0 | 0 | 2084537.99 | -2208002 | 0 | 0 | 0 | 0 | 0 | 7293.92 | 0 | 0 | 0 | -741761 | 902153.76 | 0 | 0 | 0 | 0 | 0 | 0 | 0 | 0 | 0 | 1212197.65 | 0 | 0 | 0 | 0 | 0 | 0 | 0 | 0 | 0 | 0 | 0 | 0 | 0 | 0 | 0 | 0 | 0
305
306 | 510-Supervision & Engineering | 167438.48 | 0 | 0 | 0 | 0 | 0 | 0 | 0 | 0 | 0 | 0 | 0 | 0 | 0 | 0 | 0 | 0 | 0 | 20293.19 | 0 | 0 | 0 | 0 | 0 | 0 | 1363.36 | 0 | 0 | 0 | 0 | 145781.93 | 0 | 0 | 0 | 0 | 0 | 0 | 0 | 0 | 0 | 0 | 0 | 0 | 0 | 0 | 0 | 0 | 0 | 0 | 0 | 0 | 0 | 0 | 0 | 0 | 0 | 0 | 0
307 | 511-Structures | 46567.04 | 0 | 0 | 0 | 0 | 0 | 0 | 0 | 0 | 0 | 0 | 0 | 0 | 0 | 0 | 0 | 0 | 0 | 29840.41 | 0 | 0 | 0 | 0 | 0 | 0 | 43.82 | 0 | 0 | 0 | 0 | 16682.81 | 0 | 0 | 0 | 0 | 0 | 0 | 0 | 0 | 0 | 0 | 0 | 0 | 0 | 0 | 0 | 0 | 0 | 0 | 0 | 0 | 0 | 0 | 0 | 0 | 0 | 0 | 0
308 | 512-Boiler Plant | -896434.08 | 0 | 0 | 0 | 0 | 0 | 0 | 7671.09 | 0 | 0 | 0 | 0 | 0 | 0 | 0 | 0 | 0 | 0 | 213192.07 | -1333347 | 0 | 0 | 0 | 0 | 0 | -49.51 | 0 | 0 | 0 | 0 | 216099.27 | 0 | 0 | 0 | 0 | 0 | 0 | 0 | 0 | 0 | 0 | 0 | 0 | 0 | 0 | 0 | 0 | 0 | 0 | 0 | 0 | 0 | 0 | 0 | 0 | 0 | 0 | 0
309 | 513-Electric Plant | 155546.83 | 0 | 0 | 0 | 0 | 0 | 0 | 0 | 0 | 0 | 0 | 0 | 0 | 0 | 0 | 0 | 0 | 0 | 65713.99 | 0 | 0 | 0 | 0 | 0 | 0 | -4.44 | 0 | 0 | 0 | 0 | 89837.28 | 0 | 0 | 0 | 0 | 0 | 0 | 0 | 0 | 0 | 0 | 0 | 0 | 0 | 0 | 0 | 0 | 0 | 0 | 0 | 0 | 0 | 0 | 0 | 0 | 0 | 0 | 0
310 | 514-Misc Steam Plant | 39187.07 | 0 | 0 | 0 | 0 | 0 | 0 | 0 | 0 | 0 | 0 | 0 | 0 | 0 | 0 | 0 | 0 | 0 | 21104.23 | 0 | 0 | 0 | 0 | 0 | 0 | 53.88 | 0 | 0 | 0 | 0 | 18028.96 | 0 | 0 | 0 | 0 | 0 | 0 | 0 | 0 | 0 | 0 | 0 | 0 | 0 | 0 | 0 | 0 | 0 | 0 | 0 | 0 | 0 | 0 | 0 | 0 | 0 | 0 | 0
311 | Total Steam Maintenance | -487694.66 | 0 | 0 | 0 | 0 | 0 | 0 | 7671.09 | 0 | 0 | 0 | 0 | 0 | 0 | 0 | 0 | 0 | 0 | 350143.89 | -1333347 | 0 | 0 | 0 | 0 | 0 | 1407.11 | 0 | 0 | 0 | 0 | 486430.25 | 0 | 0 | 0 | 0 | 0 | 0 | 0 | 0 | 0 | 0 | 0 | 0 | 0 | 0 | 0 | 0 | 0 | 0 | 0 | 0 | 0 | 0 | 0 | 0 | 0 | 0 | 0
312
313 | Total Steam Generation Expense | -41870977.43 | 0 | 0 | 0 | 0 | 0 | 0 | 0 | 0 | -42632032 | 0 | 0 | 0 | 0 | 0 | 0 | 0 | 0 | 2434681.88 | -3541349 | 0 | 0 | 0 | 0 | 0 | 8701.03 | 0 | 0 | 0 | -741761 | 1388584.01 | 0 | 0 | 0 | 0 | 0 | 0 | 0 | 0 | 0 | 1212197.65 | 0 | 0 | 0 | 0 | 0 | 0 | 0 | 0 | 0 | 0 | 0 | 0 | 0 | 0 | 0 | 0 | 0
314
315 | Other Power Supply Expense
316 | 549&550-Misc Other Power Generation Expense | 0 | 18: 0
317 | 555-Purchased Power Expense Demand | -1919782.4796 | 0 | 0 | 0 | 0 | 0 | 0 | 0 | 0 | 0 | 0 | 0 | 0 | 0 | -1596917.7332 | -428368.7464 | 0 | 0 | 105504 | 0 | 0 | 0 | 0 | 0 | 0 | 0 | 0 | 0 | 0 | 0 | 0 | 0 | 0 | 0 | 0 | 0 | 0 | 0 | 0 | 0 | 0 | 0 | 0 | 0 | 0 | 0 | 0 | 0 | 0 | 0 | 0 | 0 | 0 | 0 | 0 | 0 | 0 | 0
318 | 555-Purchased Power Expense Energy | 2368029.99 | 0 | 0 | 0 | 0 | 0 | 0 | 0 | 0 | 0 | 611599 | 0 | 0 | 0 | 0 | 0 | 0 | 0 | 1756430.99 | 0 | 0 | 0 | 0 | 0 | 0 | 0 | 0 | 0 | 0 | 0 | 0 | 0 | 0 | 0 | 0 | 0 | 0 | 0 | 0 | 0 | 0 | 0 | 0 | 0 | 0 | 0 | 0 | 0 | 0 | 0 | 0 | 0 | 0 | 0 | 0 | 0 | 0 | 0
319 | 556-Sys Control & Load Dispatching | 949.1 | 0 | 0 | 0 | 0 | 0 | 0 | 0 | 0 | 0 | 0 | 0 | 0 | 0 | 0 | 0 | 0 | 0 | 949.1 | 0 | 0 | 0 | 0 | 0 | 0 | 0 | 0 | 0 | 0 | 0 | 0 | 0 | 0 | 0 | 0 | 0 | 0 | 0 | 0 | 0 | 0 | 0 | 0 | 0 | 0 | 0 | 0 | 0 | 0 | 0 | 0 | 0 | 0 | 0 | 0 | 0 | 0 | 0
320 | 557- Other Expenses | 11903.86 | 0 | 0 | 0 | 0 | 0 | 0 | 0 | 0 | 0 | 0 | 0 | 0 | 0 | 0 | 0 | 0 | 0 | 11903.86 | 0 | 0 | 0 | 0 | 0 | 0 | 0 | 0 | 0 | 0 | 0 | 0 | 0 | 0 | 0 | 0 | 0 | 0 | 0 | 0 | 0 | 0 | 0 | 0 | 0 | 0 | 0 | 0 | 0 | 0 | 0 | 0 | 0 | 0 | 0 | 0 | 0 | 0 | 0
321 | Total Other Power Supply Expense | 461100.4704 | 0 | 0 | 0 | 0 | 0 | 0 | 0 | 0 | 0 | 611599 | 0 | 0 | 0 | -1596917.7332 | -428368.7464 | 0 | 0 | 1874787.95 | 0 | 0 | 0 | 0 | 0 | 0 | 0 | 0 | 0 | 0 | 0 | 0 | 0 | 0 | 0 | 0 | 0 | 0 | 0 | 0 | 0 | 0 | 0 | 0 | 0 | 0 | 0 | 0 | 0 | 0 | 0 | 0 | 0 | 0 | 0 | 0 | 0 | 0 | 0
322
323 | 558-Solar and Wind Expense | 43.7 | 0 | 0 | 0 | 0 | 0 | 0 | 0 | 0 | 0 | 0 | 0 | 0 | 0 | 0 | 0 | 0 | 0 | 43.7 | 0 | 0 | 0 | 0 | 0 | 0 | 0 | 0 | 0 | 0 | 0 | 0 | 0 | 0 | 0 | 0 | 0 | 0 | 0 | 0 | 0 | 0 | 0 | 0 | 0 | 0 | 0 | 0 | 0 | 0 | 0 | 0 | 0 | 0 | 0 | 0 | 0 | 0 | 0
324 | Total Solar and Wind Expense | 43.7 | 0 | 0 | 0 | 0 | 0 | 0 | 0 | 0 | 0 | 0 | 0 | 0 | 0 | 0 | 0 | 0 | 0 | 43.7 | 0 | 0 | 0 | 0 | 0 | 0 | 0 | 0 | 0 | 0 | 0 | 0 | 0 | 0 | 0 | 0 | 0 | 0 | 0 | 0 | 0 | 0 | 0 | 0 | 0 | 0 | 0 | 0 | 0 | 0 | 0 | 0 | 0 | 0 | 0 | 0 | 0 | 0 | 0
325
326 | Total Production O&M Expense | -41409833.2596 | 0 | 0 | 0 | 0 | 0 | 0 | 0 | 0 | -42632032 | 611599 | 0 | 0 | 0 | -1596917.7332 | -428368.7464 | 0 | 0 | 4309513.53 | -3541349 | 0 | 0 | 0 | 0 | 0 | 8701.03 | 0 | 0 | 0 | -741761 | 1388584.01 | 0 | 0 | 0 | 0 | 0 | 0 | 0 | 0 | 0 | 1212197.65 | 0 | 0 | 0 | 0 | 0 | 0 | 0 | 0 | 0 | 0 | 0 | 0 | 0 | 0 | 0 | 0 | 0
327
328 | Transmission Expense
329 | 560-Supervision & Engineering | 29211.87 | 0 | 0 | 0 | 0 | 0 | 0 | 0 | 0 | 0 | 0 | 0 | 0 | 0 | 0 | 0 | 0 | 0 | 30263.06 | 0 | 0 | 0 | 0 | 0 | 0 | 0 | 0 | 0 | 0 | 0 | -1051.19 | 0 | 0 | 0 | 0 | 0 | 0 | 0 | 0 | 0 | 0 | 0 | 0 | 0 | 0 | 0 | 0 | 0 | 0 | 0 | 0 | 0 | 0 | 0 | 0 | 0 | 0 | 0
330 | 561-Load Dispatching | 8761.72 | 0 | 0 | 0 | 0 | 0 | 0 | 0 | 0 | 0 | 0 | 0 | 0 | 0 | 0 | 0 | 0 | 0 | 8761.72 | 0 | 0 | 0 | 0 | 0 | 0 | 0 | 0 | 0 | 0 | 0 | 0 | 0 | 0 | 0 | 0 | 0 | 0 | 0 | 0 | 0 | 0 | 0 | 0 | 0 | 0 | 0 | 0 | 0 | 0 | 0 | 0 | 0 | 0 | 0 | 0 | 0 | 0 | 0
331 | 561-Load Dispatching-PJM | 27438.49 | 18: 27438.49
331 | 562-Station Equipment | 3667.76 | 0 | 0 | 0 | 0 | 0 | 0 | 0 | 0 | 0 | 0 | 0 | 0 | 0 | 0 | 0 | 0 | 0 | 3667.76 | 0 | 0 | 0 | 0 | 0 | 0 | 0 | 0 | 0 | 0 | 0 | 0 | 0 | 0 | 0 | 0 | 0 | 0 | 0 | 0 | 0 | 0 | 0 | 0 | 0 | 0 | 0 | 0 | 0 | 0 | 0 | 0 | 0 | 0 | 0 | 0 | 0 | 0 | 0
332 | 563-Overhead Lines | 327.99 | 0 | 0 | 0 | 0 | 0 | 0 | 0 | 0 | 0 | 0 | 0 | 0 | 0 | 0 | 0 | 0 | 0 | 327.99 | 0 | 0 | 0 | 0 | 0 | 0 | 0 | 0 | 0 | 0 | 0 | 0 | 0 | 0 | 0 | 0 | 0 | 0 | 0 | 0 | 0 | 0 | 0 | 0 | 0 | 0 | 0 | 0 | 0 | 0 | 0 | 0 | 0 | 0 | 0 | 0 | 0 | 0 | 0
333 | 564-Underground Lines | -0.15 | 0 | 0 | 0 | 0 | 0 | 0 | 0 | 0 | 0 | 0 | 0 | 0 | 0 | 0 | 0 | 0 | 0 | -0.15 | 0 | 0 | 0 | 0 | 0 | 0 | 0 | 0 | 0 | 0 | 0 | 0 | 0 | 0 | 0 | 0 | 0 | 0 | 0 | 0 | 0 | 0 | 0 | 0 | 0 | 0 | 0 | 0 | 0 | 0 | 0 | 0 | 0 | 0 | 0 | 0 | 0 | 0 | 0
334 | 565 LSE Transmission Purchases - Retail Demand | 5725019.82 | 0 | 0 | 0 | 0 | 0 | 0 | 0 | 0 | 0 | 0 | 0 | 0 | 0 | 0 | 0 | 5725020 | 0 | -0.18 | 0 | 0 | 0 | 0 | 0 | 0 | 0 | 0 | 0 | 0 | 0 | 0 | 0 | 0 | 0 | 0 | 0 | 0 | 0 | 0 | 0 | 0 | 0 | 0 | 0 | 0 | 0 | 0 | 0 | 0 | 0 | 0 | 0 | 0 | 0 | 0 | 0 | 0 | 0
335 | 565 LSE Transmission Purchases - Retail Energy | 0.17 | 0 | 0 | 0 | 0 | 0 | 0 | 0 | 0 | 0 | 0 | 0 | 0 | 0 | 0 | 0 | 0 | 0 | 0.17 | 0 | 0 | 0 | 0 | 0 | 0 | 0 | 0 | 0 | 0 | 0 | 0 | 0 | 0 | 0 | 0 | 0 | 0 | 0 | 0 | 0 | 0 | 0 | 0 | 0 | 0 | 0 | 0 | 0 | 0 | 0 | 0 | 0 | 0 | 0 | 0 | 0 | 0 | 0
336 | 565 Transmission by Others | 1479 | 0 | 0 | 0 | 0 | 0 | 0 | 0 | 0 | 0 | 0 | 0 | 0 | 0 | 0 | 0 | 0 | 0 | 1479 | 0 | 0 | 0 | 0 | 0 | 0 | 0 | 0 | 0 | 0 | 0 | 0 | 0 | 0 | 0 | 0 | 0 | 0 | 0 | 0 | 0 | 0 | 0 | 0 | 0 | 0 | 0 | 0 | 0 | 0 | 0 | 0 | 0 | 0 | 0 | 0 | 0 | 0 | 0
337 | 565 Transmission Purchases - Non-Juris | 0 | 0 | 0 | 0 | 0 | 0 | 0 | 0 | 0 | 0 | 0 | 0 | 0 | 0 | 0 | 0 | 0 | 0 | 0 | 0 | 0 | 0 | 0 | 0 | 0 | 0 | 0 | 0 | 0 | 0 | 0 | 0 | 0 | 0 | 0 | 0 | 0 | 0 | 0 | 0 | 0 | 0 | 0 | 0 | 0 | 0 | 0 | 0 | 0 | 0 | 0 | 0 | 0 | 0 | 0 | 0 | 0 | 0
338 | 566-Misc Transmission | -4154449.85 | 0 | 0 | 0 | 0 | 0 | 0 | 0 | 0 | 0 | -4174374.15 | 0 | 0 | 0 | 0 | 0 | 0 | 0 | 16590.75 | 0 | 0 | 0 | 0 | 0 | 0 | 0 | 0 | 0 | 0 | 0 | 3333.55 | 0 | 0 | 0 | 0 | 0 | 0 | 0 | 0 | 0 | 0 | 0 | 0 | 0 | 0 | 0 | 0 | 0 | 0 | 0 | 0 | 0 | 0 | 0 | 0 | 0 | 0 | 0
339 | 567-Rents | 4 | 0 | 0 | 0 | 0 | 0 | 0 | 0 | 0 | 0 | 0 | 0 | 0 | 0 | 0 | 0 | 0 | 0 | 4 | 0 | 0 | 0 | 0 | 0 | 0 | 0 | 0 | 0 | 0 | 0 | 0 | 0 | 0 | 0 | 0 | 0 | 0 | 0 | 0 | 0 | 0 | 0 | 0 | 0 | 0 | 0 | 0 | 0 | 0 | 0 | 0 | 0 | 0 | 0 | 0 | 0 | 0 | 0
340 | Total Transmission Operation Expense | 1641460.82 | 0 | 0 | 0 | 0 | 0 | 0 | 0 | 0 | 0 | -4174374.15 | 0 | 0 | 0 | 0 | 0 | 5725020 | 0 | 88532.61 | 0 | 0 | 0 | 0 | 0 | 0 | 0 | 0 | 0 | 0 | 0 | 2282.36 | 0 | 0 | 0 | 0 | 0 | 0 | 0 | 0 | 0 | 0 | 0 | 0 | 0 | 0 | 0 | 0 | 0 | 0 | 0 | 0 | 0 | 0 | 0 | 0 | 0 | 0 | 0
341
342 | Transmission Maintenance
343 | 568-Supervision & Engineering | 224.86 | 0 | 0 | 0 | 0 | 0 | 0 | 0 | 0 | 0 | 0 | 0 | 0 | 0 | 0 | 0 | 0 | 0 | 224.86 | 0 | 0 | 0 | 0 | 0 | 0 | 0 | 0 | 0 | 0 | 0 | 0 | 0 | 0 | 0 | 0 | 0 | 0 | 0 | 0 | 0 | 0 | 0 | 0 | 0 | 0 | 0 | 0 | 0 | 0 | 0 | 0 | 0 | 0 | 0 | 0 | 0 | 0 | 0
344 | 569-Structures | 3352.62 | 0 | 0 | 0 | 0 | 0 | 0 | 0 | 0 | 0 | 0 | 0 | 0 | 0 | 0 | 0 | 0 | 0 | 3352.62 | 0 | 0 | 0 | 0 | 0 | 0 | 0 | 0 | 0 | 0 | 0 | 0 | 0 | 0 | 0 | 0 | 0 | 0 | 0 | 0 | 0 | 0 | 0 | 0 | 0 | 0 | 0 | 0 | 0 | 0 | 0 | 0 | 0 | 0 | 0 | 0 | 0 | 0 | 0
345 | 570-Station Equipment | 7705.12 | 0 | 0 | 0 | 0 | 0 | 0 | 0 | 0 | 0 | 0 | 0 | 0 | 0 | 0 | 0 | 0 | 0 | 7705.12 | 0 | 0 | 0 | 0 | 0 | 0 | 0 | 0 | 0 | 0 | 0 | 0 | 0 | 0 | 0 | 0 | 0 | 0 | 0 | 0 | 0 | 0 | 0 | 0 | 0 | 0 | 0 | 0 | 0 | 0 | 0 | 0 | 0 | 0 | 0 | 0 | 0 | 0 | 0
346 | 571-Overhead Lines | 88581.91 | 0 | 0 | 0 | 0 | 0 | 0 | 0 | 0 | 0 | 0 | 0 | 0 | 0 | 0 | 0 | 0 | 0 | 88161.38 | 0 | 0 | 0 | 0 | 0 | 0 | -87.77 | 0 | 0 | 0 | 0 | 508.3 | 0 | 0 | 0 | 0 | 0 | 0 | 0 | 0 | 0 | 0 | 0 | 0 | 0 | 0 | 0 | 0 | 0 | 0 | 0 | 0 | 0 | 0 | 0 | 0 | 0 | 0 | 0
347 | 572-Underground Lines | 2.14 | 0 | 0 | 0 | 0 | 0 | 0 | 0 | 0 | 0 | 0 | 0 | 0 | 0 | 0 | 0 | 0 | 0 | 2.14 | 0 | 0 | 0 | 0 | 0 | 0 | 0 | 0 | 0 | 0 | 0 | 0 | 0 | 0 | 0 | 0 | 0 | 0 | 0 | 0 | 0 | 0 | 0 | 0 | 0 | 0 | 0 | 0 | 0 | 0 | 0 | 0 | 0 | 0 | 0 | 0 | 0 | 0 | 0
348 | 573-Misc Transmission Expenses | 138.28 | 0 | 0 | 0 | 0 | 0 | 0 | 0 | 0 | 0 | 0 | 0 | 0 | 0 | 0 | 0 | 0 | 0 | 138.28 | 0 | 0 | 0 | 0 | 0 | 0 | 0 | 0 | 0 | 0 | 0 | 0 | 0 | 0 | 0 | 0 | 0 | 0 | 0 | 0 | 0 | 0 | 0 | 0 | 0 | 0 | 0 | 0 | 0 | 0 | 0 | 0 | 0 | 0 | 0 | 0 | 0 | 0 | 0
349 | 575- PJM Admin | 20986.02 | 0 | 0 | 0 | 0 | 0 | 0 | 0 | 0 | 0 | 0 | 0 | 0 | 0 | 0 | 0 | 0 | 0 | 20986.02 | 0 | 0 | 0 | 0 | 0 | 0 | 0 | 0 | 0 | 0 | 0 | 0 | 0 | 0 | 0 | 0 | 0 | 0 | 0 | 0 | 0 | 0 | 0 | 0 | 0 | 0 | 0 | 0 | 0 | 0 | 0 | 0 | 0 | 0 | 0 | 0 | 0 | 0 | 0
350 | Total Transmission Maintenance Expense | 120990.95 | 0 | 0 | 0 | 0 | 0 | 0 | 0 | 0 | 0 | 0 | 0 | 0 | 0 | 0 | 0 | 0 | 0 | 120570.42 | 0 | 0 | 0 | 0 | 0 | 0 | -87.77 | 0 | 0 | 0 | 0 | 508.3 | 0 | 0 | 0 | 0 | 0 | 0 | 0 | 0 | 0 | 0 | 0 | 0 | 0 | 0 | 0 | 0 | 0 | 0 | 0 | 0 | 0 | 0 | 0 | 0 | 0 | 0 | 0
351
352 | Total Transmission O&M Expense | 1762451.77 | 0 | 0 | 0 | 0 | 0 | 0 | 0 | 0 | 0 | -4174374.15 | 0 | 0 | 0 | 0 | 0 | 5725020 | 0 | 209103.03 | 0 | 0 | 0 | 0 | 0 | 0 | -87.77 | 0 | 0 | 0 | 0 | 2790.66 | 0 | 0 | 0 | 0 | 0 | 0 | 0 | 0 | 0 | 0 | 0 | 0 | 0 | 0 | 0 | 0 | 0 | 0 | 0 | 0 | 0 | 0 | 0 | 0 | 0 | 0 | 0
353
354 | Distribution Expense
355 | 580-Supervision & Engineering | 29762.21 | 0 | 0 | 0 | 0 | 0 | 0 | 0 | 0 | 0 | 0 | 0 | 0 | 0 | 0 | 0 | 0 | 0 | 1452.18 | 0 | 0 | 0 | 0 | 0 | 0 | 153.41 | 0 | 0 | 0 | 0 | 28156.62 | 0 | 0 | 0 | 0 | 0 | 0 | 0 | 0 | 0 | 0 | 0 | 0 | 0 | 0 | 0 | 0 | 0 | 0 | 0 | 0 | 0 | 0 | 0 | 0 | 0 | 0 | 0
356 | 581-Load Dispatching | 2.72 | 0 | 0 | 0 | 0 | 0 | 0 | 0 | 0 | 0 | 0 | 0 | 0 | 0 | 0 | 0 | 0 | 0 | 2.72 | 0 | 0 | 0 | 0 | 0 | 0 | 0 | 0 | 0 | 0 | 0 | 0 | 0 | 0 | 0 | 0 | 0 | 0 | 0 | 0 | 0 | 0 | 0 | 0 | 0 | 0 | 0 | 0 | 0 | 0 | 0 | 0 | 0 | 0 | 0 | 0 | 0 | 0 | 0
357 | 582-Station Equipment | 369.66 | 0 | 0 | 0 | 0 | 0 | 0 | 0 | 0 | 0 | 0 | 0 | 0 | 0 | 0 | 0 | 0 | 0 | 369.66 | 0 | 0 | 0 | 0 | 0 | 0 | 0 | 0 | 0 | 0 | 0 | 0 | 0 | 0 | 0 | 0 | 0 | 0 | 0 | 0 | 0 | 0 | 0 | 0 | 0 | 0 | 0 | 0 | 0 | 0 | 0 | 0 | 0 | 0 | 0 | 0 | 0 | 0 | 0
358 | 583-Overhead Lines | 30095.29 | 0 | 0 | 0 | 0 | 0 | 0 | 0 | 0 | 0 | 0 | 0 | 0 | 0 | 0 | 0 | 0 | 0 | 723.94 | 0 | 0 | 0 | 0 | 0 | 0 | 4626.62 | 0 | 0 | 0 | 0 | 24744.73 | 0 | 0 | 0 | 0 | 0 | 0 | 0 | 0 | 0 | 0 | 0 | 0 | 0 | 0 | 0 | 0 | 0 | 0 | 0 | 0 | 0 | 0 | 0 | 0 | 0 | 0 | 0
359 | 584-Underground Lines | 432.54 | 0 | 0 | 0 | 0 | 0 | 0 | 0 | 0 | 0 | 0 | 0 | 0 | 0 | 0 | 0 | 0 | 0 | 362.37 | 0 | 0 | 0 | 0 | 0 | 0 | -3.35 | 0 | 0 | 0 | 0 | 73.52 | 0 | 0 | 0 | 0 | 0 | 0 | 0 | 0 | 0 | 0 | 0 | 0 | 0 | 0 | 0 | 0 | 0 | 0 | 0 | 0 | 0 | 0 | 0 | 0 | 0 | 0 | 0
360 | 585-Street & Area Lighting | 561.38 | 0 | 0 | 0 | 0 | 0 | 0 | 0 | 0 | 0 | 0 | 0 | 0 | 0 | 0 | 0 | 0 | 0 | 33.18 | 0 | 0 | 0 | 0 | 0 | 0 | 56.46 | 0 | 0 | 0 | 0 | 471.74 | 0 | 0 | 0 | 0 | 0 | 0 | 0 | 0 | 0 | 0 | 0 | 0 | 0 | 0 | 0 | 0 | 0 | 0 | 0 | 0 | 0 | 0 | 0 | 0 | 0 | 0 | 0
361 | 586-Meters | 139907.48 | 0 | 0 | 0 | 0 | 0 | 0 | 0 | 0 | 0 | 0 | 0 | 0 | 0 | 0 | 0 | 0 | 0 | 1216.41 | 0 | 0 | 0 | 0 | 0 | 0 | 7349.59 | 0 | 0 | 0 | 0 | 131880.88 | -539.4 | 0 | 0 | 0 | 0 | 0 | 0 | 0 | 0 | 0 | 0 | 0 | 0 | 0 | 0 | 0 | 0 | 0 | 0 | 0 | 0 | 0 | 0 | 0 | 0 | 0 | 0
362 | 587-Customer Installations | 17927.96 | 0 | 0 | 0 | 0 | 0 | 0 | 0 | 0 | 0 | 0 | 0 | 0 | 0 | 0 | 0 | 0 | 0 | 159.14 | 0 | 0 | 0 | 0 | 0 | 0 | 101.84 | 0 | 0 | 0 | 0 | 17666.98 | 0 | 0 | 0 | 0 | 0 | 0 | 0 | 0 | 0 | 0 | 0 | 0 | 0 | 0 | 0 | 0 | 0 | 0 | 0 | 0 | 0 | 0 | 0 | 0 | 0 | 0 | 0
363 | 588-Misc Distribution | -1947796.931 | 0 | 0 | 0 | 0 | 0 | 0 | 0 | 0 | 0 | 0 | 0 | 0 | 0 | 0 | 0 | 0 | 0 | 5777.399 | 0 | 0 | 0 | 0 | 0 | 0 | 12582.77 | 0 | 0 | 0 | -2257483 | 295154.6 | -3828.7 | 0 | 0 | 0 | 0 | 0 | 0 | 0 | 0 | 0 | 0 | 0 | 0 | 0 | 0 | 0 | 0 | 0 | 0 | 0 | 0 | 0 | 0 | 0 | 0 | 0 | 0
364 | 589-Rents | 22253.23 | 0 | 0 | 0 | 0 | 0 | 0 | 0 | 0 | 0 | 0 | 0 | 0 | 0 | 0 | 0 | 0 | 21148.08 | 1105.15 | 0 | 0 | 0 | 0 | 0 | 0 | 0 | 0 | 0 | 0 | 0 | 0 | 0 | 0 | 0 | 0 | 0 | 0 | 0 | 0 | 0 | 0 | 0 | 0 | 0 | 0 | 0 | 0 | 0 | 0 | 0 | 0 | 0 | 0 | 0 | 0 | 0 | 0 | 0
365 | Total Distribution Operation | -1706484.461 | 0 | 0 | 0 | 0 | 0 | 0 | 0 | 0 | 0 | 0 | 0 | 0 | 0 | 0 | 0 | 0 | 21148.08 | 11202.149 | 0 | 0 | 0 | 0 | 0 | 0 | 24867.34 | 0 | 0 | 0 | -2257483 | 498149.07 | -4368.1 | 0 | 0 | 0 | 0 | 0 | 0 | 0 | 0 | 0 | 0 | 0 | 0 | 0 | 0 | 0 | 0 | 0 | 0 | 0 | 0 | 0 | 0 | 0 | 0 | 0 | 0
366
367 | 590-Supervision & Engineering | 3680.16 | 0 | 0 | 0 | 0 | 0 | 0 | 0 | 0 | 0 | 0 | 0 | 0 | 0 | 0 | 0 | 0 | 0 | 56.82 | 0 | 0 | 0 | 0 | 0 | 0 | 48.92 | 0 | 0 | 0 | 0 | 3574.42 | 0 | 0 | 0 | 0 | 0 | 0 | 0 | 0 | 0 | 0 | 0 | 0 | 0 | 0 | 0 | 0 | 0 | 0 | 0 | 0 | 0 | 0 | 0 | 0 | 0 | 0 | 0
368 | 591-Structures | 14.81 | 0 | 0 | 0 | 0 | 0 | 0 | 0 | 0 | 0 | 0 | 0 | 0 | 0 | 0 | 0 | 0 | 0 | 14.81 | 0 | 0 | 0 | 0 | 0 | 0 | 0 | 0 | 0 | 0 | 0 | 0 | 0 | 0 | 0 | 0 | 0 | 0 | 0 | 0 | 0 | 0 | 0 | 0 | 0 | 0 | 0 | 0 | 0 | 0 | 0 | 0 | 0 | 0 | 0 | 0 | 0 | 0 | 0
369 | 592-Station Equipment | 1025.58 | 0 | 0 | 0 | 0 | 0 | 0 | 0 | 0 | 0 | 0 | 0 | 0 | 0 | 0 | 0 | 0 | 0 | 952.98 | 0 | 0 | 0 | 0 | 0 | 0 | 0 | 0 | 0 | 0 | 0 | 72.6 | 0 | 0 | 0 | 0 | 0 | 0 | 0 | 0 | 0 | 0 | 0 | 0 | 0 | 0 | 0 | 0 | 0 | 0 | 0 | 0 | 0 | 0 | 0 | 0 | 0 | 0 | 0
370 | 593-Overhead Lines | 1043496.048 | 0 | 0 | 0 | 0 | 0 | 0 | 0 | 0 | 0 | 0 | 0 | 0 | 0 | 0 | 0 | 0 | 0 | 29276.738 | 0 | 0 | 215408.02 | 0 | 0 | 0 | 70770.92 | 0 | 0 | 0 | 0 | 728040.37 | 0 | 0 | 0 | 0 | 0 | 0 | 0 | 0 | 0 | 0 | 0 | 0 | 0 | 0 | 0 | 0 | 0 | 0 | 0 | 0 | 0 | 0 | 0 | 0 | 0 | 0 | 0
371 | 5930010 Storm Expense Amortization | 0 | 0 | 0 | 0 | 0 | 0 | 0 | 0 | 0 | 0 | 0 | 0 | 0 | 0 | 0 | 0 | 0 | 0 | 0 | 0 | 0 | 0 | 0 | 0 | 0 | 0 | 0 | 0 | 0 | 0 | 0 | 0 | 0 | 0 | 0 | 0 | 0 | 0 | 0 | 0 | 0 | 0 | 0 | 0 | 0 | 0 | 0 | 0 | 0 | 0 | 0 | 0 | 0 | 0 | 0 | 0 | 0 | 0
372 | 593-Forestry Direct Assigned | -6159560.73 | 0 | 0 | 0 | 0 | 0 | 0 | 0 | 0 | 0 | 0 | 0 | 0 | 0 | 0 | 0 | 0 | 0 | 401.07 | 0 | 0 | 0 | 0 | 0 | 0 | 0 | 0 | 0 | 0 | 0 | 0 | 0 | 0 | 0 | 0 | 0 | 0 | 0 | 0 | 0 | 0 | 0 | 0 | 0 | 0 | -6159961.8 | 0 | 0 | 0 | 0 | 0 | 0 | 0 | 0 | 0 | 0 | 0 | 0
373 | 594-Underground Lines | 774.67 | 0 | 0 | 0 | 0 | 0 | 0 | 0 | 0 | 0 | 0 | 0 | 0 | 0 | 0 | 0 | 0 | 0 | 34.07 | 0 | 0 | 0 | 0 | 0 | 0 | -81.28 | 0 | 0 | 0 | 0 | 821.88 | 0 | 0 | 0 | 0 | 0 | 0 | 0 | 0 | 0 | 0 | 0 | 0 | 0 | 0 | 0 | 0 | 0 | 0 | 0 | 0 | 0 | 0 | 0 | 0 | 0 | 0 | 0
374 | 595-Line Transformers | 385.67 | 0 | 0 | 0 | 0 | 0 | 0 | 0 | 0 | 0 | 0 | 0 | 0 | 0 | 0 | 0 | 0 | 0 | 7.4 | 0 | 0 | 0 | 0 | 0 | 0 | -25.47 | 0 | 0 | 0 | 0 | 403.74 | 0 | 0 | 0 | 0 | 0 | 0 | 0 | 0 | 0 | 0 | 0 | 0 | 0 | 0 | 0 | 0 | 0 | 0 | 0 | 0 | 0 | 0 | 0 | 0 | 0 | 0 | 0
375 | 596-Street & Area Lighting | 439.25 | 0 | 0 | 0 | 0 | 0 | 0 | 0 | 0 | 0 | 0 | 0 | 0 | 0 | 0 | 0 | 0 | 0 | 7.97 | 0 | 0 | 0 | 0 | 0 | 0 | -13.55 | 0 | 0 | 0 | 0 | 444.83 | 0 | 0 | 0 | 0 | 0 | 0 | 0 | 0 | 0 | 0 | 0 | 0 | 0 | 0 | 0 | 0 | 0 | 0 | 0 | 0 | 0 | 0 | 0 | 0 | 0 | 0 | 0
376 | 597-Meters | 6075.93 | 0 | 0 | 0 | 0 | 0 | 0 | 0 | 0 | 0 | 0 | 0 | 0 | 0 | 0 | 0 | 0 | 0 | 41.77 | 0 | 0 | 0 | 0 | 0 | 0 | 374.67 | 0 | 0 | 0 | 0 | 5659.49 | 0 | 0 | 0 | 0 | 0 | 0 | 0 | 0 | 0 | 0 | 0 | 0 | 0 | 0 | 0 | 0 | 0 | 0 | 0 | 0 | 0 | 0 | 0 | 0 | 0 | 0 | 0
377 | 598-Misc Distribution Plant | 48.58 | 0 | 0 | 0 | 0 | 0 | 0 | 0 | 0 | 0 | 0 | 0 | 0 | 0 | 0 | 0 | 0 | 0 | 27.43 | 0 | 0 | 0 | 0 | 0 | 0 | -2.49 | 0 | 0 | 0 | 0 | 23.64 | 0 | 0 | 0 | 0 | 0 | 0 | 0 | 0 | 0 | 0 | 0 | 0 | 0 | 0 | 0 | 0 | 0 | 0 | 0 | 0 | 0 | 0 | 0 | 0 | 0 | 0 | 0
378 | Total Distribution Maintenance | -5103620.032 | 0 | 0 | 0 | 0 | 0 | 0 | 0 | 0 | 0 | 0 | 0 | 0 | 0 | 0 | 0 | 0 | 0 | 30821.058 | 0 | 0 | 215408.02 | 0 | 0 | 0 | 71071.72 | 0 | 0 | 0 | 0 | 739040.97 | 0 | 0 | 0 | 0 | 0 | 0 | 0 | 0 | 0 | 0 | 0 | 0 | 0 | 0 | -6159961.8 | 0 | 0 | 0 | 0 | 0 | 0 | 0 | 0 | 0 | 0 | 0 | 0
379
380 | Total Distribution Expense | -6810104.493 | 0 | 0 | 0 | 0 | 0 | 0 | 0 | 0 | 0 | 0 | 0 | 0 | 0 | 0 | 0 | 0 | 21148.08 | 42023.207 | 0 | 0 | 215408.02 | 0 | 0 | 0 | 95939.06 | 0 | 0 | 0 | -2257483 | 1237190.04 | -4368.1 | 0 | 0 | 0 | 0 | 0 | 0 | 0 | 0 | 0 | 0 | 0 | 0 | 0 | -6159961.8 | 0 | 0 | 0 | 0 | 0 | 0 | 0 | 0 | 0 | 0 | 0 | 0
381
382 | Customer Accounts Expense
383 | 901-Supervision & Engineering | -0.14 | 0 | 0 | 0 | 0 | 0 | 0 | 0 | 0 | 0 | 0 | 0 | 0 | 0 | 0 | 0 | 0 | 0 | -0.14 | 0 | 0 | 0 | 0 | 0 | 0 | 0 | 0 | 0 | 0 | 0 | 0 | 0 | 0 | 0 | 0 | 0 | 0 | 0 | 0 | 0 | 0 | 0 | 0 | 0 | 0 | 0 | 0 | 0 | 0 | 0 | 0 | 0 | 0 | 0 | 0 | 0 | 0 | 0
384 | 902-Meter Reading | 30898.46 | 0 | 0 | 0 | 0 | 0 | 0 | 0 | 0 | 0 | 0 | 0 | 0 | 0 | 0 | 0 | 0 | 0 | 4.44 | 0 | 0 | 0 | 0 | 0 | 0 | 5321.99 | 0 | 0 | 0 | 0 | 25572.03 | 0 | 0 | 0 | 0 | 0 | 0 | 0 | 0 | 0 | 0 | 0 | 0 | 0 | 0 | 0 | 0 | 0 | 0 | 0 | 0 | 0 | 0 | 0 | 0 | 0 | 0 | 0
385 | 903-Customer Records & Collection Expense | 78715.4 | 0 | 0 | 0 | 0 | 0 | 0 | 0 | 0 | 0 | 0 | 0 | 0 | 0 | 0 | 0 | 0 | 0 | 57.08 | 0 | 0 | 0 | 0 | 0 | 0 | 2868.06 | 0 | 0 | 0 | 0 | 75790.26 | 0 | 0 | 0 | 0 | 0 | 0 | 0 | 0 | 0 | 0 | 0 | 0 | 0 | 0 | 0 | 0 | 0 | 0 | 0 | 0 | 0 | 0 | 0 | 0 | 0 | 0 | 0
386 | 9040000-Uncollectable Accounts | 0 | 0 | 0 | 0 | 0 | 0 | 0 | 0 | 0 | 0 | 0 | 0 | 0 | 0 | 0 | 0 | 0 | 0 | 0 | 0 | 0 | 0 | 0 | 0 | 0 | 0 | 0 | 0 | 0 | 0 | 0 | 0 | 0 | 0 | 0 | 0 | 0 | 0 | 0 | 0 | 0 | 0 | 0 | 0 | 0 | 0 | 0 | 0 | 0 | 0 | 0 | 0 | 0 | 0 | 0 | 0 | 0 | 0
387 | 9040007-Uncollectible Misc Receivables | -0.54 | 0 | 0 | 0 | 0 | 0 | 0 | 0 | 0 | 0 | 0 | 0 | 0 | 0 | 0 | 0 | 0 | 0 | -0.54 | 0 | 0 | 0 | 0 | 0 | 0 | 0 | 0 | 0 | 0 | 0 | 0 | 0 | 0 | 0 | 0 | 0 | 0 | 0 | 0 | 0 | 0 | 0 | 0 | 0 | 0 | 0 | 0 | 0 | 0 | 0 | 0 | 0 | 0 | 0 | 0 | 0 | 0 | 0
388 | 905-Misc Customer Accounts | 0.24 | 0 | 0 | 0 | 0 | 0 | 0 | 0 | 0 | 0 | 0 | 0 | 0 | 0 | 0 | 0 | 0 | 0 | 0.24 | 0 | 0 | 0 | 0 | 0 | 0 | 0 | 0 | 0 | 0 | 0 | 0 | 0 | 0 | 0 | 0 | 0 | 0 | 0 | 0 | 0 | 0 | 0 | 0 | 0 | 0 | 0 | 0 | 0 | 0 | 0 | 0 | 0 | 0 | 0 | 0 | 0 | 0 | 0
389 | Total Customer Accounts | 109613.42 | 0 | 0 | 0 | 0 | 0 | 0 | 0 | 0 | 0 | 0 | 0 | 0 | 0 | 0 | 0 | 0 | 0 | 61.08 | 0 | 0 | 0 | 0 | 0 | 0 | 8190.05 | 0 | 0 | 0 | 0 | 101362.29 | 0 | 0 | 0 | 0 | 0 | 0 | 0 | 0 | 0 | 0 | 0 | 0 | 0 | 0 | 0 | 0 | 0 | 0 | 0 | 0 | 0 | 0 | 0 | 0 | 0 | 0 | 0
390
391 | Customer Information Expense
392 | 907-Supervision | 1994.33 | 0 | 0 | 0 | 0 | 0 | 0 | 0 | 0 | 0 | 0 | 0 | 0 | 0 | 0 | 0 | 0 | 0 | 0.62 | 0 | 0 | 0 | 0 | 0 | 0 | -21.43 | 0 | 0 | 0 | 0 | 2015.14 | 0 | 0 | 0 | 0 | 0 | 0 | 0 | 0 | 0 | 0 | 0 | 0 | 0 | 0 | 0 | 0 | 0 | 0 | 0 | 0 | 0 | 0 | 0 | 0 | 0 | 0 | 0
393 | 908-Customer Assistance | -1489654.74 | 0 | 0 | 0 | 0 | 0 | 0 | 0 | 0 | 0 | 0 | -515763.12 | -628079.1 | -373893.79 | 0 | 0 | 0 | 0 | 20.79 | 0 | 0 | 0 | 0 | 0 | 0 | 77.72 | 0 | 0 | 0 | 0 | 27982.76 | 0 | 0 | 0 | 0 | 0 | 0 | 0 | 0 | 0 | 0 | 0 | 0 | 0 | 0 | 0 | 0 | 0 | 0 | 0 | 0 | 0 | 0 | 0 | 0 | 0 | 0 | 0
394 | 909-Information & Instruction | 0 | 0 | 0 | 0 | 0 | 0 | 0 | 0 | 0 | 0 | 0 | 0 | 0 | 0 | 0 | 0 | 0 | 0 | 0 | 0 | 0 | 0 | 0 | 0 | 0 | 0 | 0 | 0 | 0 | 0 | 0 | 0 | 0 | 0 | 0 | 0 | 0 | 0 | 0 | 0 | 0 | 0 | 0 | 0 | 0 | 0 | 0 | 0 | 0 | 0 | 0 | 0 | 0 | 0 | 0 | 0 | 0 | 0
395 | 910-Misc Customer Service | -7886.89 | 0 | 0 | 0 | 0 | 0 | 0 | 0 | 0 | 0 | 0 | 0 | 0 | 0 | 0 | 0 | 0 | 0 | 0.6 | 0 | 0 | 0 | 0 | 0 | 0 | 0 | 0 | 0 | 0 | 0 | 0 | -7887.49 | 0 | 0 | 0 | 0 | 0 | 0 | 0 | 0 | 0 | 0 | 0 | 0 | 0 | 0 | 0 | 0 | 0 | 0 | 0 | 0 | 0 | 0 | 0 | 0 | 0 | 0
396 | Total Customer Information | -1495547.3 | 0 | 0 | 0 | 0 | 0 | 0 | 0 | 0 | 0 | 0 | -515763.12 | -628079.1 | -373893.79 | 0 | 0 | 0 | 0 | 22.01 | 0 | 0 | 0 | 0 | 0 | 0 | 56.29 | 0 | 0 | 0 | 0 | 29997.9 | -7887.49 | 0 | 0 | 0 | 0 | 0 | 0 | 0 | 0 | 0 | 0 | 0 | 0 | 0 | 0 | 0 | 0 | 0 | 0 | 0 | 0 | 0 | 0 | 0 | 0 | 0 | 0
397
398 | Customer Service
399 | 911-Supervision | 0 | 0 | 0 | 0 | 0 | 0 | 0 | 0 | 0 | 0 | 0 | 0 | 0 | 0 | 0 | 0 | 0 | 0 | 0 | 0 | 0 | 0 | 0 | 0 | 0 | 0 | 0 | 0 | 0 | 0 | 0 | 0 | 0 | 0 | 0 | 0 | 0 | 0 | 0 | 0 | 0 | 0 | 0 | 0 | 0 | 0 | 0 | 0 | 0 | 0 | 0 | 0 | 0 | 0 | 0 | 0 | 0 | 0
400 | 912-Demo & Selling | 0 | 0 | 0 | 0 | 0 | 0 | 0 | 0 | 0 | 0 | 0 | 0 | 0 | 0 | 0 | 0 | 0 | 0 | 0 | 0 | 0 | 0 | 0 | 0 | 0 | 0 | 0 | 0 | 0 | 0 | 0 | 0 | 0 | 0 | 0 | 0 | 0 | 0 | 0 | 0 | 0 | 0 | 0 | 0 | 0 | 0 | 0 | 0 | 0 | 0 | 0 | 0 | 0 | 0 | 0 | 0 | 0 | 0
401 | 913-Advertising | 0 | 0 | 0 | 0 | 0 | 0 | 0 | 0 | 0 | 0 | 0 | 0 | 0 | 0 | 0 | 0 | 0 | 0 | 0 | 0 | 0 | 0 | 0 | 0 | 0 | 0 | 0 | 0 | 0 | 0 | 0 | 0 | 0 | 0 | 0 | 0 | 0 | 0 | 0 | 0 | 0 | 0 | 0 | 0 | 0 | 0 | 0 | 0 | 0 | 0 | 0 | 0 | 0 | 0 | 0 | 0 | 0 | 0
402 | 916-Misc SALES Expense | 0 | 0 | 0 | 0 | 0 | 0 | 0 | 0 | 0 | 0 | 0 | 0 | 0 | 0 | 0 | 0 | 0 | 0 | 0 | 0 | 0 | 0 | 0 | 0 | 0 | 0 | 0 | 0 | 0 | 0 | 0 | 0 | 0 | 0 | 0 | 0 | 0 | 0 | 0 | 0 | 0 | 0 | 0 | 0 | 0 | 0 | 0 | 0 | 0 | 0 | 0 | 0 | 0 | 0 | 0 | 0 | 0 | 0
403 | Total Customer Service | 0 | 0 | 0 | 0 | 0 | 0 | 0 | 0 | 0 | 0 | 0 | 0 | 0 | 0 | 0 | 0 | 0 | 0 | 0 | 0 | 0 | 0 | 0 | 0 | 0 | 0 | 0 | 0 | 0 | 0 | 0 | 0 | 0 | 0 | 0 | 0 | 0 | 0 | 0 | 0 | 0 | 0 | 0 | 0 | 0 | 0 | 0 | 0 | 0 | 0 | 0 | 0 | 0 | 0 | 0 | 0 | 0 | 0
404
405 | Administrative & General Expense
406 | 920-Salaries | 447411.37 | 0 | 0 | 0 | 0 | 0 | 0 | 0 | 0 | 0 | 0 | 0 | 0 | 0 | 0 | 0 | 0 | 0 | 169194.38 | 0 | 0 | 0 | 0 | 0 | 0 | 748.18 | 0 | 0 | 0 | -87305 | 364773.81 | 0 | 0 | 0 | 0 | 0 | 0 | 0 | 0 | 0 | 0 | 0 | 0 | 0 | 0 | 0 | 0 | 0 | 0 | 0 | 0 | 0 | 0 | 0 | 0 | 0 | 0 | 0
407 | 921-Office Supplies | 8023.52 | 0 | 0 | 0 | 0 | 0 | 0 | 0 | 0 | 0 | 0 | 0 | 0 | 0 | 0 | 0 | 0 | 0 | 11917.11 | 0 | 0 | 0 | 0 | 0 | 0 | 2048.14 | 0 | 0 | 0 | 0 | 0 | -5941.73 | 0 | 0 | 0 | 0 | 0 | 0 | 0 | 0 | 0 | 0 | 0 | 0 | 0 | 0 | 0 | 0 | 0 | 0 | 0 | 0 | 0 | 0 | 0 | 0 | 0 | 0
408 | 922-Administrative Expense Transferred | -73495.8304 | 0 | 0 | 0 | 0 | 0 | 0 | 0 | 0 | 0 | 0 | 0 | 0 | 0 | 0 | 0 | 0 | 0 | -24095.3804 | 0 | 0 | 0 | 0 | 0 | 0 | 0 | 0 | 0 | 0 | 0 | -49400.45 | 0 | 0 | 0 | 0 | 0 | 0 | 0 | 0 | 0 | 0 | 0 | 0 | 0 | 0 | 0 | 0 | 0 | 0 | 0 | 0 | 0 | 0 | 0 | 0 | 0 | 0 | 0
409 | 923-Outside Services | 83201.1914 | 0 | 0 | 0 | 0 | 0 | 0 | 0 | 0 | 0 | 0 | 0 | 0 | 0 | 0 | 0 | 0 | 0 | 83201.1914 | 0 | 0 | 0 | 0 | 0 | 0 | 0 | 0 | 0 | 0 | 0 | 0 | 0 | 0 | 0 | 0 | 0 | 0 | 0 | 0 | 0 | 0 | 0 | 0 | 0 | 0 | 0 | 0 | 0 | 0 | 0 | 0 | 0 | 0 | 0 | 0 | 0 | 0 | 0
410 | 924-Property Insurance | 15569.0177 | 0 | 0 | 0 | 0 | 0 | 0 | 0 | 0 | 0 | 0 | 0 | 0 | 0 | 0 | 0 | 0 | 0 | 15569.0177 | 0 | 0 | 0 | 0 | 0 | 0 | 0 | 0 | 0 | 0 | 0 | 0 | 0 | 0 | 0 | 0 | 0 | 0 | 0 | 0 | 0 | 0 | 0 | 0 | 0 | 0 | 0 | 0 | 0 | 0 | 0 | 0 | 0 | 0 | 0 | 0 | 0 | 0 | 0
411 | 925-Injuries & Damages | 26505.9883 | 0 | 0 | 0 | 0 | 0 | 0 | 0 | 0 | 0 | 0 | 0 | 0 | 0 | 0 | 0 | 0 | 0 | 26505.9883 | 0 | 0 | 0 | 0 | 0 | 0 | 0 | 0 | 0 | 0 | 0 | 0 | 0 | 0 | 0 | 0 | 0 | 0 | 0 | 0 | 0 | 0 | 0 | 0 | 0 | 0 | 0 | 0 | 0 | 0 | 0 | 0 | 0 | 0 | 0 | 0 | 0 | 0 | 0
412 | 926-Employee Pension & Benefits | 3382692.5685 | 0 | 0 | 0 | 0 | 0 | 0 | 0 | 0 | 0 | 0 | 0 | 0 | 0 | 0 | 0 | 0 | 0 | 13949.7673 | 0 | 0 | 0 | 0 | 0 | 0 | 0 | 4985006.8612 | -61787 | 0 | 0 | 0 | -5974.06 | 0 | 0 | 0 | 0 | 0 | 0 | 0 | 0 | 0 | -1689276 | 140773 | 0 | 0 | 0 | 0 | 0 | 0 | 0 | 0 | 0 | 0 | 0 | 0 | 0 | 0 | 0
413 | 9260057 Post Ret Medicare Subsidy Direct | 0 | 0 | 0 | 0 | 0 | 0 | 0 | 0 | 0 | 0 | 0 | 0 | 0 | 0 | 0 | 0 | 0 | 0 | 0 | 0 | 0 | 0 | 0 | 0 | 0 | 0 | 0 | 0 | 0 | 0 | 0 | 0 | 0 | 0 | 0 | 0 | 0 | 0 | 0 | 0 | 0 | 0 | 0 | 0 | 0 | 0 | 0 | 0 | 0 | 0 | 0 | 0 | 0 | 0 | 0 | 0 | 0 | 0
414 | 927-Franchise Requirements | 2275.9874 | 0 | 0 | 0 | 0 | 0 | 0 | 0 | 0 | 0 | 0 | 0 | 0 | 0 | 0 | 0 | 0 | 0 | 2275.9874 | 0 | 0 | 0 | 0 | 0 | 0 | 0 | 0 | 0 | 0 | 0 | 0 | 0 | 0 | 0 | 0 | 0 | 0 | 0 | 0 | 0 | 0 | 0 | 0 | 0 | 0 | 0 | 0 | 0 | 0 | 0 | 0 | 0 | 0 | 0 | 0 | 0 | 0 | 0
415 | 928-Regulatory Commission Expense Allocated | 114528.91 | 0 | 0 | 0 | 0 | 0 | 0 | 0 | 0 | 0 | 0 | 0 | 0 | 0 | 0 | 0 | 0 | 0 | 0.19 | 0 | 0 | 0 | 0 | 0 | 0 | 0 | 0 | 0 | 0 | 0 | 0 | 0 | 0 | 0 | 0 | 114528.72 | 0 | 0 | 0 | 0 | 0 | 0 | 0 | 0 | 0 | 0 | 0 | 0 | 0 | 0 | 0 | 0 | 0 | 0 | 0 | 0 | 0 | 0
416 | 928- Rate Case Expense | 262407.95 | 0 | 0 | 0 | 0 | 0 | 0 | 0 | 0 | 0 | 0 | 0 | 0 | 0 | 0 | 0 | 0 | 0 | 0 | 0 | 0 | 0 | 0 | 241938.96 | 0 | 61.78 | 0 | 0 | 0 | 0 | 20407.21 | 0 | 0 | 0 | 0 | 0 | 0 | 0 | 0 | 0 | 0 | 0 | 0 | 0 | 0 | 0 | 0 | 0 | 0 | 0 | 0 | 0 | 0 | 0 | 0 | 0 | 0 | 0
417 | 930.1-General Advertising Expense | -52701.8336 | 0 | 0 | 0 | 0 | 0 | 0 | 0 | 0 | 0 | 0 | 0 | 0 | 0 | 0 | 0 | 0 | 0 | 1474.6964 | 0 | 0 | 0 | 0 | 0 | -54803.77 | 627.24 | 0 | 0 | 0 | 0 | 0 | 0 | 0 | 0 | 0 | 0 | 0 | 0 | 0 | 0 | 0 | 0 | 0 | 0 | 0 | 0 | 0 | 0 | 0 | 0 | 0 | 0 | 0 | 0 | 0 | 0 | 0 | 0
418 | 930.2-Misc General Expense | 9056.6872 | 0 | 0 | 0 | 0 | 0 | 0 | 0 | 0 | 0 | 0 | 0 | 0 | 0 | 0 | 0 | 0 | 0 | 8291.2872 | 0 | 0 | 0 | 0 | 0 | 0 | 0 | 0 | 0 | 0 | 0 | 765.4 | 0 | 0 | 0 | 0 | 0 | 0 | 0 | 0 | 0 | 0 | 0 | 0 | 0 | 0 | 0 | 0 | 0 | 0 | 0 | 0 | 0 | 0 | 0 | 0 | 0 | 0 | 0
419 | 931-Rent | -175.95 | 0 | 0 | 0 | 0 | 0 | 0 | 0 | 0 | 0 | 0 | 0 | 0 | 0 | 0 | 0 | 0 | 0 | 972.84 | 0 | 0 | 0 | 0 | 0 | 0 | -1148.79 | 0 | 0 | 0 | 0 | 0 | 0 | 0 | 0 | 0 | 0 | 0 | 0 | 0 | 0 | 0 | 0 | 0 | 0 | 0 | 0 | 0 | 0 | 0 | 0 | 0 | 0 | 0 | 0 | 0 | 0 | 0 | 0
420 | Total Admin & General Operation | 4225299.5765 | 0 | 0 | 0 | 0 | 0 | 0 | 0 | 0 | 0 | 0 | 0 | 0 | 0 | 0 | 0 | 0 | 0 | 309257.0753 | 0 | 0 | 0 | 0 | 241938.96 | -54803.77 | 2336.55 | 4985006.8612 | -61787 | 0 | -87305 | 336545.97 | -11915.79 | 0 | 0 | 0 | 114528.72 | 0 | 0 | 0 | 0 | 0 | -1689276 | 140773 | 0 | 0 | 0 | 0 | 0 | 0 | 0 | 0 | 0 | 0 | 0 | 0 | 0 | 0 | 0
421
422 | 935-Admin & General Maintenance | 67953.5771 | 0 | 0 | 0 | 0 | 0 | 0 | 0 | 0 | 0 | 0 | 0 | 0 | 0 | 0 | 0 | 0 | 0 | 31713.3971 | 0 | 0 | 0 | 0 | 0 | 0 | 1808.25 | 0 | 0 | 0 | 0 | 34431.93 | 0 | 0 | 0 | 0 | 0 | 0 | 0 | 0 | 0 | 0 | 0 | 0 | 0 | 0 | 0 | 0 | 0 | 0 | 0 | 0 | 0 | 0 | 0 | 0 | 0 | 0 | 0
423 | 9350015 - Software License Deferral | 0 | 0 | 0 | 0 | 0 | 0 | 0 | 0 | 0 | 0 | 0 | 0 | 0 | 0 | 0 | 0 | 0 | 0 | 0 | 0 | 0 | 0 | 0 | 0 | 0 | 0 | 0 | 0 | 0 | 0 | 0 | 0 | 0 | 0 | 0 | 0 | 0 | 0 | 0 | 0 | 0 | 0 | 0 | 0 | 0 | 0 | 0 | 0 | 0 | 0 | 0 | 0 | 0 | 0 | 0 | 0 | 0 | 0
424 | Total Admin & General Expense | 4293253.1536 | 0 | 0 | 0 | 0 | 0 | 0 | 0 | 0 | 0 | 0 | 0 | 0 | 0 | 0 | 0 | 0 | 0 | 340970.4724 | 0 | 0 | 0 | 0 | 241938.96 | -54803.77 | 4144.8 | 4985006.8612 | -61787 | 0 | -87305 | 370977.9 | -11915.79 | 0 | 0 | 0 | 114528.72 | 0 | 0 | 0 | 0 | 0 | -1689276 | 140773 | 0 | 0 | 0 | 0 | 0 | 0 | 0 | 0 | 0 | 0 | 0 | 0 | 0 | 0 | 0
425
426 | Total Operation & Maint Exp | -43550166.709 | 0 | 0 | 0 | 0 | 0 | 0 | 0 | 0 | -42632032 | -3562775.15 | -515763.12 | -628079.1 | -373893.79 | -1596917.7332 | -428368.7464 | 5725020 | 21148.08 | 4901693.3294 | -3541349 | 0 | 215408.02 | 0 | 241938.96 | -54803.77 | 116943.46 | 4985006.8612 | -61787 | 0 | -3086549 | 3130902.8 | -24171.38 | 0 | 0 | 0 | 114528.72 | 0 | 0 | 0 | 0 | 1212197.65 | -1689276 | 140773 | 0 | 0 | -6159961.8 | 0 | 0 | 0 | 0 | 0 | 0 | 0 | 0 | 0 | 0 | 0 | 0
427
428 | Cash Working Capital
429 | Total Power Production | 0
430 | Transmission Expense | 0
431 | Total Distribution Expense | 0
432 | Total Customer Related Expense | 0
433 | Total A&G Expense | 0
434 | Subtotal | 0 | 0 | 0 | 0 | 0 | 0 | 0 | 0 | 0 | 0 | 0 | 0 | 0 | 0 | 0 | 0 | 0 | 0 | 0 | 0 | 0 | 0 | 0 | 0 | 0 | 0 | 0 | 0 | 0 | 0 | 0 | 0 | 0 | 0 | 0 | 0 | 0 | 0 | 0 | 0 | 0 | 0 | 0 | 0 | 0 | 0 | 0 | 0 | 0 | 0 | 0 | 0 | -60772164.8793 | 0 | 0 | 0 | 0 | 0
435 | Total Cash Working Capital | 0 | 0 | 0 | 0 | 0 | 0 | 0 | 0 | 0 | 0 | 0 | 0 | 0 | 0 | 0 | 0 | 0 | 0 | 0 | 0 | 0 | 0 | 0 | 0 | 0 | 0 | 0 | 0 | 0 | 0 | 0 | 0 | 0 | 0 | 0 | 0 | 0 | 0 | 0 | 0 | 0 | 0 | 0 | 0 | 0 | 0 | 0 | 0 | 0 | 0 | 0 | 0 | -60772164.8793 | 0 | 0 | 0 | 0 | 0
436
437 | Depreciation Expense
438 | Production | -12420976.8875 | 0 | 0 | 0 | 0 | 0 | 0 | 0 | 1980517.1109 | 0 | 0 | 0 | 0 | 0 | 0 | 0 | 0 | 0 | 545588.36 | -9355669 | 0 | 0 | 0 | 0 | 0 | 0 | 0 | 0 | 465475.204 | 0 | 0 | 0 | 716286 | 113368.78 | 0 | 0 | 0 | 0 | 0 | 0 | 0 | 0 | 0 | 1539352.641 | -8425895.9835 | 0 | 0 | 0 | 0 | 0 | 0 | 0 | 0 | 0 | 0 | 0 | 0 | 0
439 | Transmission Excl. GSU's | -1216149.6064 | 0 | 0 | 0 | 0 | 0 | 0 | 0 | 0 | 0 | 0 | 0 | 0 | 0 | 0 | 0 | 0 | 0 | 376194.02 | 0 | 0 | 0 | 0 | 0 | 0 | 0 | 0 | 0 | 0 | 0 | 0 | 0 | 1792005 | 0 | 0 | 0 | 0 | 0 | 0 | 0 | 0 | 0 | 0 | -3384348.6264 | 0 | 0 | 0 | 0 | 0 | 0 | 0 | 0 | 0 | 0 | 0 | 0 | 0 | 0
440 | Transmission - GSU's | 4188.36 | 0 | 0 | 0 | 0 | 0 | 0 | 0 | 0 | 0 | 0 | 0 | 0 | 0 | 0 | 0 | 0 | 0 | 4188.36 | 0 | 0 | 0 | 0 | 0 | 0 | 0 | 0 | 0 | 0 | 0 | 0 | 0 | 0 | 0 | 0 | 0 | 0 | 0 | 0 | 0 | 0 | 0 | 0 | 0 | 0 | 0 | 0 | 0 | 0 | 0 | 0 | 0 | 0 | 0 | 0 | 0 | 0 | 0
441 | Distribution | 5162605.0201 | 0 | 0 | 0 | 0 | 0 | 0 | 0 | 0 | 0 | 0 | 0 | 0 | 0 | 0 | 0 | 0 | 0 | 41318.47 | 0 | 0 | 0 | 0 | 0 | 0 | 0 | 0 | 0 | 0 | 0 | 0 | 0 | 1659588 | 0 | 0 | 0 | 0 | 0 | 0 | 0 | 0 | 0 | 0 | 2876698.5501 | 0 | 585000 | 0 | 0 | 0 | 0 | 0 | 0 | 0 | 0 | 0 | 0 | 0 | 0
442 | General | 6447089.8078 | 0 | 0 | 0 | 0 | 0 | 0 | 0 | 0 | 0 | 0 | 0 | 0 | 0 | 0 | 0 | 0 | 0 | 173336.47 | 0 | 0 | 0 | 0 | 0 | 0 | 0 | 0 | 0 | 0 | 0 | 0 | 0 | 6137514 | 0 | 0 | 0 | 0 | 0 | 0 | 0 | 0 | 0 | 0 | 136239.3378 | 0 | 0 | 0 | 0 | 0 | 0 | 0 | 0 | 0 | 0 | 0 | 0 | 0 | 0
443 | Total Depreciation Expense | -2023243.306 | 0 | 0 | 0 | 0 | 0 | 0 | 0 | 1980517.1109 | 0 | 0 | 0 | 0 | 0 | 0 | 0 | 0 | 0 | 1140625.68 | -9355669 | 0 | 0 | 0 | 0 | 0 | 0 | 0 | 0 | 465475.204 | 0 | 0 | 0 | 10305393 | 113368.78 | 0 | 0 | 0 | 0 | 0 | 0 | 0 | 0 | 0 | 1167941.9025 | -8425895.9835 | 585000 | 0 | 0 | 0 | 0 | 0 | 0 | 0 | 0 | 0 | 0 | 0 | 0
444
445 | Amortization Expense
446 | Intangible Plant | -6243774.53 | 0 | 0 | 0 | 0 | 0 | 0 | 0 | 0 | 0 | 0 | 0 | 0 | 0 | 0 | 0 | 0 | 0 | 119168.47 | 0 | 0 | 0 | 0 | 0 | 0 | 0 | 0 | 0 | 0 | 0 | 0 | 0 | -6362943 | 0 | 0 | 0 | 0 | 0 | 0 | 0 | 0 | 0 | 0 | 0 | 0 | 0 | 0 | 0 | 0 | 0 | 0 | 0 | 0 | 0 | 0 | 0 | 0 | 0
447 | Production Plant | 0 | 0 | 0 | 0 | 0 | 0 | 0 | 0 | 0 | 0 | 0 | 0 | 0 | 0 | 0 | 0 | 0 | 0 | 0 | 0 | 0 | 0 | 0 | 0 | 0 | 0 | 0 | 0 | 0 | 0 | 0 | 0 | 0 | 0 | 0 | 0 | 0 | 0 | 0 | 0 | 0 | 0 | 0 | 0 | 0 | 0 | 0 | 0 | 0 | 0 | 0 | 0 | 0 | 0 | 0 | 0 | 0 | 0
448 | Transmission Plant | 579 | 0 | 0 | 0 | 0 | 0 | 0 | 0 | 0 | 0 | 0 | 0 | 0 | 0 | 0 | 0 | 0 | 0 | 579 | 0 | 0 | 0 | 0 | 0 | 0 | 0 | 0 | 0 | 0 | 0 | 0 | 0 | 0 | 0 | 0 | 0 | 0 | 0 | 0 | 0 | 0 | 0 | 0 | 0 | 0 | 0 | 0 | 0 | 0 | 0 | 0 | 0 | 0 | 0 | 0 | 0 | 0 | 0
449 | Distribution Plant | 0 | 0 | 0 | 0 | 0 | 0 | 0 | 0 | 0 | 0 | 0 | 0 | 0 | 0 | 0 | 0 | 0 | 0 | 0 | 0 | 0 | 0 | 0 | 0 | 0 | 0 | 0 | 0 | 0 | 0 | 0 | 0 | 0 | 0 | 0 | 0 | 0 | 0 | 0 | 0 | 0 | 0 | 0 | 0 | 0 | 0 | 0 | 0 | 0 | 0 | 0 | 0 | 0 | 0 | 0 | 0 | 0 | 0
450 | General Plant | 0 | 0 | 0 | 0 | 0 | 0 | 0 | 0 | 0 | 0 | 0 | 0 | 0 | 0 | 0 | 0 | 0 | 0 | 0 | 0 | 0 | 0 | 0 | 0 | 0 | 0 | 0 | 0 | 0 | 0 | 0 | 0 | 0 | 0 | 0 | 0 | 0 | 0 | 0 | 0 | 0 | 0 | 0 | 0 | 0 | 0 | 0 | 0 | 0 | 0 | 0 | 0 | 0 | 0 | 0 | 0 | 0 | 0
451 | Total Amortization Expense | -6243195.53 | 0 | 0 | 0 | 0 | 0 | 0 | 0 | 0 | 0 | 0 | 0 | 0 | 0 | 0 | 0 | 0 | 0 | 119747.47 | 0 | 0 | 0 | 0 | 0 | 0 | 0 | 0 | 0 | 0 | 0 | 0 | 0 | -6362943 | 0 | 0 | 0 | 0 | 0 | 0 | 0 | 0 | 0 | 0 | 0 | 0 | 0 | 0 | 0 | 0 | 0 | 0 | 0 | 0 | 0 | 0 | 0 | 0 | 0
452
453 | Regulatory Debits
454 | Reg Debits - 4073000 | -85273.73 | 0 | 0 | 0 | 0 | 0 | 0 | -209318.32 | 0 | 0 | 0 | 0 | 0 | 0 | 0 | 0 | 0 | 0 | 124044.59 | 0 | 0 | 0 | 0 | 0 | 0 | 0 | 0 | 0 | 0 | 0 | 0 | 0 | 0 | 0 | 0 | 0 | 0 | 0 | 0 | 0 | 0 | 0 | 0 | 0 | 0 | 0 | 0 | 0 | 0 | 0 | 0 | 0 | 0 | 0 | 0 | 0 | 0 | 0
455 | Total Regulatory Debits | -85273.73 | 0 | 0 | 0 | 0 | 0 | 0 | -209318.32 | 0 | 0 | 0 | 0 | 0 | 0 | 0 | 0 | 0 | 0 | 124044.59 | 0 | 0 | 0 | 0 | 0 | 0 | 0 | 0 | 0 | 0 | 0 | 0 | 0 | 0 | 0 | 0 | 0 | 0 | 0 | 0 | 0 | 0 | 0 | 0 | 0 | 0 | 0 | 0 | 0 | 0 | 0 | 0 | 0 | 0 | 0 | 0 | 0 | 0 | 0
456
457 | Total Depreciation & Amortization Expense | -8351712.566 | 0 | 0 | 0 | 0 | 0 | 0 | -209318.32 | 1980517.1109 | 0 | 0 | 0 | 0 | 0 | 0 | 0 | 0 | 0 | 1384417.74 | -9355669 | 0 | 0 | 0 | 0 | 0 | 0 | 0 | 0 | 465475.204 | 0 | 0 | 0 | 3942450 | 113368.78 | 0 | 0 | 0 | 0 | 0 | 0 | 0 | 0 | 0 | 1167941.9025 | -8425895.9835 | 585000 | 0 | 0 | 0 | 0 | 0 | 0 | 0 | 0 | 0 | 0 | 0 | 0
458
459 | Taxes Other than F.I.T.
460 | Current Payroll Taxes
461 | FICA | 266730.6346 | 0 | 0 | 0 | 0 | 0 | 0 | 0 | 0 | 0 | 0 | 0 | 0 | 0 | 0 | 0 | 0 | 0 | 19580.22 | 0 | 0 | 0 | 0 | 0 | 0 | 0 | 0 | 0 | 0 | 0 | 247150.4146 | 0 | 0 | 0 | 0 | 0 | 0 | 0 | 0 | 0 | 0 | 0 | 0 | 0 | 0 | 0 | 0 | 0 | 0 | 0 | 0 | 0 | 0 | 0 | 0 | 0 | 0 | 0
462 | Fed Unemployment | 89.02 | 0 | 0 | 0 | 0 | 0 | 0 | 0 | 0 | 0 | 0 | 0 | 0 | 0 | 0 | 0 | 0 | 0 | 89.02 | 0 | 0 | 0 | 0 | 0 | 0 | 0 | 0 | 0 | 0 | 0 | 0 | 0 | 0 | 0 | 0 | 0 | 0 | 0 | 0 | 0 | 0 | 0 | 0 | 0 | 0 | 0 | 0 | 0 | 0 | 0 | 0 | 0 | 0 | 0 | 0 | 0 | 0 | 0
463 | State Unemployment | 151.34 | 0 | 0 | 0 | 0 | 0 | 0 | 0 | 0 | 0 | 0 | 0 | 0 | 0 | 0 | 0 | 0 | 0 | 151.34 | 0 | 0 | 0 | 0 | 0 | 0 | 0 | 0 | 0 | 0 | 0 | 0 | 0 | 0 | 0 | 0 | 0 | 0 | 0 | 0 | 0 | 0 | 0 | 0 | 0 | 0 | 0 | 0 | 0 | 0 | 0 | 0 | 0 | 0 | 0 | 0 | 0 | 0 | 0
464 | Total Payroll Related Tax | 266970.9946 | 0 | 0 | 0 | 0 | 0 | 0 | 0 | 0 | 0 | 0 | 0 | 0 | 0 | 0 | 0 | 0 | 0 | 19820.58 | 0 | 0 | 0 | 0 | 0 | 0 | 0 | 0 | 0 | 0 | 0 | 247150.4146 | 0 | 0 | 0 | 0 | 0 | 0 | 0 | 0 | 0 | 0 | 0 | 0 | 0 | 0 | 0 | 0 | 0 | 0 | 0 | 0 | 0 | 0 | 0 | 0 | 0 | 0 | 0
465
466 | Real and Personal Property Tax | 4345218.9867 | 0 | 0 | 0 | 0 | 0 | 0 | 0 | 0 | 0 | 0 | 0 | 0 | 0 | 0 | 0 | 0 | 0 | 271238.63 | -188833 | 0 | 0 | 0 | 0 | 0 | 0 | 0 | 0 | 0 | 0 | 0 | 0 | 0 | 0 | 0 | 0 | 0 | 4262813.3567 | 0 | 0 | 0 | 0 | 0 | 0 | 0 | 0 | 0 | 0 | 0 | 0 | 0 | 0 | 0 | 0 | 0 | 0 | 0 | 0
467 | Municipal License | 0 | 0 | 0 | 0 | 0 | 0 | 0 | 0 | 0 | 0 | 0 | 0 | 0 | 0 | 0 | 0 | 0 | 0 | 0 | 0 | 0 | 0 | 0 | 0 | 0 | 0 | 0 | 0 | 0 | 0 | 0 | 0 | 0 | 0 | 0 | 0 | 0 | 0 | 0 | 0 | 0 | 0 | 0 | 0 | 0 | 0 | 0 | 0 | 0 | 0 | 0 | 0 | 0 | 0 | 0 | 0 | 0 | 0
468 | P.S.C. | 0 | 0 | 0 | 0 | 0 | 0 | 0 | 0 | 0 | 0 | 0 | 0 | 0 | 0 | 0 | 0 | 0 | 0 | 0 | 0 | 0 | 0 | 0 | 0 | 0 | 0 | 0 | 0 | 0 | 0 | 0 | 0 | 0 | 0 | 0 | 0 | 0 | 0 | 0 | 0 | 0 | 0 | 0 | 0 | 0 | 0 | 0 | 0 | 0 | 0 | 0 | 0 | 0 | 0 | 0 | 0 | 0 | 0
469 | Sales & Use | 1117.05 | 0 | 0 | 0 | 0 | 0 | 0 | 0 | 0 | 0 | 0 | 0 | 0 | 0 | 0 | 0 | 0 | 0 | 1117.05 | 0 | 0 | 0 | 0 | 0 | 0 | 0 | 0 | 0 | 0 | 0 | 0 | 0 | 0 | 0 | 0 | 0 | 0 | 0 | 0 | 0 | 0 | 0 | 0 | 0 | 0 | 0 | 0 | 0 | 0 | 0 | 0 | 0 | 0 | 0 | 0 | 0 | 0 | 0
470 | Regis Fee | 0 | 0 | 0 | 0 | 0 | 0 | 0 | 0 | 0 | 0 | 0 | 0 | 0 | 0 | 0 | 0 | 0 | 0 | 0 | 0 | 0 | 0 | 0 | 0 | 0 | 0 | 0 | 0 | 0 | 0 | 0 | 0 | 0 | 0 | 0 | 0 | 0 | 0 | 0 | 0 | 0 | 0 | 0 | 0 | 0 | 0 | 0 | 0 | 0 | 0 | 0 | 0 | 0 | 0 | 0 | 0 | 0 | 0
471 | State Business Occup Taxes | 1272655.73 | 0 | 0 | 0 | 0 | 0 | 0 | 0 | 0 | 0 | 0 | 0 | 0 | 0 | 0 | 0 | 0 | 0 | 82130.73 | 0 | 0 | 0 | 0 | 0 | 0 | 0 | 0 | 0 | 0 | 0 | 0 | 0 | 0 | 0 | 0 | 0 | 0 | 0 | 0 | 1190525 | 0 | 0 | 0 | 0 | 0 | 0 | 0 | 0 | 0 | 0 | 0 | 0 | 0 | 0 | 0 | 0 | 0 | 0
472 | Gross Reciepts Tax | -0.37 | 0 | 0 | 0 | 0 | 0 | 0 | 0 | 0 | 0 | 0 | 0 | 0 | 0 | 0 | 0 | 0 | 0 | -0.37 | 0 | 0 | 0 | 0 | 0 | 0 | 0 | 0 | 0 | 0 | 0 | 0 | 0 | 0 | 0 | 0 | 0 | 0 | 0 | 0 | 0 | 0 | 0 | 0 | 0 | 0 | 0 | 0 | 0 | 0 | 0 | 0 | 0 | 0 | 0 | 0 | 0 | 0 | 0
473 | Business Franchise Taxes | 0 | 0 | 0 | 0 | 0 | 0 | 0 | 0 | 0 | 0 | 0 | 0 | 0 | 0 | 0 | 0 | 0 | 0 | 0 | 0 | 0 | 0 | 0 | 0 | 0 | 0 | 0 | 0 | 0 | 0 | 0 | 0 | 0 | 0 | 0 | 0 | 0 | 0 | 0 | 0 | 0 | 0 | 0 | 0 | 0 | 0 | 0 | 0 | 0 | 0 | 0 | 0 | 0 | 0 | 0 | 0 | 0 | 0
474 | Federal Excise | 131.97 | 0 | 0 | 0 | 0 | 0 | 0 | 0 | 0 | 0 | 0 | 0 | 0 | 0 | 0 | 0 | 0 | 0 | 131.97 | 0 | 0 | 0 | 0 | 0 | 0 | 0 | 0 | 0 | 0 | 0 | 0 | 0 | 0 | 0 | 0 | 0 | 0 | 0 | 0 | 0 | 0 | 0 | 0 | 0 | 0 | 0 | 0 | 0 | 0 | 0 | 0 | 0 | 0 | 0 | 0 | 0 | 0 | 0
475 | Taxes on Capital Leases | 2121.3 | 0 | 0 | 0 | 0 | 0 | 0 | 0 | 0 | 0 | 0 | 0 | 0 | 0 | 0 | 0 | 0 | 0 | 2121.3 | 0 | 0 | 0 | 0 | 0 | 0 | 0 | 0 | 0 | 0 | 0 | 0 | 0 | 0 | 0 | 0 | 0 | 0 | 0 | 0 | 0 | 0 | 0 | 0 | 0 | 0 | 0 | 0 | 0 | 0 | 0 | 0 | 0 | 0 | 0 | 0 | 0 | 0 | 0
476 | Total Taxes Other than F.I.T. | 5888215.6613 | 0 | 0 | 0 | 0 | 0 | 0 | 0 | 0 | 0 | 0 | 0 | 0 | 0 | 0 | 0 | 0 | 0 | 376559.89 | -188833 | 0 | 0 | 0 | 0 | 0 | 0 | 0 | 0 | 0 | 0 | 247150.4146 | 0 | 0 | 0 | 0 | 0 | 0 | 4262813.3567 | 0 | 1190525 | 0 | 0 | 0 | 0 | 0 | 0 | 0 | 0 | 0 | 0 | 0 | 0 | 0 | 0 | 0 | 0 | 0 | 0
477
478 | AFUDC Offset - Production | -3948965.86 | 0 | 0 | 0 | 0 | 0 | 0 | 0 | 0 | 0 | 0 | 0 | 0 | 0 | 0 | 0 | 0 | 0 | -8515.86 | 0 | 0 | 0 | 0 | 0 | 0 | 0 | 0 | 0 | 0 | 0 | 0 | 0 | 0 | 0 | 0 | 0 | -3940450 | 0 | 0 | 0 | 0 | 0 | 0 | 0 | 0 | 0 | 0 | 0 | 0 | 0 | 0 | 0 | 0 | 0 | 0 | 0 | 0 | 0
479 | AFUDC Offset - Transmission | -57526.13 | 0 | 0 | 0 | 0 | 0 | 0 | 0 | 0 | 0 | 0 | 0 | 0 | 0 | 0 | 0 | 0 | 0 | -57526.13 | 0 | 0 | 0 | 0 | 0 | 0 | 0 | 0 | 0 | 0 | 0 | 0 | 0 | 0 | 0 | 0 | 0 | 0 | 0 | 0 | 0 | 0 | 0 | 0 | 0 | 0 | 0 | 0 | 0 | 0 | 0 | 0 | 0 | 0 | 0 | 0 | 0 | 0 | 0
480 | AFUDC Offset - Distribution | -1363.52 | 0 | 0 | 0 | 0 | 0 | 0 | 0 | 0 | 0 | 0 | 0 | 0 | 0 | 0 | 0 | 0 | 0 | -1363.52 | 0 | 0 | 0 | 0 | 0 | 0 | 0 | 0 | 0 | 0 | 0 | 0 | 0 | 0 | 0 | 0 | 0 | 0 | 0 | 0 | 0 | 0 | 0 | 0 | 0 | 0 | 0 | 0 | 0 | 0 | 0 | 0 | 0 | 0 | 0 | 0 | 0 | 0 | 0
481 | AFUDC Offset - General | -2727.51 | 0 | 0 | 0 | 0 | 0 | 0 | 0 | 0 | 0 | 0 | 0 | 0 | 0 | 0 | 0 | 0 | 0 | -2727.51 | 0 | 0 | 0 | 0 | 0 | 0 | 0 | 0 | 0 | 0 | 0 | 0 | 0 | 0 | 0 | 0 | 0 | 0 | 0 | 0 | 0 | 0 | 0 | 0 | 0 | 0 | 0 | 0 | 0 | 0 | 0 | 0 | 0 | 0 | 0 | 0 | 0 | 0 | 0
482 | AFUDC Offset - Intangible | -2730.04 | 0 | 0 | 0 | 0 | 0 | 0 | 0 | 0 | 0 | 0 | 0 | 0 | 0 | 0 | 0 | 0 | 0 | -2730.04 | 0 | 0 | 0 | 0 | 0 | 0 | 0 | 0 | 0 | 0 | 0 | 0 | 0 | 0 | 0 | 0 | 0 | 0 | 0 | 0 | 0 | 0 | 0 | 0 | 0 | 0 | 0 | 0 | 0 | 0 | 0 | 0 | 0 | 0 | 0 | 0 | 0 | 0 | 0
483 | Interest On Customer Deposits | -243878.8885 | 0 | 0 | 0 | 0 | 0 | 0 | 0 | 0 | 0 | 0 | 0 | 0 | 0 | 0 | 0 | 0 | 0 | 0 | 0 | -243878.8885 | 0 | 0 | 0 | 0 | 0 | 0 | 0 | 0 | 0 | 0 | 0 | 0 | 0 | 0 | 0 | 0 | 0 | 0 | 0 | 0 | 0 | 0 | 0 | 0 | 0 | 0 | 0 | 0 | 0 | 0 | 0 | 0 | 0 | 0 | 0 | 0 | 0
484 |  | 0
485 | Other Expense Items | 0 | 12: 0
486 | G/L Disp. Of Util Plant Gain Disp. Of Util Plant 4116000 | 0 | 0 | 0 | 0 | 0 | 0 | 0 | 0 | 0 | 0 | 0 | 0 | 0 | 0 | 0 | 0 | 0 | 0 | 0 | 0 | 0 | 0 | 0 | 0 | 0 | 0 | 0 | 0 | 0 | 0 | 0 | 0 | 0 | 0 | 0 | 0 | 0 | 0 | 0 | 0 | 0 | 0 | 0 | 0 | 0 | 0 | 0 | 0 | 0 | 0 | 0 | 0 | 0 | 0 | 0 | 0 | 0 | 0
487 | Loss Disp. Of Util Plant 4117000 | 0 | 0 | 0 | 0 | 0 | 0 | 0 | 0 | 0 | 0 | 0 | 0 | 0 | 0 | 0 | 0 | 0 | 0 | 0 | 0 | 0 | 0 | 0 | 0 | 0 | 0 | 0 | 0 | 0 | 0 | 0 | 0 | 0 | 0 | 0 | 0 | 0 | 0 | 0 | 0 | 0 | 0 | 0 | 0 | 0 | 0 | 0 | 0 | 0 | 0 | 0 | 0 | 0 | 0 | 0 | 0 | 0 | 0
488 | G/L Disp. Of Allowances 411.8 | -2530.49 | 0 | 0 | 0 | 0 | 0 | 0 | 0 | 0 | 0 | 0 | 0 | 0 | 0 | 0 | 0 | 0 | 0 | -2530.49 | 0 | 0 | 0 | 0 | 0 | 0 | 0 | 0 | 0 | 0 | 0 | 0 | 0 | 0 | 0 | 0 | 0 | 0 | 0 | 0 | 0 | 0 | 0 | 0 | 0 | 0 | 0 | 0 | 0 | 0 | 0 | 0 | 0 | 0 | 0 | 0 | 0 | 0 | 0
489 | Accretion 4110005 | 155606.52 | 0 | 0 | 0 | 0 | 0 | 0 | 0 | 0 | 0 | 0 | 0 | 0 | 0 | 0 | 0 | 0 | 0 | 31039.87 | 0 | 0 | 0 | 0 | 0 | 0 | 0 | 0 | 0 | 0 | 0 | 0 | 0 | 0 | 0 | 124566.65 | 0 | 0 | 0 | 0 | 0 | 0 | 0 | 0 | 0 | 0 | 0 | 0 | 0 | 0 | 0 | 0 | 0 | 0 | 0 | 0 | 0 | 0 | 0
490 | A/R Factoring | 0 | 0 | 0 | 0 | 0 | 0 | 0 | 0 | 0 | 0 | 0 | 0 | 0 | 0 | 0 | 0 | 0 | 0 | 0 | 0 | 0 | 0 | 0 | 0 | 0 | 0 | 0 | 0 | 0 | 0 | 0 | 0 | 0 | 0 | 0 | 0 | 0 | 0 | 0 | 0 | 0 | 0 | 0 | 0 | 0 | 0 | 0 | 0 | 0 | 0 | 0 | 0 | 0 | 0 | 0 | 0 | 0 | 0
491 | Acct 4190005 | -7.13 | 8: 0; 18: -7.13
492 | Acct 4300003 | 0 | 8: 0; 18: 0
493 | 431-Other Interest Expense | 0 | 0 | 0 | 0 | 0 | 0 | 0 | 0 | 0 | 0 | 0 | 0 | 0 | 0 | 0 | 0 | 0 | 0 | 0 | 0 | 0 | 0 | 0 | 0 | 0 | 0 | 0 | 0 | 0 | 0 | 0 | 0 | 0 | 0 | 0 | 0 | 0 | 0 | 0 | 0 | 0 | 0 | 0 | 0 | 0 | 0 | 0 | 0 | 0 | 0 | 0 | 0 | 0 | 0 | 0 | 0 | 0 | 0
494 | Total Other | 153068.9 | 0 | 0 | 0 | 0 | 0 | 0 | 0 | 0 | 0 | 0 | 0 | 0 | 0 | 0 | 0 | 0 | 0 | 28502.25 | 0 | 0 | 0 | 0 | 0 | 0 | 0 | 0 | 0 | 0 | 0 | 0 | 0 | 0 | 0 | 124566.65 | 0 | 0 | 0 | 0 | 0 | 0 | 0 | 0 | 0 | 0 | 0 | 0 | 0 | 0 | 0 | 0 | 0 | 0 | 0 | 0 | 0 | 0 | 0
495
496
497 | Income Taxes
498 | Current/Deferred State Income Tax | -140918.22 | 122717 | -25818 | 7266 | 135886 | 1653256 | 32220 | 10222 | -1086300 | -340001 | -661715 | -2897 | 0 | 0 | -109171 | -29285 | -500062 | -14655 | -243261 | 655562 | 12218 | -10791 | 0 | -12120 | 2746 | -5859 | 0 | 3095 | -23319 | 154627 | -169230 | 1211 | 0 | 0 | -6240 | -5738 | -294880 | -213554 | 0 | -59642 | -60727 | 84628 | -7052 | -422112 | 422112 | 279289 | 0 | 0 | 0 | 0 | 594911.35 | 0 | 0 | 0 | 0 | 0 | 0 | 0
499 | Current Federal Income Taxes | -469374.6657 | 488642 | -102804 | 28931 | 541078 | 6583047 | 128295 | 40702 | -4325502 | -1353840 | -2634861 | -11535 | 0 | 0 | -434705 | -116608 | -1991180 | -58356 | -968632 | 2610361 | 48649 | -42970 | 0 | -48262 | 10932 | -23328 | 0 | 12325 | -92853 | 615704 | -673853 | 4822 | 0 | 0 | -24849 | -22846 | -1174172 | -850344 | 0 | -237485 | -241809 | 336976 | -28081 | -1680795 | 1680795 | 1112091 | 0 | 0 | 0 | 0 | 2368858.3343 | 0 | 0 | 0 | 0 | 0 | 0 | 0
500 | Deferred Federal Income Taxes | 4873835 | 0 | 0 | 0 | 0 | 0 | 0 | 0 | 0 | 0 | 0 | 0 | 0 | 0 | 0 | 0 | 0 | 0 | 195366 | 0 | 0 | 0 | 0 | 0 | 0 | 0 | -1046851 | 0 | 0 | 0 | 0 | 0 | -442599 | -23807 | 0 | 0 | 1236096 | 0 | 0 | 0 | 0 | 0 | 0 | 1053489 | 0 | 0 | 0 | 0 | 0 | 3902141 | 0 | 0 | 0 | 0 | 0 | 0 | 0 | 0
501 | Deferred Investment Tax Credit | 0 | 0 | 0 | 0 | 0 | 0 | 0 | 0 | 0 | 0 | 0 | 0 | 0 | 0 | 0 | 0 | 0 | 0 | 0 | 0 | 0 | 0 | 0 | 0 | 0 | 0 | 0 | 0 | 0 | 0 | 0 | 0 | 0 | 0 | 0 | 0 | 0 | 0 | 0 | 0 | 0 | 0 | 0 | 0 | 0 | 0 | 0 | 0 | 0 | 0 | 0 | 0 | 0 | 0 | 0 | 0 | 0 | 0
502 | ITC Adjustment | 0 | 0 | 0 | 0 | 0 | 0 | 0 | 0 | 0 | 0 | 0 | 0 | 0 | 0 | 0 | 0 | 0 | 0 | 0 | 0 | 0 | 0 | 0 | 0 | 0 | 0 | 0 | 0 | 0 | 0 | 0 | 0 | 0 | 0 | 0 | 0 | 0 | 0 | 0 | 0 | 0 | 0 | 0 | 0 | 0 | 0 | 0 | 0 | 0 | 0 | 0 | 0 | 0 | 0 | 0 | 0 | 0 | 0
503 | Total Income Taxes | 4263542.1143 | 611359 | -128622 | 36197 | 676964 | 8236303 | 160515 | 50924 | -5411802 | -1693841 | -3296576 | -14432 | 0 | 0 | -543876 | -145893 | -2491242 | -73011 | -1016527 | 3265923 | 60867 | -53761 | 0 | -60382 | 13678 | -29187 | -1046851 | 15420 | -116172 | 770331 | -843083 | 6033 | -442599 | -23807 | -31089 | -28584 | -232956 | -1063898 | 0 | -297127 | -302536 | 421604 | -35133 | -1049418 | 2102907 | 1391380 | 0 | 0 | 0 | 3902141 | 2963769.6843 | 0 | 0 | 0 | 0 | 0 | 0 | 0
| Schedule M Adjustment --- Addback <Deduct> | -4103301.3391 | 0 | 0 | 0 | 0 | 0 | 0 | 0 | 0 | 0 | 0 | 0 | 0 | 0 | 0 | 0 | 0 | 0 | 0 | 0 | 0 | 0 | 0 | 0 | 0 | 0 | 4985006.8612 | 0 | 0 | 0 | 0 | 0 | 3942450 | 113368.78 | 0 | 0 | -5886172.9804 | 0 | 0 | 0 | 0 | 0 | 0 | -7257954 | 0 | 0 | 0 | 0 | 0 | 0 | 0 | 0 | 0 | 0 | 0 | 0 | 0 | 0
| Normalization % |  | 100% | 100% | 100% | 100% | 100% | 100% | 100% | 100% | 100% | 100% | 100% | 100% | 100% | 100% | 100% | 100% | 100% | 100% | 100% | 100% | 100% | 100% | 100% | 100% | 100% | 100% | 100% | 100% | 100% | 100% | 100% | 53.46% | 100% | 100% | 100% | 100% | 100% | 100% | 100% | 100% | 100% | 100% | 69.12% | 69.12% | 100% | 100% | 100% | 100% | 100% | 100% | 100% | 100% | 100% | 100% | 100% | 100% | 100%
| State Income Tax Rate | 5.01%
| Federal Income Tax Rate | 21%
| ETR |  | 24.96% | 24.96% | 24.96% | 24.96% | 24.96% | 24.96% | 24.96% | 24.96% | 24.96% | 24.96% | 24.96% | #DIV/0! | #DIV/0! | 24.96% | 24.96% | 24.96% | 24.96% | 20.93% | 24.96% | 24.96% | 24.96% | #DIV/0! | 24.96% | 24.96% | 24.96% | 21% | 24.96% | 24.96% | 24.96% | 24.96% | 24.96% | 11.23% | 21% | 24.96% | 24.96% | #DIV/0! | 24.96% | #DIV/0! | 24.96% | 24.96% | 24.96% | 24.96% | 89.85% | 24.96% | 24.96% | #DIV/0! | #DIV/0! | #DIV/0! | #DIV/0! | #DIV/0! | #DIV/0! | #DIV/0! | #DIV/0! | #DIV/0! | #DIV/0! | #DIV/0! | #DIV/0!
|  |  | 7: 7326, 7327; 8: 7329, 7332, 7333, 7334; 9: 7012; 10: 7328; 11: 7099; 26: 7032, 7575; 28: 7359 | 7048 |  | 6017, 6018 | 6004 | 7581 |  | 6002 |  | 7587 |  |  |  |  | 6017, 6018 | 6017, 6018
|  |  | 1: No Def Fuel; 9: No Def Fuel; 10: No Timing Diff; 11: No Timing Dif | [19 empty] | DFIT
| DFIT | 0
| CFIT | 1611.7701
| SIT | 2.35
`
[25 empty] | 2100000000 |  | 50000
[25 empty] | 0.019% |  | 0.019%
[25 empty] | 399000 |  | 9.5
400000
0.00019048
Note on C512: [Threaded comment] Your version of Excel allows you to read this threaded comment; however, any edits to it will get removed if the file is opened in a newer version of Excel. Learn more: https://go.microsoft.com/fwlink/?linkid=870924 Comment: Agrees to CFIT Schedule - "Section V Exhibit 3 2025" Cell P152