## COSS
[5 empty] | Allocation |  | Total |  |  |  |  | Total |  |  |  |  | Total |  |  |  |  | Total |  |  | Total
|  |  | Label | Constant | Factor | Function | Retail | RS | GS-SEC | GS-PRI | GS-SUB | GS | LGS-SEC | LGS-PRI | LGS-SUB | LGS-TRA | LGS | IGS-SEC | IGS-PRI | IGS-SUB | IGS-TRA | IGS | PS-SEC | PS-PRI | PS | MW | OL | SL
[7 empty] | 1 | 2 | 3 | 4 | 5 |  | 6 | 7 | 8 | 9 |  | 10 | 11 | 12 | 13 |  | 14 | 15 |  | 16 | 17 | 18
Rate Base
P-T-D Plant in Service
[5 empty] | PROD_DEMAND | PRODUCTION | 1238869244 | 607470759.0259 | 153666481.2425 | 1796594.8969 | 44260.0264 | 155507336.1657 | 64295983.6764 | 18311180.5145 | 1449064.1908 | 305871.9006 | 84362100.2823 | 3862279.2532 | 42105619.5563 | 281208195.4013 | 44116252.2606 | 371292346.4714 | 17451678.5532 | 421289.9003 | 17872968.4536 | 304266.5178 | 1649793.7722 | 409673.3111
[5 empty] | PROD_DEMAND | BULKTRAN | 0 | 0 | 0 | 0 | 0 | 0 | 0 | 0 | 0 | 0 | 0 | 0 | 0 | 0 | 0 | 0 | 0 | 0 | 0 | 0 | 0 | 0
[5 empty] | PROD_DEMAND | SUBTRAN | 0 | 0 | 0 | 0 | 0 | 0 | 0 | 0 | 0 | 0 | 0 | 0 | 0 | 0 | 0 | 0 | 0 | 0 | 0 | 0 | 0 | 0
[5 empty] | PROD_DEMAND | DISTPRI | 0 | 0 | 0 | 0 | 0 | 0 | 0 | 0 | 0 | 0 | 0 | 0 | 0 | 0 | 0 | 0 | 0 | 0 | 0 | 0 | 0 | 0
[5 empty] | PROD_DEMAND | DISTSEC | 0 | 0 | 0 | 0 | 0 | 0 | 0 | 0 | 0 | 0 | 0 | 0 | 0 | 0 | 0 | 0 | 0 | 0 | 0 | 0 | 0 | 0
[5 empty] | PROD_DEMAND | ENERGY | 0 | 0 | 0 | 0 | 0 | 0 | 0 | 0 | 0 | 0 | 0 | 0 | 0 | 0 | 0 | 0 | 0 | 0 | 0 | 0 | 0 | 0
[5 empty] | PROD_DEMAND | CUSTOMER | 0 | 0 | 0 | 0 | 0 | 0 | 0 | 0 | 0 | 0 | 0 | 0 | 0 | 0 | 0 | 0 | 0 | 0 | 0 | 0 | 0 | 0
|  | Production Plant & Comp. Const. not Classif. |  | 1238869244 | PROD_DEMAND | TOTAL | 1238869244 | 607470759.0259 | 153666481.2425 | 1796594.8969 | 44260.0264 | 155507336.1657 | 64295983.6764 | 18311180.5145 | 1449064.1908 | 305871.9006 | 84362100.2823 | 3862279.2532 | 42105619.5563 | 281208195.4013 | 44116252.2606 | 371292346.4714 | 17451678.5532 | 421289.9003 | 17872968.4536 | 304266.5178 | 1649793.7722 | 409673.3111
Transmission & Comp. Const. not Classif.
[5 empty] | PROD_DEMAND | PRODUCTION | 12793807 | 6273352.6454 | 1586914.2873 | 18553.4418 | 457.0734 | 1605924.8025 | 663984.8475 | 189099.625 | 14964.4909 | 3158.7402 | 871207.7036 | 39885.7713 | 434824.8799 | 2904038.0139 | 455588.6908 | 3834337.3559 | 180223.5452 | 4350.6623 | 184574.2075 | 3142.1614 | 17037.426 | 4230.6977
[5 empty] | PROD_DEMAND | BULKTRAN | 0 | 0 | 0 | 0 | 0 | 0 | 0 | 0 | 0 | 0 | 0 | 0 | 0 | 0 | 0 | 0 | 0 | 0 | 0 | 0 | 0 | 0
[5 empty] | PROD_DEMAND | SUBTRAN | 0 | 0 | 0 | 0 | 0 | 0 | 0 | 0 | 0 | 0 | 0 | 0 | 0 | 0 | 0 | 0 | 0 | 0 | 0 | 0 | 0 | 0
[5 empty] | PROD_DEMAND | DISTPRI | 0 | 0 | 0 | 0 | 0 | 0 | 0 | 0 | 0 | 0 | 0 | 0 | 0 | 0 | 0 | 0 | 0 | 0 | 0 | 0 | 0 | 0
[5 empty] | PROD_DEMAND | DISTSEC | 0 | 0 | 0 | 0 | 0 | 0 | 0 | 0 | 0 | 0 | 0 | 0 | 0 | 0 | 0 | 0 | 0 | 0 | 0 | 0 | 0 | 0
[5 empty] | PROD_DEMAND | ENERGY | 0 | 0 | 0 | 0 | 0 | 0 | 0 | 0 | 0 | 0 | 0 | 0 | 0 | 0 | 0 | 0 | 0 | 0 | 0 | 0 | 0 | 0
[5 empty] | PROD_DEMAND | CUSTOMER | 0 | 0 | 0 | 0 | 0 | 0 | 0 | 0 | 0 | 0 | 0 | 0 | 0 | 0 | 0 | 0 | 0 | 0 | 0 | 0 | 0 | 0
|  |  | GSU | 12793807 | PROD_DEMAND | TOTAL | 12793807 | 6273352.6454 | 1586914.2873 | 18553.4418 | 457.0734 | 1605924.8025 | 663984.8475 | 189099.625 | 14964.4909 | 3158.7402 | 871207.7036 | 39885.7713 | 434824.8799 | 2904038.0139 | 455588.6908 | 3834337.3559 | 180223.5452 | 4350.6623 | 184574.2075 | 3142.1614 | 17037.426 | 4230.6977
[5 empty] | TRANS_TOTAL | PRODUCTION | 0 | 0 | 0 | 0 | 0 | 0 | 0 | 0 | 0 | 0 | 0 | 0 | 0 | 0 | 0 | 0 | 0 | 0 | 0 | 0 | 0 | 0
[5 empty] | TRANS_TOTAL | BULKTRAN | 676642153.1844 | 331786687.2348 | 83929130.7325 | 981259.1969 | 24173.8179 | 84934563.7473 | 35117001.2869 | 10001149.573 | 791445.8438 | 167060.2627 | 46076656.9665 | 2109488.9253 | 22997130.0165 | 153589508.9421 | 24095291.7869 | 202791419.6708 | 9531709.1857 | 230098.9444 | 9761808.1301 | 166183.4393 | 901079.7675 | 223754.228
[5 empty] | TRANS_TOTAL | SUBTRAN | 259498069.8156 | 123236102.397 | 31546623.774 | 367619.8301 | 12052.1295 | 31926295.7336 | 13749551.3318 | 3897279.279 | 399209.7042 | 0 | 18046040.3151 | 770036.6254 | 8899991.3362 | 72497062.9559 | 0 | 82167090.9176 | 3731550.2738 | 89279.8259 | 3820830.0997 | 61275.5483 | 192484.8214 | 47949.9829
[5 empty] | TRANS_TOTAL | DISTPRI | 0 | 0 | 0 | 0 | 0 | 0 | 0 | 0 | 0 | 0 | 0 | 0 | 0 | 0 | 0 | 0 | 0 | 0 | 0 | 0 | 0 | 0
[5 empty] | TRANS_TOTAL | DISTSEC | 0 | 0 | 0 | 0 | 0 | 0 | 0 | 0 | 0 | 0 | 0 | 0 | 0 | 0 | 0 | 0 | 0 | 0 | 0 | 0 | 0 | 0
[5 empty] | TRANS_TOTAL | ENERGY | 0 | 0 | 0 | 0 | 0 | 0 | 0 | 0 | 0 | 0 | 0 | 0 | 0 | 0 | 0 | 0 | 0 | 0 | 0 | 0 | 0 | 0
[5 empty] | TRANS_TOTAL | CUSTOMER | 0 | 0 | 0 | 0 | 0 | 0 | 0 | 0 | 0 | 0 | 0 | 0 | 0 | 0 | 0 | 0 | 0 | 0 | 0 | 0 | 0 | 0
|  |  | All Other Transmission Plant | 936140223 | TRANS_TOTAL | TOTAL | 936140223 | 455022789.6318 | 115475754.5066 | 1348879.027 | 36225.9474 | 116860859.4809 | 48866552.6187 | 13898428.8521 | 1190655.548 | 167060.2627 | 64122697.2816 | 2879525.5507 | 31897121.3528 | 226086571.898 | 24095291.7869 | 284958510.5885 | 13263259.4595 | 319378.7703 | 13582638.2298 | 227458.9876 | 1093564.5888 | 271704.2109
[6 empty] | PRODUCTION | 12793807 | 6273352.6454 | 1586914.2873 | 18553.4418 | 457.0734 | 1605924.8025 | 663984.8475 | 189099.625 | 14964.4909 | 3158.7402 | 871207.7036 | 39885.7713 | 434824.8799 | 2904038.0139 | 455588.6908 | 3834337.3559 | 180223.5452 | 4350.6623 | 184574.2075 | 3142.1614 | 17037.426 | 4230.6977
[6 empty] | BULKTRAN | 676642153.1844 | 331786687.2348 | 83929130.7325 | 981259.1969 | 24173.8179 | 84934563.7473 | 35117001.2869 | 10001149.573 | 791445.8438 | 167060.2627 | 46076656.9665 | 2109488.9253 | 22997130.0165 | 153589508.9421 | 24095291.7869 | 202791419.6708 | 9531709.1857 | 230098.9444 | 9761808.1301 | 166183.4393 | 901079.7675 | 223754.228
[6 empty] | SUBTRAN | 259498069.8156 | 123236102.397 | 31546623.774 | 367619.8301 | 12052.1295 | 31926295.7336 | 13749551.3318 | 3897279.279 | 399209.7042 | 0 | 18046040.3151 | 770036.6254 | 8899991.3362 | 72497062.9559 | 0 | 82167090.9176 | 3731550.2738 | 89279.8259 | 3820830.0997 | 61275.5483 | 192484.8214 | 47949.9829
[6 empty] | DISTPRI | 0 | 0 | 0 | 0 | 0 | 0 | 0 | 0 | 0 | 0 | 0 | 0 | 0 | 0 | 0 | 0 | 0 | 0 | 0 | 0 | 0 | 0
[6 empty] | DISTSEC | 0 | 0 | 0 | 0 | 0 | 0 | 0 | 0 | 0 | 0 | 0 | 0 | 0 | 0 | 0 | 0 | 0 | 0 | 0 | 0 | 0 | 0
[6 empty] | ENERGY | 0 | 0 | 0 | 0 | 0 | 0 | 0 | 0 | 0 | 0 | 0 | 0 | 0 | 0 | 0 | 0 | 0 | 0 | 0 | 0 | 0 | 0
[6 empty] | CUSTOMER | 0 | 0 | 0 | 0 | 0 | 0 | 0 | 0 | 0 | 0 | 0 | 0 | 0 | 0 | 0 | 0 | 0 | 0 | 0 | 0 | 0 | 0
|  |  | Total | 948934030 |  | TOTAL | 948934030 | 461296142.2772 | 117062668.7938 | 1367432.4688 | 36683.0208 | 118466784.2834 | 49530537.4662 | 14087528.4771 | 1205620.039 | 170219.0029 | 64993904.9852 | 2919411.322 | 32331946.2327 | 228990609.9119 | 24550880.4778 | 288792847.9443 | 13443483.0048 | 323729.4325 | 13767212.4373 | 230601.149 | 1110602.0149 | 275934.9087
Distribution & Comp. Const. not Classif.
[5 empty] | DIST_CPD | PRODUCTION | 0 | 0 | 0 | 0 | 0 | 0 | 0 | 0 | 0 | 0 | 0 | 0 | 0 | 0 | 0 | 0 | 0 | 0 | 0 | 0 | 0 | 0
[5 empty] | DIST_CPD | BULKTRAN | 0 | 0 | 0 | 0 | 0 | 0 | 0 | 0 | 0 | 0 | 0 | 0 | 0 | 0 | 0 | 0 | 0 | 0 | 0 | 0 | 0 | 0
[5 empty] | DIST_CPD | SUBTRAN | 0 | 0 | 0 | 0 | 0 | 0 | 0 | 0 | 0 | 0 | 0 | 0 | 0 | 0 | 0 | 0 | 0 | 0 | 0 | 0 | 0 | 0
[5 empty] | DIST_CPD | DISTPRI | 12184439.9 | 8096543.915 | 2038399.0656 | 23787.3866 | 0 | 2062186.4521 | 879014.1408 | 249533.1233 | 0 | 0 | 1128547.2642 | 50133.4062 | 579862.9693 | 0 | 0 | 629996.3755 | 238549.6276 | 5715.4519 | 244265.0794 | 4104.1893 | 15044.6642 | 3751.9602
[5 empty] | DIST_CPD | DISTSEC | 0 | 0 | 0 | 0 | 0 | 0 | 0 | 0 | 0 | 0 | 0 | 0 | 0 | 0 | 0 | 0 | 0 | 0 | 0 | 0 | 0 | 0
[5 empty] | DIST_CPD | ENERGY | 0 | 0 | 0 | 0 | 0 | 0 | 0 | 0 | 0 | 0 | 0 | 0 | 0 | 0 | 0 | 0 | 0 | 0 | 0 | 0 | 0 | 0
[5 empty] | DIST_CPD | CUSTOMER | 0 | 0 | 0 | 0 | 0 | 0 | 0 | 0 | 0 | 0 | 0 | 0 | 0 | 0 | 0 | 0 | 0 | 0 | 0 | 0 | 0 | 0
|  |  | 360 Land and Land Rights | 12184439.9 | DIST_CPD | TOTAL | 12184439.9 | 8096543.915 | 2038399.0656 | 23787.3866 | 0 | 2062186.4521 | 879014.1408 | 249533.1233 | 0 | 0 | 1128547.2642 | 50133.4062 | 579862.9693 | 0 | 0 | 629996.3755 | 238549.6276 | 5715.4519 | 244265.0794 | 4104.1893 | 15044.6642 | 3751.9602
[5 empty] | DIST_CPD | PRODUCTION | 0 | 0 | 0 | 0 | 0 | 0 | 0 | 0 | 0 | 0 | 0 | 0 | 0 | 0 | 0 | 0 | 0 | 0 | 0 | 0 | 0 | 0
[5 empty] | DIST_CPD | BULKTRAN | 0 | 0 | 0 | 0 | 0 | 0 | 0 | 0 | 0 | 0 | 0 | 0 | 0 | 0 | 0 | 0 | 0 | 0 | 0 | 0 | 0 | 0
[5 empty] | DIST_CPD | SUBTRAN | 0 | 0 | 0 | 0 | 0 | 0 | 0 | 0 | 0 | 0 | 0 | 0 | 0 | 0 | 0 | 0 | 0 | 0 | 0 | 0 | 0 | 0
[5 empty] | DIST_CPD | DISTPRI | 19882579.33 | 13211947.2056 | 3326261.3185 | 38816.2775 | 0 | 3365077.5961 | 1434376.0182 | 407188.3616 | 0 | 0 | 1841564.3798 | 81807.7347 | 946220.8835 | 0 | 0 | 1028028.6182 | 389265.4839 | 9326.4792 | 398591.9631 | 6697.2196 | 24549.8958 | 6122.4519
[5 empty] | DIST_CPD | DISTSEC | 0 | 0 | 0 | 0 | 0 | 0 | 0 | 0 | 0 | 0 | 0 | 0 | 0 | 0 | 0 | 0 | 0 | 0 | 0 | 0 | 0 | 0
[5 empty] | DIST_CPD | ENERGY | 0 | 0 | 0 | 0 | 0 | 0 | 0 | 0 | 0 | 0 | 0 | 0 | 0 | 0 | 0 | 0 | 0 | 0 | 0 | 0 | 0 | 0
[5 empty] | DIST_CPD | CUSTOMER | 0 | 0 | 0 | 0 | 0 | 0 | 0 | 0 | 0 | 0 | 0 | 0 | 0 | 0 | 0 | 0 | 0 | 0 | 0 | 0 | 0 | 0
|  |  | 361 Structures and Improvements | 19882579.33 | DIST_CPD | TOTAL | 19882579.33 | 13211947.2056 | 3326261.3185 | 38816.2775 | 0 | 3365077.5961 | 1434376.0182 | 407188.3616 | 0 | 0 | 1841564.3798 | 81807.7347 | 946220.8835 | 0 | 0 | 1028028.6182 | 389265.4839 | 9326.4792 | 398591.9631 | 6697.2196 | 24549.8958 | 6122.4519
[5 empty] | DIST_CPD | PRODUCTION | 0 | 0 | 0 | 0 | 0 | 0 | 0 | 0 | 0 | 0 | 0 | 0 | 0 | 0 | 0 | 0 | 0 | 0 | 0 | 0 | 0 | 0
[5 empty] | DIST_CPD | BULKTRAN | 0 | 0 | 0 | 0 | 0 | 0 | 0 | 0 | 0 | 0 | 0 | 0 | 0 | 0 | 0 | 0 | 0 | 0 | 0 | 0 | 0 | 0
[5 empty] | DIST_CPD | SUBTRAN | 0 | 0 | 0 | 0 | 0 | 0 | 0 | 0 | 0 | 0 | 0 | 0 | 0 | 0 | 0 | 0 | 0 | 0 | 0 | 0 | 0 | 0
[5 empty] | DIST_CPD | DISTPRI | 170244390.02 | 113127168.0433 | 28481079.8347 | 332363.9948 | 0 | 28813443.8295 | 12281830.5524 | 3486546.3424 | 0 | 0 | 15768376.8948 | 700477.9239 | 8102007.0112 | 0 | 0 | 8802484.9351 | 3333081.8789 | 79857.8865 | 3412939.7653 | 57344.8767 | 210208.2411 | 52423.4342
[5 empty] | DIST_CPD | DISTSEC | 0 | 0 | 0 | 0 | 0 | 0 | 0 | 0 | 0 | 0 | 0 | 0 | 0 | 0 | 0 | 0 | 0 | 0 | 0 | 0 | 0 | 0
[5 empty] | DIST_CPD | ENERGY | 0 | 0 | 0 | 0 | 0 | 0 | 0 | 0 | 0 | 0 | 0 | 0 | 0 | 0 | 0 | 0 | 0 | 0 | 0 | 0 | 0 | 0
[5 empty] | DIST_CPD | CUSTOMER | 0 | 0 | 0 | 0 | 0 | 0 | 0 | 0 | 0 | 0 | 0 | 0 | 0 | 0 | 0 | 0 | 0 | 0 | 0 | 0 | 0 | 0
|  |  | 362 Station Equipment | 170244390.02 | DIST_CPD | TOTAL | 170244390.02 | 113127168.0433 | 28481079.8347 | 332363.9948 | 0 | 28813443.8295 | 12281830.5524 | 3486546.3424 | 0 | 0 | 15768376.8948 | 700477.9239 | 8102007.0112 | 0 | 0 | 8802484.9351 | 3333081.8789 | 79857.8865 | 3412939.7653 | 57344.8767 | 210208.2411 | 52423.4342
[5 empty] | DIST_CPD | PRODUCTION | 0 | 0 | 0 | 0 | 0 | 0 | 0 | 0 | 0 | 0 | 0 | 0 | 0 | 0 | 0 | 0 | 0 | 0 | 0 | 0 | 0 | 0
[5 empty] | DIST_CPD | BULKTRAN | 0 | 0 | 0 | 0 | 0 | 0 | 0 | 0 | 0 | 0 | 0 | 0 | 0 | 0 | 0 | 0 | 0 | 0 | 0 | 0 | 0 | 0
[5 empty] | DIST_CPD | SUBTRAN | 0 | 0 | 0 | 0 | 0 | 0 | 0 | 0 | 0 | 0 | 0 | 0 | 0 | 0 | 0 | 0 | 0 | 0 | 0 | 0 | 0 | 0
[5 empty] | DIST_CPD | DISTPRI | 3211365.71 | 2133948.1922 | 537246.2679 | 6269.4714 | 0 | 543515.7393 | 231675.4725 | 65767.6612 | 0 | 0 | 297443.1337 | 13213.3034 | 152830.337 | 0 | 0 | 166043.6404 | 62872.8198 | 1506.3808 | 64379.2006 | 1081.7118 | 3965.2146 | 988.8773
[5 empty] | DIST_CPD | DISTSEC | 0 | 0 | 0 | 0 | 0 | 0 | 0 | 0 | 0 | 0 | 0 | 0 | 0 | 0 | 0 | 0 | 0 | 0 | 0 | 0 | 0 | 0
[5 empty] | DIST_CPD | ENERGY | 0 | 0 | 0 | 0 | 0 | 0 | 0 | 0 | 0 | 0 | 0 | 0 | 0 | 0 | 0 | 0 | 0 | 0 | 0 | 0 | 0 | 0
[5 empty] | DIST_CPD | CUSTOMER | 0 | 0 | 0 | 0 | 0 | 0 | 0 | 0 | 0 | 0 | 0 | 0 | 0 | 0 | 0 | 0 | 0 | 0 | 0 | 0 | 0 | 0
|  |  | 363 Storage Battery Equipment | 3211365.71 | DIST_CPD | TOTAL | 3211365.71 | 2133948.1922 | 537246.2679 | 6269.4714 | 0 | 543515.7393 | 231675.4725 | 65767.6612 | 0 | 0 | 297443.1337 | 13213.3034 | 152830.337 | 0 | 0 | 166043.6404 | 62872.8198 | 1506.3808 | 64379.2006 | 1081.7118 | 3965.2146 | 988.8773
[5 empty] | DIST_OHLINES | PRODUCTION | 0 | 0 | 0 | 0 | 0 | 0 | 0 | 0 | 0 | 0 | 0 | 0 | 0 | 0 | 0 | 0 | 0 | 0 | 0 | 0 | 0 | 0
[5 empty] | DIST_OHLINES | BULKTRAN | 0 | 0 | 0 | 0 | 0 | 0 | 0 | 0 | 0 | 0 | 0 | 0 | 0 | 0 | 0 | 0 | 0 | 0 | 0 | 0 | 0 | 0
[5 empty] | DIST_OHLINES | SUBTRAN | 0 | 0 | 0 | 0 | 0 | 0 | 0 | 0 | 0 | 0 | 0 | 0 | 0 | 0 | 0 | 0 | 0 | 0 | 0 | 0 | 0 | 0
[5 empty] | DIST_OHLINES | DISTPRI | 132786069.9291 | 88236164.7565 | 22214480.3605 | 259235.0247 | 0 | 22473715.3852 | 9579499.2739 | 2719412.8769 | 0 | 0 | 12298912.1508 | 546354.0418 | 6319348.7282 | 0 | 0 | 6865702.77 | 2599714.7007 | 62287.0151 | 2662001.7158 | 44727.4697 | 163956.8047 | 40888.8763
[5 empty] | DIST_OHLINES | DISTSEC | 56372105.7741 | 42087513.5026 | 9448089.0676 | 0 | 0 | 9448089.0676 | 3330550.9991 | 0 | 0 | 0 | 3330550.9991 | 147412.0404 | 0 | 0 | 0 | 147412.0404 | 926942.0253 | 0 | 926942.0253 | 15114.971 | 333761.5605 | 82721.6075
[5 empty] | DIST_OHLINES | ENERGY | 0 | 0 | 0 | 0 | 0 | 0 | 0 | 0 | 0 | 0 | 0 | 0 | 0 | 0 | 0 | 0 | 0 | 0 | 0 | 0 | 0 | 0
[5 empty] | DIST_OHLINES | CUSTOMER | 145434473.4468 | 117092073.5278 | 27693371.6358 | 62925.1798 | 0 | 27756296.8157 | 327210.935 | 53935.8684 | 0 | 0 | 381146.8034 | 4494.6557 | 30563.6588 | 0 | 0 | 35058.3145 | 114164.2548 | 898.9311 | 115063.1859 | 7191.4491 | 0 | 47643.3504
|  |  | 364 Poles | 334592649.15 | DIST_OHLINES | TOTAL | 334592649.15 | 247415751.7868 | 59355941.064 | 322160.2045 | 0 | 59678101.2685 | 13237261.208 | 2773348.7453 | 0 | 0 | 16010609.9533 | 698260.738 | 6349912.387 | 0 | 0 | 7048173.125 | 3640820.9808 | 63185.9463 | 3704006.9271 | 67033.8898 | 497718.3652 | 171253.8342
[5 empty] | DIST_OHLINES | PRODUCTION | 0 | 0 | 0 | 0 | 0 | 0 | 0 | 0 | 0 | 0 | 0 | 0 | 0 | 0 | 0 | 0 | 0 | 0 | 0 | 0 | 0 | 0
[5 empty] | DIST_OHLINES | BULKTRAN | 0 | 0 | 0 | 0 | 0 | 0 | 0 | 0 | 0 | 0 | 0 | 0 | 0 | 0 | 0 | 0 | 0 | 0 | 0 | 0 | 0 | 0
[5 empty] | DIST_OHLINES | SUBTRAN | 0 | 0 | 0 | 0 | 0 | 0 | 0 | 0 | 0 | 0 | 0 | 0 | 0 | 0 | 0 | 0 | 0 | 0 | 0 | 0 | 0 | 0
[5 empty] | DIST_OHLINES | DISTPRI | 139146611.7004 | 92462736.2031 | 23278568.8627 | 271652.5562 | 0 | 23550221.4189 | 10038363.7114 | 2849674.5768 | 0 | 0 | 12888038.2882 | 572524.7667 | 6622049.7689 | 0 | 0 | 7194574.5356 | 2724242.7778 | 65270.6049 | 2789513.3827 | 46869.9455 | 171810.4456 | 42847.4808
[5 empty] | DIST_OHLINES | DISTSEC | 59072367.4333 | 44103533.6154 | 9900658.8681 | 0 | 0 | 9900658.8681 | 3490086.6248 | 0 | 0 | 0 | 3490086.6248 | 154473.176 | 0 | 0 | 0 | 154473.176 | 971343.1697 | 0 | 971343.1697 | 15838.9882 | 349748.963 | 86684.028
[5 empty] | DIST_OHLINES | ENERGY | 0 | 0 | 0 | 0 | 0 | 0 | 0 | 0 | 0 | 0 | 0 | 0 | 0 | 0 | 0 | 0 | 0 | 0 | 0 | 0 | 0 | 0
[5 empty] | DIST_OHLINES | CUSTOMER | 152400882.2263 | 122700862.35 | 29019902.7032 | 65939.3381 | 0 | 29085842.0413 | 342884.5582 | 56519.4327 | 0 | 0 | 399403.9909 | 4709.9527 | 32027.6785 | 0 | 0 | 36737.6312 | 119632.7991 | 941.9905 | 120574.7897 | 7535.9244 | 0 | 49925.4989
|  |  | 365 Overhead Lines | 350619861.36 | DIST_OHLINES | TOTAL | 350619861.36 | 259267132.1685 | 62199130.4341 | 337591.8943 | 0 | 62536722.3283 | 13871334.8943 | 2906194.0095 | 0 | 0 | 16777528.9038 | 731707.8954 | 6654077.4474 | 0 | 0 | 7385785.3428 | 3815218.7466 | 66212.5954 | 3881431.3421 | 70244.8581 | 521559.4086 | 179457.0077
[5 empty] | DIST_UGLINES | PRODUCTION | 0 | 0 | 0 | 0 | 0 | 0 | 0 | 0 | 0 | 0 | 0 | 0 | 0 | 0 | 0 | 0 | 0 | 0 | 0 | 0 | 0 | 0
[5 empty] | DIST_UGLINES | BULKTRAN | 0 | 0 | 0 | 0 | 0 | 0 | 0 | 0 | 0 | 0 | 0 | 0 | 0 | 0 | 0 | 0 | 0 | 0 | 0 | 0 | 0 | 0
[5 empty] | DIST_UGLINES | SUBTRAN | 0 | 0 | 0 | 0 | 0 | 0 | 0 | 0 | 0 | 0 | 0 | 0 | 0 | 0 | 0 | 0 | 0 | 0 | 0 | 0 | 0 | 0
[5 empty] | DIST_UGLINES | DISTPRI | 2353993.6922 | 1564225.6403 | 393811.9915 | 4595.6448 | 0 | 398407.6363 | 169822.6394 | 48208.9783 | 0 | 0 | 218031.6176 | 9685.6091 | 112027.6175 | 0 | 0 | 121713.2266 | 46087.003 | 1104.2065 | 47191.2095 | 792.9159 | 2906.5796 | 724.8664
[5 empty] | DIST_UGLINES | DISTSEC | 3223702.6815 | 2406822.1024 | 540299.6685 | 0 | 0 | 540299.6685 | 190461.329 | 0 | 0 | 0 | 190461.329 | 8429.9244 | 0 | 0 | 0 | 8429.9244 | 53008.229 | 0 | 53008.229 | 864.3667 | 19086.5327 | 4730.5288
[5 empty] | DIST_UGLINES | ENERGY | 0 | 0 | 0 | 0 | 0 | 0 | 0 | 0 | 0 | 0 | 0 | 0 | 0 | 0 | 0 | 0 | 0 | 0 | 0 | 0 | 0 | 0
[5 empty] | DIST_UGLINES | CUSTOMER | 4696774.2463 | 3781462.6915 | 894351.3296 | 2032.1548 | 0 | 896383.4844 | 10567.205 | 1741.847 | 0 | 0 | 12309.052 | 145.1539 | 987.0466 | 0 | 0 | 1132.2005 | 3686.9094 | 29.0308 | 3715.9402 | 232.2463 | 0 | 1538.6315
|  |  | 366 Underground Conduit | 10274470.62 | DIST_UGLINES | TOTAL | 10274470.62 | 7752510.4342 | 1828462.9896 | 6627.7996 | 0 | 1835090.7892 | 370851.1734 | 49950.8252 | 0 | 0 | 420801.9986 | 18260.6874 | 113014.6641 | 0 | 0 | 131275.3515 | 102782.1415 | 1133.2373 | 103915.3787 | 1889.5289 | 21993.1123 | 6994.0266
[5 empty] | DIST_UGLINES | PRODUCTION | 0 | 0 | 0 | 0 | 0 | 0 | 0 | 0 | 0 | 0 | 0 | 0 | 0 | 0 | 0 | 0 | 0 | 0 | 0 | 0 | 0 | 0
[5 empty] | DIST_UGLINES | BULKTRAN | 0 | 0 | 0 | 0 | 0 | 0 | 0 | 0 | 0 | 0 | 0 | 0 | 0 | 0 | 0 | 0 | 0 | 0 | 0 | 0 | 0 | 0
[5 empty] | DIST_UGLINES | SUBTRAN | 0 | 0 | 0 | 0 | 0 | 0 | 0 | 0 | 0 | 0 | 0 | 0 | 0 | 0 | 0 | 0 | 0 | 0 | 0 | 0 | 0 | 0
[5 empty] | DIST_UGLINES | DISTPRI | 3085296.7817 | 2050175.5591 | 516155.5335 | 6023.3501 | 0 | 522178.8836 | 222580.5636 | 63185.8131 | 0 | 0 | 285766.3767 | 12694.5874 | 146830.6601 | 0 | 0 | 159525.2474 | 60404.6148 | 1447.2446 | 61851.8594 | 1039.247 | 3809.5517 | 950.0569
[5 empty] | DIST_UGLINES | DISTSEC | 4225193.7808 | 3154537.1219 | 708151.7822 | 0 | 0 | 708151.7822 | 249630.9686 | 0 | 0 | 0 | 249630.9686 | 11048.8056 | 0 | 0 | 0 | 11048.8056 | 69476.0223 | 0 | 69476.0223 | 1132.8951 | 25016.0474 | 6200.1378
[5 empty] | DIST_UGLINES | ENERGY | 0 | 0 | 0 | 0 | 0 | 0 | 0 | 0 | 0 | 0 | 0 | 0 | 0 | 0 | 0 | 0 | 0 | 0 | 0 | 0 | 0 | 0
[5 empty] | DIST_UGLINES | CUSTOMER | 6155896.8975 | 4956230.2188 | 1172194.8483 | 2663.4739 | 0 | 1174858.3221 | 13850.0641 | 2282.9776 | 0 | 0 | 16133.0417 | 190.2481 | 1293.6873 | 0 | 0 | 1483.9354 | 4832.3026 | 38.0496 | 4870.3522 | 304.397 | 0 | 2016.6302
|  |  | 367 Underground Lines | 13466387.46 | DIST_UGLINES | TOTAL | 13466387.46 | 10160942.8997 | 2396502.1639 | 8686.824 | 0 | 2405188.9879 | 486061.5963 | 65468.7907 | 0 | 0 | 551530.387 | 23933.6411 | 148124.3474 | 0 | 0 | 172057.9884 | 134712.9397 | 1485.2943 | 136198.234 | 2476.539 | 28825.5991 | 9166.8248
[5 empty] | DIST_TRANSF | PRODUCTION | 0 | 0 | 0 | 0 | 0 | 0 | 0 | 0 | 0 | 0 | 0 | 0 | 0 | 0 | 0 | 0 | 0 | 0 | 0 | 0 | 0 | 0
[5 empty] | DIST_TRANSF | BULKTRAN | 0 | 0 | 0 | 0 | 0 | 0 | 0 | 0 | 0 | 0 | 0 | 0 | 0 | 0 | 0 | 0 | 0 | 0 | 0 | 0 | 0 | 0
[5 empty] | DIST_TRANSF | SUBTRAN | 0 | 0 | 0 | 0 | 0 | 0 | 0 | 0 | 0 | 0 | 0 | 0 | 0 | 0 | 0 | 0 | 0 | 0 | 0 | 0 | 0 | 0
[5 empty] | DIST_TRANSF | DISTPRI | 40210541.6166 | 26719850.7865 | 6727033.0954 | 78502.0654 | 0 | 6805535.1609 | 2900883.01 | 823498.0124 | 0 | 0 | 3724381.0224 | 165448.0169 | 1913637.742 | 0 | 0 | 2079085.7588 | 787250.7728 | 18861.8777 | 806112.6505 | 13544.4613 | 49649.7255 | 12382.0508
[5 empty] | DIST_TRANSF | DISTSEC | 109803831.0136 | 81979733.7169 | 18403363.8825 | 0 | 0 | 18403363.8825 | 6487379.7788 | 0 | 0 | 0 | 6487379.7788 | 287135.0388 | 0 | 0 | 0 | 287135.0388 | 1805534.5655 | 0 | 1805534.5655 | 29441.542 | 650114.0499 | 161128.4392
[5 empty] | DIST_TRANSF | ENERGY | 0 | 0 | 0 | 0 | 0 | 0 | 0 | 0 | 0 | 0 | 0 | 0 | 0 | 0 | 0 | 0 | 0 | 0 | 0 | 0 | 0 | 0
[5 empty] | DIST_TRANSF | CUSTOMER | 25001350.9298 | 20149615.2608 | 4765572.6551 | 0 | 0 | 4765572.6551 | 56307.6069 | 0 | 0 | 0 | 56307.6069 | 773.4561 | 0 | 0 | 0 | 773.4561 | 19645.7859 | 0 | 19645.7859 | 1237.5298 | 0 | 8198.6351
|  |  | 368 Transformers | 175015723.56 | DIST_TRANSF | TOTAL | 175015723.56 | 128849199.7642 | 29895969.6331 | 78502.0654 | 0 | 29974471.6985 | 9444570.3957 | 823498.0124 | 0 | 0 | 10268068.4081 | 453356.5118 | 1913637.742 | 0 | 0 | 2366994.2538 | 2612431.1242 | 18861.8777 | 2631293.0019 | 44223.5331 | 699763.7754 | 181709.125
[5 empty] | DIST_SERV | PRODUCTION | 0 | 0 | 0 | 0 | 0 | 0 | 0 | 0 | 0 | 0 | 0 | 0 | 0 | 0 | 0 | 0 | 0 | 0 | 0 | 0 | 0 | 0
[5 empty] | DIST_SERV | BULKTRAN | 0 | 0 | 0 | 0 | 0 | 0 | 0 | 0 | 0 | 0 | 0 | 0 | 0 | 0 | 0 | 0 | 0 | 0 | 0 | 0 | 0 | 0
[5 empty] | DIST_SERV | SUBTRAN | 0 | 0 | 0 | 0 | 0 | 0 | 0 | 0 | 0 | 0 | 0 | 0 | 0 | 0 | 0 | 0 | 0 | 0 | 0 | 0 | 0 | 0
[5 empty] | DIST_SERV | DISTPRI | 0 | 0 | 0 | 0 | 0 | 0 | 0 | 0 | 0 | 0 | 0 | 0 | 0 | 0 | 0 | 0 | 0 | 0 | 0 | 0 | 0 | 0
[5 empty] | DIST_SERV | DISTSEC | 0 | 0 | 0 | 0 | 0 | 0 | 0 | 0 | 0 | 0 | 0 | 0 | 0 | 0 | 0 | 0 | 0 | 0 | 0 | 0 | 0 | 0
[5 empty] | DIST_SERV | ENERGY | 0 | 0 | 0 | 0 | 0 | 0 | 0 | 0 | 0 | 0 | 0 | 0 | 0 | 0 | 0 | 0 | 0 | 0 | 0 | 0 | 0 | 0
[5 empty] | DIST_SERV | CUSTOMER | 80135685.84 | 50272277.3267 | 11889864.2499 | 0 | 0 | 11889864.2499 | 140484.6492 | 0 | 0 | 0 | 140484.6492 | 1929.7342 | 0 | 0 | 0 | 1929.7342 | 49015.2485 | 0 | 49015.2485 | 3087.5747 | 17758571.8743 | 20455.1824
|  |  | 369 Services | 80135685.84 | DIST_SERV | TOTAL | 80135685.84 | 50272277.3267 | 11889864.2499 | 0 | 0 | 11889864.2499 | 140484.6492 | 0 | 0 | 0 | 140484.6492 | 1929.7342 | 0 | 0 | 0 | 1929.7342 | 49015.2485 | 0 | 49015.2485 | 3087.5747 | 17758571.8743 | 20455.1824
[5 empty] | DIST_METERS | PRODUCTION | 0 | 0 | 0 | 0 | 0 | 0 | 0 | 0 | 0 | 0 | 0 | 0 | 0 | 0 | 0 | 0 | 0 | 0 | 0 | 0 | 0 | 0
[5 empty] | DIST_METERS | BULKTRAN | 0 | 0 | 0 | 0 | 0 | 0 | 0 | 0 | 0 | 0 | 0 | 0 | 0 | 0 | 0 | 0 | 0 | 0 | 0 | 0 | 0 | 0
[5 empty] | DIST_METERS | SUBTRAN | 0 | 0 | 0 | 0 | 0 | 0 | 0 | 0 | 0 | 0 | 0 | 0 | 0 | 0 | 0 | 0 | 0 | 0 | 0 | 0 | 0 | 0
[5 empty] | DIST_METERS | DISTPRI | 0 | 0 | 0 | 0 | 0 | 0 | 0 | 0 | 0 | 0 | 0 | 0 | 0 | 0 | 0 | 0 | 0 | 0 | 0 | 0 | 0 | 0
[5 empty] | DIST_METERS | DISTSEC | 0 | 0 | 0 | 0 | 0 | 0 | 0 | 0 | 0 | 0 | 0 | 0 | 0 | 0 | 0 | 0 | 0 | 0 | 0 | 0 | 0 | 0
[5 empty] | DIST_METERS | ENERGY | 0 | 0 | 0 | 0 | 0 | 0 | 0 | 0 | 0 | 0 | 0 | 0 | 0 | 0 | 0 | 0 | 0 | 0 | 0 | 0 | 0 | 0
[5 empty] | DIST_METERS | CUSTOMER | 25662185.07 | 15765071.9744 | 6611380.516 | 533746.4784 | 95200.8606 | 7240327.855 | 480532.6934 | 444597.331 | 273160.7986 | 117066.4559 | 1315357.2789 | 7508.3681 | 283317.2393 | 708314.2455 | 175600.7591 | 1174740.612 | 153495.0165 | 5195.0682 | 158690.0846 | 7997.2651 | 0 | 0
|  |  | 370 Meters | 25662185.07 | DIST_METERS | TOTAL | 25662185.07 | 15765071.9744 | 6611380.516 | 533746.4784 | 95200.8606 | 7240327.855 | 480532.6934 | 444597.331 | 273160.7986 | 117066.4559 | 1315357.2789 | 7508.3681 | 283317.2393 | 708314.2455 | 175600.7591 | 1174740.612 | 153495.0165 | 5195.0682 | 158690.0846 | 7997.2651 | 0 | 0
[5 empty] | DIST_OL | PRODUCTION | 0 | 0 | 0 | 0 | 0 | 0 | 0 | 0 | 0 | 0 | 0 | 0 | 0 | 0 | 0 | 0 | 0 | 0 | 0 | 0 | 0 | 0
[5 empty] | DIST_OL | BULKTRAN | 0 | 0 | 0 | 0 | 0 | 0 | 0 | 0 | 0 | 0 | 0 | 0 | 0 | 0 | 0 | 0 | 0 | 0 | 0 | 0 | 0 | 0
[5 empty] | DIST_OL | SUBTRAN | 0 | 0 | 0 | 0 | 0 | 0 | 0 | 0 | 0 | 0 | 0 | 0 | 0 | 0 | 0 | 0 | 0 | 0 | 0 | 0 | 0 | 0
[5 empty] | DIST_OL | DISTPRI | 0 | 0 | 0 | 0 | 0 | 0 | 0 | 0 | 0 | 0 | 0 | 0 | 0 | 0 | 0 | 0 | 0 | 0 | 0 | 0 | 0 | 0
[5 empty] | DIST_OL | DISTSEC | 0 | 0 | 0 | 0 | 0 | 0 | 0 | 0 | 0 | 0 | 0 | 0 | 0 | 0 | 0 | 0 | 0 | 0 | 0 | 0 | 0 | 0
[5 empty] | DIST_OL | ENERGY | 0 | 0 | 0 | 0 | 0 | 0 | 0 | 0 | 0 | 0 | 0 | 0 | 0 | 0 | 0 | 0 | 0 | 0 | 0 | 0 | 0 | 0
[5 empty] | DIST_OL | CUSTOMER | 20930435.3 | 0 | 0 | 0 | 0 | 0 | 0 | 0 | 0 | 0 | 0 | 0 | 0 | 0 | 0 | 0 | 0 | 0 | 0 | 0 | 20930435.3 | 0
|  |  | 371 Installations on Cust Premises | 20930435.3 | DIST_OL | TOTAL | 20930435.3 | 0 | 0 | 0 | 0 | 0 | 0 | 0 | 0 | 0 | 0 | 0 | 0 | 0 | 0 | 0 | 0 | 0 | 0 | 0 | 20930435.3 | 0
[5 empty] | DIST_SL | PRODUCTION | 0 | 0 | 0 | 0 | 0 | 0 | 0 | 0 | 0 | 0 | 0 | 0 | 0 | 0 | 0 | 0 | 0 | 0 | 0 | 0 | 0 | 0
[5 empty] | DIST_SL | BULKTRAN | 0 | 0 | 0 | 0 | 0 | 0 | 0 | 0 | 0 | 0 | 0 | 0 | 0 | 0 | 0 | 0 | 0 | 0 | 0 | 0 | 0 | 0
[5 empty] | DIST_SL | SUBTRAN | 0 | 0 | 0 | 0 | 0 | 0 | 0 | 0 | 0 | 0 | 0 | 0 | 0 | 0 | 0 | 0 | 0 | 0 | 0 | 0 | 0 | 0
[5 empty] | DIST_SL | DISTPRI | 0 | 0 | 0 | 0 | 0 | 0 | 0 | 0 | 0 | 0 | 0 | 0 | 0 | 0 | 0 | 0 | 0 | 0 | 0 | 0 | 0 | 0
[5 empty] | DIST_SL | DISTSEC | 0 | 0 | 0 | 0 | 0 | 0 | 0 | 0 | 0 | 0 | 0 | 0 | 0 | 0 | 0 | 0 | 0 | 0 | 0 | 0 | 0 | 0
[5 empty] | DIST_SL | ENERGY | 0 | 0 | 0 | 0 | 0 | 0 | 0 | 0 | 0 | 0 | 0 | 0 | 0 | 0 | 0 | 0 | 0 | 0 | 0 | 0 | 0 | 0
[5 empty] | DIST_SL | CUSTOMER | 5722632.35 | 0 | 0 | 0 | 0 | 0 | 0 | 0 | 0 | 0 | 0 | 0 | 0 | 0 | 0 | 0 | 0 | 0 | 0 | 0 | 0 | 5722632.35
|  |  | 373 Street Lighting | 5722632.35 | DIST_SL | TOTAL | 5722632.35 | 0 | 0 | 0 | 0 | 0 | 0 | 0 | 0 | 0 | 0 | 0 | 0 | 0 | 0 | 0 | 0 | 0 | 0 | 0 | 0 | 5722632.35
[6 empty] | PRODUCTION | 0 | 0 | 0 | 0 | 0 | 0 | 0 | 0 | 0 | 0 | 0 | 0 | 0 | 0 | 0 | 0 | 0 | 0 | 0 | 0 | 0 | 0
[6 empty] | BULKTRAN | 0 | 0 | 0 | 0 | 0 | 0 | 0 | 0 | 0 | 0 | 0 | 0 | 0 | 0 | 0 | 0 | 0 | 0 | 0 | 0 | 0 | 0
[6 empty] | SUBTRAN | 0 | 0 | 0 | 0 | 0 | 0 | 0 | 0 | 0 | 0 | 0 | 0 | 0 | 0 | 0 | 0 | 0 | 0 | 0 | 0 | 0 | 0
[6 empty] | DISTPRI | 523105288.6799 | 347602760.3017 | 87513036.3303 | 1021245.7715 | 0 | 88534282.1018 | 37738045.3821 | 10713015.7461 | 0 | 0 | 48451061.1282 | 2152339.3901 | 24894815.7176 | 0 | 0 | 27047155.1077 | 10241469.6792 | 245377.1472 | 10486846.8264 | 176202.0367 | 645901.1227 | 161080.0548
[6 empty] | DISTSEC | 232697200.6833 | 173732140.0591 | 39000563.269 | 0 | 0 | 39000563.269 | 13748109.7003 | 0 | 0 | 0 | 13748109.7003 | 608498.9852 | 0 | 0 | 0 | 608498.9852 | 3826304.0119 | 0 | 3826304.0119 | 62392.763 | 1377727.1535 | 341464.7412
[6 empty] | ENERGY | 0 | 0 | 0 | 0 | 0 | 0 | 0 | 0 | 0 | 0 | 0 | 0 | 0 | 0 | 0 | 0 | 0 | 0 | 0 | 0 | 0 | 0
[6 empty] | CUSTOMER | 466140316.3068 | 334717593.35 | 82046637.938 | 667306.625 | 95200.8606 | 82809145.4236 | 1371837.7118 | 559077.4566 | 273160.7986 | 117066.4559 | 2321142.4229 | 19751.5689 | 348189.3105 | 708314.2455 | 175600.7591 | 1251855.884 | 464472.3168 | 7103.0703 | 471575.3871 | 27586.3864 | 38689007.1743 | 5852410.2785
|  |  | Total | 1221942805.67 |  | TOTAL | 1221942805.67 | 856052493.7107 | 208560237.5373 | 1688552.3965 | 95200.8606 | 210343990.7944 | 52857992.7942 | 11272093.2027 | 273160.7986 | 117066.4559 | 64520313.2514 | 2780589.9443 | 25243005.0281 | 708314.2455 | 175600.7591 | 28907509.9769 | 14532246.0079 | 252480.2174 | 14784726.2254 | 266181.1861 | 40712635.4506 | 6354955.0745
[6 empty] | PRODUCTION | 1251663051 | 613744111.6713 | 155253395.5298 | 1815148.3386 | 44717.0998 | 157113260.9682 | 64959968.5239 | 18500280.1395 | 1464028.6818 | 309030.6408 | 85233307.9859 | 3902165.0245 | 42540444.4362 | 284112233.4152 | 44571840.9514 | 375126683.8273 | 17631902.0985 | 425640.5626 | 18057542.6611 | 307408.6792 | 1666831.1982 | 413904.0088
[6 empty] | BULKTRAN | 676642153.1844 | 331786687.2348 | 83929130.7325 | 981259.1969 | 24173.8179 | 84934563.7473 | 35117001.2869 | 10001149.573 | 791445.8438 | 167060.2627 | 46076656.9665 | 2109488.9253 | 22997130.0165 | 153589508.9421 | 24095291.7869 | 202791419.6708 | 9531709.1857 | 230098.9444 | 9761808.1301 | 166183.4393 | 901079.7675 | 223754.228
[6 empty] | SUBTRAN | 259498069.8156 | 123236102.397 | 31546623.774 | 367619.8301 | 12052.1295 | 31926295.7336 | 13749551.3318 | 3897279.279 | 399209.7042 | 0 | 18046040.3151 | 770036.6254 | 8899991.3362 | 72497062.9559 | 0 | 82167090.9176 | 3731550.2738 | 89279.8259 | 3820830.0997 | 61275.5483 | 192484.8214 | 47949.9829
[6 empty] | DISTPRI | 523105288.6799 | 347602760.3017 | 87513036.3303 | 1021245.7715 | 0 | 88534282.1018 | 37738045.3821 | 10713015.7461 | 0 | 0 | 48451061.1282 | 2152339.3901 | 24894815.7176 | 0 | 0 | 27047155.1077 | 10241469.6792 | 245377.1472 | 10486846.8264 | 176202.0367 | 645901.1227 | 161080.0548
[6 empty] | DISTSEC | 232697200.6833 | 173732140.0591 | 39000563.269 | 0 | 0 | 39000563.269 | 13748109.7003 | 0 | 0 | 0 | 13748109.7003 | 608498.9852 | 0 | 0 | 0 | 608498.9852 | 3826304.0119 | 0 | 3826304.0119 | 62392.763 | 1377727.1535 | 341464.7412
[6 empty] | ENERGY | 0 | 0 | 0 | 0 | 0 | 0 | 0 | 0 | 0 | 0 | 0 | 0 | 0 | 0 | 0 | 0 | 0 | 0 | 0 | 0 | 0 | 0
[6 empty] | CUSTOMER | 466140316.3068 | 334717593.35 | 82046637.938 | 667306.625 | 95200.8606 | 82809145.4236 | 1371837.7118 | 559077.4566 | 273160.7986 | 117066.4559 | 2321142.4229 | 19751.5689 | 348189.3105 | 708314.2455 | 175600.7591 | 1251855.884 | 464472.3168 | 7103.0703 | 471575.3871 | 27586.3864 | 38689007.1743 | 5852410.2785
| Total P-T-D Plant in Service |  |  | 3409746079.67 |  | TOTAL | 3409746079.67 | 1924819395.0138 | 479289387.5736 | 4852579.7621 | 176143.9078 | 484318111.2435 | 166684513.9369 | 43670802.1942 | 2927845.0284 | 593157.3594 | 213876318.5188 | 9562280.5194 | 99680570.8171 | 510907119.5587 | 68842733.4975 | 688992704.3927 | 45427407.5659 | 997499.5503 | 46424907.1163 | 801048.853 | 43473031.2376 | 7040563.2943
[5 empty] | LABOR_M | PRODUCTION | 40433845.0315 | 19826449.5229 | 5015320.801 | 58636.7286 | 1444.5455 | 5075402.0751 | 2098473.1461 | 597634.8504 | 47294.125 | 9982.9559 | 2753385.0775 | 126055.9188 | 1374230.6578 | 9177989.2426 | 1439853.0885 | 12118128.9077 | 569582.6816 | 13749.9342 | 583332.6158 | 9930.5599 | 53845.4773 | 13370.7954
[5 empty] | LABOR_M | BULKTRAN | 10879665.2484 | 5334766.7951 | 1349488.563 | 15777.5739 | 388.6885 | 1365654.8254 | 564642.9457 | 160807.539 | 12725.5829 | 2686.1462 | 740862.2138 | 33918.2731 | 369768.6806 | 2469551.2023 | 387425.92 | 3260664.0761 | 153259.4514 | 3699.7392 | 156959.1906 | 2672.0478 | 14488.3764 | 3597.7231
[5 empty] | LABOR_M | SUBTRAN | 4172444.9458 | 1981501.6465 | 507235.183 | 5910.9245 | 193.7851 | 513339.8925 | 221077.7367 | 62663.9853 | 6418.8551 | 0 | 290160.5771 | 12381.3461 | 143102.1198 | 1165673.4254 | 0 | 1321156.8913 | 59999.2443 | 1435.5219 | 61434.7662 | 985.2438 | 3094.9453 | 770.9832
[5 empty] | LABOR_M | DISTPRI | 27781851.9337 | 18461003.2195 | 4647772.1985 | 54237.8359 | 0 | 4702010.0344 | 2004248.1156 | 568962.7378 | 0 | 0 | 2573210.8534 | 114309.6343 | 1322150.8158 | 0 | 0 | 1436460.4501 | 543919.1696 | 13031.8537 | 556951.0232 | 9357.9992 | 34303.4753 | 8554.8786
[5 empty] | LABOR_M | DISTSEC | 11103612.2447 | 8289976.4672 | 1860989.864 | 0 | 0 | 1860989.864 | 656018.5458 | 0 | 0 | 0 | 656018.5458 | 29035.7459 | 0 | 0 | 0 | 29035.7459 | 182579.7472 | 0 | 182579.7472 | 2977.1955 | 65741.0061 | 16293.6729
[5 empty] | LABOR_M | ENERGY | 29164538.3945 | 10602256.9857 | 3422049.7395 | 39175.9771 | 992.9127 | 3462218.6293 | 1655990.4365 | 462236.4326 | 36595.6088 | 7501.9324 | 2162324.4104 | 110346.2014 | 1318726.4064 | 9322778.6546 | 1494065.3989 | 12245916.6612 | 449180.558 | 10557.3295 | 459737.8875 | 10313.6564 | 177468.2731 | 44301.8909
[5 empty] | LABOR_M | CUSTOMER | 42799671.3814 | 33618685.8492 | 7810805.8509 | 70390.3391 | 9930.2623 | 7891126.4523 | 134774.3414 | 59252.3631 | 28399.0621 | 12098.9956 | 234524.7622 | 1960.8701 | 36868.8511 | 73601.04 | 18156.2928 | 130587.054 | 45252.2902 | 759.3268 | 46011.617 | 2648.1804 | 729485.5369 | 146601.9294
|  |  | General & Intangible Plant & Comp. Const. not Classif. | 166335629.18 | LABOR_M | TOTAL | 166335629.18 | 98114640.4861 | 24613662.1998 | 244129.3791 | 12950.1942 | 24870741.7731 | 7335225.2678 | 1911557.9082 | 131433.2341 | 32270.03 | 9410486.4401 | 428007.9897 | 4564847.5316 | 22209593.5648 | 3339500.7002 | 30541949.7863 | 2003773.1422 | 43233.7052 | 2047006.8474 | 38884.883 | 1078427.0904 | 233491.8736
[5 empty] | BULK_TRANS | PRODUCTION | 0 | 0 | 0 | 0 | 0 | 0 | 0 | 0 | 0 | 0 | 0 | 0 | 0 | 0 | 0 | 0 | 0 | 0 | 0 | 0 | 0 | 0
[5 empty] | BULK_TRANS | BULKTRAN | 285539 | 140012.0262 | 35417.5984 | 414.0856 | 10.2012 | 35841.8852 | 14819.1675 | 4220.4262 | 333.9855 | 70.4984 | 19444.0776 | 890.1919 | 9704.6533 | 64813.8674 | 10168.0711 | 85576.7837 | 4022.3251 | 97.1004 | 4119.4255 | 70.1284 | 380.2504 | 94.423
[5 empty] | BULK_TRANS | SUBTRAN | 0 | 0 | 0 | 0 | 0 | 0 | 0 | 0 | 0 | 0 | 0 | 0 | 0 | 0 | 0 | 0 | 0 | 0 | 0 | 0 | 0 | 0
[5 empty] | BULK_TRANS | DISTPRI | 0 | 0 | 0 | 0 | 0 | 0 | 0 | 0 | 0 | 0 | 0 | 0 | 0 | 0 | 0 | 0 | 0 | 0 | 0 | 0 | 0 | 0
[5 empty] | BULK_TRANS | DISTSEC | 0 | 0 | 0 | 0 | 0 | 0 | 0 | 0 | 0 | 0 | 0 | 0 | 0 | 0 | 0 | 0 | 0 | 0 | 0 | 0 | 0 | 0
[5 empty] | BULK_TRANS | ENERGY | 0 | 0 | 0 | 0 | 0 | 0 | 0 | 0 | 0 | 0 | 0 | 0 | 0 | 0 | 0 | 0 | 0 | 0 | 0 | 0 | 0 | 0
[5 empty] | BULK_TRANS | CUSTOMER | 0 | 0 | 0 | 0 | 0 | 0 | 0 | 0 | 0 | 0 | 0 | 0 | 0 | 0 | 0 | 0 | 0 | 0 | 0 | 0 | 0 | 0
|  |  | HR - J 765 Line - FERC AFUDC Adj. | 285539 | BULK_TRANS | TOTAL | 285539 | 140012.0262 | 35417.5984 | 414.0856 | 10.2012 | 35841.8852 | 14819.1675 | 4220.4262 | 333.9855 | 70.4984 | 19444.0776 | 890.1919 | 9704.6533 | 64813.8674 | 10168.0711 | 85576.7837 | 4022.3251 | 97.1004 | 4119.4255 | 70.1284 | 380.2504 | 94.423
[6 empty] | PRODUCTION | 1292096896.0315 | 633570561.1942 | 160268716.3307 | 1873785.0672 | 46161.6454 | 162188663.0433 | 67058441.67 | 19097914.9898 | 1511322.8068 | 319013.5967 | 87986693.0633 | 4028220.9433 | 43914675.094 | 293290222.6578 | 46011694.04 | 387244812.735 | 18201484.7801 | 439390.4968 | 18640875.2768 | 317339.2391 | 1720676.6755 | 427274.8042
[6 empty] | BULKTRAN | 687807357.4328 | 337261466.0562 | 85314036.8939 | 997450.8564 | 24572.7077 | 86336060.458 | 35696463.4001 | 10166177.5382 | 804505.4122 | 169816.9074 | 46836963.258 | 2144297.3903 | 23376603.3505 | 156123874.0118 | 24492885.778 | 206137660.5306 | 9688990.9622 | 233895.784 | 9922886.7462 | 168925.6155 | 915948.3943 | 227446.3741
[6 empty] | SUBTRAN | 263670514.7614 | 125217604.0434 | 32053858.957 | 373530.7546 | 12245.9145 | 32439635.6262 | 13970629.0685 | 3959943.2643 | 405628.5593 | 0 | 18336200.8922 | 782417.9716 | 9043093.456 | 73662736.3813 | 0 | 83488247.8089 | 3791549.5181 | 90715.3478 | 3882264.8659 | 62260.7921 | 195579.7666 | 48720.9662
[6 empty] | DISTPRI | 550887140.6137 | 366063763.5212 | 92160808.5288 | 1075483.6074 | 0 | 93236292.1362 | 39742293.4977 | 11281978.4839 | 0 | 0 | 51024271.9816 | 2266649.0244 | 26216966.5334 | 0 | 0 | 28483615.5578 | 10785388.8487 | 258409.0009 | 11043797.8496 | 185560.0359 | 680204.5981 | 169634.9334
[6 empty] | DISTSEC | 243800812.9279 | 182022116.5263 | 40861553.133 | 0 | 0 | 40861553.133 | 14404128.2461 | 0 | 0 | 0 | 14404128.2461 | 637534.7311 | 0 | 0 | 0 | 637534.7311 | 4008883.7591 | 0 | 4008883.7591 | 65369.9585 | 1443468.1596 | 357758.4142
[6 empty] | ENERGY | 29164538.3945 | 10602256.9857 | 3422049.7395 | 39175.9771 | 992.9127 | 3462218.6293 | 1655990.4365 | 462236.4326 | 36595.6088 | 7501.9324 | 2162324.4104 | 110346.2014 | 1318726.4064 | 9322778.6546 | 1494065.3989 | 12245916.6612 | 449180.558 | 10557.3295 | 459737.8875 | 10313.6564 | 177468.2731 | 44301.8909
[6 empty] | CUSTOMER | 508939987.6882 | 368336279.1992 | 89857443.7889 | 737696.9641 | 105131.1229 | 90700271.8759 | 1506612.0532 | 618329.8197 | 301559.8607 | 129165.4514 | 2555667.1851 | 21712.4391 | 385058.1616 | 781915.2854 | 193757.0519 | 1382442.938 | 509724.607 | 7862.397 | 517587.0041 | 30234.5668 | 39418492.7112 | 5999012.2079
| Total Electric Plant in Service |  |  | 3576367247.85 |  | TOTAL | 3576367247.85 | 2023074047.5262 | 503938467.3718 | 5097123.2268 | 189104.3032 | 509224694.9018 | 174034558.3723 | 45586580.5286 | 3059612.2479 | 625497.8878 | 223306249.0366 | 9991178.701 | 104255123.0019 | 533181526.9909 | 72192402.2688 | 719620230.9627 | 47435203.0332 | 1040830.3559 | 48476033.3892 | 840003.8644 | 44551838.5784 | 7274149.5908
[5 empty] | LABOR_M | PRODUCTION | 844916.0135 | 414298.5828 | 104801.4319 | 1225.2881 | 30.1856 | 106056.9057 | 43850.234 | 12488.3314 | 988.2702 | 208.6064 | 57535.4419 | 2634.0969 | 28716.2769 | 191785.6211 | 30087.54 | 253223.5349 | 11902.146 | 287.3222 | 12189.4682 | 207.5115 | 1125.1689 | 279.3996
[5 empty] | LABOR_M | BULKTRAN | 227344.2801 | 111476.6575 | 28199.2597 | 329.6922 | 8.1221 | 28537.0741 | 11798.9241 | 3360.2756 | 265.9171 | 56.1304 | 15481.2472 | 708.7649 | 7726.7813 | 51604.3764 | 8095.7516 | 68135.6742 | 3202.5489 | 77.3107 | 3279.8596 | 55.8358 | 302.7528 | 75.1789
[5 empty] | LABOR_M | SUBTRAN | 87188.4815 | 41405.9675 | 10599.3167 | 123.5162 | 4.0494 | 10726.8823 | 4619.6972 | 1309.4427 | 134.13 | 0 | 6063.27 | 258.7238 | 2990.2987 | 24358.2114 | 0 | 27607.2338 | 1253.7596 | 29.997 | 1283.7567 | 20.5879 | 64.6728 | 16.1107
[5 empty] | LABOR_M | DISTPRI | 580536.7153 | 385765.866 | 97121.0419 | 1133.3678 | 0 | 98254.4097 | 41881.2835 | 11889.1915 | 0 | 0 | 53770.4751 | 2388.6435 | 27628.0031 | 0 | 0 | 30016.6466 | 11365.8747 | 272.317 | 11638.1917 | 195.5472 | 716.8142 | 178.7649
[5 empty] | LABOR_M | DISTSEC | 232023.9341 | 173229.478 | 38887.7223 | 0 | 0 | 38887.7223 | 13708.3321 | 0 | 0 | 0 | 13708.3321 | 606.7384 | 0 | 0 | 0 | 606.7384 | 3815.2333 | 0 | 3815.2333 | 62.2122 | 1373.741 | 340.4768
[5 empty] | LABOR_M | ENERGY | 609429.6868 | 221547.4858 | 71508.0305 | 818.6313 | 20.7482 | 72347.4099 | 34604.0016 | 9659.0112 | 764.7112 | 156.7623 | 45184.4864 | 2305.8226 | 27556.4458 | 194811.1778 | 31220.3744 | 255893.8206 | 9386.1923 | 220.6087 | 9606.801 | 215.5168 | 3708.4226 | 925.7437
[5 empty] | LABOR_M | CUSTOMER | 894352.9287 | 702504.6964 | 163216.6057 | 1470.8946 | 207.5053 | 164895.0056 | 2816.2793 | 1238.1526 | 593.4341 | 252.8237 | 4900.6897 | 40.9748 | 770.421 | 1537.9862 | 379.3986 | 2728.7806 | 945.6035 | 15.8671 | 961.4706 | 55.3371 | 15243.5172 | 3063.4316
|  |  | Adj 18 - Wholesale Load - General | 3475792.04 | LABOR_M | TOTAL | 3475792.04 | 2050228.7339 | 514333.4087 | 5101.3902 | 270.6106 | 519705.4095 | 153278.7517 | 39944.4051 | 2746.4626 | 674.3228 | 196643.9423 | 8943.7649 | 95388.2268 | 464097.3729 | 69783.0646 | 638212.4292 | 41871.3584 | 903.4226 | 42774.781 | 812.5485 | 22535.0895 | 4879.1062
[5 empty] | TRANS_TOTAL | PRODUCTION | 0 | 0 | 0 | 0 | 0 | 0 | 0 | 0 | 0 | 0 | 0 | 0 | 0 | 0 | 0 | 0 | 0 | 0 | 0 | 0 | 0 | 0
[5 empty] | TRANS_TOTAL | BULKTRAN | 10451657.9604 | 5124896.453 | 1296399.527 | 15156.8823 | 373.3975 | 1311929.8068 | 542429.8269 | 154481.3519 | 12224.957 | 2580.4729 | 711716.6087 | 32583.9243 | 355221.938 | 2372398.7727 | 372184.5395 | 3132389.1746 | 147230.2069 | 3554.191 | 150784.3979 | 2566.9291 | 13918.402 | 3456.1882
[5 empty] | TRANS_TOTAL | SUBTRAN | 4008300.4796 | 1903549.1427 | 487280.4923 | 5678.3881 | 186.1615 | 493145.0419 | 212380.513 | 60198.7769 | 6166.3366 | 0 | 278745.6265 | 11894.2626 | 137472.4659 | 1119815.6981 | 0 | 1269182.4265 | 57638.8671 | 1379.0483 | 59017.9154 | 946.4841 | 2973.1898 | 740.6527
[5 empty] | TRANS_TOTAL | DISTPRI | 0 | 0 | 0 | 0 | 0 | 0 | 0 | 0 | 0 | 0 | 0 | 0 | 0 | 0 | 0 | 0 | 0 | 0 | 0 | 0 | 0 | 0
[5 empty] | TRANS_TOTAL | DISTSEC | 0 | 0 | 0 | 0 | 0 | 0 | 0 | 0 | 0 | 0 | 0 | 0 | 0 | 0 | 0 | 0 | 0 | 0 | 0 | 0 | 0 | 0
[5 empty] | TRANS_TOTAL | ENERGY | 0 | 0 | 0 | 0 | 0 | 0 | 0 | 0 | 0 | 0 | 0 | 0 | 0 | 0 | 0 | 0 | 0 | 0 | 0 | 0 | 0 | 0
[5 empty] | TRANS_TOTAL | CUSTOMER | 0 | 0 | 0 | 0 | 0 | 0 | 0 | 0 | 0 | 0 | 0 | 0 | 0 | 0 | 0 | 0 | 0 | 0 | 0 | 0 | 0 | 0
|  |  | Adj 18 - Wholesale Load - Transmission | 14459958.44 | TRANS_TOTAL | TOTAL | 14459958.44 | 7028445.5957 | 1783680.0193 | 20835.2704 | 559.559 | 1805074.8487 | 754810.34 | 214680.1287 | 18391.2937 | 2580.4729 | 990462.2352 | 44478.1869 | 492694.4039 | 3492214.4708 | 372184.5395 | 4401571.6011 | 204869.0739 | 4933.2393 | 209802.3132 | 3513.4133 | 16891.5918 | 4196.8409
[5 empty] | PROD_DEMAND | PRODUCTION | 18866028.96 | 9250823.6746 | 2340098.6822 | 27359.313 | 674.0105 | 2368132.0057 | 979126.6479 | 278850.4627 | 22066.9672 | 4657.9477 | 1284702.0255 | 58816.4349 | 641202.3236 | 4282358.2746 | 671821.0956 | 5654198.1287 | 265761.6004 | 6415.5822 | 272177.1826 | 4633.5002 | 25123.7628 | 6238.6798
[5 empty] | PROD_DEMAND | BULKTRAN | 0 | 0 | 0 | 0 | 0 | 0 | 0 | 0 | 0 | 0 | 0 | 0 | 0 | 0 | 0 | 0 | 0 | 0 | 0 | 0 | 0 | 0
[5 empty] | PROD_DEMAND | SUBTRAN | 0 | 0 | 0 | 0 | 0 | 0 | 0 | 0 | 0 | 0 | 0 | 0 | 0 | 0 | 0 | 0 | 0 | 0 | 0 | 0 | 0 | 0
[5 empty] | PROD_DEMAND | DISTPRI | 0 | 0 | 0 | 0 | 0 | 0 | 0 | 0 | 0 | 0 | 0 | 0 | 0 | 0 | 0 | 0 | 0 | 0 | 0 | 0 | 0 | 0
[5 empty] | PROD_DEMAND | DISTSEC | 0 | 0 | 0 | 0 | 0 | 0 | 0 | 0 | 0 | 0 | 0 | 0 | 0 | 0 | 0 | 0 | 0 | 0 | 0 | 0 | 0 | 0
[5 empty] | PROD_DEMAND | ENERGY | 0 | 0 | 0 | 0 | 0 | 0 | 0 | 0 | 0 | 0 | 0 | 0 | 0 | 0 | 0 | 0 | 0 | 0 | 0 | 0 | 0 | 0
[5 empty] | PROD_DEMAND | CUSTOMER | 0 | 0 | 0 | 0 | 0 | 0 | 0 | 0 | 0 | 0 | 0 | 0 | 0 | 0 | 0 | 0 | 0 | 0 | 0 | 0 | 0 | 0
|  |  | Adj 18 - Wholesale Load - Production | 18866028.96 | PROD_DEMAND | TOTAL | 18866028.96 | 9250823.6746 | 2340098.6822 | 27359.313 | 674.0105 | 2368132.0057 | 979126.6479 | 278850.4627 | 22066.9672 | 4657.9477 | 1284702.0255 | 58816.4349 | 641202.3236 | 4282358.2746 | 671821.0956 | 5654198.1287 | 265761.6004 | 6415.5822 | 272177.1826 | 4633.5002 | 25123.7628 | 6238.6798
[5 empty] | PROD_DEMAND | PRODUCTION | -327699887.43 | -160685318.7404 | -40647137.5803 | -475226.8638 | -11707.4548 | -41134071.8989 | -17007272.3292 | -4843587.6686 | -383299.6698 | -80907.8019 | -22315067.4696 | -1021632.0105 | -11137581.1899 | -74383874.185 | -11669424.3316 | -98212511.7171 | -4616236.2372 | -111437.6304 | -4727673.8676 | -80483.1536 | -436395.7181 | -108364.8646
[5 empty] | PROD_DEMAND | BULKTRAN | 0 | 0 | 0 | 0 | 0 | 0 | 0 | 0 | 0 | 0 | 0 | 0 | 0 | 0 | 0 | 0 | 0 | 0 | 0 | 0 | 0 | 0
[5 empty] | PROD_DEMAND | SUBTRAN | 0 | 0 | 0 | 0 | 0 | 0 | 0 | 0 | 0 | 0 | 0 | 0 | 0 | 0 | 0 | 0 | 0 | 0 | 0 | 0 | 0 | 0
[5 empty] | PROD_DEMAND | DISTPRI | 0 | 0 | 0 | 0 | 0 | 0 | 0 | 0 | 0 | 0 | 0 | 0 | 0 | 0 | 0 | 0 | 0 | 0 | 0 | 0 | 0 | 0
[5 empty] | PROD_DEMAND | DISTSEC | 0 | 0 | 0 | 0 | 0 | 0 | 0 | 0 | 0 | 0 | 0 | 0 | 0 | 0 | 0 | 0 | 0 | 0 | 0 | 0 | 0 | 0
[5 empty] | PROD_DEMAND | ENERGY | 0 | 0 | 0 | 0 | 0 | 0 | 0 | 0 | 0 | 0 | 0 | 0 | 0 | 0 | 0 | 0 | 0 | 0 | 0 | 0 | 0 | 0
[5 empty] | PROD_DEMAND | CUSTOMER | 0 | 0 | 0 | 0 | 0 | 0 | 0 | 0 | 0 | 0 | 0 | 0 | 0 | 0 | 0 | 0 | 0 | 0 | 0 | 0 | 0 | 0
|  |  | Adj 49 - Remove Mitchell from Rate base and Cost of Service | -327699887.43 | PROD_DEMAND | TOTAL | -327699887.43 | -160685318.7404 | -40647137.5803 | -475226.8638 | -11707.4548 | -41134071.8989 | -17007272.3292 | -4843587.6686 | -383299.6698 | -80907.8019 | -22315067.4696 | -1021632.0105 | -11137581.1899 | -74383874.185 | -11669424.3316 | -98212511.7171 | -4616236.2372 | -111437.6304 | -4727673.8676 | -80483.1536 | -436395.7181 | -108364.8646
[5 empty] | DIST_OHLINES | PRODUCTION | 0 | 0 | 0 | 0 | 0 | 0 | 0 | 0 | 0 | 0 | 0 | 0 | 0 | 0 | 0 | 0 | 0 | 0 | 0 | 0 | 0 | 0
[5 empty] | DIST_OHLINES | BULKTRAN | 0 | 0 | 0 | 0 | 0 | 0 | 0 | 0 | 0 | 0 | 0 | 0 | 0 | 0 | 0 | 0 | 0 | 0 | 0 | 0 | 0 | 0
[5 empty] | DIST_OHLINES | SUBTRAN | 0 | 0 | 0 | 0 | 0 | 0 | 0 | 0 | 0 | 0 | 0 | 0 | 0 | 0 | 0 | 0 | 0 | 0 | 0 | 0 | 0 | 0
[5 empty] | DIST_OHLINES | DISTPRI | 7143460.1591 | 4746819.6616 | 1195067.039 | 13946.0041 | 0 | 1209013.0431 | 515346.0106 | 146295.5983 | 0 | 0 | 661641.6089 | 29392.0765 | 339960.4785 | 0 | 0 | 369352.555 | 139856.2244 | 3350.8395 | 143207.0639 | 2406.1929 | 8820.3447 | 2199.689
[5 empty] | DIST_OHLINES | DISTSEC | 3032636.5702 | 2264171.807 | 508276.5675 | 0 | 0 | 508276.5675 | 179172.8483 | 0 | 0 | 0 | 179172.8483 | 7930.29 | 0 | 0 | 0 | 7930.29 | 49866.4764 | 0 | 49866.4764 | 813.1364 | 17955.2901 | 4450.1544
[5 empty] | DIST_OHLINES | ENERGY | 0 | 0 | 0 | 0 | 0 | 0 | 0 | 0 | 0 | 0 | 0 | 0 | 0 | 0 | 0 | 0 | 0 | 0 | 0 | 0 | 0 | 0
[5 empty] | DIST_OHLINES | CUSTOMER | 7823903.2707 | 6299174.0221 | 1489813.6307 | 3385.1707 | 0 | 1493198.8014 | 17602.8877 | 2901.5749 | 0 | 0 | 20504.4626 | 241.7979 | 1644.2258 | 0 | 0 | 1886.0237 | 6141.6669 | 48.3596 | 6190.0264 | 386.8767 | 0 | 2563.0578
|  |  | Adj 50 -Veg Management Tree Trimming & Dist Investment | 18000000 | DIST_OHLINES | TOTAL | 18000000 | 13310165.4907 | 3193157.2372 | 17331.1748 | 0 | 3210488.412 | 712121.7467 | 149197.1732 | 0 | 0 | 861318.9199 | 37564.1644 | 341604.7043 | 0 | 0 | 379168.8687 | 195864.3677 | 3399.1991 | 199263.5668 | 3606.206 | 26775.6348 | 9212.9012
[5 empty] | PROD_DEMAND | PRODUCTION | -324570749 | -159150967.8746 | -40259006.4727 | -470689.0208 | -11595.6627 | -40741291.1562 | -16844873.4042 | -4797337.2521 | -379639.6206 | -80135.23 | -22101985.5069 | -1011876.6578 | -11031230.7313 | -73673597.9591 | -11557995.4129 | -97274700.7611 | -4572156.7524 | -110373.5355 | -4682530.2879 | -79714.6366 | -432228.6657 | -107330.111
[5 empty] | PROD_DEMAND | BULKTRAN | 0 | 0 | 0 | 0 | 0 | 0 | 0 | 0 | 0 | 0 | 0 | 0 | 0 | 0 | 0 | 0 | 0 | 0 | 0 | 0 | 0 | 0
[5 empty] | PROD_DEMAND | SUBTRAN | 0 | 0 | 0 | 0 | 0 | 0 | 0 | 0 | 0 | 0 | 0 | 0 | 0 | 0 | 0 | 0 | 0 | 0 | 0 | 0 | 0 | 0
[5 empty] | PROD_DEMAND | DISTPRI | 0 | 0 | 0 | 0 | 0 | 0 | 0 | 0 | 0 | 0 | 0 | 0 | 0 | 0 | 0 | 0 | 0 | 0 | 0 | 0 | 0 | 0
[5 empty] | PROD_DEMAND | DISTSEC | 0 | 0 | 0 | 0 | 0 | 0 | 0 | 0 | 0 | 0 | 0 | 0 | 0 | 0 | 0 | 0 | 0 | 0 | 0 | 0 | 0 | 0
[5 empty] | PROD_DEMAND | ENERGY | 0 | 0 | 0 | 0 | 0 | 0 | 0 | 0 | 0 | 0 | 0 | 0 | 0 | 0 | 0 | 0 | 0 | 0 | 0 | 0 | 0 | 0
[5 empty] | PROD_DEMAND | CUSTOMER | 0 | 0 | 0 | 0 | 0 | 0 | 0 | 0 | 0 | 0 | 0 | 0 | 0 | 0 | 0 | 0 | 0 | 0 | 0 | 0 | 0 | 0
|  |  | Adj 57 - Remove FGD from Base Rates (Mitchell) | -324570749 | PROD_DEMAND | TOTAL | -324570749 | -159150967.8746 | -40259006.4727 | -470689.0208 | -11595.6627 | -40741291.1562 | -16844873.4042 | -4797337.2521 | -379639.6206 | -80135.23 | -22101985.5069 | -1011876.6578 | -11031230.7313 | -73673597.9591 | -11557995.4129 | -97274700.7611 | -4572156.7524 | -110373.5355 | -4682530.2879 | -79714.6366 | -432228.6657 | -107330.111
[6 empty] | PRODUCTION | -632559691.4565 | -310171164.3576 | -78461243.9389 | -917331.2835 | -22598.9214 | -79401174.1438 | -32829168.8515 | -9349586.1267 | -739884.053 | -156176.4779 | -43074815.5091 | -1972058.1365 | -21498893.3208 | -143583328.2484 | -22525511.1089 | -189579790.8146 | -8910729.2432 | -215108.2616 | -9125837.5048 | -155356.7784 | -842375.4521 | -209176.8962
[6 empty] | BULKTRAN | 10679002.2405 | 5236373.1105 | 1324598.7867 | 15486.5746 | 381.5196 | 1340466.8809 | 554228.751 | 157841.6275 | 12490.8741 | 2636.6033 | 727197.8559 | 33292.6893 | 362948.7194 | 2424003.1491 | 380280.2911 | 3200524.8488 | 150432.7557 | 3631.5017 | 154064.2575 | 2622.7649 | 14221.1549 | 3531.3672
[6 empty] | SUBTRAN | 4095488.9611 | 1944955.1102 | 497879.809 | 5801.9043 | 190.2109 | 503871.9241 | 217000.2102 | 61508.2196 | 6300.4667 | 0 | 284808.8965 | 12152.9863 | 140462.7645 | 1144173.9095 | 0 | 1296789.6603 | 58892.6267 | 1409.0453 | 60301.672 | 967.0721 | 3037.8625 | 756.7633
[6 empty] | DISTPRI | 7723996.8744 | 5132585.5276 | 1292188.0809 | 15079.3718 | 0 | 1307267.4527 | 557227.2942 | 158184.7898 | 0 | 0 | 715412.084 | 31780.72 | 367588.4816 | 0 | 0 | 399369.2016 | 151222.0991 | 3623.1565 | 154845.2556 | 2601.7401 | 9537.1589 | 2378.4539
[6 empty] | DISTSEC | 3264660.5043 | 2437401.285 | 547164.2898 | 0 | 0 | 547164.2898 | 192881.1804 | 0 | 0 | 0 | 192881.1804 | 8537.0284 | 0 | 0 | 0 | 8537.0284 | 53681.7097 | 0 | 53681.7097 | 875.3487 | 19329.0311 | 4790.6311
[6 empty] | ENERGY | 609429.6868 | 221547.4858 | 71508.0305 | 818.6313 | 20.7482 | 72347.4099 | 34604.0016 | 9659.0112 | 764.7112 | 156.7623 | 45184.4864 | 2305.8226 | 27556.4458 | 194811.1778 | 31220.3744 | 255893.8206 | 9386.1923 | 220.6087 | 9606.801 | 215.5168 | 3708.4226 | 925.7437
[6 empty] | CUSTOMER | 8718256.1994 | 7001678.7184 | 1653030.2364 | 4856.0653 | 207.5053 | 1658093.8071 | 20419.167 | 4139.7275 | 593.4341 | 252.8237 | 25405.1523 | 282.7728 | 2414.6468 | 1537.9862 | 379.3986 | 4614.8043 | 7087.2703 | 64.2267 | 7151.497 | 442.2137 | 15243.5172 | 5626.4894
|  | Total Adjustments to Electric Plant in Service |  | -597468856.99 |  | TOTAL | -597468856.99 | -288196623.1201 | -73074874.7057 | -875288.7362 | -21798.9374 | -73971962.3792 | -31252808.2472 | -8958252.751 | -719734.567 | -153130.2886 | -41083925.8537 | -1883706.1172 | -20597922.2627 | -139818802.0257 | -22113631.0448 | -184414061.4505 | -8480026.5893 | -206159.7227 | -8686186.312 | -147632.1222 | -777298.3049 | -191167.4475
[6 empty] | PRODUCTION | 659537204.575 | 323399396.8366 | 81807472.3918 | 956453.7838 | 23562.724 | 82787488.8995 | 34229272.8185 | 9748328.8632 | 771438.7538 | 162837.1188 | 44911877.5542 | 2056162.8067 | 22415781.7732 | 149706894.4094 | 23486182.9311 | 197665021.9205 | 9290755.5369 | 224282.2352 | 9515037.7721 | 161982.4607 | 878301.2234 | 218097.908
[6 empty] | BULKTRAN | 698486359.6733 | 342497839.1666 | 86638635.6806 | 1012937.431 | 24954.2273 | 87676527.3389 | 36250692.1511 | 10324019.1657 | 816996.2863 | 172453.5106 | 47564161.1138 | 2177590.0796 | 23739552.0699 | 158547877.1609 | 24873166.0691 | 209338185.3795 | 9839423.7179 | 237527.2857 | 10076951.0036 | 171548.3805 | 930169.5491 | 230977.7413
[6 empty] | SUBTRAN | 267766003.7225 | 127162559.1536 | 32551738.766 | 379332.6589 | 12436.1254 | 32943507.5503 | 14187629.2787 | 4021451.4839 | 411929.026 | 0 | 18621009.7887 | 794570.9579 | 9183556.2205 | 74806910.2908 | 0 | 84785037.4693 | 3850442.1448 | 92124.3931 | 3942566.5379 | 63227.8642 | 198617.6291 | 49477.7295
[6 empty] | DISTPRI | 558611137.4881 | 371196349.0488 | 93452996.6097 | 1090562.9792 | 0 | 94543559.5889 | 40299520.7919 | 11440163.2737 | 0 | 0 | 51739684.0655 | 2298429.7444 | 26584555.015 | 0 | 0 | 28882984.7594 | 10936610.9478 | 262032.1573 | 11198643.1052 | 188161.776 | 689741.7569 | 172013.3873
[6 empty] | DISTSEC | 247065473.4322 | 184459517.8114 | 41408717.4228 | 0 | 0 | 41408717.4228 | 14597009.4265 | 0 | 0 | 0 | 14597009.4265 | 646071.7595 | 0 | 0 | 0 | 646071.7595 | 4062565.4688 | 0 | 4062565.4688 | 66245.3072 | 1462797.1907 | 362549.0453
[6 empty] | ENERGY | 29773968.0813 | 10823804.4715 | 3493557.77 | 39994.6084 | 1013.6609 | 3534566.0392 | 1690594.4381 | 471895.4439 | 37360.3201 | 7658.6947 | 2207508.8967 | 112652.024 | 1346282.8522 | 9517589.8324 | 1525285.7733 | 12501810.4818 | 458566.7503 | 10777.9382 | 469344.6885 | 10529.1732 | 181176.6957 | 45227.6346
[6 empty] | CUSTOMER | 517658243.8876 | 375337957.9176 | 91510474.0253 | 742553.0294 | 105338.6282 | 92358365.6829 | 1527031.2202 | 622469.5472 | 302153.2948 | 129418.2751 | 2581072.3374 | 21995.2118 | 387472.8083 | 783453.2717 | 194136.4505 | 1387057.7423 | 516811.8774 | 7926.6237 | 524738.5011 | 30676.7805 | 39433736.2284 | 6004638.6973
| Total Adjusted Electric Plant in Service |  |  | 2978898390.86 |  | TOTAL | 2978898390.86 | 1734877424.4061 | 430863592.6662 | 4221834.4906 | 167305.3658 | 435252732.5226 | 142781750.1251 | 36628327.7776 | 2339877.6809 | 472367.5993 | 182222323.1829 | 8107472.5838 | 83657200.7392 | 393362724.9652 | 50078771.224 | 535206169.5122 | 38955176.4439 | 834670.6332 | 39789847.0772 | 692371.7422 | 43774540.2735 | 7082982.1433
Depreciation Reserve
[5 empty] | RB_GUP-Land_P | PRODUCTION | -587186066.0093 | -287922528.4958 | -72833204.1781 | -851530.9382 | -20977.8965 | -73705713.0129 | -30474326.4053 | -8678938.5582 | -686812.031 | -144973.9098 | -39985050.9042 | -1830602.0361 | -19956773.6659 | -133284069.1517 | -20909751.9673 | -175981196.821 | -8271560.9614 | -199678.5056 | -8471239.4669 | -144213.0075 | -781951.7027 | -194172.5982
[5 empty] | RB_GUP-Land_P | BULKTRAN | -10378653.855 | -5089099.407 | -1287344.2663 | -15051.0126 | -370.7893 | -1302766.0682 | -538640.9922 | -153402.3103 | -12139.5666 | -2562.4485 | -706745.3176 | -32356.3279 | -352740.7374 | -2355827.7319 | -369584.8564 | -3110509.6536 | -146201.8141 | -3529.3652 | -149731.1793 | -2548.9993 | -13821.183 | -3432.047
[5 empty] | RB_GUP-Land_P | SUBTRAN | -3980302.7789 | -1890252.9841 | -483876.8719 | -5638.7249 | -184.8612 | -489700.458 | -210897.0499 | -59778.2926 | -6123.2652 | 0 | -276798.6077 | -11811.182 | -136512.2302 | -1111993.8632 | 0 | -1260317.2754 | -57236.2636 | -1369.4157 | -58605.6793 | -939.873 | -2952.4222 | -735.4793
[5 empty] | RB_GUP-Land_P | DISTPRI | -7506758.4154 | -4988230.864 | -1255845.116 | -14655.2624 | 0 | -1270500.3784 | -541555.201 | -153735.8212 | 0 | 0 | -695291.0221 | -30886.883 | -357250.0057 | 0 | 0 | -388136.8887 | -146968.957 | -3521.2547 | -150490.2118 | -2528.5658 | -9268.925 | -2311.5596
[5 empty] | RB_GUP-Land_P | DISTSEC | -3172841.4851 | -2368849.0435 | -531775.22 | 0 | 0 | -531775.22 | -187456.3711 | 0 | 0 | 0 | -187456.3711 | -8296.9233 | 0 | 0 | 0 | -8296.9233 | -52171.9044 | 0 | -52171.9044 | -850.7294 | -18785.3995 | -4655.894
[5 empty] | RB_GUP-Land_P | ENERGY | -592289.3943 | -215316.4327 | -69496.8575 | -795.6072 | -20.1646 | -70312.6292 | -33630.7594 | -9387.3502 | -743.2036 | -152.3533 | -43913.6666 | -2240.971 | -26781.417 | -189332.0871 | -30342.2971 | -248696.7722 | -9122.2044 | -214.404 | -9336.6084 | -209.4554 | -3604.1227 | -899.707
[5 empty] | RB_GUP-Land_P | CUSTOMER | -8473054.0621 | -6804755.5554 | -1606538.537 | -4719.4878 | -201.6692 | -1611459.694 | -19844.8751 | -4023.2971 | -576.7437 | -245.713 | -24690.6289 | -274.8197 | -2346.7345 | -1494.7302 | -368.7279 | -4485.0123 | -6887.9399 | -62.4203 | -6950.3602 | -429.7764 | -14814.7912 | -5468.2436
|  |  | Generation | -621289966 | RB_GUP-Land_P | TOTAL | -621289966 | -309279032.7824 | -78068081.0466 | -892391.0331 | -21755.3808 | -78982227.4606 | -32006351.654 | -9059265.6296 | -706394.81 | -147934.4246 | -41919946.5182 | -1916469.1429 | -20832404.7908 | -136942717.5641 | -21310047.8488 | -181001639.3466 | -8690150.0448 | -208375.3656 | -8898525.4104 | -151720.4068 | -845198.5463 | -211675.5287
[5 empty] | RB_GUP-Land_P | PRODUCTION | -6410954.3181 | -3143566.0418 | -795199.9747 | -9297.0972 | -229.0387 | -804726.1106 | -332721.6461 | -94757.4914 | -7498.6802 | -1582.8392 | -436560.657 | -19986.6903 | -217889.987 | -1455208.3711 | -228294.6964 | -1921379.7448 | -90309.7034 | -2180.1093 | -92489.8127 | -1574.5316 | -8537.4244 | -2119.9952
[5 empty] | RB_GUP-Land_P | BULKTRAN | -113315.1476 | -55563.28 | -14055.3493 | -164.3284 | -4.0483 | -14223.7261 | -5880.9345 | -1674.8613 | -132.541 | -27.9771 | -7716.3138 | -353.2695 | -3851.2575 | -25721.1553 | -4035.1632 | -33960.8455 | -1596.2456 | -38.534 | -1634.7795 | -27.8302 | -150.901 | -37.4714
[5 empty] | RB_GUP-Land_P | SUBTRAN | -43457.3311 | -20637.9651 | -5283.0145 | -61.5641 | -2.0183 | -5346.597 | -2302.5944 | -652.6652 | -66.8544 | 0 | -3022.114 | -128.9556 | -1490.4537 | -12140.8567 | 0 | -13760.266 | -624.9111 | -14.9514 | -639.8625 | -10.2616 | -32.2348 | -8.03
[5 empty] | RB_GUP-Land_P | DISTPRI | -81959.5152 | -54461.9875 | -13711.4386 | -160.0076 | 0 | -13871.4461 | -5912.7521 | -1678.5026 | 0 | 0 | -7591.2547 | -337.226 | -3900.4902 | 0 | 0 | -4237.7161 | -1604.6213 | -38.4454 | -1643.0667 | -27.6071 | -101.199 | -25.2378
[5 empty] | RB_GUP-Land_P | DISTSEC | -34641.3905 | -25863.3232 | -5805.9733 | 0 | 0 | -5805.9733 | -2046.6668 | 0 | 0 | 0 | -2046.6668 | -90.5866 | 0 | 0 | 0 | -90.5866 | -569.6179 | 0 | -569.6179 | -9.2883 | -205.1008 | -50.8335
[5 empty] | RB_GUP-Land_P | ENERGY | -6466.673 | -2350.8457 | -758.7734 | -8.6865 | -0.22016 | -767.6801 | -367.1839 | -102.492 | -8.1144 | -1.6634 | -479.4537 | -24.4671 | -292.4021 | -2067.1461 | -331.2801 | -2715.2954 | -99.5971 | -2.3409 | -101.938 | -2.2869 | -39.3502 | -9.8231
[5 empty] | RB_GUP-Land_P | CUSTOMER | -92509.6246 | -74294.98 | -17540.3433 | -51.5278 | -2.2018 | -17594.073 | -216.6683 | -43.9267 | -6.2969 | -2.6827 | -269.5747 | -3.0005 | -25.6219 | -16.3196 | -4.0258 | -48.9678 | -75.2032 | -0.68151 | -75.8847 | -4.6923 | -161.7493 | -59.7028
|  |  | Transmission - GSU | -6783304 | RB_GUP-Land_P | TOTAL | -6783304 | -3376738.4233 | -852354.8672 | -9743.2117 | -237.5274 | -862335.6062 | -349448.4461 | -98909.9392 | -7712.4869 | -1615.1624 | -457686.0346 | -20924.1956 | -227450.2124 | -1495153.8487 | -232665.1656 | -1976193.4224 | -94879.8995 | -2275.0624 | -97154.962 | -1656.4981 | -9227.9596 | -2311.0939
[5 empty] | RB_GUP-Land_T | PRODUCTION | -4159733.7171 | -2039695.9652 | -515963.768 | -6032.4012 | -148.6113 | -522144.7805 | -215885.7139 | -61483.1915 | -4865.5023 | -1027.0217 | -283261.4295 | -12968.3204 | -141377.4425 | -944208.7755 | -148128.5155 | -1246683.0539 | -58597.2539 | -1414.5591 | -60011.8131 | -1021.6314 | -5539.4892 | -1375.5543
[5 empty] | RB_GUP-Land_T | BULKTRAN | -206790827.6634 | -101398417.6689 | -25649856.9112 | -299885.8415 | -7387.8398 | -25957130.5924 | -10732221.9389 | -3056484.1225 | -241876.3601 | -51055.8348 | -14081638.2562 | -644687.8291 | -7028228.3296 | -46938993.5656 | -7363841.15 | -61975750.8743 | -2913016.906 | -70321.2931 | -2983338.1991 | -50787.8659 | -275381.9431 | -68382.2635
[5 empty] | RB_GUP-Land_T | SUBTRAN | -84372295.9495 | -40068555.849 | -10256959.0562 | -119526.6274 | -3918.5873 | -10380404.2709 | -4470481.0905 | -1267147.7709 | -129797.6487 | 0 | -5867426.5102 | -250367.0185 | -2893712.0939 | -23571441.8051 | 0 | -26715520.9175 | -1213263.2211 | -29028.1307 | -1242291.3518 | -19922.9177 | -62583.8424 | -15590.2899
[5 empty] | RB_GUP-Land_T | DISTPRI | 0 | 0 | 0 | 0 | 0 | 0 | 0 | 0 | 0 | 0 | 0 | 0 | 0 | 0 | 0 | 0 | 0 | 0 | 0 | 0 | 0 | 0
[5 empty] | RB_GUP-Land_T | DISTSEC | 0 | 0 | 0 | 0 | 0 | 0 | 0 | 0 | 0 | 0 | 0 | 0 | 0 | 0 | 0 | 0 | 0 | 0 | 0 | 0 | 0 | 0
[5 empty] | RB_GUP-Land_T | ENERGY | 0 | 0 | 0 | 0 | 0 | 0 | 0 | 0 | 0 | 0 | 0 | 0 | 0 | 0 | 0 | 0 | 0 | 0 | 0 | 0 | 0 | 0
[5 empty] | RB_GUP-Land_T | CUSTOMER | 0 | 0 | 0 | 0 | 0 | 0 | 0 | 0 | 0 | 0 | 0 | 0 | 0 | 0 | 0 | 0 | 0 | 0 | 0 | 0 | 0 | 0
|  |  | Transmission - All Other | -295322857.33 | RB_GUP-Land_T | TOTAL | -295322857.33 | -143506669.4831 | -36422779.7354 | -425444.8701 | -11455.0383 | -36859679.6439 | -15418588.7433 | -4385115.0849 | -376539.5111 | -52082.8566 | -20232326.1959 | -908023.168 | -10063317.866 | -71454644.1462 | -7511969.6654 | -89937954.8457 | -4184877.3811 | -100763.9829 | -4285641.364 | -71732.415 | -343505.2747 | -85348.1077
[5 empty] | RB_GUP-Land_D | PRODUCTION | 0 | 0 | 0 | 0 | 0 | 0 | 0 | 0 | 0 | 0 | 0 | 0 | 0 | 0 | 0 | 0 | 0 | 0 | 0 | 0 | 0 | 0
[5 empty] | RB_GUP-Land_D | BULKTRAN | 0 | 0 | 0 | 0 | 0 | 0 | 0 | 0 | 0 | 0 | 0 | 0 | 0 | 0 | 0 | 0 | 0 | 0 | 0 | 0 | 0 | 0
[5 empty] | RB_GUP-Land_D | SUBTRAN | 0 | 0 | 0 | 0 | 0 | 0 | 0 | 0 | 0 | 0 | 0 | 0 | 0 | 0 | 0 | 0 | 0 | 0 | 0 | 0 | 0 | 0
[5 empty] | RB_GUP-Land_D | DISTPRI | -162834869.1465 | -108203551.395 | -27241502.0988 | -317898.5668 | 0 | -27559400.6656 | -11747290.2963 | -3334801.9126 | 0 | 0 | -15082092.2089 | -669991.129 | -7749384.5838 | 0 | 0 | -8419375.7128 | -3188016.6597 | -76382.2437 | -3264398.9034 | -54849.0642 | -201059.3796 | -50141.817
[5 empty] | RB_GUP-Land_D | DISTSEC | -74140226.0214 | -55353223.3879 | -12426065.1492 | 0 | 0 | -12426065.1492 | -4380318.962 | 0 | 0 | 0 | -4380318.962 | -193875.3546 | 0 | 0 | 0 | -193875.3546 | -1219108.1089 | 0 | -1219108.1089 | -19879.1113 | -438961.0286 | -108794.919
[5 empty] | RB_GUP-Land_D | ENERGY | 0 | 0 | 0 | 0 | 0 | 0 | 0 | 0 | 0 | 0 | 0 | 0 | 0 | 0 | 0 | 0 | 0 | 0 | 0 | 0 | 0 | 0
[5 empty] | RB_GUP-Land_D | CUSTOMER | -148518109.8321 | -106645193.6312 | -26141080.611 | -212612.201 | -30332.1798 | -26384024.9918 | -437084.5791 | -178129.0401 | -87032.4322 | -37298.8307 | -739544.8822 | -6293.0958 | -110937.4505 | -225677.7396 | -55948.5887 | -398856.8746 | -147986.6644 | -2263.1266 | -150249.7911 | -8789.3663 | -12326799.4975 | -1864650.7974
|  |  | Distribution | -385493205 | RB_GUP-Land_D | TOTAL | -385493205 | -270201968.4142 | -65808647.859 | -530510.7678 | -30332.1798 | -66369490.8066 | -16564693.8373 | -3512930.9527 | -87032.4322 | -37298.8307 | -20201956.053 | -870159.5794 | -7860322.0343 | -225677.7396 | -55948.5887 | -9012107.942 | -4555111.433 | -78645.3704 | -4633756.8034 | -83517.5418 | -12966819.9057 | -2023587.5334
[5 empty] | RB_GUP-Land_G | PRODUCTION | -16031856.6607 | -7861107.3618 | -1988554.4925 | -23249.2267 | -572.7565 | -2012376.4757 | -832036.1484 | -236959.8105 | -18751.93 | -3958.2018 | -1091706.0908 | -49980.664 | -544876.9195 | -3639035.7597 | -570895.9489 | -4804789.2921 | -225837.2386 | -5451.7935 | -231289.0321 | -3937.427 | -21349.5148 | -5301.4665
[5 empty] | RB_GUP-Land_G | BULKTRAN | -4313743.4405 | -2115213.5423 | -535066.7786 | -6255.7445 | -154.1134 | -541476.6365 | -223878.6532 | -63759.5414 | -5045.6424 | -1065.0461 | -293748.8831 | -13448.4586 | -146611.7922 | -979167.1027 | -153612.8165 | -1292840.1701 | -60766.755 | -1466.9317 | -62233.6867 | -1059.4562 | -5744.5829 | -1426.4827
[5 empty] | RB_GUP-Land_G | SUBTRAN | -1654357.6117 | -785657.42 | -201116.7066 | -2343.6578 | -76.835 | -203537.1993 | -87656.432 | -24846.0177 | -2545.0502 | 0 | -115047.4999 | -4909.1539 | -56739.414 | -462184.8171 | 0 | -523833.3849 | -23789.4586 | -569.1786 | -24358.6373 | -390.6452 | -1227.1333 | -305.6918
[5 empty] | RB_GUP-Land_G | DISTPRI | -11015392.3681 | -7319713.4034 | -1842822.9524 | -21505.0834 | 0 | -1864328.0358 | -794676.3034 | -225591.4334 | 0 | 0 | -1020267.7368 | -45323.3095 | -524227.472 | 0 | 0 | -569550.7815 | -215661.7595 | -5167.0775 | -220828.8369 | -3710.409 | -13601.1898 | -3391.9749
[5 empty] | RB_GUP-Land_G | DISTSEC | -4402537.5223 | -3286942.2717 | -737874.9838 | 0 | 0 | -737874.9838 | -260108.7105 | 0 | 0 | 0 | -260108.7105 | -11512.5563 | 0 | 0 | 0 | -11512.5563 | -72392.1342 | 0 | -72392.1342 | -1180.446 | -26066.0441 | -6460.3757
[5 empty] | RB_GUP-Land_G | ENERGY | -11563621.9794 | -4203752.1819 | -1356828.9354 | -15533.1171 | -393.6859 | -1372755.7384 | -656593.5367 | -183274.8833 | -14510.0115 | -2974.486 | -857352.9174 | -43751.8243 | -522869.7075 | -3696444.1782 | -592390.9116 | -4855456.6215 | -178098.2816 | -4185.9386 | -182284.2203 | -4089.3232 | -70365.4553 | -17565.5213
[5 empty] | RB_GUP-Land_G | CUSTOMER | -16969897.2773 | -13329673.5009 | -3096953.0528 | -27909.4859 | -3937.309 | -3128799.8477 | -53437.4834 | -23493.3233 | -11260.1137 | -4797.203 | -92988.1234 | -777.4771 | -14618.3509 | -29182.5158 | -7198.897 | -51777.2408 | -17942.3508 | -301.07 | -18243.4208 | -1049.9929 | -289238.0765 | -58127.0744
|  |  | General & Intangible | -65951406.86 | RB_GUP-Land_G | TOTAL | -65951406.86 | -38902059.6821 | -9759217.9021 | -96796.3153 | -5134.6998 | -9861148.9172 | -2908387.2676 | -757925.0096 | -52112.7478 | -12794.9369 | -3731219.9619 | -169703.4436 | -1809943.656 | -8806014.3735 | -1324098.5739 | -12109760.0471 | -794487.9784 | -17141.9899 | -811629.9683 | -15417.6994 | -427591.9967 | -92578.5872
[5 empty] | BULK_TRANS | PRODUCTION | 0 | 0 | 0 | 0 | 0 | 0 | 0 | 0 | 0 | 0 | 0 | 0 | 0 | 0 | 0 | 0 | 0 | 0 | 0 | 0 | 0 | 0
[5 empty] | BULK_TRANS | BULKTRAN | -1332726.67 | -653493.0831 | -165308.3397 | -1932.7059 | -47.6132 | -167288.6588 | -69167.0833 | -19698.4458 | -1558.8461 | -329.0449 | -90753.4201 | -4154.8877 | -45295.5648 | -302512.6854 | -47458.5242 | -399421.6621 | -18773.8275 | -453.2071 | -19227.0345 | -327.3179 | -1774.7831 | -440.7104
[5 empty] | BULK_TRANS | SUBTRAN | 0 | 0 | 0 | 0 | 0 | 0 | 0 | 0 | 0 | 0 | 0 | 0 | 0 | 0 | 0 | 0 | 0 | 0 | 0 | 0 | 0 | 0
[5 empty] | BULK_TRANS | DISTPRI | 0 | 0 | 0 | 0 | 0 | 0 | 0 | 0 | 0 | 0 | 0 | 0 | 0 | 0 | 0 | 0 | 0 | 0 | 0 | 0 | 0 | 0
[5 empty] | BULK_TRANS | DISTSEC | 0 | 0 | 0 | 0 | 0 | 0 | 0 | 0 | 0 | 0 | 0 | 0 | 0 | 0 | 0 | 0 | 0 | 0 | 0 | 0 | 0 | 0
[5 empty] | BULK_TRANS | ENERGY | 0 | 0 | 0 | 0 | 0 | 0 | 0 | 0 | 0 | 0 | 0 | 0 | 0 | 0 | 0 | 0 | 0 | 0 | 0 | 0 | 0 | 0
[5 empty] | BULK_TRANS | CUSTOMER | 0 | 0 | 0 | 0 | 0 | 0 | 0 | 0 | 0 | 0 | 0 | 0 | 0 | 0 | 0 | 0 | 0 | 0 | 0 | 0 | 0 | 0
|  |  | HR-J Post In-Service AFUDC | -1332726.67 | BULK_TRANS | TOTAL | -1332726.67 | -653493.0831 | -165308.3397 | -1932.7059 | -47.6132 | -167288.6588 | -69167.0833 | -19698.4458 | -1558.8461 | -329.0449 | -90753.4201 | -4154.8877 | -45295.5648 | -302512.6854 | -47458.5242 | -399421.6621 | -18773.8275 | -453.2071 | -19227.0345 | -327.3179 | -1774.7831 | -440.7104
[6 empty] | PRODUCTION | -613788610.7051 | -300966897.8646 | -76132922.4134 | -890109.6634 | -21928.3029 | -77044960.3797 | -31854969.9137 | -9072139.0516 | -717928.1436 | -151541.9725 | -41796579.0815 | -1913537.7107 | -20860918.015 | -139322522.0581 | -21857071.1281 | -183954048.9118 | -8646305.1573 | -208724.9675 | -8855030.1248 | -150746.5975 | -817378.1311 | -202969.6142
[6 empty] | BULKTRAN | -222929266.7766 | -109311786.9813 | -27651631.6451 | -323289.6329 | -7964.4041 | -27982885.682 | -11569789.6022 | -3295019.2812 | -260752.9561 | -55040.3514 | -15180602.1909 | -695000.7728 | -7576727.6816 | -50602222.241 | -7938532.5102 | -66812483.2055 | -3140355.5482 | -75809.331 | -3216164.8792 | -54751.4696 | -296873.393 | -73718.975
[6 empty] | SUBTRAN | -90050413.6712 | -42765104.2182 | -10947235.6492 | -127570.5742 | -4182.3018 | -11078988.5252 | -4771337.1668 | -1352424.7464 | -138532.8185 | 0 | -6262294.7317 | -267216.31 | -3088454.1919 | -25157761.342 | 0 | -28513431.8438 | -1294913.8544 | -30981.6765 | -1325895.5309 | -21263.6976 | -66795.6328 | -16639.491
[6 empty] | DISTPRI | -181438979.4451 | -120565957.6499 | -30353881.6057 | -354218.9203 | 0 | -30708100.526 | -13089434.5528 | -3715807.6697 | 0 | 0 | -16805242.2225 | -746538.5474 | -8634762.5517 | 0 | 0 | -9381301.0991 | -3552251.9975 | -85109.0213 | -3637361.0188 | -61115.6461 | -224030.6934 | -55870.5893
[6 empty] | DISTSEC | -81750246.4193 | -61034878.0264 | -13701521.3263 | 0 | 0 | -13701521.3263 | -4829930.7104 | 0 | 0 | 0 | -4829930.7104 | -213775.4208 | 0 | 0 | 0 | -213775.4208 | -1344241.7654 | 0 | -1344241.7654 | -21919.575 | -484017.5729 | -119962.0221
[6 empty] | ENERGY | -12162378.0466 | -4421419.4603 | -1427084.5663 | -16337.4108 | -414.0707 | -1443836.0477 | -690591.4799 | -192764.7256 | -15261.3295 | -3128.5027 | -901746.0377 | -46017.2624 | -549943.5266 | -3887843.4113 | -623064.4888 | -5106868.6892 | -187320.0831 | -4402.6835 | -191722.7667 | -4301.0655 | -74008.9282 | -18475.0514
[6 empty] | CUSTOMER | -174053570.7961 | -126853917.6675 | -30862112.5441 | -245292.7025 | -34473.3598 | -31141878.6064 | -510583.6059 | -205689.5872 | -98875.5866 | -42344.4295 | -857493.2092 | -7348.3932 | -127928.1578 | -256371.3052 | -63520.2394 | -455168.0955 | -172892.1583 | -2627.2984 | -175519.4567 | -10273.8278 | -12631014.1145 | -1928305.8183
|  |  | Total Depreciation Reserve | -1376173465.86 |  | TOTAL | -1376173465.86 | -765919961.8682 | -191076389.75 | -1956818.904 | -68962.4393 | -193102171.0933 | -67316637.0316 | -17833845.0618 | -1231350.8342 | -252055.2561 | -86633888.1838 | -3889434.4173 | -40838734.1244 | -219226720.3575 | -30482188.3666 | -294437077.2657 | -18338280.5642 | -407654.9783 | -18745935.5425 | -324371.8791 | -14594118.466 | -2415941.5613
[5 empty] | DIST_OHLINES | PRODUCTION | 0 | 0 | 0 | 0 | 0 | 0 | 0 | 0 | 0 | 0 | 0 | 0 | 0 | 0 | 0 | 0 | 0 | 0 | 0 | 0 | 0 | 0
[5 empty] | DIST_OHLINES | BULKTRAN | 0 | 0 | 0 | 0 | 0 | 0 | 0 | 0 | 0 | 0 | 0 | 0 | 0 | 0 | 0 | 0 | 0 | 0 | 0 | 0 | 0 | 0
[5 empty] | DIST_OHLINES | SUBTRAN | 0 | 0 | 0 | 0 | 0 | 0 | 0 | 0 | 0 | 0 | 0 | 0 | 0 | 0 | 0 | 0 | 0 | 0 | 0 | 0 | 0 | 0
[5 empty] | DIST_OHLINES | DISTPRI | 153139.7051 | 101761.1279 | 25619.5471 | 298.9709 | 0 | 25918.518 | 11047.8584 | 3136.2483 | 0 | 0 | 14184.1067 | 630.1 | 7287.9874 | 0 | 0 | 7918.0873 | 2998.2026 | 71.8345 | 3070.0371 | 51.5834 | 189.0883 | 47.1564
[5 empty] | DIST_OHLINES | DISTSEC | 65012.9013 | 48538.7466 | 10896.3054 | 0 | 0 | 10896.3054 | 3841.0625 | 0 | 0 | 0 | 3841.0625 | 170.0076 | 0 | 0 | 0 | 170.0076 | 1069.025 | 0 | 1069.025 | 17.4318 | 384.921 | 95.4013
[5 empty] | DIST_OHLINES | ENERGY | 0 | 0 | 0 | 0 | 0 | 0 | 0 | 0 | 0 | 0 | 0 | 0 | 0 | 0 | 0 | 0 | 0 | 0 | 0 | 0 | 0 | 0
[5 empty] | DIST_OHLINES | CUSTOMER | 167726.8736 | 135040.1109 | 31938.2505 | 72.5704 | 0 | 32010.8209 | 377.3663 | 62.2032 | 0 | 0 | 439.5695 | 5.1836 | 35.2485 | 0 | 0 | 40.4321 | 131.6635 | 1.0367 | 132.7002 | 8.2938 | 0 | 54.9462
|  |  | Adj 18 - Wholesale Load - Distribution | 385879.48 | DIST_OHLINES | TOTAL | 385879.48 | 285339.9855 | 68454.103 | 371.5414 | 0 | 68825.6444 | 15266.2872 | 3198.4515 | 0 | 0 | 18464.7387 | 805.2911 | 7323.2359 | 0 | 0 | 8128.527 | 4198.8911 | 72.8712 | 4271.7623 | 77.3089 | 574.0093 | 197.5039
[5 empty] | TRANS_TOTAL | PRODUCTION | 0 | 0 | 0 | 0 | 0 | 0 | 0 | 0 | 0 | 0 | 0 | 0 | 0 | 0 | 0 | 0 | 0 | 0 | 0 | 0 | 0 | 0
[5 empty] | TRANS_TOTAL | BULKTRAN | 3325314.8076 | 1630544.5631 | 412464.3726 | 4822.3359 | 118.8007 | 417405.5092 | 172580.2684 | 49150.0132 | 3889.5102 | 821.007 | 226440.7988 | 10366.9491 | 113017.9322 | 754805.8689 | 118414.7783 | 996605.5285 | 46842.9783 | 1130.8066 | 47973.7849 | 816.6979 | 4428.2992 | 1099.6259
[5 empty] | TRANS_TOTAL | SUBTRAN | 1275286.7524 | 605635.9838 | 155033.8752 | 1806.6443 | 59.2294 | 156899.7489 | 67571.2951 | 19152.931 | 1961.8907 | 0 | 88686.1169 | 3784.296 | 43738.4411 | 356282.203 | 0 | 403804.9401 | 18338.4664 | 438.76 | 18777.2264 | 301.1348 | 945.9544 | 235.6471
[5 empty] | TRANS_TOTAL | DISTPRI | 0 | 0 | 0 | 0 | 0 | 0 | 0 | 0 | 0 | 0 | 0 | 0 | 0 | 0 | 0 | 0 | 0 | 0 | 0 | 0 | 0 | 0
[5 empty] | TRANS_TOTAL | DISTSEC | 0 | 0 | 0 | 0 | 0 | 0 | 0 | 0 | 0 | 0 | 0 | 0 | 0 | 0 | 0 | 0 | 0 | 0 | 0 | 0 | 0 | 0
[5 empty] | TRANS_TOTAL | ENERGY | 0 | 0 | 0 | 0 | 0 | 0 | 0 | 0 | 0 | 0 | 0 | 0 | 0 | 0 | 0 | 0 | 0 | 0 | 0 | 0 | 0 | 0
[5 empty] | TRANS_TOTAL | CUSTOMER | 0 | 0 | 0 | 0 | 0 | 0 | 0 | 0 | 0 | 0 | 0 | 0 | 0 | 0 | 0 | 0 | 0 | 0 | 0 | 0 | 0 | 0
|  |  | Adj 18 - Wholesale Load - Transmission | 4600601.56 | TRANS_TOTAL | TOTAL | 4600601.56 | 2236180.5469 | 567498.2479 | 6628.9802 | 178.0301 | 574305.2581 | 240151.5635 | 68302.9442 | 5851.4009 | 821.007 | 315126.9157 | 14151.2451 | 156756.3733 | 1111088.0719 | 118414.7783 | 1400410.4686 | 65181.4447 | 1569.5666 | 66751.0113 | 1117.8327 | 5374.2536 | 1335.2731
[5 empty] | PROD_DEMAND | PRODUCTION | 9597532.18 | 4706081.9262 | 1190455.7368 | 13918.2383 | 342.8829 | 1204716.858 | 498101.6159 | 141856.895 | 11225.9145 | 2369.5926 | 653554.018 | 29921.1152 | 326192.6475 | 2178522.6469 | 341769.0388 | 2876405.4485 | 135198.3249 | 3263.737 | 138462.0618 | 2357.1557 | 12780.9685 | 3173.7432
[5 empty] | PROD_DEMAND | BULKTRAN | 0 | 0 | 0 | 0 | 0 | 0 | 0 | 0 | 0 | 0 | 0 | 0 | 0 | 0 | 0 | 0 | 0 | 0 | 0 | 0 | 0 | 0
[5 empty] | PROD_DEMAND | SUBTRAN | 0 | 0 | 0 | 0 | 0 | 0 | 0 | 0 | 0 | 0 | 0 | 0 | 0 | 0 | 0 | 0 | 0 | 0 | 0 | 0 | 0 | 0
[5 empty] | PROD_DEMAND | DISTPRI | 0 | 0 | 0 | 0 | 0 | 0 | 0 | 0 | 0 | 0 | 0 | 0 | 0 | 0 | 0 | 0 | 0 | 0 | 0 | 0 | 0 | 0
[5 empty] | PROD_DEMAND | DISTSEC | 0 | 0 | 0 | 0 | 0 | 0 | 0 | 0 | 0 | 0 | 0 | 0 | 0 | 0 | 0 | 0 | 0 | 0 | 0 | 0 | 0 | 0
[5 empty] | PROD_DEMAND | ENERGY | 0 | 0 | 0 | 0 | 0 | 0 | 0 | 0 | 0 | 0 | 0 | 0 | 0 | 0 | 0 | 0 | 0 | 0 | 0 | 0 | 0 | 0
[5 empty] | PROD_DEMAND | CUSTOMER | 0 | 0 | 0 | 0 | 0 | 0 | 0 | 0 | 0 | 0 | 0 | 0 | 0 | 0 | 0 | 0 | 0 | 0 | 0 | 0 | 0 | 0
|  |  | Adj 18 - Wholesale Load - Production | 9597532.18 | PROD_DEMAND | TOTAL | 9597532.18 | 4706081.9262 | 1190455.7368 | 13918.2383 | 342.8829 | 1204716.858 | 498101.6159 | 141856.895 | 11225.9145 | 2369.5926 | 653554.018 | 29921.1152 | 326192.6475 | 2178522.6469 | 341769.0388 | 2876405.4485 | 135198.3249 | 3263.737 | 138462.0618 | 2357.1557 | 12780.9685 | 3173.7432
[5 empty] | PROD_DEMAND | PRODUCTION | -200045017 | -98090657.1899 | -24813122.1284 | -290103.1392 | -7146.8379 | -25110372.1055 | -10382121.608 | -2956777.2669 | -233986.0095 | -49390.3209 | -13622275.2053 | -623657.1959 | -6798957.5338 | -45407776.8917 | -7123622.1871 | -59954013.8086 | -2817990.1549 | -68027.3126 | -2886017.4675 | -49131.0936 | -266398.5927 | -66151.5369
[5 empty] | PROD_DEMAND | BULKTRAN | 0 | 0 | 0 | 0 | 0 | 0 | 0 | 0 | 0 | 0 | 0 | 0 | 0 | 0 | 0 | 0 | 0 | 0 | 0 | 0 | 0 | 0
[5 empty] | PROD_DEMAND | SUBTRAN | 0 | 0 | 0 | 0 | 0 | 0 | 0 | 0 | 0 | 0 | 0 | 0 | 0 | 0 | 0 | 0 | 0 | 0 | 0 | 0 | 0 | 0
[5 empty] | PROD_DEMAND | DISTPRI | 0 | 0 | 0 | 0 | 0 | 0 | 0 | 0 | 0 | 0 | 0 | 0 | 0 | 0 | 0 | 0 | 0 | 0 | 0 | 0 | 0 | 0
[5 empty] | PROD_DEMAND | DISTSEC | 0 | 0 | 0 | 0 | 0 | 0 | 0 | 0 | 0 | 0 | 0 | 0 | 0 | 0 | 0 | 0 | 0 | 0 | 0 | 0 | 0 | 0
[5 empty] | PROD_DEMAND | ENERGY | 0 | 0 | 0 | 0 | 0 | 0 | 0 | 0 | 0 | 0 | 0 | 0 | 0 | 0 | 0 | 0 | 0 | 0 | 0 | 0 | 0 | 0
[5 empty] | PROD_DEMAND | CUSTOMER | 0 | 0 | 0 | 0 | 0 | 0 | 0 | 0 | 0 | 0 | 0 | 0 | 0 | 0 | 0 | 0 | 0 | 0 | 0 | 0 | 0 | 0
|  |  | Adj 49 - Remove Mitchell from Rate base and Cost of Service | -200045017 | PROD_DEMAND | TOTAL | -200045017 | -98090657.1899 | -24813122.1284 | -290103.1392 | -7146.8379 | -25110372.1055 | -10382121.608 | -2956777.2669 | -233986.0095 | -49390.3209 | -13622275.2053 | -623657.1959 | -6798957.5338 | -45407776.8917 | -7123622.1871 | -59954013.8086 | -2817990.1549 | -68027.3126 | -2886017.4675 | -49131.0936 | -266398.5927 | -66151.5369
[5 empty] | PROD_DEMAND | PRODUCTION | -166612406 | -81697213.1854 | -20666218.2352 | -241619.5251 | -5952.4195 | -20913790.1798 | -8647004.9913 | -2462624.5724 | -194880.9953 | -41135.9419 | -11345646.5009 | -519428.2142 | -5662678.781 | -37818982.3096 | -5933083.712 | -49934173.0167 | -2347032.3172 | -56658.2182 | -2403690.5354 | -40920.0381 | -221876.6114 | -55095.9323
[5 empty] | PROD_DEMAND | BULKTRAN | 0 | 0 | 0 | 0 | 0 | 0 | 0 | 0 | 0 | 0 | 0 | 0 | 0 | 0 | 0 | 0 | 0 | 0 | 0 | 0 | 0 | 0
[5 empty] | PROD_DEMAND | SUBTRAN | 0 | 0 | 0 | 0 | 0 | 0 | 0 | 0 | 0 | 0 | 0 | 0 | 0 | 0 | 0 | 0 | 0 | 0 | 0 | 0 | 0 | 0
[5 empty] | PROD_DEMAND | DISTPRI | 0 | 0 | 0 | 0 | 0 | 0 | 0 | 0 | 0 | 0 | 0 | 0 | 0 | 0 | 0 | 0 | 0 | 0 | 0 | 0 | 0 | 0
[5 empty] | PROD_DEMAND | DISTSEC | 0 | 0 | 0 | 0 | 0 | 0 | 0 | 0 | 0 | 0 | 0 | 0 | 0 | 0 | 0 | 0 | 0 | 0 | 0 | 0 | 0 | 0
[5 empty] | PROD_DEMAND | ENERGY | 0 | 0 | 0 | 0 | 0 | 0 | 0 | 0 | 0 | 0 | 0 | 0 | 0 | 0 | 0 | 0 | 0 | 0 | 0 | 0 | 0 | 0
[5 empty] | PROD_DEMAND | CUSTOMER | 0 | 0 | 0 | 0 | 0 | 0 | 0 | 0 | 0 | 0 | 0 | 0 | 0 | 0 | 0 | 0 | 0 | 0 | 0 | 0 | 0 | 0
|  |  | Adj 57 - Remove FGD from Base Rates (Mitchell) | -166612406 | PROD_DEMAND | TOTAL | -166612406 | -81697213.1854 | -20666218.2352 | -241619.5251 | -5952.4195 | -20913790.1798 | -8647004.9913 | -2462624.5724 | -194880.9953 | -41135.9419 | -11345646.5009 | -519428.2142 | -5662678.781 | -37818982.3096 | -5933083.712 | -49934173.0167 | -2347032.3172 | -56658.2182 | -2403690.5354 | -40920.0381 | -221876.6114 | -55095.9323
[6 empty] | PRODUCTION | -357059890.82 | -175081788.4491 | -44288884.6267 | -517804.426 | -12756.3746 | -44819445.4273 | -18531024.9833 | -5277544.9443 | -417641.0903 | -88156.6702 | -24314367.6881 | -1113164.2949 | -12135443.6673 | -81048236.5544 | -12714936.8602 | -107011781.3768 | -5029824.1473 | -121421.7937 | -5151245.9411 | -87693.9759 | -475494.2356 | -118073.7261
[6 empty] | BULKTRAN | 3325314.8076 | 1630544.5631 | 412464.3726 | 4822.3359 | 118.8007 | 417405.5092 | 172580.2684 | 49150.0132 | 3889.5102 | 821.007 | 226440.7988 | 10366.9491 | 113017.9322 | 754805.8689 | 118414.7783 | 996605.5285 | 46842.9783 | 1130.8066 | 47973.7849 | 816.6979 | 4428.2992 | 1099.6259
[6 empty] | SUBTRAN | 1275286.7524 | 605635.9838 | 155033.8752 | 1806.6443 | 59.2294 | 156899.7489 | 67571.2951 | 19152.931 | 1961.8907 | 0 | 88686.1169 | 3784.296 | 43738.4411 | 356282.203 | 0 | 403804.9401 | 18338.4664 | 438.76 | 18777.2264 | 301.1348 | 945.9544 | 235.6471
[6 empty] | DISTPRI | 153139.7051 | 101761.1279 | 25619.5471 | 298.9709 | 0 | 25918.518 | 11047.8584 | 3136.2483 | 0 | 0 | 14184.1067 | 630.1 | 7287.9874 | 0 | 0 | 7918.0873 | 2998.2026 | 71.8345 | 3070.0371 | 51.5834 | 189.0883 | 47.1564
[6 empty] | DISTSEC | 65012.9013 | 48538.7466 | 10896.3054 | 0 | 0 | 10896.3054 | 3841.0625 | 0 | 0 | 0 | 3841.0625 | 170.0076 | 0 | 0 | 0 | 170.0076 | 1069.025 | 0 | 1069.025 | 17.4318 | 384.921 | 95.4013
[6 empty] | ENERGY | 0 | 0 | 0 | 0 | 0 | 0 | 0 | 0 | 0 | 0 | 0 | 0 | 0 | 0 | 0 | 0 | 0 | 0 | 0 | 0 | 0 | 0
[6 empty] | CUSTOMER | 167726.8736 | 135040.1109 | 31938.2505 | 72.5704 | 0 | 32010.8209 | 377.3663 | 62.2032 | 0 | 0 | 439.5695 | 5.1836 | 35.2485 | 0 | 0 | 40.4321 | 131.6635 | 1.0367 | 132.7002 | 8.2938 | 0 | 54.9462
|  | Total Depreciation Adjustments |  | -352073409.78 |  | TOTAL | -352073409.78 | -172560267.9168 | -43652932.2758 | -510803.9044 | -12578.3445 | -44176314.5248 | -18275607.1327 | -5206043.5485 | -411789.6893 | -87335.6632 | -23980776.0337 | -1098207.7587 | -11971364.0581 | -79937148.4825 | -12596522.0819 | -105603242.3812 | -4960443.8115 | -119779.3559 | -5080223.1674 | -86498.8343 | -469545.9727 | -116540.9491
[6 empty] | PRODUCTION | -256728719.8851 | -125885109.4155 | -31844037.7866 | -372305.2374 | -9171.9283 | -32225514.9524 | -13323944.9304 | -3794594.1074 | -300287.0533 | -63385.3023 | -17482211.3933 | -800373.4158 | -8725474.3477 | -58274285.5037 | -9142134.2679 | -76942267.535 | -3616481.01 | -87303.1737 | -3703784.1837 | -63052.6216 | -341883.8955 | -84895.8881
[6 empty] | BULKTRAN | -226254581.5841 | -110942331.5444 | -28064096.0177 | -328111.9687 | -8083.2047 | -28400291.1912 | -11742369.8705 | -3344169.2944 | -264642.4663 | -55861.3584 | -15407042.9897 | -705367.7219 | -7689745.6137 | -51357028.1099 | -8056947.2885 | -67809088.734 | -3187198.5265 | -76940.1376 | -3264138.6641 | -55568.1675 | -301301.6922 | -74818.6009
[6 empty] | SUBTRAN | -91325700.4236 | -43370740.202 | -11102269.5244 | -129377.2185 | -4241.5312 | -11235888.2741 | -4838908.4619 | -1371577.6775 | -140494.7092 | 0 | -6350980.8486 | -271000.606 | -3132192.633 | -25514043.545 | 0 | -28917236.7839 | -1313252.3208 | -31420.4365 | -1344672.7573 | -21564.8324 | -67741.5872 | -16875.1381
[6 empty] | DISTPRI | -181592119.1502 | -120667718.7778 | -30379501.1528 | -354517.8912 | 0 | -30734019.044 | -13100482.4111 | -3718943.918 | 0 | 0 | -16819426.3292 | -747168.6474 | -8642050.539 | 0 | 0 | -9389219.1864 | -3555250.2001 | -85180.8558 | -3640431.0559 | -61167.2295 | -224219.7817 | -55917.7457
[6 empty] | DISTSEC | -81815259.3206 | -61083416.773 | -13712417.6317 | 0 | 0 | -13712417.6317 | -4833771.7729 | 0 | 0 | 0 | -4833771.7729 | -213945.4283 | 0 | 0 | 0 | -213945.4283 | -1345310.7904 | 0 | -1345310.7904 | -21937.0069 | -484402.4939 | -120057.4234
[6 empty] | ENERGY | -12162378.0466 | -4421419.4603 | -1427084.5663 | -16337.4108 | -414.0707 | -1443836.0477 | -690591.4799 | -192764.7256 | -15261.3295 | -3128.5027 | -901746.0377 | -46017.2624 | -549943.5266 | -3887843.4113 | -623064.4888 | -5106868.6892 | -187320.0831 | -4402.6835 | -191722.7667 | -4301.0655 | -74008.9282 | -18475.0514
[6 empty] | CUSTOMER | -174221297.6697 | -126988957.7784 | -30894050.7946 | -245365.2729 | -34473.3598 | -31173889.4273 | -510960.9722 | -205751.7905 | -98875.5866 | -42344.4295 | -857932.7787 | -7353.5768 | -127963.4063 | -256371.3052 | -63520.2394 | -455208.5276 | -173023.8218 | -2628.3352 | -175652.157 | -10282.1216 | -12631014.1145 | -1928360.7645
| Total Adjusted Depreciation Reserve |  |  | -1024100056.08 |  | TOTAL | -1024100056.08 | -593359693.9514 | -147423457.4742 | -1446014.9996 | -56384.0948 | -148925856.5685 | -49041029.899 | -12627801.5133 | -819561.1449 | -164719.5929 | -62653112.15 | -2791226.6586 | -28867370.0663 | -139289571.875 | -17885666.2846 | -188833834.8845 | -13377836.7527 | -287875.6223 | -13665712.3751 | -237873.0449 | -14124572.4934 | -2299400.6122
[6 empty] | PRODUCTION | 402808484.6898 | 197514287.4211 | 49963434.6051 | 584148.5464 | 14390.7957 | 50561973.9472 | 20905327.8881 | 5953734.7558 | 471151.7004 | 99451.8165 | 27429666.1609 | 1255789.391 | 13690307.4255 | 91432608.9057 | 14344048.6632 | 120722754.3854 | 5674274.5268 | 136979.0615 | 5811253.5884 | 98929.8391 | 536417.3278 | 133202.0199
[6 empty] | BULKTRAN | 472231778.0892 | 231555507.6222 | 58574539.6629 | 684825.4622 | 16871.0225 | 59276236.1477 | 24508322.2806 | 6979849.8713 | 552353.82 | 116592.1522 | 32157118.1241 | 1472222.3576 | 16049806.4561 | 107190849.0511 | 16816218.7806 | 141529096.6454 | 6652225.1914 | 160587.1481 | 6812812.3395 | 115980.2129 | 628867.8569 | 156159.1403
[6 empty] | SUBTRAN | 176440303.2989 | 83791818.9517 | 21449469.2415 | 249955.4404 | 8194.5942 | 21707619.2761 | 9348720.8168 | 2649873.8065 | 271434.3168 | 0 | 12270028.9401 | 523570.3519 | 6051363.5876 | 49292866.7458 | 0 | 55867800.6854 | 2537189.824 | 60703.9566 | 2597893.7806 | 41663.0318 | 130876.0419 | 32602.5914
[6 empty] | DISTPRI | 377019018.3379 | 250528630.271 | 63073495.4569 | 736045.088 | 0 | 63809540.5449 | 27199038.3807 | 7721219.3557 | 0 | 0 | 34920257.7364 | 1551261.097 | 17942504.476 | 0 | 0 | 19493765.573 | 7381360.7477 | 176851.3016 | 7558212.0493 | 126994.5465 | 465521.9752 | 116095.6416
[6 empty] | DISTSEC | 165250214.1116 | 123376101.0383 | 27696299.7911 | 0 | 0 | 27696299.7911 | 9763237.6536 | 0 | 0 | 0 | 9763237.6536 | 432126.3311 | 0 | 0 | 0 | 432126.3311 | 2717254.6785 | 0 | 2717254.6785 | 44308.3003 | 978394.6968 | 242491.6219
[6 empty] | ENERGY | 17611590.0347 | 6402385.0112 | 2066473.2037 | 23657.1976 | 599.5902 | 2090729.9915 | 1000002.9582 | 279130.7183 | 22098.9906 | 4530.192 | 1305762.8591 | 66634.7615 | 796339.3257 | 5629746.4211 | 902221.2844 | 7394941.7927 | 271246.6671 | 6375.2547 | 277621.9218 | 6228.1078 | 107167.7675 | 26752.5832
[6 empty] | CUSTOMER | 343436946.2179 | 248349000.1391 | 60616423.2307 | 497187.7564 | 70865.2684 | 61184476.2556 | 1016070.248 | 416717.7567 | 203277.7082 | 87073.8457 | 1723139.5587 | 14641.635 | 259509.4021 | 527081.9665 | 130616.2111 | 931849.2147 | 343788.0556 | 5298.2885 | 349086.3441 | 20394.6589 | 26802722.1139 | 4076277.9329
| Net Electric Plant in Service |  |  | 1954798334.78 |  | TOTAL | 1954798334.78 | 1141517730.4546 | 283440135.192 | 2775819.491 | 110921.271 | 286326875.954 | 93740720.2261 | 24000526.2643 | 1520316.5361 | 307648.0064 | 119569211.0329 | 5316245.9253 | 54789830.6729 | 254073153.0902 | 32193104.9393 | 346372334.6277 | 25577339.6912 | 546795.0109 | 26124134.7021 | 454498.6974 | 29649967.7801 | 4783581.5311
[5 empty] | RB_GUP_EPIS_T | PRODUCTION | 0 | 0 | 0 | 0 | 0 | 0 | 0 | 0 | 0 | 0 | 0 | 0 | 0 | 0 | 0 | 0 | 0 | 0 | 0 | 0 | 0 | 0
[5 empty] | RB_GUP_EPIS_T | BULKTRAN | 0 | 0 | 0 | 0 | 0 | 0 | 0 | 0 | 0 | 0 | 0 | 0 | 0 | 0 | 0 | 0 | 0 | 0 | 0 | 0 | 0 | 0
[5 empty] | RB_GUP_EPIS_T | SUBTRAN | 0 | 0 | 0 | 0 | 0 | 0 | 0 | 0 | 0 | 0 | 0 | 0 | 0 | 0 | 0 | 0 | 0 | 0 | 0 | 0 | 0 | 0
[5 empty] | RB_GUP_EPIS_T | DISTPRI | 0 | 0 | 0 | 0 | 0 | 0 | 0 | 0 | 0 | 0 | 0 | 0 | 0 | 0 | 0 | 0 | 0 | 0 | 0 | 0 | 0 | 0
[5 empty] | RB_GUP_EPIS_T | DISTSEC | 0 | 0 | 0 | 0 | 0 | 0 | 0 | 0 | 0 | 0 | 0 | 0 | 0 | 0 | 0 | 0 | 0 | 0 | 0 | 0 | 0 | 0
[5 empty] | RB_GUP_EPIS_T | ENERGY | 0 | 0 | 0 | 0 | 0 | 0 | 0 | 0 | 0 | 0 | 0 | 0 | 0 | 0 | 0 | 0 | 0 | 0 | 0 | 0 | 0 | 0
[5 empty] | RB_GUP_EPIS_T | CUSTOMER | 0 | 0 | 0 | 0 | 0 | 0 | 0 | 0 | 0 | 0 | 0 | 0 | 0 | 0 | 0 | 0 | 0 | 0 | 0 | 0 | 0 | 0
|  |  | Plant Held for Future Use - Tranmsission | 0 | RB_GUP_EPIS_T | TOTAL | 0 | 0 | 0 | 0 | 0 | 0 | 0 | 0 | 0 | 0 | 0 | 0 | 0 | 0 | 0 | 0 | 0 | 0 | 0 | 0 | 0 | 0
[5 empty] | RB_GUP_EPIS_D | PRODUCTION | 0 | 0 | 0 | 0 | 0 | 0 | 0 | 0 | 0 | 0 | 0 | 0 | 0 | 0 | 0 | 0 | 0 | 0 | 0 | 0 | 0 | 0
[5 empty] | RB_GUP_EPIS_D | BULKTRAN | 0 | 0 | 0 | 0 | 0 | 0 | 0 | 0 | 0 | 0 | 0 | 0 | 0 | 0 | 0 | 0 | 0 | 0 | 0 | 0 | 0 | 0
[5 empty] | RB_GUP_EPIS_D | SUBTRAN | 0 | 0 | 0 | 0 | 0 | 0 | 0 | 0 | 0 | 0 | 0 | 0 | 0 | 0 | 0 | 0 | 0 | 0 | 0 | 0 | 0 | 0
[5 empty] | RB_GUP_EPIS_D | DISTPRI | 343189.9167 | 228049.2378 | 57414.047 | 670.0014 | 0 | 58084.0484 | 24758.5275 | 7028.411 | 0 | 0 | 31786.9385 | 1412.0698 | 16332.5623 | 0 | 0 | 17744.6321 | 6719.0472 | 160.9828 | 6880.03 | 115.5996 | 423.7517 | 105.6786
[5 empty] | RB_GUP_EPIS_D | DISTSEC | 152663.9754 | 113979.193 | 25586.8185 | 0 | 0 | 25586.8185 | 9019.6232 | 0 | 0 | 0 | 9019.6232 | 399.2135 | 0 | 0 | 0 | 399.2135 | 2510.2957 | 0 | 2510.2957 | 40.9336 | 903.8755 | 224.0223
[5 empty] | RB_GUP_EPIS_D | ENERGY | 0 | 0 | 0 | 0 | 0 | 0 | 0 | 0 | 0 | 0 | 0 | 0 | 0 | 0 | 0 | 0 | 0 | 0 | 0 | 0 | 0 | 0
[5 empty] | RB_GUP_EPIS_D | CUSTOMER | 305817.3179 | 219595.7592 | 53827.7464 | 437.795 | 62.4577 | 54327.9992 | 900.0117 | 366.7899 | 179.2106 | 76.8029 | 1522.8152 | 12.9583 | 228.4341 | 464.6986 | 115.2051 | 821.2961 | 304.723 | 4.6601 | 309.3831 | 18.0984 | 25382.4181 | 3839.5486
|  |  | Plant Held for Future Use - Distribution | 801671.21 | RB_GUP_EPIS_D | TOTAL | 801671.21 | 561624.19 | 136828.612 | 1107.7964 | 62.4577 | 137998.8661 | 34678.1624 | 7395.2009 | 179.2106 | 76.8029 | 42329.3769 | 1824.2416 | 16560.9964 | 464.6986 | 115.2051 | 18965.1417 | 9534.0659 | 165.6429 | 9699.7088 | 174.6316 | 26710.0453 | 4169.2496
[6 empty] | PRODUCTION | 0 | 0 | 0 | 0 | 0 | 0 | 0 | 0 | 0 | 0 | 0 | 0 | 0 | 0 | 0 | 0 | 0 | 0 | 0 | 0 | 0 | 0
[6 empty] | BULKTRAN | 0 | 0 | 0 | 0 | 0 | 0 | 0 | 0 | 0 | 0 | 0 | 0 | 0 | 0 | 0 | 0 | 0 | 0 | 0 | 0 | 0 | 0
[6 empty] | SUBTRAN | 0 | 0 | 0 | 0 | 0 | 0 | 0 | 0 | 0 | 0 | 0 | 0 | 0 | 0 | 0 | 0 | 0 | 0 | 0 | 0 | 0 | 0
[6 empty] | DISTPRI | 343189.9167 | 228049.2378 | 57414.047 | 670.0014 | 0 | 58084.0484 | 24758.5275 | 7028.411 | 0 | 0 | 31786.9385 | 1412.0698 | 16332.5623 | 0 | 0 | 17744.6321 | 6719.0472 | 160.9828 | 6880.03 | 115.5996 | 423.7517 | 105.6786
[6 empty] | DISTSEC | 152663.9754 | 113979.193 | 25586.8185 | 0 | 0 | 25586.8185 | 9019.6232 | 0 | 0 | 0 | 9019.6232 | 399.2135 | 0 | 0 | 0 | 399.2135 | 2510.2957 | 0 | 2510.2957 | 40.9336 | 903.8755 | 224.0223
[6 empty] | ENERGY | 0 | 0 | 0 | 0 | 0 | 0 | 0 | 0 | 0 | 0 | 0 | 0 | 0 | 0 | 0 | 0 | 0 | 0 | 0 | 0 | 0 | 0
[6 empty] | CUSTOMER | 305817.3179 | 219595.7592 | 53827.7464 | 437.795 | 62.4577 | 54327.9992 | 900.0117 | 366.7899 | 179.2106 | 76.8029 | 1522.8152 | 12.9583 | 228.4341 | 464.6986 | 115.2051 | 821.2961 | 304.723 | 4.6601 | 309.3831 | 18.0984 | 25382.4181 | 3839.5486
|  | Total Plant Held for Future Use |  | 801671.21 |  | TOTAL | 801671.21 | 561624.19 | 136828.612 | 1107.7964 | 62.4577 | 137998.8661 | 34678.1624 | 7395.2009 | 179.2106 | 76.8029 | 42329.3769 | 1824.2416 | 16560.9964 | 464.6986 | 115.2051 | 18965.1417 | 9534.0659 | 165.6429 | 9699.7088 | 174.6316 | 26710.0453 | 4169.2496
Working Capital
Working Capital - Cash
[5 empty] | EXP_OM_LPP | PRODUCTION | -44093637.3949 | -21636876.7146 | -5469151.2689 | -58419.7627 | -1058.9456 | -5528629.9772 | -2276762.4976 | -654716.6117 | -50702.8443 | -32585.4033 | -3014767.3569 | -138450.0639 | -1508051.0119 | -9970203.7597 | -1579922.5287 | -13196627.3642 | -617176.6142 | -15077.8343 | -632254.4485 | -10918.9645 | -58853.5501 | -14709.0188
[5 empty] | EXP_OM_LPP | BULKTRAN | -3648692.269 | -1803735.1734 | -458567.4063 | -4611.0887 | 64.5363 | -463113.9587 | -191079.7449 | -55249.6206 | -4288.4714 | 36643.2096 | -213974.6273 | -11510.3051 | -126414.8717 | -840205.7849 | -129721.9434 | -1107852.9051 | -51617.6267 | -1268.7344 | -52886.3611 | -923.0828 | -4953.8898 | -1252.2706
[5 empty] | EXP_OM_LPP | SUBTRAN | -1414591.9388 | -670002.8881 | -172349.5391 | -1735.4206 | 26.4021 | -174058.5577 | -74816.0967 | -21521.835 | -2163.5494 | 0 | -98501.4811 | -4201.5335 | -48912.0645 | -396546.3917 | 0 | -449659.9898 | -20210.5303 | -492.1305 | -20702.6607 | -340.1982 | -1057.9844 | -268.1789
[5 empty] | EXP_OM_LPP | DISTPRI | -7630873.0777 | -5072891.5113 | -1277110.3445 | -12276.1845 | 0 | -1289386.529 | -545554.5877 | -157948.1276 | 0 | 0 | -703502.7153 | -31774.368 | -367638.6696 | 0 | 0 | -399413.0376 | -147565.57 | -3621.9463 | -151187.5163 | -2617.0355 | -9475.9795 | -2398.7532
[5 empty] | EXP_OM_LPP | DISTSEC | -3069977.0848 | -2293698.8389 | -514900.4191 | 0 | 0 | -514900.4191 | -179675.7022 | 0 | 0 | 0 | -179675.7022 | -8133.5294 | 0 | 0 | 0 | -8133.5294 | -49827.7366 | 0 | -49827.7366 | -839.5042 | -18293.6822 | -4607.6722
[5 empty] | EXP_OM_LPP | ENERGY | 9952199.2581 | 3609249.2569 | 1169272.2862 | 17433.378 | 740.2877 | 1187445.9519 | 576198.6546 | 155498.7757 | 13283.8683 | -34465.8643 | 710515.4343 | 36677.525 | 440368.4521 | 3231923.9801 | 497271.8102 | 4206241.7673 | 156904.7125 | 3537.5132 | 160442.2257 | 3424.5742 | 60178.5077 | 14701.5402
[5 empty] | EXP_OM_LPP | CUSTOMER | -10866592.3722 | -8504003.6148 | -1995336.9658 | -16281.6305 | -1231.367 | -2012849.9632 | -34499.7839 | -15583.8166 | -7321.1503 | 3867.778 | -53536.9729 | -509.444 | -9715.9044 | -19293.2065 | -4812.0847 | -34330.6396 | -11563.0526 | -199.3282 | -11762.3808 | -691.3257 | -205717.3928 | -43700.0825
|  |  | Working Capital Cash - Excl Sys Sales | -60772164.8793 | EXP_OM_LPP | TOTAL | -60772164.8793 | -36371959.4843 | -8718143.6575 | -75890.709 | -1459.0865 | -8795493.453 | -2726189.7584 | -749521.2359 | -51192.1471 | -26540.28 | -3553443.4215 | -157901.7189 | -1620364.07 | -7994325.1627 | -1217184.7468 | -10989775.6984 | -741056.4178 | -17122.4605 | -758178.8783 | -12905.5367 | -238173.9711 | -52234.436
[6 empty] | PRODUCTION | -44093637.3949 | -21636876.7146 | -5469151.2689 | -58419.7627 | -1058.9456 | -5528629.9772 | -2276762.4976 | -654716.6117 | -50702.8443 | -32585.4033 | -3014767.3569 | -138450.0639 | -1508051.0119 | -9970203.7597 | -1579922.5287 | -13196627.3642 | -617176.6142 | -15077.8343 | -632254.4485 | -10918.9645 | -58853.5501 | -14709.0188
[6 empty] | BULKTRAN | -3648692.269 | -1803735.1734 | -458567.4063 | -4611.0887 | 64.5363 | -463113.9587 | -191079.7449 | -55249.6206 | -4288.4714 | 36643.2096 | -213974.6273 | -11510.3051 | -126414.8717 | -840205.7849 | -129721.9434 | -1107852.9051 | -51617.6267 | -1268.7344 | -52886.3611 | -923.0828 | -4953.8898 | -1252.2706
[6 empty] | SUBTRAN | -1414591.9388 | -670002.8881 | -172349.5391 | -1735.4206 | 26.4021 | -174058.5577 | -74816.0967 | -21521.835 | -2163.5494 | 0 | -98501.4811 | -4201.5335 | -48912.0645 | -396546.3917 | 0 | -449659.9898 | -20210.5303 | -492.1305 | -20702.6607 | -340.1982 | -1057.9844 | -268.1789
[6 empty] | DISTPRI | -7630873.0777 | -5072891.5113 | -1277110.3445 | -12276.1845 | 0 | -1289386.529 | -545554.5877 | -157948.1276 | 0 | 0 | -703502.7153 | -31774.368 | -367638.6696 | 0 | 0 | -399413.0376 | -147565.57 | -3621.9463 | -151187.5163 | -2617.0355 | -9475.9795 | -2398.7532
[6 empty] | DISTSEC | -3069977.0848 | -2293698.8389 | -514900.4191 | 0 | 0 | -514900.4191 | -179675.7022 | 0 | 0 | 0 | -179675.7022 | -8133.5294 | 0 | 0 | 0 | -8133.5294 | -49827.7366 | 0 | -49827.7366 | -839.5042 | -18293.6822 | -4607.6722
[6 empty] | ENERGY | 9952199.2581 | 3609249.2569 | 1169272.2862 | 17433.378 | 740.2877 | 1187445.9519 | 576198.6546 | 155498.7757 | 13283.8683 | -34465.8643 | 710515.4343 | 36677.525 | 440368.4521 | 3231923.9801 | 497271.8102 | 4206241.7673 | 156904.7125 | 3537.5132 | 160442.2257 | 3424.5742 | 60178.5077 | 14701.5402
[6 empty] | CUSTOMER | -10866592.3722 | -8504003.6148 | -1995336.9658 | -16281.6305 | -1231.367 | -2012849.9632 | -34499.7839 | -15583.8166 | -7321.1503 | 3867.778 | -53536.9729 | -509.444 | -9715.9044 | -19293.2065 | -4812.0847 | -34330.6396 | -11563.0526 | -199.3282 | -11762.3808 | -691.3257 | -205717.3928 | -43700.0825
|  |  | Total Working Capital - Cash | -60772164.8793 |  | TOTAL | -60772164.8793 | -36371959.4843 | -8718143.6575 | -75890.709 | -1459.0865 | -8795493.453 | -2726189.7584 | -749521.2359 | -51192.1471 | -26540.28 | -3553443.4215 | -157901.7189 | -1620364.07 | -7994325.1627 | -1217184.7468 | -10989775.6984 | -741056.4178 | -17122.4605 | -758178.8783 | -12905.5367 | -238173.9711 | -52234.436
Cash Working Capital Adjustments
[5 empty] | PROD_ENERGY | PRODUCTION | 0 | 0 | 0 | 0 | 0 | 0 | 0 | 0 | 0 | 0 | 0 | 0 | 0 | 0 | 0 | 0 | 0 | 0 | 0 | 0 | 0 | 0
[5 empty] | PROD_ENERGY | BULKTRAN | 0 | 0 | 0 | 0 | 0 | 0 | 0 | 0 | 0 | 0 | 0 | 0 | 0 | 0 | 0 | 0 | 0 | 0 | 0 | 0 | 0 | 0
[5 empty] | PROD_ENERGY | SUBTRAN | 0 | 0 | 0 | 0 | 0 | 0 | 0 | 0 | 0 | 0 | 0 | 0 | 0 | 0 | 0 | 0 | 0 | 0 | 0 | 0 | 0 | 0
[5 empty] | PROD_ENERGY | DISTPRI | 0 | 0 | 0 | 0 | 0 | 0 | 0 | 0 | 0 | 0 | 0 | 0 | 0 | 0 | 0 | 0 | 0 | 0 | 0 | 0 | 0 | 0
[5 empty] | PROD_ENERGY | DISTSEC | 0 | 0 | 0 | 0 | 0 | 0 | 0 | 0 | 0 | 0 | 0 | 0 | 0 | 0 | 0 | 0 | 0 | 0 | 0 | 0 | 0 | 0
[5 empty] | PROD_ENERGY | ENERGY | 0 | 0 | 0 | 0 | 0 | 0 | 0 | 0 | 0 | 0 | 0 | 0 | 0 | 0 | 0 | 0 | 0 | 0 | 0 | 0 | 0 | 0
[5 empty] | PROD_ENERGY | CUSTOMER | 0 | 0 | 0 | 0 | 0 | 0 | 0 | 0 | 0 | 0 | 0 | 0 | 0 | 0 | 0 | 0 | 0 | 0 | 0 | 0 | 0 | 0
|  |  |  | 0 | PROD_ENERGY | TOTAL | 0 | 0 | 0 | 0 | 0 | 0 | 0 | 0 | 0 | 0 | 0 | 0 | 0 | 0 | 0 | 0 | 0 | 0 | 0 | 0 | 0 | 0
[5 empty] | PROD_ENERGY | PRODUCTION | 0 | 0 | 0 | 0 | 0 | 0 | 0 | 0 | 0 | 0 | 0 | 0 | 0 | 0 | 0 | 0 | 0 | 0 | 0 | 0 | 0 | 0
[5 empty] | PROD_ENERGY | BULKTRAN | 0 | 0 | 0 | 0 | 0 | 0 | 0 | 0 | 0 | 0 | 0 | 0 | 0 | 0 | 0 | 0 | 0 | 0 | 0 | 0 | 0 | 0
[5 empty] | PROD_ENERGY | SUBTRAN | 0 | 0 | 0 | 0 | 0 | 0 | 0 | 0 | 0 | 0 | 0 | 0 | 0 | 0 | 0 | 0 | 0 | 0 | 0 | 0 | 0 | 0
[5 empty] | PROD_ENERGY | DISTPRI | 0 | 0 | 0 | 0 | 0 | 0 | 0 | 0 | 0 | 0 | 0 | 0 | 0 | 0 | 0 | 0 | 0 | 0 | 0 | 0 | 0 | 0
[5 empty] | PROD_ENERGY | DISTSEC | 0 | 0 | 0 | 0 | 0 | 0 | 0 | 0 | 0 | 0 | 0 | 0 | 0 | 0 | 0 | 0 | 0 | 0 | 0 | 0 | 0 | 0
[5 empty] | PROD_ENERGY | ENERGY | 0 | 0 | 0 | 0 | 0 | 0 | 0 | 0 | 0 | 0 | 0 | 0 | 0 | 0 | 0 | 0 | 0 | 0 | 0 | 0 | 0 | 0
[5 empty] | PROD_ENERGY | CUSTOMER | 0 | 0 | 0 | 0 | 0 | 0 | 0 | 0 | 0 | 0 | 0 | 0 | 0 | 0 | 0 | 0 | 0 | 0 | 0 | 0 | 0 | 0
|  |  |  | 0 | PROD_ENERGY | TOTAL | 0 | 0 | 0 | 0 | 0 | 0 | 0 | 0 | 0 | 0 | 0 | 0 | 0 | 0 | 0 | 0 | 0 | 0 | 0 | 0 | 0 | 0
[5 empty] | PROD_ENERGY | PRODUCTION | 0 | 0 | 0 | 0 | 0 | 0 | 0 | 0 | 0 | 0 | 0 | 0 | 0 | 0 | 0 | 0 | 0 | 0 | 0 | 0 | 0 | 0
[5 empty] | PROD_ENERGY | BULKTRAN | 0 | 0 | 0 | 0 | 0 | 0 | 0 | 0 | 0 | 0 | 0 | 0 | 0 | 0 | 0 | 0 | 0 | 0 | 0 | 0 | 0 | 0
[5 empty] | PROD_ENERGY | SUBTRAN | 0 | 0 | 0 | 0 | 0 | 0 | 0 | 0 | 0 | 0 | 0 | 0 | 0 | 0 | 0 | 0 | 0 | 0 | 0 | 0 | 0 | 0
[5 empty] | PROD_ENERGY | DISTPRI | 0 | 0 | 0 | 0 | 0 | 0 | 0 | 0 | 0 | 0 | 0 | 0 | 0 | 0 | 0 | 0 | 0 | 0 | 0 | 0 | 0 | 0
[5 empty] | PROD_ENERGY | DISTSEC | 0 | 0 | 0 | 0 | 0 | 0 | 0 | 0 | 0 | 0 | 0 | 0 | 0 | 0 | 0 | 0 | 0 | 0 | 0 | 0 | 0 | 0
[5 empty] | PROD_ENERGY | ENERGY | 0 | 0 | 0 | 0 | 0 | 0 | 0 | 0 | 0 | 0 | 0 | 0 | 0 | 0 | 0 | 0 | 0 | 0 | 0 | 0 | 0 | 0
[5 empty] | PROD_ENERGY | CUSTOMER | 0 | 0 | 0 | 0 | 0 | 0 | 0 | 0 | 0 | 0 | 0 | 0 | 0 | 0 | 0 | 0 | 0 | 0 | 0 | 0 | 0 | 0
|  |  |  | 0 | PROD_ENERGY | TOTAL | 0 | 0 | 0 | 0 | 0 | 0 | 0 | 0 | 0 | 0 | 0 | 0 | 0 | 0 | 0 | 0 | 0 | 0 | 0 | 0 | 0 | 0
[5 empty] | PROD_DEMAND | PRODUCTION | 0 | 0 | 0 | 0 | 0 | 0 | 0 | 0 | 0 | 0 | 0 | 0 | 0 | 0 | 0 | 0 | 0 | 0 | 0 | 0 | 0 | 0
[5 empty] | PROD_DEMAND | BULKTRAN | 0 | 0 | 0 | 0 | 0 | 0 | 0 | 0 | 0 | 0 | 0 | 0 | 0 | 0 | 0 | 0 | 0 | 0 | 0 | 0 | 0 | 0
[5 empty] | PROD_DEMAND | SUBTRAN | 0 | 0 | 0 | 0 | 0 | 0 | 0 | 0 | 0 | 0 | 0 | 0 | 0 | 0 | 0 | 0 | 0 | 0 | 0 | 0 | 0 | 0
[5 empty] | PROD_DEMAND | DISTPRI | 0 | 0 | 0 | 0 | 0 | 0 | 0 | 0 | 0 | 0 | 0 | 0 | 0 | 0 | 0 | 0 | 0 | 0 | 0 | 0 | 0 | 0
[5 empty] | PROD_DEMAND | DISTSEC | 0 | 0 | 0 | 0 | 0 | 0 | 0 | 0 | 0 | 0 | 0 | 0 | 0 | 0 | 0 | 0 | 0 | 0 | 0 | 0 | 0 | 0
[5 empty] | PROD_DEMAND | ENERGY | 0 | 0 | 0 | 0 | 0 | 0 | 0 | 0 | 0 | 0 | 0 | 0 | 0 | 0 | 0 | 0 | 0 | 0 | 0 | 0 | 0 | 0
[5 empty] | PROD_DEMAND | CUSTOMER | 0 | 0 | 0 | 0 | 0 | 0 | 0 | 0 | 0 | 0 | 0 | 0 | 0 | 0 | 0 | 0 | 0 | 0 | 0 | 0 | 0 | 0
|  |  |  | 0 | PROD_DEMAND | TOTAL | 0 | 0 | 0 | 0 | 0 | 0 | 0 | 0 | 0 | 0 | 0 | 0 | 0 | 0 | 0 | 0 | 0 | 0 | 0 | 0 | 0 | 0
[5 empty] | CUST_TOTAL | PRODUCTION | 0 | 0 | 0 | 0 | 0 | 0 | 0 | 0 | 0 | 0 | 0 | 0 | 0 | 0 | 0 | 0 | 0 | 0 | 0 | 0 | 0 | 0
[5 empty] | CUST_TOTAL | BULKTRAN | 0 | 0 | 0 | 0 | 0 | 0 | 0 | 0 | 0 | 0 | 0 | 0 | 0 | 0 | 0 | 0 | 0 | 0 | 0 | 0 | 0 | 0
[5 empty] | CUST_TOTAL | SUBTRAN | 0 | 0 | 0 | 0 | 0 | 0 | 0 | 0 | 0 | 0 | 0 | 0 | 0 | 0 | 0 | 0 | 0 | 0 | 0 | 0 | 0 | 0
[5 empty] | CUST_TOTAL | DISTPRI | 0 | 0 | 0 | 0 | 0 | 0 | 0 | 0 | 0 | 0 | 0 | 0 | 0 | 0 | 0 | 0 | 0 | 0 | 0 | 0 | 0 | 0
[5 empty] | CUST_TOTAL | DISTSEC | 0 | 0 | 0 | 0 | 0 | 0 | 0 | 0 | 0 | 0 | 0 | 0 | 0 | 0 | 0 | 0 | 0 | 0 | 0 | 0 | 0 | 0
[5 empty] | CUST_TOTAL | ENERGY | 0 | 0 | 0 | 0 | 0 | 0 | 0 | 0 | 0 | 0 | 0 | 0 | 0 | 0 | 0 | 0 | 0 | 0 | 0 | 0 | 0 | 0
[5 empty] | CUST_TOTAL | CUSTOMER | 0 | 0 | 0 | 0 | 0 | 0 | 0 | 0 | 0 | 0 | 0 | 0 | 0 | 0 | 0 | 0 | 0 | 0 | 0 | 0 | 0 | 0
|  |  |  | 0 | CUST_TOTAL | TOTAL | 0 | 0 | 0 | 0 | 0 | 0 | 0 | 0 | 0 | 0 | 0 | 0 | 0 | 0 | 0 | 0 | 0 | 0 | 0 | 0 | 0 | 0
[5 empty] | CUST_TOTAL | PRODUCTION | 0 | 0 | 0 | 0 | 0 | 0 | 0 | 0 | 0 | 0 | 0 | 0 | 0 | 0 | 0 | 0 | 0 | 0 | 0 | 0 | 0 | 0
[5 empty] | CUST_TOTAL | BULKTRAN | 0 | 0 | 0 | 0 | 0 | 0 | 0 | 0 | 0 | 0 | 0 | 0 | 0 | 0 | 0 | 0 | 0 | 0 | 0 | 0 | 0 | 0
[5 empty] | CUST_TOTAL | SUBTRAN | 0 | 0 | 0 | 0 | 0 | 0 | 0 | 0 | 0 | 0 | 0 | 0 | 0 | 0 | 0 | 0 | 0 | 0 | 0 | 0 | 0 | 0
[5 empty] | CUST_TOTAL | DISTPRI | 0 | 0 | 0 | 0 | 0 | 0 | 0 | 0 | 0 | 0 | 0 | 0 | 0 | 0 | 0 | 0 | 0 | 0 | 0 | 0 | 0 | 0
[5 empty] | CUST_TOTAL | DISTSEC | 0 | 0 | 0 | 0 | 0 | 0 | 0 | 0 | 0 | 0 | 0 | 0 | 0 | 0 | 0 | 0 | 0 | 0 | 0 | 0 | 0 | 0
[5 empty] | CUST_TOTAL | ENERGY | 0 | 0 | 0 | 0 | 0 | 0 | 0 | 0 | 0 | 0 | 0 | 0 | 0 | 0 | 0 | 0 | 0 | 0 | 0 | 0 | 0 | 0
[5 empty] | CUST_TOTAL | CUSTOMER | 0 | 0 | 0 | 0 | 0 | 0 | 0 | 0 | 0 | 0 | 0 | 0 | 0 | 0 | 0 | 0 | 0 | 0 | 0 | 0 | 0 | 0
|  |  |  | 0 | CUST_TOTAL | TOTAL | 0 | 0 | 0 | 0 | 0 | 0 | 0 | 0 | 0 | 0 | 0 | 0 | 0 | 0 | 0 | 0 | 0 | 0 | 0 | 0 | 0 | 0
[5 empty] | RSALE | PRODUCTION | 0 | 0 | 0 | 0 | 0 | 0 | 0 | 0 | 0 | 0 | 0 | 0 | 0 | 0 | 0 | 0 | 0 | 0 | 0 | 0 | 0 | 0
[5 empty] | RSALE | BULKTRAN | 0 | 0 | 0 | 0 | 0 | 0 | 0 | 0 | 0 | 0 | 0 | 0 | 0 | 0 | 0 | 0 | 0 | 0 | 0 | 0 | 0 | 0
[5 empty] | RSALE | SUBTRAN | 0 | 0 | 0 | 0 | 0 | 0 | 0 | 0 | 0 | 0 | 0 | 0 | 0 | 0 | 0 | 0 | 0 | 0 | 0 | 0 | 0 | 0
[5 empty] | RSALE | DISTPRI | 0 | 0 | 0 | 0 | 0 | 0 | 0 | 0 | 0 | 0 | 0 | 0 | 0 | 0 | 0 | 0 | 0 | 0 | 0 | 0 | 0 | 0
[5 empty] | RSALE | DISTSEC | 0 | 0 | 0 | 0 | 0 | 0 | 0 | 0 | 0 | 0 | 0 | 0 | 0 | 0 | 0 | 0 | 0 | 0 | 0 | 0 | 0 | 0
[5 empty] | RSALE | ENERGY | 0 | 0 | 0 | 0 | 0 | 0 | 0 | 0 | 0 | 0 | 0 | 0 | 0 | 0 | 0 | 0 | 0 | 0 | 0 | 0 | 0 | 0
[5 empty] | RSALE | CUSTOMER | 0 | 0 | 0 | 0 | 0 | 0 | 0 | 0 | 0 | 0 | 0 | 0 | 0 | 0 | 0 | 0 | 0 | 0 | 0 | 0 | 0 | 0
|  |  |  | 0 | RSALE | TOTAL | 0 | 0 | 0 | 0 | 0 | 0 | 0 | 0 | 0 | 0 | 0 | 0 | 0 | 0 | 0 | 0 | 0 | 0 | 0 | 0 | 0 | 0
[5 empty] | RSALE | PRODUCTION | 0 | 0 | 0 | 0 | 0 | 0 | 0 | 0 | 0 | 0 | 0 | 0 | 0 | 0 | 0 | 0 | 0 | 0 | 0 | 0 | 0 | 0
[5 empty] | RSALE | BULKTRAN | 0 | 0 | 0 | 0 | 0 | 0 | 0 | 0 | 0 | 0 | 0 | 0 | 0 | 0 | 0 | 0 | 0 | 0 | 0 | 0 | 0 | 0
[5 empty] | RSALE | SUBTRAN | 0 | 0 | 0 | 0 | 0 | 0 | 0 | 0 | 0 | 0 | 0 | 0 | 0 | 0 | 0 | 0 | 0 | 0 | 0 | 0 | 0 | 0
[5 empty] | RSALE | DISTPRI | 0 | 0 | 0 | 0 | 0 | 0 | 0 | 0 | 0 | 0 | 0 | 0 | 0 | 0 | 0 | 0 | 0 | 0 | 0 | 0 | 0 | 0
[5 empty] | RSALE | DISTSEC | 0 | 0 | 0 | 0 | 0 | 0 | 0 | 0 | 0 | 0 | 0 | 0 | 0 | 0 | 0 | 0 | 0 | 0 | 0 | 0 | 0 | 0
[5 empty] | RSALE | ENERGY | 0 | 0 | 0 | 0 | 0 | 0 | 0 | 0 | 0 | 0 | 0 | 0 | 0 | 0 | 0 | 0 | 0 | 0 | 0 | 0 | 0 | 0
[5 empty] | RSALE | CUSTOMER | 0 | 0 | 0 | 0 | 0 | 0 | 0 | 0 | 0 | 0 | 0 | 0 | 0 | 0 | 0 | 0 | 0 | 0 | 0 | 0 | 0 | 0
|  |  |  | 0 | RSALE | TOTAL | 0 | 0 | 0 | 0 | 0 | 0 | 0 | 0 | 0 | 0 | 0 | 0 | 0 | 0 | 0 | 0 | 0 | 0 | 0 | 0 | 0 | 0
[5 empty] | RSALE | PRODUCTION | 0 | 0 | 0 | 0 | 0 | 0 | 0 | 0 | 0 | 0 | 0 | 0 | 0 | 0 | 0 | 0 | 0 | 0 | 0 | 0 | 0 | 0
[5 empty] | RSALE | BULKTRAN | 0 | 0 | 0 | 0 | 0 | 0 | 0 | 0 | 0 | 0 | 0 | 0 | 0 | 0 | 0 | 0 | 0 | 0 | 0 | 0 | 0 | 0
[5 empty] | RSALE | SUBTRAN | 0 | 0 | 0 | 0 | 0 | 0 | 0 | 0 | 0 | 0 | 0 | 0 | 0 | 0 | 0 | 0 | 0 | 0 | 0 | 0 | 0 | 0
[5 empty] | RSALE | DISTPRI | 0 | 0 | 0 | 0 | 0 | 0 | 0 | 0 | 0 | 0 | 0 | 0 | 0 | 0 | 0 | 0 | 0 | 0 | 0 | 0 | 0 | 0
[5 empty] | RSALE | DISTSEC | 0 | 0 | 0 | 0 | 0 | 0 | 0 | 0 | 0 | 0 | 0 | 0 | 0 | 0 | 0 | 0 | 0 | 0 | 0 | 0 | 0 | 0
[5 empty] | RSALE | ENERGY | 0 | 0 | 0 | 0 | 0 | 0 | 0 | 0 | 0 | 0 | 0 | 0 | 0 | 0 | 0 | 0 | 0 | 0 | 0 | 0 | 0 | 0
[5 empty] | RSALE | CUSTOMER | 0 | 0 | 0 | 0 | 0 | 0 | 0 | 0 | 0 | 0 | 0 | 0 | 0 | 0 | 0 | 0 | 0 | 0 | 0 | 0 | 0 | 0
|  |  |  | 0 | RSALE | TOTAL | 0 | 0 | 0 | 0 | 0 | 0 | 0 | 0 | 0 | 0 | 0 | 0 | 0 | 0 | 0 | 0 | 0 | 0 | 0 | 0 | 0 | 0
[5 empty] | TDOMX | PRODUCTION | 0 | 0 | 0 | 0 | 0 | 0 | 0 | 0 | 0 | 0 | 0 | 0 | 0 | 0 | 0 | 0 | 0 | 0 | 0 | 0 | 0 | 0
[5 empty] | TDOMX | BULKTRAN | 0 | 0 | 0 | 0 | 0 | 0 | 0 | 0 | 0 | 0 | 0 | 0 | 0 | 0 | 0 | 0 | 0 | 0 | 0 | 0 | 0 | 0
[5 empty] | TDOMX | SUBTRAN | 0 | 0 | 0 | 0 | 0 | 0 | 0 | 0 | 0 | 0 | 0 | 0 | 0 | 0 | 0 | 0 | 0 | 0 | 0 | 0 | 0 | 0
[5 empty] | TDOMX | DISTPRI | 0 | 0 | 0 | 0 | 0 | 0 | 0 | 0 | 0 | 0 | 0 | 0 | 0 | 0 | 0 | 0 | 0 | 0 | 0 | 0 | 0 | 0
[5 empty] | TDOMX | DISTSEC | 0 | 0 | 0 | 0 | 0 | 0 | 0 | 0 | 0 | 0 | 0 | 0 | 0 | 0 | 0 | 0 | 0 | 0 | 0 | 0 | 0 | 0
[5 empty] | TDOMX | ENERGY | 0 | 0 | 0 | 0 | 0 | 0 | 0 | 0 | 0 | 0 | 0 | 0 | 0 | 0 | 0 | 0 | 0 | 0 | 0 | 0 | 0 | 0
[5 empty] | TDOMX | CUSTOMER | 0 | 0 | 0 | 0 | 0 | 0 | 0 | 0 | 0 | 0 | 0 | 0 | 0 | 0 | 0 | 0 | 0 | 0 | 0 | 0 | 0 | 0
|  |  |  | 0 | TDOMX | TOTAL | 0 | 0 | 0 | 0 | 0 | 0 | 0 | 0 | 0 | 0 | 0 | 0 | 0 | 0 | 0 | 0 | 0 | 0 | 0 | 0 | 0 | 0
[5 empty] | TDOMX | PRODUCTION | 0 | 0 | 0 | 0 | 0 | 0 | 0 | 0 | 0 | 0 | 0 | 0 | 0 | 0 | 0 | 0 | 0 | 0 | 0 | 0 | 0 | 0
[5 empty] | TDOMX | BULKTRAN | 0 | 0 | 0 | 0 | 0 | 0 | 0 | 0 | 0 | 0 | 0 | 0 | 0 | 0 | 0 | 0 | 0 | 0 | 0 | 0 | 0 | 0
[5 empty] | TDOMX | SUBTRAN | 0 | 0 | 0 | 0 | 0 | 0 | 0 | 0 | 0 | 0 | 0 | 0 | 0 | 0 | 0 | 0 | 0 | 0 | 0 | 0 | 0 | 0
[5 empty] | TDOMX | DISTPRI | 0 | 0 | 0 | 0 | 0 | 0 | 0 | 0 | 0 | 0 | 0 | 0 | 0 | 0 | 0 | 0 | 0 | 0 | 0 | 0 | 0 | 0
[5 empty] | TDOMX | DISTSEC | 0 | 0 | 0 | 0 | 0 | 0 | 0 | 0 | 0 | 0 | 0 | 0 | 0 | 0 | 0 | 0 | 0 | 0 | 0 | 0 | 0 | 0
[5 empty] | TDOMX | ENERGY | 0 | 0 | 0 | 0 | 0 | 0 | 0 | 0 | 0 | 0 | 0 | 0 | 0 | 0 | 0 | 0 | 0 | 0 | 0 | 0 | 0 | 0
[5 empty] | TDOMX | CUSTOMER | 0 | 0 | 0 | 0 | 0 | 0 | 0 | 0 | 0 | 0 | 0 | 0 | 0 | 0 | 0 | 0 | 0 | 0 | 0 | 0 | 0 | 0
|  |  |  | 0 | TDOMX | TOTAL | 0 | 0 | 0 | 0 | 0 | 0 | 0 | 0 | 0 | 0 | 0 | 0 | 0 | 0 | 0 | 0 | 0 | 0 | 0 | 0 | 0 | 0
[5 empty] | RSALE | PRODUCTION | 0 | 0 | 0 | 0 | 0 | 0 | 0 | 0 | 0 | 0 | 0 | 0 | 0 | 0 | 0 | 0 | 0 | 0 | 0 | 0 | 0 | 0
[5 empty] | RSALE | BULKTRAN | 0 | 0 | 0 | 0 | 0 | 0 | 0 | 0 | 0 | 0 | 0 | 0 | 0 | 0 | 0 | 0 | 0 | 0 | 0 | 0 | 0 | 0
[5 empty] | RSALE | SUBTRAN | 0 | 0 | 0 | 0 | 0 | 0 | 0 | 0 | 0 | 0 | 0 | 0 | 0 | 0 | 0 | 0 | 0 | 0 | 0 | 0 | 0 | 0
[5 empty] | RSALE | DISTPRI | 0 | 0 | 0 | 0 | 0 | 0 | 0 | 0 | 0 | 0 | 0 | 0 | 0 | 0 | 0 | 0 | 0 | 0 | 0 | 0 | 0 | 0
[5 empty] | RSALE | DISTSEC | 0 | 0 | 0 | 0 | 0 | 0 | 0 | 0 | 0 | 0 | 0 | 0 | 0 | 0 | 0 | 0 | 0 | 0 | 0 | 0 | 0 | 0
[5 empty] | RSALE | ENERGY | 0 | 0 | 0 | 0 | 0 | 0 | 0 | 0 | 0 | 0 | 0 | 0 | 0 | 0 | 0 | 0 | 0 | 0 | 0 | 0 | 0 | 0
[5 empty] | RSALE | CUSTOMER | 0 | 0 | 0 | 0 | 0 | 0 | 0 | 0 | 0 | 0 | 0 | 0 | 0 | 0 | 0 | 0 | 0 | 0 | 0 | 0 | 0 | 0
|  |  |  | 0 | RSALE | TOTAL | 0 | 0 | 0 | 0 | 0 | 0 | 0 | 0 | 0 | 0 | 0 | 0 | 0 | 0 | 0 | 0 | 0 | 0 | 0 | 0 | 0 | 0
[5 empty] | LABOR_M | PRODUCTION | 0 | 0 | 0 | 0 | 0 | 0 | 0 | 0 | 0 | 0 | 0 | 0 | 0 | 0 | 0 | 0 | 0 | 0 | 0 | 0 | 0 | 0
[5 empty] | LABOR_M | BULKTRAN | 0 | 0 | 0 | 0 | 0 | 0 | 0 | 0 | 0 | 0 | 0 | 0 | 0 | 0 | 0 | 0 | 0 | 0 | 0 | 0 | 0 | 0
[5 empty] | LABOR_M | SUBTRAN | 0 | 0 | 0 | 0 | 0 | 0 | 0 | 0 | 0 | 0 | 0 | 0 | 0 | 0 | 0 | 0 | 0 | 0 | 0 | 0 | 0 | 0
[5 empty] | LABOR_M | DISTPRI | 0 | 0 | 0 | 0 | 0 | 0 | 0 | 0 | 0 | 0 | 0 | 0 | 0 | 0 | 0 | 0 | 0 | 0 | 0 | 0 | 0 | 0
[5 empty] | LABOR_M | DISTSEC | 0 | 0 | 0 | 0 | 0 | 0 | 0 | 0 | 0 | 0 | 0 | 0 | 0 | 0 | 0 | 0 | 0 | 0 | 0 | 0 | 0 | 0
[5 empty] | LABOR_M | ENERGY | 0 | 0 | 0 | 0 | 0 | 0 | 0 | 0 | 0 | 0 | 0 | 0 | 0 | 0 | 0 | 0 | 0 | 0 | 0 | 0 | 0 | 0
[5 empty] | LABOR_M | CUSTOMER | 0 | 0 | 0 | 0 | 0 | 0 | 0 | 0 | 0 | 0 | 0 | 0 | 0 | 0 | 0 | 0 | 0 | 0 | 0 | 0 | 0 | 0
|  |  |  | 0 | LABOR_M | TOTAL | 0 | 0 | 0 | 0 | 0 | 0 | 0 | 0 | 0 | 0 | 0 | 0 | 0 | 0 | 0 | 0 | 0 | 0 | 0 | 0 | 0 | 0
[5 empty] | RB_GUP | PRODUCTION | 0 | 0 | 0 | 0 | 0 | 0 | 0 | 0 | 0 | 0 | 0 | 0 | 0 | 0 | 0 | 0 | 0 | 0 | 0 | 0 | 0 | 0
[5 empty] | RB_GUP | BULKTRAN | 0 | 0 | 0 | 0 | 0 | 0 | 0 | 0 | 0 | 0 | 0 | 0 | 0 | 0 | 0 | 0 | 0 | 0 | 0 | 0 | 0 | 0
[5 empty] | RB_GUP | SUBTRAN | 0 | 0 | 0 | 0 | 0 | 0 | 0 | 0 | 0 | 0 | 0 | 0 | 0 | 0 | 0 | 0 | 0 | 0 | 0 | 0 | 0 | 0
[5 empty] | RB_GUP | DISTPRI | 0 | 0 | 0 | 0 | 0 | 0 | 0 | 0 | 0 | 0 | 0 | 0 | 0 | 0 | 0 | 0 | 0 | 0 | 0 | 0 | 0 | 0
[5 empty] | RB_GUP | DISTSEC | 0 | 0 | 0 | 0 | 0 | 0 | 0 | 0 | 0 | 0 | 0 | 0 | 0 | 0 | 0 | 0 | 0 | 0 | 0 | 0 | 0 | 0
[5 empty] | RB_GUP | ENERGY | 0 | 0 | 0 | 0 | 0 | 0 | 0 | 0 | 0 | 0 | 0 | 0 | 0 | 0 | 0 | 0 | 0 | 0 | 0 | 0 | 0 | 0
[5 empty] | RB_GUP | CUSTOMER | 0 | 0 | 0 | 0 | 0 | 0 | 0 | 0 | 0 | 0 | 0 | 0 | 0 | 0 | 0 | 0 | 0 | 0 | 0 | 0 | 0 | 0
|  |  |  | 0 | RB_GUP | TOTAL | 0 | 0 | 0 | 0 | 0 | 0 | 0 | 0 | 0 | 0 | 0 | 0 | 0 | 0 | 0 | 0 | 0 | 0 | 0 | 0 | 0 | 0
[5 empty] | LABOR_M | PRODUCTION | 0 | 0 | 0 | 0 | 0 | 0 | 0 | 0 | 0 | 0 | 0 | 0 | 0 | 0 | 0 | 0 | 0 | 0 | 0 | 0 | 0 | 0
[5 empty] | LABOR_M | BULKTRAN | 0 | 0 | 0 | 0 | 0 | 0 | 0 | 0 | 0 | 0 | 0 | 0 | 0 | 0 | 0 | 0 | 0 | 0 | 0 | 0 | 0 | 0
[5 empty] | LABOR_M | SUBTRAN | 0 | 0 | 0 | 0 | 0 | 0 | 0 | 0 | 0 | 0 | 0 | 0 | 0 | 0 | 0 | 0 | 0 | 0 | 0 | 0 | 0 | 0
[5 empty] | LABOR_M | DISTPRI | 0 | 0 | 0 | 0 | 0 | 0 | 0 | 0 | 0 | 0 | 0 | 0 | 0 | 0 | 0 | 0 | 0 | 0 | 0 | 0 | 0 | 0
[5 empty] | LABOR_M | DISTSEC | 0 | 0 | 0 | 0 | 0 | 0 | 0 | 0 | 0 | 0 | 0 | 0 | 0 | 0 | 0 | 0 | 0 | 0 | 0 | 0 | 0 | 0
[5 empty] | LABOR_M | ENERGY | 0 | 0 | 0 | 0 | 0 | 0 | 0 | 0 | 0 | 0 | 0 | 0 | 0 | 0 | 0 | 0 | 0 | 0 | 0 | 0 | 0 | 0
[5 empty] | LABOR_M | CUSTOMER | 0 | 0 | 0 | 0 | 0 | 0 | 0 | 0 | 0 | 0 | 0 | 0 | 0 | 0 | 0 | 0 | 0 | 0 | 0 | 0 | 0 | 0
|  |  |  | 0 | LABOR_M | TOTAL | 0 | 0 | 0 | 0 | 0 | 0 | 0 | 0 | 0 | 0 | 0 | 0 | 0 | 0 | 0 | 0 | 0 | 0 | 0 | 0 | 0 | 0
[5 empty] | LABOR_M | PRODUCTION | 0 | 0 | 0 | 0 | 0 | 0 | 0 | 0 | 0 | 0 | 0 | 0 | 0 | 0 | 0 | 0 | 0 | 0 | 0 | 0 | 0 | 0
[5 empty] | LABOR_M | BULKTRAN | 0 | 0 | 0 | 0 | 0 | 0 | 0 | 0 | 0 | 0 | 0 | 0 | 0 | 0 | 0 | 0 | 0 | 0 | 0 | 0 | 0 | 0
[5 empty] | LABOR_M | SUBTRAN | 0 | 0 | 0 | 0 | 0 | 0 | 0 | 0 | 0 | 0 | 0 | 0 | 0 | 0 | 0 | 0 | 0 | 0 | 0 | 0 | 0 | 0
[5 empty] | LABOR_M | DISTPRI | 0 | 0 | 0 | 0 | 0 | 0 | 0 | 0 | 0 | 0 | 0 | 0 | 0 | 0 | 0 | 0 | 0 | 0 | 0 | 0 | 0 | 0
[5 empty] | LABOR_M | DISTSEC | 0 | 0 | 0 | 0 | 0 | 0 | 0 | 0 | 0 | 0 | 0 | 0 | 0 | 0 | 0 | 0 | 0 | 0 | 0 | 0 | 0 | 0
[5 empty] | LABOR_M | ENERGY | 0 | 0 | 0 | 0 | 0 | 0 | 0 | 0 | 0 | 0 | 0 | 0 | 0 | 0 | 0 | 0 | 0 | 0 | 0 | 0 | 0 | 0
[5 empty] | LABOR_M | CUSTOMER | 0 | 0 | 0 | 0 | 0 | 0 | 0 | 0 | 0 | 0 | 0 | 0 | 0 | 0 | 0 | 0 | 0 | 0 | 0 | 0 | 0 | 0
|  |  |  | 0 | LABOR_M | TOTAL | 0 | 0 | 0 | 0 | 0 | 0 | 0 | 0 | 0 | 0 | 0 | 0 | 0 | 0 | 0 | 0 | 0 | 0 | 0 | 0 | 0 | 0
[5 empty] | TRAN_LSE | PRODUCTION | 0 | 0 | 0 | 0 | 0 | 0 | 0 | 0 | 0 | 0 | 0 | 0 | 0 | 0 | 0 | 0 | 0 | 0 | 0 | 0 | 0 | 0
[5 empty] | TRAN_LSE | BULKTRAN | 0 | 0 | 0 | 0 | 0 | 0 | 0 | 0 | 0 | 0 | 0 | 0 | 0 | 0 | 0 | 0 | 0 | 0 | 0 | 0 | 0 | 0
[5 empty] | TRAN_LSE | SUBTRAN | 0 | 0 | 0 | 0 | 0 | 0 | 0 | 0 | 0 | 0 | 0 | 0 | 0 | 0 | 0 | 0 | 0 | 0 | 0 | 0 | 0 | 0
[5 empty] | TRAN_LSE | DISTPRI | 0 | 0 | 0 | 0 | 0 | 0 | 0 | 0 | 0 | 0 | 0 | 0 | 0 | 0 | 0 | 0 | 0 | 0 | 0 | 0 | 0 | 0
[5 empty] | TRAN_LSE | DISTSEC | 0 | 0 | 0 | 0 | 0 | 0 | 0 | 0 | 0 | 0 | 0 | 0 | 0 | 0 | 0 | 0 | 0 | 0 | 0 | 0 | 0 | 0
[5 empty] | TRAN_LSE | ENERGY | 0 | 0 | 0 | 0 | 0 | 0 | 0 | 0 | 0 | 0 | 0 | 0 | 0 | 0 | 0 | 0 | 0 | 0 | 0 | 0 | 0 | 0
[5 empty] | TRAN_LSE | CUSTOMER | 0 | 0 | 0 | 0 | 0 | 0 | 0 | 0 | 0 | 0 | 0 | 0 | 0 | 0 | 0 | 0 | 0 | 0 | 0 | 0 | 0 | 0
|  |  |  | 0 | TRAN_LSE | TOTAL | 0 | 0 | 0 | 0 | 0 | 0 | 0 | 0 | 0 | 0 | 0 | 0 | 0 | 0 | 0 | 0 | 0 | 0 | 0 | 0 | 0 | 0
[5 empty] | CUST_TOTAL | PRODUCTION | 0 | 0 | 0 | 0 | 0 | 0 | 0 | 0 | 0 | 0 | 0 | 0 | 0 | 0 | 0 | 0 | 0 | 0 | 0 | 0 | 0 | 0
[5 empty] | CUST_TOTAL | BULKTRAN | 0 | 0 | 0 | 0 | 0 | 0 | 0 | 0 | 0 | 0 | 0 | 0 | 0 | 0 | 0 | 0 | 0 | 0 | 0 | 0 | 0 | 0
[5 empty] | CUST_TOTAL | SUBTRAN | 0 | 0 | 0 | 0 | 0 | 0 | 0 | 0 | 0 | 0 | 0 | 0 | 0 | 0 | 0 | 0 | 0 | 0 | 0 | 0 | 0 | 0
[5 empty] | CUST_TOTAL | DISTPRI | 0 | 0 | 0 | 0 | 0 | 0 | 0 | 0 | 0 | 0 | 0 | 0 | 0 | 0 | 0 | 0 | 0 | 0 | 0 | 0 | 0 | 0
[5 empty] | CUST_TOTAL | DISTSEC | 0 | 0 | 0 | 0 | 0 | 0 | 0 | 0 | 0 | 0 | 0 | 0 | 0 | 0 | 0 | 0 | 0 | 0 | 0 | 0 | 0 | 0
[5 empty] | CUST_TOTAL | ENERGY | 0 | 0 | 0 | 0 | 0 | 0 | 0 | 0 | 0 | 0 | 0 | 0 | 0 | 0 | 0 | 0 | 0 | 0 | 0 | 0 | 0 | 0
[5 empty] | CUST_TOTAL | CUSTOMER | 0 | 0 | 0 | 0 | 0 | 0 | 0 | 0 | 0 | 0 | 0 | 0 | 0 | 0 | 0 | 0 | 0 | 0 | 0 | 0 | 0 | 0
|  |  |  | 0 | CUST_TOTAL | TOTAL | 0 | 0 | 0 | 0 | 0 | 0 | 0 | 0 | 0 | 0 | 0 | 0 | 0 | 0 | 0 | 0 | 0 | 0 | 0 | 0 | 0 | 0
[5 empty] | LABOR_M | PRODUCTION | 0 | 0 | 0 | 0 | 0 | 0 | 0 | 0 | 0 | 0 | 0 | 0 | 0 | 0 | 0 | 0 | 0 | 0 | 0 | 0 | 0 | 0
[5 empty] | LABOR_M | BULKTRAN | 0 | 0 | 0 | 0 | 0 | 0 | 0 | 0 | 0 | 0 | 0 | 0 | 0 | 0 | 0 | 0 | 0 | 0 | 0 | 0 | 0 | 0
[5 empty] | LABOR_M | SUBTRAN | 0 | 0 | 0 | 0 | 0 | 0 | 0 | 0 | 0 | 0 | 0 | 0 | 0 | 0 | 0 | 0 | 0 | 0 | 0 | 0 | 0 | 0
[5 empty] | LABOR_M | DISTPRI | 0 | 0 | 0 | 0 | 0 | 0 | 0 | 0 | 0 | 0 | 0 | 0 | 0 | 0 | 0 | 0 | 0 | 0 | 0 | 0 | 0 | 0
[5 empty] | LABOR_M | DISTSEC | 0 | 0 | 0 | 0 | 0 | 0 | 0 | 0 | 0 | 0 | 0 | 0 | 0 | 0 | 0 | 0 | 0 | 0 | 0 | 0 | 0 | 0
[5 empty] | LABOR_M | ENERGY | 0 | 0 | 0 | 0 | 0 | 0 | 0 | 0 | 0 | 0 | 0 | 0 | 0 | 0 | 0 | 0 | 0 | 0 | 0 | 0 | 0 | 0
[5 empty] | LABOR_M | CUSTOMER | 0 | 0 | 0 | 0 | 0 | 0 | 0 | 0 | 0 | 0 | 0 | 0 | 0 | 0 | 0 | 0 | 0 | 0 | 0 | 0 | 0 | 0
|  |  |  | 0 | LABOR_M | TOTAL | 0 | 0 | 0 | 0 | 0 | 0 | 0 | 0 | 0 | 0 | 0 | 0 | 0 | 0 | 0 | 0 | 0 | 0 | 0 | 0 | 0 | 0
[5 empty] | LABOR_M | PRODUCTION | 0 | 0 | 0 | 0 | 0 | 0 | 0 | 0 | 0 | 0 | 0 | 0 | 0 | 0 | 0 | 0 | 0 | 0 | 0 | 0 | 0 | 0
[5 empty] | LABOR_M | BULKTRAN | 0 | 0 | 0 | 0 | 0 | 0 | 0 | 0 | 0 | 0 | 0 | 0 | 0 | 0 | 0 | 0 | 0 | 0 | 0 | 0 | 0 | 0
[5 empty] | LABOR_M | SUBTRAN | 0 | 0 | 0 | 0 | 0 | 0 | 0 | 0 | 0 | 0 | 0 | 0 | 0 | 0 | 0 | 0 | 0 | 0 | 0 | 0 | 0 | 0
[5 empty] | LABOR_M | DISTPRI | 0 | 0 | 0 | 0 | 0 | 0 | 0 | 0 | 0 | 0 | 0 | 0 | 0 | 0 | 0 | 0 | 0 | 0 | 0 | 0 | 0 | 0
[5 empty] | LABOR_M | DISTSEC | 0 | 0 | 0 | 0 | 0 | 0 | 0 | 0 | 0 | 0 | 0 | 0 | 0 | 0 | 0 | 0 | 0 | 0 | 0 | 0 | 0 | 0
[5 empty] | LABOR_M | ENERGY | 0 | 0 | 0 | 0 | 0 | 0 | 0 | 0 | 0 | 0 | 0 | 0 | 0 | 0 | 0 | 0 | 0 | 0 | 0 | 0 | 0 | 0
[5 empty] | LABOR_M | CUSTOMER | 0 | 0 | 0 | 0 | 0 | 0 | 0 | 0 | 0 | 0 | 0 | 0 | 0 | 0 | 0 | 0 | 0 | 0 | 0 | 0 | 0 | 0
|  |  |  | 0 | LABOR_M | TOTAL | 0 | 0 | 0 | 0 | 0 | 0 | 0 | 0 | 0 | 0 | 0 | 0 | 0 | 0 | 0 | 0 | 0 | 0 | 0 | 0 | 0 | 0
[5 empty] | RB_GUP | PRODUCTION | 0 | 0 | 0 | 0 | 0 | 0 | 0 | 0 | 0 | 0 | 0 | 0 | 0 | 0 | 0 | 0 | 0 | 0 | 0 | 0 | 0 | 0
[5 empty] | RB_GUP | BULKTRAN | 0 | 0 | 0 | 0 | 0 | 0 | 0 | 0 | 0 | 0 | 0 | 0 | 0 | 0 | 0 | 0 | 0 | 0 | 0 | 0 | 0 | 0
[5 empty] | RB_GUP | SUBTRAN | 0 | 0 | 0 | 0 | 0 | 0 | 0 | 0 | 0 | 0 | 0 | 0 | 0 | 0 | 0 | 0 | 0 | 0 | 0 | 0 | 0 | 0
[5 empty] | RB_GUP | DISTPRI | 0 | 0 | 0 | 0 | 0 | 0 | 0 | 0 | 0 | 0 | 0 | 0 | 0 | 0 | 0 | 0 | 0 | 0 | 0 | 0 | 0 | 0
[5 empty] | RB_GUP | DISTSEC | 0 | 0 | 0 | 0 | 0 | 0 | 0 | 0 | 0 | 0 | 0 | 0 | 0 | 0 | 0 | 0 | 0 | 0 | 0 | 0 | 0 | 0
[5 empty] | RB_GUP | ENERGY | 0 | 0 | 0 | 0 | 0 | 0 | 0 | 0 | 0 | 0 | 0 | 0 | 0 | 0 | 0 | 0 | 0 | 0 | 0 | 0 | 0 | 0
[5 empty] | RB_GUP | CUSTOMER | 0 | 0 | 0 | 0 | 0 | 0 | 0 | 0 | 0 | 0 | 0 | 0 | 0 | 0 | 0 | 0 | 0 | 0 | 0 | 0 | 0 | 0
|  |  |  | 0 | RB_GUP | TOTAL | 0 | 0 | 0 | 0 | 0 | 0 | 0 | 0 | 0 | 0 | 0 | 0 | 0 | 0 | 0 | 0 | 0 | 0 | 0 | 0 | 0 | 0
[5 empty] | TOTOHLINES | PRODUCTION | 0 | 0 | 0 | 0 | 0 | 0 | 0 | 0 | 0 | 0 | 0 | 0 | 0 | 0 | 0 | 0 | 0 | 0 | 0 | 0 | 0 | 0
[5 empty] | TOTOHLINES | BULKTRAN | 0 | 0 | 0 | 0 | 0 | 0 | 0 | 0 | 0 | 0 | 0 | 0 | 0 | 0 | 0 | 0 | 0 | 0 | 0 | 0 | 0 | 0
[5 empty] | TOTOHLINES | SUBTRAN | 0 | 0 | 0 | 0 | 0 | 0 | 0 | 0 | 0 | 0 | 0 | 0 | 0 | 0 | 0 | 0 | 0 | 0 | 0 | 0 | 0 | 0
[5 empty] | TOTOHLINES | DISTPRI | 0 | 0 | 0 | 0 | 0 | 0 | 0 | 0 | 0 | 0 | 0 | 0 | 0 | 0 | 0 | 0 | 0 | 0 | 0 | 0 | 0 | 0
[5 empty] | TOTOHLINES | DISTSEC | 0 | 0 | 0 | 0 | 0 | 0 | 0 | 0 | 0 | 0 | 0 | 0 | 0 | 0 | 0 | 0 | 0 | 0 | 0 | 0 | 0 | 0
[5 empty] | TOTOHLINES | ENERGY | 0 | 0 | 0 | 0 | 0 | 0 | 0 | 0 | 0 | 0 | 0 | 0 | 0 | 0 | 0 | 0 | 0 | 0 | 0 | 0 | 0 | 0
[5 empty] | TOTOHLINES | CUSTOMER | 0 | 0 | 0 | 0 | 0 | 0 | 0 | 0 | 0 | 0 | 0 | 0 | 0 | 0 | 0 | 0 | 0 | 0 | 0 | 0 | 0 | 0
|  |  |  | 0 | TOTOHLINES | TOTAL | 0 | 0 | 0 | 0 | 0 | 0 | 0 | 0 | 0 | 0 | 0 | 0 | 0 | 0 | 0 | 0 | 0 | 0 | 0 | 0 | 0 | 0
[5 empty] | TDOMX | PRODUCTION | 0 | 0 | 0 | 0 | 0 | 0 | 0 | 0 | 0 | 0 | 0 | 0 | 0 | 0 | 0 | 0 | 0 | 0 | 0 | 0 | 0 | 0
[5 empty] | TDOMX | BULKTRAN | 0 | 0 | 0 | 0 | 0 | 0 | 0 | 0 | 0 | 0 | 0 | 0 | 0 | 0 | 0 | 0 | 0 | 0 | 0 | 0 | 0 | 0
[5 empty] | TDOMX | SUBTRAN | 0 | 0 | 0 | 0 | 0 | 0 | 0 | 0 | 0 | 0 | 0 | 0 | 0 | 0 | 0 | 0 | 0 | 0 | 0 | 0 | 0 | 0
[5 empty] | TDOMX | DISTPRI | 0 | 0 | 0 | 0 | 0 | 0 | 0 | 0 | 0 | 0 | 0 | 0 | 0 | 0 | 0 | 0 | 0 | 0 | 0 | 0 | 0 | 0
[5 empty] | TDOMX | DISTSEC | 0 | 0 | 0 | 0 | 0 | 0 | 0 | 0 | 0 | 0 | 0 | 0 | 0 | 0 | 0 | 0 | 0 | 0 | 0 | 0 | 0 | 0
[5 empty] | TDOMX | ENERGY | 0 | 0 | 0 | 0 | 0 | 0 | 0 | 0 | 0 | 0 | 0 | 0 | 0 | 0 | 0 | 0 | 0 | 0 | 0 | 0 | 0 | 0
[5 empty] | TDOMX | CUSTOMER | 0 | 0 | 0 | 0 | 0 | 0 | 0 | 0 | 0 | 0 | 0 | 0 | 0 | 0 | 0 | 0 | 0 | 0 | 0 | 0 | 0 | 0
|  |  |  | 0 | TDOMX | TOTAL | 0 | 0 | 0 | 0 | 0 | 0 | 0 | 0 | 0 | 0 | 0 | 0 | 0 | 0 | 0 | 0 | 0 | 0 | 0 | 0 | 0 | 0
[5 empty] | CUST_TOTAL | PRODUCTION | 0 | 0 | 0 | 0 | 0 | 0 | 0 | 0 | 0 | 0 | 0 | 0 | 0 | 0 | 0 | 0 | 0 | 0 | 0 | 0 | 0 | 0
[5 empty] | CUST_TOTAL | BULKTRAN | 0 | 0 | 0 | 0 | 0 | 0 | 0 | 0 | 0 | 0 | 0 | 0 | 0 | 0 | 0 | 0 | 0 | 0 | 0 | 0 | 0 | 0
[5 empty] | CUST_TOTAL | SUBTRAN | 0 | 0 | 0 | 0 | 0 | 0 | 0 | 0 | 0 | 0 | 0 | 0 | 0 | 0 | 0 | 0 | 0 | 0 | 0 | 0 | 0 | 0
[5 empty] | CUST_TOTAL | DISTPRI | 0 | 0 | 0 | 0 | 0 | 0 | 0 | 0 | 0 | 0 | 0 | 0 | 0 | 0 | 0 | 0 | 0 | 0 | 0 | 0 | 0 | 0
[5 empty] | CUST_TOTAL | DISTSEC | 0 | 0 | 0 | 0 | 0 | 0 | 0 | 0 | 0 | 0 | 0 | 0 | 0 | 0 | 0 | 0 | 0 | 0 | 0 | 0 | 0 | 0
[5 empty] | CUST_TOTAL | ENERGY | 0 | 0 | 0 | 0 | 0 | 0 | 0 | 0 | 0 | 0 | 0 | 0 | 0 | 0 | 0 | 0 | 0 | 0 | 0 | 0 | 0 | 0
[5 empty] | CUST_TOTAL | CUSTOMER | 0 | 0 | 0 | 0 | 0 | 0 | 0 | 0 | 0 | 0 | 0 | 0 | 0 | 0 | 0 | 0 | 0 | 0 | 0 | 0 | 0 | 0
|  |  |  | 0 | CUST_TOTAL | TOTAL | 0 | 0 | 0 | 0 | 0 | 0 | 0 | 0 | 0 | 0 | 0 | 0 | 0 | 0 | 0 | 0 | 0 | 0 | 0 | 0 | 0 | 0
|  |  |  | 0 | LABOR_M | PRODUCTION | 0 | 0 | 0 | 0 | 0 | 0 | 0 | 0 | 0 | 0 | 0 | 0 | 0 | 0 | 0 | 0 | 0 | 0 | 0 | 0 | 0 | 0
|  |  |  | 0 | LABOR_M | BULKTRAN | 0 | 0 | 0 | 0 | 0 | 0 | 0 | 0 | 0 | 0 | 0 | 0 | 0 | 0 | 0 | 0 | 0 | 0 | 0 | 0 | 0 | 0
|  |  |  | 0 | LABOR_M | SUBTRAN | 0 | 0 | 0 | 0 | 0 | 0 | 0 | 0 | 0 | 0 | 0 | 0 | 0 | 0 | 0 | 0 | 0 | 0 | 0 | 0 | 0 | 0
|  |  |  | 0 | LABOR_M | DISTPRI | 0 | 0 | 0 | 0 | 0 | 0 | 0 | 0 | 0 | 0 | 0 | 0 | 0 | 0 | 0 | 0 | 0 | 0 | 0 | 0 | 0 | 0
|  |  |  | 0 | LABOR_M | DISTSEC | 0 | 0 | 0 | 0 | 0 | 0 | 0 | 0 | 0 | 0 | 0 | 0 | 0 | 0 | 0 | 0 | 0 | 0 | 0 | 0 | 0 | 0
|  |  |  | 0 | LABOR_M | ENERGY | 0 | 0 | 0 | 0 | 0 | 0 | 0 | 0 | 0 | 0 | 0 | 0 | 0 | 0 | 0 | 0 | 0 | 0 | 0 | 0 | 0 | 0
|  |  |  | 0 | LABOR_M | CUSTOMER | 0 | 0 | 0 | 0 | 0 | 0 | 0 | 0 | 0 | 0 | 0 | 0 | 0 | 0 | 0 | 0 | 0 | 0 | 0 | 0 | 0 | 0
|  |  |  | 0 | LABOR_M | TOTAL | 0 | 0 | 0 | 0 | 0 | 0 | 0 | 0 | 0 | 0 | 0 | 0 | 0 | 0 | 0 | 0 | 0 | 0 | 0 | 0 | 0 | 0
[5 empty] | LABOR_M | PRODUCTION | 0 | 0 | 0 | 0 | 0 | 0 | 0 | 0 | 0 | 0 | 0 | 0 | 0 | 0 | 0 | 0 | 0 | 0 | 0 | 0 | 0 | 0
[5 empty] | LABOR_M | BULKTRAN | 0 | 0 | 0 | 0 | 0 | 0 | 0 | 0 | 0 | 0 | 0 | 0 | 0 | 0 | 0 | 0 | 0 | 0 | 0 | 0 | 0 | 0
[5 empty] | LABOR_M | SUBTRAN | 0 | 0 | 0 | 0 | 0 | 0 | 0 | 0 | 0 | 0 | 0 | 0 | 0 | 0 | 0 | 0 | 0 | 0 | 0 | 0 | 0 | 0
[5 empty] | LABOR_M | DISTPRI | 0 | 0 | 0 | 0 | 0 | 0 | 0 | 0 | 0 | 0 | 0 | 0 | 0 | 0 | 0 | 0 | 0 | 0 | 0 | 0 | 0 | 0
[5 empty] | LABOR_M | DISTSEC | 0 | 0 | 0 | 0 | 0 | 0 | 0 | 0 | 0 | 0 | 0 | 0 | 0 | 0 | 0 | 0 | 0 | 0 | 0 | 0 | 0 | 0
[5 empty] | LABOR_M | ENERGY | 0 | 0 | 0 | 0 | 0 | 0 | 0 | 0 | 0 | 0 | 0 | 0 | 0 | 0 | 0 | 0 | 0 | 0 | 0 | 0 | 0 | 0
[5 empty] | LABOR_M | CUSTOMER | 0 | 0 | 0 | 0 | 0 | 0 | 0 | 0 | 0 | 0 | 0 | 0 | 0 | 0 | 0 | 0 | 0 | 0 | 0 | 0 | 0 | 0
|  |  |  | 0 | LABOR_M | TOTAL | 0 | 0 | 0 | 0 | 0 | 0 | 0 | 0 | 0 | 0 | 0 | 0 | 0 | 0 | 0 | 0 | 0 | 0 | 0 | 0 | 0 | 0
[5 empty] | TRANS_TOTAL | PRODUCTION | 0 | 0 | 0 | 0 | 0 | 0 | 0 | 0 | 0 | 0 | 0 | 0 | 0 | 0 | 0 | 0 | 0 | 0 | 0 | 0 | 0 | 0
[5 empty] | TRANS_TOTAL | BULKTRAN | 0 | 0 | 0 | 0 | 0 | 0 | 0 | 0 | 0 | 0 | 0 | 0 | 0 | 0 | 0 | 0 | 0 | 0 | 0 | 0 | 0 | 0
[5 empty] | TRANS_TOTAL | SUBTRAN | 0 | 0 | 0 | 0 | 0 | 0 | 0 | 0 | 0 | 0 | 0 | 0 | 0 | 0 | 0 | 0 | 0 | 0 | 0 | 0 | 0 | 0
[5 empty] | TRANS_TOTAL | DISTPRI | 0 | 0 | 0 | 0 | 0 | 0 | 0 | 0 | 0 | 0 | 0 | 0 | 0 | 0 | 0 | 0 | 0 | 0 | 0 | 0 | 0 | 0
[5 empty] | TRANS_TOTAL | DISTSEC | 0 | 0 | 0 | 0 | 0 | 0 | 0 | 0 | 0 | 0 | 0 | 0 | 0 | 0 | 0 | 0 | 0 | 0 | 0 | 0 | 0 | 0
[5 empty] | TRANS_TOTAL | ENERGY | 0 | 0 | 0 | 0 | 0 | 0 | 0 | 0 | 0 | 0 | 0 | 0 | 0 | 0 | 0 | 0 | 0 | 0 | 0 | 0 | 0 | 0
[5 empty] | TRANS_TOTAL | CUSTOMER | 0 | 0 | 0 | 0 | 0 | 0 | 0 | 0 | 0 | 0 | 0 | 0 | 0 | 0 | 0 | 0 | 0 | 0 | 0 | 0 | 0 | 0
|  |  |  | 0 | TRANS_TOTAL | TOTAL | 0 | 0 | 0 | 0 | 0 | 0 | 0 | 0 | 0 | 0 | 0 | 0 | 0 | 0 | 0 | 0 | 0 | 0 | 0 | 0 | 0 | 0
[5 empty] | RB_GUP_EPIS_D | PRODUCTION | 0 | 0 | 0 | 0 | 0 | 0 | 0 | 0 | 0 | 0 | 0 | 0 | 0 | 0 | 0 | 0 | 0 | 0 | 0 | 0 | 0 | 0
[5 empty] | RB_GUP_EPIS_D | BULKTRAN | 0 | 0 | 0 | 0 | 0 | 0 | 0 | 0 | 0 | 0 | 0 | 0 | 0 | 0 | 0 | 0 | 0 | 0 | 0 | 0 | 0 | 0
[5 empty] | RB_GUP_EPIS_D | SUBTRAN | 0 | 0 | 0 | 0 | 0 | 0 | 0 | 0 | 0 | 0 | 0 | 0 | 0 | 0 | 0 | 0 | 0 | 0 | 0 | 0 | 0 | 0
[5 empty] | RB_GUP_EPIS_D | DISTPRI | 0 | 0 | 0 | 0 | 0 | 0 | 0 | 0 | 0 | 0 | 0 | 0 | 0 | 0 | 0 | 0 | 0 | 0 | 0 | 0 | 0 | 0
[5 empty] | RB_GUP_EPIS_D | DISTSEC | 0 | 0 | 0 | 0 | 0 | 0 | 0 | 0 | 0 | 0 | 0 | 0 | 0 | 0 | 0 | 0 | 0 | 0 | 0 | 0 | 0 | 0
[5 empty] | RB_GUP_EPIS_D | ENERGY | 0 | 0 | 0 | 0 | 0 | 0 | 0 | 0 | 0 | 0 | 0 | 0 | 0 | 0 | 0 | 0 | 0 | 0 | 0 | 0 | 0 | 0
[5 empty] | RB_GUP_EPIS_D | CUSTOMER | 0 | 0 | 0 | 0 | 0 | 0 | 0 | 0 | 0 | 0 | 0 | 0 | 0 | 0 | 0 | 0 | 0 | 0 | 0 | 0 | 0 | 0
|  |  |  | 0 | RB_GUP_EPIS_D | TOTAL | 0 | 0 | 0 | 0 | 0 | 0 | 0 | 0 | 0 | 0 | 0 | 0 | 0 | 0 | 0 | 0 | 0 | 0 | 0 | 0 | 0 | 0
|  |  |  | 0 | LABOR_M | PRODUCTION | 0 | 0 | 0 | 0 | 0 | 0 | 0 | 0 | 0 | 0 | 0 | 0 | 0 | 0 | 0 | 0 | 0 | 0 | 0 | 0 | 0 | 0
|  |  |  | 0 | LABOR_M | BULKTRAN | 0 | 0 | 0 | 0 | 0 | 0 | 0 | 0 | 0 | 0 | 0 | 0 | 0 | 0 | 0 | 0 | 0 | 0 | 0 | 0 | 0 | 0
|  |  |  | 0 | LABOR_M | SUBTRAN | 0 | 0 | 0 | 0 | 0 | 0 | 0 | 0 | 0 | 0 | 0 | 0 | 0 | 0 | 0 | 0 | 0 | 0 | 0 | 0 | 0 | 0
|  |  |  | 0 | LABOR_M | DISTPRI | 0 | 0 | 0 | 0 | 0 | 0 | 0 | 0 | 0 | 0 | 0 | 0 | 0 | 0 | 0 | 0 | 0 | 0 | 0 | 0 | 0 | 0
|  |  |  | 0 | LABOR_M | DISTSEC | 0 | 0 | 0 | 0 | 0 | 0 | 0 | 0 | 0 | 0 | 0 | 0 | 0 | 0 | 0 | 0 | 0 | 0 | 0 | 0 | 0 | 0
|  |  |  | 0 | LABOR_M | ENERGY | 0 | 0 | 0 | 0 | 0 | 0 | 0 | 0 | 0 | 0 | 0 | 0 | 0 | 0 | 0 | 0 | 0 | 0 | 0 | 0 | 0 | 0
|  |  |  | 0 | LABOR_M | CUSTOMER | 0 | 0 | 0 | 0 | 0 | 0 | 0 | 0 | 0 | 0 | 0 | 0 | 0 | 0 | 0 | 0 | 0 | 0 | 0 | 0 | 0 | 0
|  |  |  | 0 | LABOR_M | TOTAL | 0 | 0 | 0 | 0 | 0 | 0 | 0 | 0 | 0 | 0 | 0 | 0 | 0 | 0 | 0 | 0 | 0 | 0 | 0 | 0 | 0 | 0
|  |  |  | 0 | CUST_903 | PRODUCTION | 0 | 0 | 0 | 0 | 0 | 0 | 0 | 0 | 0 | 0 | 0 | 0 | 0 | 0 | 0 | 0 | 0 | 0 | 0 | 0 | 0 | 0
|  |  |  | 0 | CUST_903 | BULKTRAN | 0 | 0 | 0 | 0 | 0 | 0 | 0 | 0 | 0 | 0 | 0 | 0 | 0 | 0 | 0 | 0 | 0 | 0 | 0 | 0 | 0 | 0
|  |  |  | 0 | CUST_903 | SUBTRAN | 0 | 0 | 0 | 0 | 0 | 0 | 0 | 0 | 0 | 0 | 0 | 0 | 0 | 0 | 0 | 0 | 0 | 0 | 0 | 0 | 0 | 0
|  |  |  | 0 | CUST_903 | DISTPRI | 0 | 0 | 0 | 0 | 0 | 0 | 0 | 0 | 0 | 0 | 0 | 0 | 0 | 0 | 0 | 0 | 0 | 0 | 0 | 0 | 0 | 0
|  |  |  | 0 | CUST_903 | DISTSEC | 0 | 0 | 0 | 0 | 0 | 0 | 0 | 0 | 0 | 0 | 0 | 0 | 0 | 0 | 0 | 0 | 0 | 0 | 0 | 0 | 0 | 0
|  |  |  | 0 | CUST_903 | ENERGY | 0 | 0 | 0 | 0 | 0 | 0 | 0 | 0 | 0 | 0 | 0 | 0 | 0 | 0 | 0 | 0 | 0 | 0 | 0 | 0 | 0 | 0
|  |  |  | 0 | CUST_903 | CUSTOMER | 0 | 0 | 0 | 0 | 0 | 0 | 0 | 0 | 0 | 0 | 0 | 0 | 0 | 0 | 0 | 0 | 0 | 0 | 0 | 0 | 0 | 0
|  |  |  | 0 | CUST_903 | TOTAL | 0 | 0 | 0 | 0 | 0 | 0 | 0 | 0 | 0 | 0 | 0 | 0 | 0 | 0 | 0 | 0 | 0 | 0 | 0 | 0 | 0 | 0
[5 empty] | PROD_ENERGY | PRODUCTION | 0 | 0 | 0 | 0 | 0 | 0 | 0 | 0 | 0 | 0 | 0 | 0 | 0 | 0 | 0 | 0 | 0 | 0 | 0 | 0 | 0 | 0
[5 empty] | PROD_ENERGY | BULKTRAN | 0 | 0 | 0 | 0 | 0 | 0 | 0 | 0 | 0 | 0 | 0 | 0 | 0 | 0 | 0 | 0 | 0 | 0 | 0 | 0 | 0 | 0
[5 empty] | PROD_ENERGY | SUBTRAN | 0 | 0 | 0 | 0 | 0 | 0 | 0 | 0 | 0 | 0 | 0 | 0 | 0 | 0 | 0 | 0 | 0 | 0 | 0 | 0 | 0 | 0
[5 empty] | PROD_ENERGY | DISTPRI | 0 | 0 | 0 | 0 | 0 | 0 | 0 | 0 | 0 | 0 | 0 | 0 | 0 | 0 | 0 | 0 | 0 | 0 | 0 | 0 | 0 | 0
[5 empty] | PROD_ENERGY | DISTSEC | 0 | 0 | 0 | 0 | 0 | 0 | 0 | 0 | 0 | 0 | 0 | 0 | 0 | 0 | 0 | 0 | 0 | 0 | 0 | 0 | 0 | 0
[5 empty] | PROD_ENERGY | ENERGY | 0 | 0 | 0 | 0 | 0 | 0 | 0 | 0 | 0 | 0 | 0 | 0 | 0 | 0 | 0 | 0 | 0 | 0 | 0 | 0 | 0 | 0
[5 empty] | PROD_ENERGY | CUSTOMER | 0 | 0 | 0 | 0 | 0 | 0 | 0 | 0 | 0 | 0 | 0 | 0 | 0 | 0 | 0 | 0 | 0 | 0 | 0 | 0 | 0 | 0
|  |  |  | 0 | PROD_ENERGY | TOTAL | 0 | 0 | 0 | 0 | 0 | 0 | 0 | 0 | 0 | 0 | 0 | 0 | 0 | 0 | 0 | 0 | 0 | 0 | 0 | 0 | 0 | 0
[5 empty] | PROD_ENERGY | PRODUCTION | 0 | 0 | 0 | 0 | 0 | 0 | 0 | 0 | 0 | 0 | 0 | 0 | 0 | 0 | 0 | 0 | 0 | 0 | 0 | 0 | 0 | 0
[5 empty] | PROD_ENERGY | BULKTRAN | 0 | 0 | 0 | 0 | 0 | 0 | 0 | 0 | 0 | 0 | 0 | 0 | 0 | 0 | 0 | 0 | 0 | 0 | 0 | 0 | 0 | 0
[5 empty] | PROD_ENERGY | SUBTRAN | 0 | 0 | 0 | 0 | 0 | 0 | 0 | 0 | 0 | 0 | 0 | 0 | 0 | 0 | 0 | 0 | 0 | 0 | 0 | 0 | 0 | 0
[5 empty] | PROD_ENERGY | DISTPRI | 0 | 0 | 0 | 0 | 0 | 0 | 0 | 0 | 0 | 0 | 0 | 0 | 0 | 0 | 0 | 0 | 0 | 0 | 0 | 0 | 0 | 0
[5 empty] | PROD_ENERGY | DISTSEC | 0 | 0 | 0 | 0 | 0 | 0 | 0 | 0 | 0 | 0 | 0 | 0 | 0 | 0 | 0 | 0 | 0 | 0 | 0 | 0 | 0 | 0
[5 empty] | PROD_ENERGY | ENERGY | 0 | 0 | 0 | 0 | 0 | 0 | 0 | 0 | 0 | 0 | 0 | 0 | 0 | 0 | 0 | 0 | 0 | 0 | 0 | 0 | 0 | 0
[5 empty] | PROD_ENERGY | CUSTOMER | 0 | 0 | 0 | 0 | 0 | 0 | 0 | 0 | 0 | 0 | 0 | 0 | 0 | 0 | 0 | 0 | 0 | 0 | 0 | 0 | 0 | 0
|  |  |  | 0 | PROD_ENERGY | TOTAL | 0 | 0 | 0 | 0 | 0 | 0 | 0 | 0 | 0 | 0 | 0 | 0 | 0 | 0 | 0 | 0 | 0 | 0 | 0 | 0 | 0 | 0
|  |  |  | 0 | PROD_ENERGY | PRODUCTION | 0 | 0 | 0 | 0 | 0 | 0 | 0 | 0 | 0 | 0 | 0 | 0 | 0 | 0 | 0 | 0 | 0 | 0 | 0 | 0 | 0 | 0
|  |  |  | 0 | PROD_ENERGY | BULKTRAN | 0 | 0 | 0 | 0 | 0 | 0 | 0 | 0 | 0 | 0 | 0 | 0 | 0 | 0 | 0 | 0 | 0 | 0 | 0 | 0 | 0 | 0
|  |  |  | 0 | PROD_ENERGY | SUBTRAN | 0 | 0 | 0 | 0 | 0 | 0 | 0 | 0 | 0 | 0 | 0 | 0 | 0 | 0 | 0 | 0 | 0 | 0 | 0 | 0 | 0 | 0
|  |  |  | 0 | PROD_ENERGY | DISTPRI | 0 | 0 | 0 | 0 | 0 | 0 | 0 | 0 | 0 | 0 | 0 | 0 | 0 | 0 | 0 | 0 | 0 | 0 | 0 | 0 | 0 | 0
|  |  |  | 0 | PROD_ENERGY | DISTSEC | 0 | 0 | 0 | 0 | 0 | 0 | 0 | 0 | 0 | 0 | 0 | 0 | 0 | 0 | 0 | 0 | 0 | 0 | 0 | 0 | 0 | 0
|  |  |  | 0 | PROD_ENERGY | ENERGY | 0 | 0 | 0 | 0 | 0 | 0 | 0 | 0 | 0 | 0 | 0 | 0 | 0 | 0 | 0 | 0 | 0 | 0 | 0 | 0 | 0 | 0
|  |  |  | 0 | PROD_ENERGY | CUSTOMER | 0 | 0 | 0 | 0 | 0 | 0 | 0 | 0 | 0 | 0 | 0 | 0 | 0 | 0 | 0 | 0 | 0 | 0 | 0 | 0 | 0 | 0
|  |  |  | 0 | PROD_ENERGY | TOTAL | 0 | 0 | 0 | 0 | 0 | 0 | 0 | 0 | 0 | 0 | 0 | 0 | 0 | 0 | 0 | 0 | 0 | 0 | 0 | 0 | 0 | 0
|  |  |  | 0 | RSALE | PRODUCTION | 0 | 0 | 0 | 0 | 0 | 0 | 0 | 0 | 0 | 0 | 0 | 0 | 0 | 0 | 0 | 0 | 0 | 0 | 0 | 0 | 0 | 0
|  |  |  | 0 | RSALE | BULKTRAN | 0 | 0 | 0 | 0 | 0 | 0 | 0 | 0 | 0 | 0 | 0 | 0 | 0 | 0 | 0 | 0 | 0 | 0 | 0 | 0 | 0 | 0
|  |  |  | 0 | RSALE | SUBTRAN | 0 | 0 | 0 | 0 | 0 | 0 | 0 | 0 | 0 | 0 | 0 | 0 | 0 | 0 | 0 | 0 | 0 | 0 | 0 | 0 | 0 | 0
|  |  |  | 0 | RSALE | DISTPRI | 0 | 0 | 0 | 0 | 0 | 0 | 0 | 0 | 0 | 0 | 0 | 0 | 0 | 0 | 0 | 0 | 0 | 0 | 0 | 0 | 0 | 0
|  |  |  | 0 | RSALE | DISTSEC | 0 | 0 | 0 | 0 | 0 | 0 | 0 | 0 | 0 | 0 | 0 | 0 | 0 | 0 | 0 | 0 | 0 | 0 | 0 | 0 | 0 | 0
|  |  |  | 0 | RSALE | ENERGY | 0 | 0 | 0 | 0 | 0 | 0 | 0 | 0 | 0 | 0 | 0 | 0 | 0 | 0 | 0 | 0 | 0 | 0 | 0 | 0 | 0 | 0
|  |  |  | 0 | RSALE | CUSTOMER | 0 | 0 | 0 | 0 | 0 | 0 | 0 | 0 | 0 | 0 | 0 | 0 | 0 | 0 | 0 | 0 | 0 | 0 | 0 | 0 | 0 | 0
|  |  |  | 0 | RSALE | TOTAL | 0 | 0 | 0 | 0 | 0 | 0 | 0 | 0 | 0 | 0 | 0 | 0 | 0 | 0 | 0 | 0 | 0 | 0 | 0 | 0 | 0 | 0
[6 empty] | PRODUCTION | 0 | 0 | 0 | 0 | 0 | 0 | 0 | 0 | 0 | 0 | 0 | 0 | 0 | 0 | 0 | 0 | 0 | 0 | 0 | 0 | 0 | 0
[6 empty] | BULKTRAN | 0 | 0 | 0 | 0 | 0 | 0 | 0 | 0 | 0 | 0 | 0 | 0 | 0 | 0 | 0 | 0 | 0 | 0 | 0 | 0 | 0 | 0
[6 empty] | SUBTRAN | 0 | 0 | 0 | 0 | 0 | 0 | 0 | 0 | 0 | 0 | 0 | 0 | 0 | 0 | 0 | 0 | 0 | 0 | 0 | 0 | 0 | 0
[6 empty] | DISTPRI | 0 | 0 | 0 | 0 | 0 | 0 | 0 | 0 | 0 | 0 | 0 | 0 | 0 | 0 | 0 | 0 | 0 | 0 | 0 | 0 | 0 | 0
[6 empty] | DISTSEC | 0 | 0 | 0 | 0 | 0 | 0 | 0 | 0 | 0 | 0 | 0 | 0 | 0 | 0 | 0 | 0 | 0 | 0 | 0 | 0 | 0 | 0
[6 empty] | ENERGY | 0 | 0 | 0 | 0 | 0 | 0 | 0 | 0 | 0 | 0 | 0 | 0 | 0 | 0 | 0 | 0 | 0 | 0 | 0 | 0 | 0 | 0
[6 empty] | CUSTOMER | 0 | 0 | 0 | 0 | 0 | 0 | 0 | 0 | 0 | 0 | 0 | 0 | 0 | 0 | 0 | 0 | 0 | 0 | 0 | 0 | 0 | 0
|  |  | Total Cash Working Capital Adjustments | 0 |  | TOTAL | 0 | 0 | 0 | 0 | 0 | 0 | 0 | 0 | 0 | 0 | 0 | 0 | 0 | 0 | 0 | 0 | 0 | 0 | 0 | 0 | 0 | 0
Working Capital - Materials & Supplies
[5 empty] | PROD_ENERGY | PRODUCTION | 0 | 0 | 0 | 0 | 0 | 0 | 0 | 0 | 0 | 0 | 0 | 0 | 0 | 0 | 0 | 0 | 0 | 0 | 0 | 0 | 0 | 0
[5 empty] | PROD_ENERGY | BULKTRAN | 0 | 0 | 0 | 0 | 0 | 0 | 0 | 0 | 0 | 0 | 0 | 0 | 0 | 0 | 0 | 0 | 0 | 0 | 0 | 0 | 0 | 0
[5 empty] | PROD_ENERGY | SUBTRAN | 0 | 0 | 0 | 0 | 0 | 0 | 0 | 0 | 0 | 0 | 0 | 0 | 0 | 0 | 0 | 0 | 0 | 0 | 0 | 0 | 0 | 0
[5 empty] | PROD_ENERGY | DISTPRI | 0 | 0 | 0 | 0 | 0 | 0 | 0 | 0 | 0 | 0 | 0 | 0 | 0 | 0 | 0 | 0 | 0 | 0 | 0 | 0 | 0 | 0
[5 empty] | PROD_ENERGY | DISTSEC | 0 | 0 | 0 | 0 | 0 | 0 | 0 | 0 | 0 | 0 | 0 | 0 | 0 | 0 | 0 | 0 | 0 | 0 | 0 | 0 | 0 | 0
[5 empty] | PROD_ENERGY | ENERGY | 67185885 | 24424251.4299 | 7883321.7639 | 90249.0777 | 2287.3573 | 7975858.1989 | 3814878.9302 | 1064846.7459 | 84304.7242 | 17282.0828 | 4981312.483 | 254202.7957 | 3037929.1279 | 21476737.4711 | 3441854.7865 | 28210724.1813 | 1034770.1343 | 24320.7528 | 1059090.8871 | 23759.4069 | 408830.8488 | 102057.5641
[5 empty] | PROD_ENERGY | CUSTOMER | 0 | 0 | 0 | 0 | 0 | 0 | 0 | 0 | 0 | 0 | 0 | 0 | 0 | 0 | 0 | 0 | 0 | 0 | 0 | 0 | 0 | 0
|  |  | Fuel / Allowance Inventory | 67185885 | PROD_ENERGY | TOTAL | 67185885 | 24424251.4299 | 7883321.7639 | 90249.0777 | 2287.3573 | 7975858.1989 | 3814878.9302 | 1064846.7459 | 84304.7242 | 17282.0828 | 4981312.483 | 254202.7957 | 3037929.1279 | 21476737.4711 | 3441854.7865 | 28210724.1813 | 1034770.1343 | 24320.7528 | 1059090.8871 | 23759.4069 | 408830.8488 | 102057.5641
[5 empty] | PROD_DEMAND | PRODUCTION | 12062603 | 5914811.943 | 1496217.431 | 17493.0576 | 430.9503 | 1514141.4389 | 626036.1449 | 178292.0208 | 14109.2259 | 2978.2088 | 821415.6005 | 37606.1812 | 409973.3489 | 2738063.6317 | 429550.4465 | 3615193.6083 | 169923.2353 | 4102.009 | 174025.2443 | 2962.5776 | 16063.6866 | 3988.9008
[5 empty] | PROD_DEMAND | BULKTRAN | 0 | 0 | 0 | 0 | 0 | 0 | 0 | 0 | 0 | 0 | 0 | 0 | 0 | 0 | 0 | 0 | 0 | 0 | 0 | 0 | 0 | 0
[5 empty] | PROD_DEMAND | SUBTRAN | 0 | 0 | 0 | 0 | 0 | 0 | 0 | 0 | 0 | 0 | 0 | 0 | 0 | 0 | 0 | 0 | 0 | 0 | 0 | 0 | 0 | 0
[5 empty] | PROD_DEMAND | DISTPRI | 0 | 0 | 0 | 0 | 0 | 0 | 0 | 0 | 0 | 0 | 0 | 0 | 0 | 0 | 0 | 0 | 0 | 0 | 0 | 0 | 0 | 0
[5 empty] | PROD_DEMAND | DISTSEC | 0 | 0 | 0 | 0 | 0 | 0 | 0 | 0 | 0 | 0 | 0 | 0 | 0 | 0 | 0 | 0 | 0 | 0 | 0 | 0 | 0 | 0
[5 empty] | PROD_DEMAND | ENERGY | 0 | 0 | 0 | 0 | 0 | 0 | 0 | 0 | 0 | 0 | 0 | 0 | 0 | 0 | 0 | 0 | 0 | 0 | 0 | 0 | 0 | 0
[5 empty] | PROD_DEMAND | CUSTOMER | 0 | 0 | 0 | 0 | 0 | 0 | 0 | 0 | 0 | 0 | 0 | 0 | 0 | 0 | 0 | 0 | 0 | 0 | 0 | 0 | 0 | 0
|  |  | Production - Demand Related | 12062603 | PROD_DEMAND | TOTAL | 12062603 | 5914811.943 | 1496217.431 | 17493.0576 | 430.9503 | 1514141.4389 | 626036.1449 | 178292.0208 | 14109.2259 | 2978.2088 | 821415.6005 | 37606.1812 | 409973.3489 | 2738063.6317 | 429550.4465 | 3615193.6083 | 169923.2353 | 4102.009 | 174025.2443 | 2962.5776 | 16063.6866 | 3988.9008
[5 empty] | PROD_ENERGY | PRODUCTION | 0 | 0 | 0 | 0 | 0 | 0 | 0 | 0 | 0 | 0 | 0 | 0 | 0 | 0 | 0 | 0 | 0 | 0 | 0 | 0 | 0 | 0
[5 empty] | PROD_ENERGY | BULKTRAN | 0 | 0 | 0 | 0 | 0 | 0 | 0 | 0 | 0 | 0 | 0 | 0 | 0 | 0 | 0 | 0 | 0 | 0 | 0 | 0 | 0 | 0
[5 empty] | PROD_ENERGY | SUBTRAN | 0 | 0 | 0 | 0 | 0 | 0 | 0 | 0 | 0 | 0 | 0 | 0 | 0 | 0 | 0 | 0 | 0 | 0 | 0 | 0 | 0 | 0
[5 empty] | PROD_ENERGY | DISTPRI | 0 | 0 | 0 | 0 | 0 | 0 | 0 | 0 | 0 | 0 | 0 | 0 | 0 | 0 | 0 | 0 | 0 | 0 | 0 | 0 | 0 | 0
[5 empty] | PROD_ENERGY | DISTSEC | 0 | 0 | 0 | 0 | 0 | 0 | 0 | 0 | 0 | 0 | 0 | 0 | 0 | 0 | 0 | 0 | 0 | 0 | 0 | 0 | 0 | 0
[5 empty] | PROD_ENERGY | ENERGY | 1828457 | 664703.5087 | 214543.7968 | 2456.1194 | 62.2502 | 217062.1665 | 103821.5406 | 28979.6955 | 2294.3445 | 470.3301 | 135565.9106 | 6918.1031 | 82676.931 | 584487.2173 | 93669.7266 | 767751.978 | 28161.1635 | 661.8868 | 28823.0503 | 646.6098 | 11126.2898 | 2777.4862
[5 empty] | PROD_ENERGY | CUSTOMER | 0 | 0 | 0 | 0 | 0 | 0 | 0 | 0 | 0 | 0 | 0 | 0 | 0 | 0 | 0 | 0 | 0 | 0 | 0 | 0 | 0 | 0
|  |  | Emissions - Energy Related | 1828457 | PROD_ENERGY | TOTAL | 1828457 | 664703.5087 | 214543.7968 | 2456.1194 | 62.2502 | 217062.1665 | 103821.5406 | 28979.6955 | 2294.3445 | 470.3301 | 135565.9106 | 6918.1031 | 82676.931 | 584487.2173 | 93669.7266 | 767751.978 | 28161.1635 | 661.8868 | 28823.0503 | 646.6098 | 11126.2898 | 2777.4862
[5 empty] | TDPLANT | PRODUCTION | 51236.9737 | 25123.6871 | 6355.3159 | 74.3033 | 1.8305 | 6431.4498 | 2659.1439 | 757.3111 | 59.9302 | 12.6502 | 3489.0355 | 159.7356 | 1741.3981 | 11630.1676 | 1824.5535 | 15355.8548 | 721.764 | 17.4236 | 739.1876 | 12.5838 | 68.2319 | 16.9432
[5 empty] | TDPLANT | BULKTRAN | 2710977.7688 | 1329308.7474 | 336263.4245 | 3931.4309 | 96.8528 | 340291.7082 | 140696.8356 | 40069.7681 | 3170.9406 | 669.3297 | 184606.874 | 8451.7016 | 92138.3747 | 615358.8604 | 96538.1776 | 812487.1143 | 38188.9476 | 921.8952 | 39110.8427 | 665.8166 | 3610.1907 | 896.4749
[5 empty] | TDPLANT | SUBTRAN | 1039244.6733 | 493539.1738 | 126338.746 | 1472.2535 | 48.2667 | 127859.2662 | 55064.5636 | 15607.9262 | 1598.7655 | 0 | 72271.2554 | 3083.8629 | 35642.9186 | 290338.1384 | 0 | 329064.9199 | 14944.2104 | 357.5502 | 15301.7606 | 245.3979 | 770.8683 | 192.0313
[5 empty] | TDPLANT | DISTPRI | 2094945.7745 | 1392088.6476 | 350474.5022 | 4089.9118 | 0 | 354564.4141 | 151134.3135 | 42903.7663 | 0 | 0 | 194038.0799 | 8619.7452 | 99699.4107 | 0 | 0 | 108319.1559 | 41015.3063 | 982.6928 | 41997.9991 | 705.6585 | 2586.7218 | 645.0976
[5 empty] | TDPLANT | DISTSEC | 931911.85 | 695767.0293 | 156190.4783 | 0 | 0 | 156190.4783 | 55058.7902 | 0 | 0 | 0 | 55058.7902 | 2436.9327 | 0 | 0 | 0 | 2436.9327 | 15323.6826 | 0 | 15323.6826 | 249.8722 | 5517.5578 | 1367.5069
[5 empty] | TDPLANT | ENERGY | 0 | 0 | 0 | 0 | 0 | 0 | 0 | 0 | 0 | 0 | 0 | 0 | 0 | 0 | 0 | 0 | 0 | 0 | 0 | 0 | 0 | 0
[5 empty] | TDPLANT | CUSTOMER | 1866810.9597 | 1340485.7932 | 328582.5267 | 2672.4471 | 381.2629 | 331636.2366 | 5493.9716 | 2239.0081 | 1093.9615 | 468.8308 | 9295.772 | 79.1016 | 1394.4377 | 2836.6755 | 703.2505 | 5013.4653 | 1860.1309 | 28.4466 | 1888.5775 | 110.4787 | 154942.7503 | 23437.8861
|  |  | Transmission & Distribution | 8695128 | TDPLANT | TOTAL | 8695128 | 5276313.0785 | 1304204.9935 | 12240.3466 | 528.2129 | 1316973.5531 | 410107.6185 | 101577.7798 | 5923.5978 | 1150.8107 | 518759.8069 | 22831.0796 | 230616.5397 | 920163.8418 | 99065.9817 | 1272677.4428 | 112054.0417 | 2308.0084 | 114362.0501 | 1989.8078 | 167496.3207 | 26555.9402
[6 empty] | PRODUCTION | 12113839.9737 | 5939935.6302 | 1502572.747 | 17567.3609 | 432.7808 | 1520572.8887 | 628695.2889 | 179049.3319 | 14169.1561 | 2990.859 | 824904.6359 | 37765.9168 | 411714.747 | 2749693.7993 | 431375 | 3630549.4631 | 170644.9993 | 4119.4327 | 174764.432 | 2975.1614 | 16131.9186 | 4005.844
[6 empty] | BULKTRAN | 2710977.7688 | 1329308.7474 | 336263.4245 | 3931.4309 | 96.8528 | 340291.7082 | 140696.8356 | 40069.7681 | 3170.9406 | 669.3297 | 184606.874 | 8451.7016 | 92138.3747 | 615358.8604 | 96538.1776 | 812487.1143 | 38188.9476 | 921.8952 | 39110.8427 | 665.8166 | 3610.1907 | 896.4749
[6 empty] | SUBTRAN | 1039244.6733 | 493539.1738 | 126338.746 | 1472.2535 | 48.2667 | 127859.2662 | 55064.5636 | 15607.9262 | 1598.7655 | 0 | 72271.2554 | 3083.8629 | 35642.9186 | 290338.1384 | 0 | 329064.9199 | 14944.2104 | 357.5502 | 15301.7606 | 245.3979 | 770.8683 | 192.0313
[6 empty] | DISTPRI | 2094945.7745 | 1392088.6476 | 350474.5022 | 4089.9118 | 0 | 354564.4141 | 151134.3135 | 42903.7663 | 0 | 0 | 194038.0799 | 8619.7452 | 99699.4107 | 0 | 0 | 108319.1559 | 41015.3063 | 982.6928 | 41997.9991 | 705.6585 | 2586.7218 | 645.0976
[6 empty] | DISTSEC | 931911.85 | 695767.0293 | 156190.4783 | 0 | 0 | 156190.4783 | 55058.7902 | 0 | 0 | 0 | 55058.7902 | 2436.9327 | 0 | 0 | 0 | 2436.9327 | 15323.6826 | 0 | 15323.6826 | 249.8722 | 5517.5578 | 1367.5069
[6 empty] | ENERGY | 69014342 | 25088954.9386 | 8097865.5608 | 92705.1971 | 2349.6075 | 8192920.3654 | 3918700.4707 | 1093826.4414 | 86599.0687 | 17752.4129 | 5116878.3936 | 261120.8989 | 3120606.0589 | 22061224.6884 | 3535524.5131 | 28978476.1593 | 1062931.2978 | 24982.6396 | 1087913.9374 | 24406.0167 | 419957.1386 | 104835.0503
[6 empty] | CUSTOMER | 1866810.9597 | 1340485.7932 | 328582.5267 | 2672.4471 | 381.2629 | 331636.2366 | 5493.9716 | 2239.0081 | 1093.9615 | 468.8308 | 9295.772 | 79.1016 | 1394.4377 | 2836.6755 | 703.2505 | 5013.4653 | 1860.1309 | 28.4466 | 1888.5775 | 110.4787 | 154942.7503 | 23437.8861
|  |  | Total Working Cap - Materials & Supplies | 89772073 |  | TOTAL | 89772073 | 36280079.9601 | 10898287.9853 | 122438.6013 | 3308.7707 | 11024035.3574 | 4954844.2342 | 1373696.242 | 106631.8924 | 21881.4324 | 6457053.801 | 321558.1597 | 3761195.9475 | 25719452.162 | 4064140.9412 | 33866347.2104 | 1344908.5749 | 31392.657 | 1376301.2319 | 29358.402 | 603517.146 | 135379.8913
Working Capital - Materials & Supplies Adjustments
[5 empty] | PROD_ENERGY | PRODUCTION | 0 | 0 | 0 | 0 | 0 | 0 | 0 | 0 | 0 | 0 | 0 | 0 | 0 | 0 | 0 | 0 | 0 | 0 | 0 | 0 | 0 | 0
[5 empty] | PROD_ENERGY | BULKTRAN | 0 | 0 | 0 | 0 | 0 | 0 | 0 | 0 | 0 | 0 | 0 | 0 | 0 | 0 | 0 | 0 | 0 | 0 | 0 | 0 | 0 | 0
[5 empty] | PROD_ENERGY | SUBTRAN | 0 | 0 | 0 | 0 | 0 | 0 | 0 | 0 | 0 | 0 | 0 | 0 | 0 | 0 | 0 | 0 | 0 | 0 | 0 | 0 | 0 | 0
[5 empty] | PROD_ENERGY | DISTPRI | 0 | 0 | 0 | 0 | 0 | 0 | 0 | 0 | 0 | 0 | 0 | 0 | 0 | 0 | 0 | 0 | 0 | 0 | 0 | 0 | 0 | 0
[5 empty] | PROD_ENERGY | DISTSEC | 0 | 0 | 0 | 0 | 0 | 0 | 0 | 0 | 0 | 0 | 0 | 0 | 0 | 0 | 0 | 0 | 0 | 0 | 0 | 0 | 0 | 0
[5 empty] | PROD_ENERGY | ENERGY | -1025060 | -372642.6045 | -120276.4213 | -1376.9368 | -34.8984 | -121688.2565 | -58203.889 | -16246.4453 | -1286.2434 | -263.674 | -76000.2517 | -3878.3908 | -46349.9086 | -327672.1667 | -52512.6322 | -430413.0984 | -15787.5642 | -371.0635 | -16158.6277 | -362.499 | -6237.5624 | -1557.0998
[5 empty] | PROD_ENERGY | CUSTOMER | 0 | 0 | 0 | 0 | 0 | 0 | 0 | 0 | 0 | 0 | 0 | 0 | 0 | 0 | 0 | 0 | 0 | 0 | 0 | 0 | 0 | 0
|  |  | Adj 57 - Remove FGD from Base Rates (Mitchell) | -1025060 | PROD_ENERGY | TOTAL | -1025060 | -372642.6045 | -120276.4213 | -1376.9368 | -34.8984 | -121688.2565 | -58203.889 | -16246.4453 | -1286.2434 | -263.674 | -76000.2517 | -3878.3908 | -46349.9086 | -327672.1667 | -52512.6322 | -430413.0984 | -15787.5642 | -371.0635 | -16158.6277 | -362.499 | -6237.5624 | -1557.0998
[5 empty] | PROD_DEMAND | PRODUCTION | 183694.382 | 90073.2391 | 22785.0271 | 266.3916 | 6.5627 | 23057.9814 | 9533.5412 | 2715.1057 | 214.8612 | 45.3534 | 12508.8616 | 572.6827 | 6243.2463 | 41696.3823 | 6541.3745 | 55053.6858 | 2587.6624 | 62.4671 | 2650.1295 | 45.1154 | 244.6246 | 60.7447
[5 empty] | PROD_DEMAND | BULKTRAN | 0 | 0 | 0 | 0 | 0 | 0 | 0 | 0 | 0 | 0 | 0 | 0 | 0 | 0 | 0 | 0 | 0 | 0 | 0 | 0 | 0 | 0
[5 empty] | PROD_DEMAND | SUBTRAN | 0 | 0 | 0 | 0 | 0 | 0 | 0 | 0 | 0 | 0 | 0 | 0 | 0 | 0 | 0 | 0 | 0 | 0 | 0 | 0 | 0 | 0
[5 empty] | PROD_DEMAND | DISTPRI | 0 | 0 | 0 | 0 | 0 | 0 | 0 | 0 | 0 | 0 | 0 | 0 | 0 | 0 | 0 | 0 | 0 | 0 | 0 | 0 | 0 | 0
[5 empty] | PROD_DEMAND | DISTSEC | 0 | 0 | 0 | 0 | 0 | 0 | 0 | 0 | 0 | 0 | 0 | 0 | 0 | 0 | 0 | 0 | 0 | 0 | 0 | 0 | 0 | 0
[5 empty] | PROD_DEMAND | ENERGY | 0 | 0 | 0 | 0 | 0 | 0 | 0 | 0 | 0 | 0 | 0 | 0 | 0 | 0 | 0 | 0 | 0 | 0 | 0 | 0 | 0 | 0
[5 empty] | PROD_DEMAND | CUSTOMER | 0 | 0 | 0 | 0 | 0 | 0 | 0 | 0 | 0 | 0 | 0 | 0 | 0 | 0 | 0 | 0 | 0 | 0 | 0 | 0 | 0 | 0
|  |  | Adj 18 - Wholesale Load | 183694.382 | PROD_DEMAND | TOTAL | 183694.382 | 90073.2391 | 22785.0271 | 266.3916 | 6.5627 | 23057.9814 | 9533.5412 | 2715.1057 | 214.8612 | 45.3534 | 12508.8616 | 572.6827 | 6243.2463 | 41696.3823 | 6541.3745 | 55053.6858 | 2587.6624 | 62.4671 | 2650.1295 | 45.1154 | 244.6246 | 60.7447
[5 empty] | PROD_ENERGY | PRODUCTION | 0 | 0 | 0 | 0 | 0 | 0 | 0 | 0 | 0 | 0 | 0 | 0 | 0 | 0 | 0 | 0 | 0 | 0 | 0 | 0 | 0 | 0
[5 empty] | PROD_ENERGY | BULKTRAN | 0 | 0 | 0 | 0 | 0 | 0 | 0 | 0 | 0 | 0 | 0 | 0 | 0 | 0 | 0 | 0 | 0 | 0 | 0 | 0 | 0 | 0
[5 empty] | PROD_ENERGY | SUBTRAN | 0 | 0 | 0 | 0 | 0 | 0 | 0 | 0 | 0 | 0 | 0 | 0 | 0 | 0 | 0 | 0 | 0 | 0 | 0 | 0 | 0 | 0
[5 empty] | PROD_ENERGY | DISTPRI | 0 | 0 | 0 | 0 | 0 | 0 | 0 | 0 | 0 | 0 | 0 | 0 | 0 | 0 | 0 | 0 | 0 | 0 | 0 | 0 | 0 | 0
[5 empty] | PROD_ENERGY | DISTSEC | 0 | 0 | 0 | 0 | 0 | 0 | 0 | 0 | 0 | 0 | 0 | 0 | 0 | 0 | 0 | 0 | 0 | 0 | 0 | 0 | 0 | 0
[5 empty] | PROD_ENERGY | ENERGY | 979919.83 | 356232.6865 | 114979.8551 | 1316.3012 | 33.3616 | 116329.5179 | 55640.7869 | 15531.0069 | 1229.6016 | 252.0627 | 72653.4581 | 3707.5996 | 44308.8157 | 313242.5945 | 50200.1538 | 411459.1635 | 15092.3334 | 354.7231 | 15447.0565 | 346.5358 | 5962.8813 | 1488.5304
[5 empty] | PROD_ENERGY | CUSTOMER | 0 | 0 | 0 | 0 | 0 | 0 | 0 | 0 | 0 | 0 | 0 | 0 | 0 | 0 | 0 | 0 | 0 | 0 | 0 | 0 | 0 | 0
|  |  | Adj 18 - Wholesale Load | 979919.83 | PROD_ENERGY | TOTAL | 979919.83 | 356232.6865 | 114979.8551 | 1316.3012 | 33.3616 | 116329.5179 | 55640.7869 | 15531.0069 | 1229.6016 | 252.0627 | 72653.4581 | 3707.5996 | 44308.8157 | 313242.5945 | 50200.1538 | 411459.1635 | 15092.3334 | 354.7231 | 15447.0565 | 346.5358 | 5962.8813 | 1488.5304
[5 empty] | TDPLANT | PRODUCTION | 272.5521 | 133.644 | 33.8067 | 0.39525 | 0.0097372 | 34.2117 | 14.1452 | 4.0285 | 0.3188 | 0.067292 | 18.5597 | 0.8497 | 9.2633 | 61.866 | 9.7056 | 81.6846 | 3.8394 | 0.092684 | 3.9321 | 0.066939 | 0.36296 | 0.090128
[5 empty] | TDPLANT | BULKTRAN | 14420.8893 | 7071.1809 | 1788.7338 | 20.913 | 0.5152 | 1810.162 | 748.4287 | 213.1488 | 16.8676 | 3.5605 | 982.0056 | 44.9583 | 490.1247 | 3273.3658 | 513.5292 | 4321.9782 | 203.1439 | 4.904 | 208.0479 | 3.5418 | 19.2042 | 4.7687
[5 empty] | TDPLANT | SUBTRAN | 5528.2019 | 2625.3531 | 672.0516 | 7.8316 | 0.25675 | 680.14 | 292.9128 | 83.0255 | 8.5045 | 0 | 384.4428 | 16.4044 | 189.6004 | 1544.4369 | 0 | 1750.4418 | 79.4949 | 1.902 | 81.3968 | 1.3054 | 4.1006 | 1.0215
[5 empty] | TDPLANT | DISTPRI | 11143.9428 | 7405.135 | 1864.3288 | 21.756 | 0 | 1886.0849 | 803.9502 | 228.2241 | 0 | 0 | 1032.1743 | 45.8522 | 530.3452 | 0 | 0 | 576.1975 | 218.1785 | 5.2274 | 223.4059 | 3.7537 | 13.7599 | 3.4316
[5 empty] | TDPLANT | DISTSEC | 4957.2511 | 3701.0924 | 830.8462 | 0 | 0 | 830.8462 | 292.882 | 0 | 0 | 0 | 292.882 | 12.9631 | 0 | 0 | 0 | 12.9631 | 81.5134 | 0 | 81.5134 | 1.3292 | 29.3503 | 7.2744
[5 empty] | TDPLANT | ENERGY | 0 | 0 | 0 | 0 | 0 | 0 | 0 | 0 | 0 | 0 | 0 | 0 | 0 | 0 | 0 | 0 | 0 | 0 | 0 | 0 | 0 | 0
[5 empty] | TDPLANT | CUSTOMER | 9930.3928 | 7130.6366 | 1747.8757 | 14.2159 | 2.0281 | 1764.1198 | 29.2249 | 11.9103 | 5.8193 | 2.4939 | 49.4483 | 0.42078 | 7.4176 | 15.0895 | 3.7409 | 26.6688 | 9.8949 | 0.15132 | 10.0462 | 0.58768 | 824.209 | 124.6765
|  |  | Adj 18 - Wholesale Load | 46253.23 | TDPLANT | TOTAL | 46253.23 | 28067.042 | 6937.643 | 65.1118 | 2.8098 | 7005.5646 | 2181.5437 | 540.3371 | 31.5102 | 6.1217 | 2759.5128 | 121.4486 | 1226.7513 | 4894.7583 | 526.9758 | 6769.934 | 596.065 | 12.2773 | 608.3423 | 10.5847 | 890.987 | 141.2628
[6 empty] | PRODUCTION | 183966.9341 | 90206.8831 | 22818.8338 | 266.7869 | 6.5724 | 23092.1931 | 9547.6864 | 2719.1342 | 215.18 | 45.4207 | 12527.4213 | 573.5324 | 6252.5095 | 41758.2483 | 6551.0801 | 55135.3704 | 2591.5017 | 62.5598 | 2654.0615 | 45.1823 | 244.9875 | 60.8348
[6 empty] | BULKTRAN | 14420.8893 | 7071.1809 | 1788.7338 | 20.913 | 0.5152 | 1810.162 | 748.4287 | 213.1488 | 16.8676 | 3.5605 | 982.0056 | 44.9583 | 490.1247 | 3273.3658 | 513.5292 | 4321.9782 | 203.1439 | 4.904 | 208.0479 | 3.5418 | 19.2042 | 4.7687
[6 empty] | SUBTRAN | 5528.2019 | 2625.3531 | 672.0516 | 7.8316 | 0.25675 | 680.14 | 292.9128 | 83.0255 | 8.5045 | 0 | 384.4428 | 16.4044 | 189.6004 | 1544.4369 | 0 | 1750.4418 | 79.4949 | 1.902 | 81.3968 | 1.3054 | 4.1006 | 1.0215
[6 empty] | DISTPRI | 11143.9428 | 7405.135 | 1864.3288 | 21.756 | 0 | 1886.0849 | 803.9502 | 228.2241 | 0 | 0 | 1032.1743 | 45.8522 | 530.3452 | 0 | 0 | 576.1975 | 218.1785 | 5.2274 | 223.4059 | 3.7537 | 13.7599 | 3.4316
[6 empty] | DISTSEC | 4957.2511 | 3701.0924 | 830.8462 | 0 | 0 | 830.8462 | 292.882 | 0 | 0 | 0 | 292.882 | 12.9631 | 0 | 0 | 0 | 12.9631 | 81.5134 | 0 | 81.5134 | 1.3292 | 29.3503 | 7.2744
[6 empty] | ENERGY | -45140.17 | -16409.918 | -5296.5662 | -60.6356 | -1.5368 | -5358.7386 | -2563.1021 | -715.4384 | -56.6418 | -11.6113 | -3346.7936 | -170.7912 | -2041.093 | -14429.5722 | -2312.4784 | -18953.9348 | -695.2308 | -16.3404 | -711.5712 | -15.9632 | -274.6811 | -68.5694
[6 empty] | CUSTOMER | 9930.3928 | 7130.6366 | 1747.8757 | 14.2159 | 2.0281 | 1764.1198 | 29.2249 | 11.9103 | 5.8193 | 2.4939 | 49.4483 | 0.42078 | 7.4176 | 15.0895 | 3.7409 | 26.6688 | 9.8949 | 0.15132 | 10.0462 | 0.58768 | 824.209 | 124.6765
|  |  | Total Working Cap - Materials & Supplies Adjustments | 184807.442 |  | TOTAL | 184807.442 | 101730.3631 | 24426.1039 | 270.8678 | 7.8357 | 24704.8074 | 9151.9828 | 2540.0044 | 189.7296 | 39.8638 | 11921.5807 | 523.3401 | 5428.9046 | 32161.5684 | 4755.8718 | 42869.685 | 2488.4965 | 58.4041 | 2546.9005 | 39.7368 | 860.9304 | 133.438
Working Capital - Prepayments
[5 empty] | RB_GUP_EPIS | PRODUCTION | 310726.7893 | 152362.6803 | 38541.8337 | 450.6127 | 11.1011 | 39003.5474 | 16126.3868 | 4592.7158 | 363.4468 | 76.7172 | 21159.2666 | 968.7169 | 10560.7142 | 70531.1881 | 11065.0107 | 93125.6299 | 4377.1399 | 105.6658 | 4482.8057 | 76.3146 | 413.7928 | 102.7521
[5 empty] | RB_GUP_EPIS | BULKTRAN | 329076.8472 | 161360.5012 | 40817.9325 | 477.2237 | 11.7566 | 41306.9129 | 17078.7351 | 4863.9399 | 384.9103 | 81.2478 | 22408.833 | 1025.9248 | 11184.3801 | 74696.4272 | 11718.458 | 98625.1902 | 4635.6332 | 111.9059 | 4747.539 | 80.8213 | 438.2294 | 108.8202
[5 empty] | RB_GUP_EPIS | SUBTRAN | 126152.2019 | 59909.9087 | 15336.0526 | 178.7144 | 5.859 | 15520.6261 | 6684.1968 | 1894.6205 | 194.0715 | 0 | 8772.8888 | 374.345 | 4326.6353 | 35243.6692 | 0 | 39944.6495 | 1814.0531 | 43.4024 | 1857.4556 | 29.7885 | 93.5744 | 23.3104
[5 empty] | RB_GUP_EPIS | DISTPRI | 263177.6403 | 174881.1878 | 44028.3723 | 513.7953 | 0 | 44542.1676 | 18986.2537 | 5389.7872 | 0 | 0 | 24376.041 | 1082.8558 | 12524.7421 | 0 | 0 | 13607.598 | 5152.5494 | 123.4508 | 5276.0002 | 88.6484 | 324.957 | 81.0404
[5 empty] | RB_GUP_EPIS | DISTSEC | 116399.5917 | 86904.1402 | 19508.8279 | 0 | 0 | 19508.8279 | 6877.0675 | 0 | 0 | 0 | 6877.0675 | 304.3828 | 0 | 0 | 0 | 304.3828 | 1913.9905 | 0 | 1913.9905 | 31.2101 | 689.1655 | 170.8072
[5 empty] | RB_GUP_EPIS | ENERGY | 14027.3656 | 5099.403 | 1645.9147 | 18.8426 | 0.47756 | 1665.2349 | 796.4873 | 222.3234 | 17.6015 | 3.6082 | 1040.0204 | 53.0736 | 634.2723 | 4484.008 | 718.6056 | 5889.9595 | 216.0439 | 5.0778 | 221.1217 | 4.9606 | 85.3575 | 21.308
[5 empty] | RB_GUP_EPIS | CUSTOMER | 243883.564 | 176832.4179 | 43113.1945 | 349.8379 | 49.628 | 43512.6604 | 719.428 | 293.2632 | 142.353 | 60.9726 | 1216.0168 | 10.3626 | 182.5495 | 369.1072 | 91.4632 | 653.4825 | 243.4848 | 3.7345 | 247.2193 | 14.4527 | 18578.3579 | 2828.9566
|  |  | Working Capital - Prepayments | 1403444 | RB_GUP_EPIS | TOTAL | 1403444 | 817350.2391 | 202992.1282 | 1989.0266 | 78.8223 | 205059.9771 | 67268.5551 | 17256.65 | 1102.3831 | 222.5458 | 85850.134 | 3819.6616 | 39413.2934 | 185324.3997 | 23593.5375 | 252150.8923 | 18352.8948 | 393.2371 | 18746.1319 | 326.1961 | 20623.4345 | 3336.9949
Working Capital - Prepayments Adjustments
[5 empty] | RB_GUP_EPIS | PRODUCTION | 6341.371 | 3109.4463 | 786.569 | 9.1962 | 0.22655 | 795.9918 | 329.1103 | 93.729 | 7.4173 | 1.5657 | 431.8223 | 19.7698 | 215.525 | 1439.4138 | 225.8168 | 1900.5254 | 89.3295 | 2.1564 | 91.4859 | 1.5574 | 8.4448 | 2.097
[5 empty] | RB_GUP_EPIS | BULKTRAN | 6715.8624 | 3293.0756 | 833.0201 | 9.7393 | 0.23993 | 842.9993 | 348.546 | 99.2642 | 7.8553 | 1.6581 | 457.3237 | 20.9373 | 228.2529 | 1524.4188 | 239.1525 | 2012.7615 | 94.6049 | 2.2838 | 96.8887 | 1.6494 | 8.9435 | 2.2208
[5 empty] | RB_GUP_EPIS | SUBTRAN | 2574.5379 | 1222.6527 | 312.9811 | 3.6472 | 0.11957 | 316.7479 | 136.4124 | 38.6658 | 3.9606 | 0 | 179.0388 | 7.6397 | 88.2988 | 719.2595 | 0 | 815.1979 | 37.0215 | 0.88576 | 37.9073 | 0.60793 | 1.9097 | 0.47572
[5 empty] | RB_GUP_EPIS | DISTPRI | 5370.9789 | 3569.0083 | 898.5393 | 10.4856 | 0 | 909.025 | 387.475 | 109.9958 | 0 | 0 | 497.4708 | 22.0991 | 255.6073 | 0 | 0 | 277.7064 | 105.1542 | 2.5194 | 107.6736 | 1.8092 | 6.6318 | 1.6539
[5 empty] | RB_GUP_EPIS | DISTSEC | 2375.5048 | 1773.5561 | 398.1398 | 0 | 0 | 398.1398 | 140.3485 | 0 | 0 | 0 | 140.3485 | 6.2119 | 0 | 0 | 0 | 6.2119 | 39.0611 | 0 | 39.0611 | 0.63694 | 14.0646 | 3.4859
[5 empty] | RB_GUP_EPIS | ENERGY | 286.2731 | 104.0696 | 33.5901 | 0.38454 | 0.0097462 | 33.9844 | 16.2549 | 4.5372 | 0.35921 | 0.073637 | 21.2249 | 1.0831 | 12.9443 | 91.5105 | 14.6654 | 120.2034 | 4.4091 | 0.10363 | 4.5127 | 0.10124 | 1.742 | 0.43486
[5 empty] | RB_GUP_EPIS | CUSTOMER | 4977.2218 | 3608.8294 | 879.8622 | 7.1396 | 1.0128 | 888.0146 | 14.6822 | 5.985 | 2.9052 | 1.2443 | 24.8167 | 0.21148 | 3.7255 | 7.5328 | 1.8666 | 13.3364 | 4.9691 | 0.076214 | 5.0453 | 0.29495 | 379.1506 | 57.7339
|  |  | Adj 18 - Wholesale Load | 28641.75 | RB_GUP_EPIS | TOTAL | 28641.75 | 16680.6379 | 4142.7017 | 40.5924 | 1.6086 | 4184.9027 | 1372.8294 | 352.177 | 22.4976 | 4.5418 | 1752.0457 | 77.9524 | 804.3539 | 3782.1353 | 481.5014 | 5145.943 | 374.5493 | 8.0253 | 382.5746 | 6.6571 | 420.8869 | 68.102
[6 empty] | PRODUCTION | -31478762.3268 | -15451262.0747 | -3904431.2854 | -40125.8061 | -608.2647 | -3945165.3562 | -1622064.0252 | -468261.7008 | -35947.6441 | -29470.8407 | -2155744.2109 | -99122.1279 | -1079307.5162 | -7106781.1102 | -1130705.6211 | -9415916.3754 | -439473.6437 | -10788.0196 | -450261.6633 | -7820.7489 | -42054.4065 | -10537.4909
[6 empty] | BULKTRAN | -587500.9013 | -302701.6683 | -78864.2955 | -171.7818 | 173.9009 | -78862.1764 | -32207.1995 | -10003.4996 | -707.8975 | 37399.0056 | -5519.5911 | -1966.783 | -22373.7392 | -145352.7127 | -20712.6261 | -190405.861 | -8495.2972 | -227.7456 | -8723.0428 | -171.2537 | -877.322 | -239.9859
[6 empty] | SUBTRAN | -241092.3238 | -112705.7998 | -29689.7079 | -72.9738 | 80.9041 | -29681.7776 | -12638.0111 | -3897.597 | -358.2472 | 0 | -16893.8553 | -719.2815 | -8664.6114 | -68700.8877 | 0 | -78084.7806 | -3335.7504 | -88.3901 | -3424.1405 | -63.0985 | -187.5315 | -51.34
[6 empty] | DISTPRI | -5256234.7412 | -3494947.5326 | -879844.6018 | -7640.2357 | 0 | -887484.8375 | -374242.5951 | -109316.3542 | 0 | 0 | -483558.9493 | -22003.8156 | -254628.5643 | 0 | 0 | -276632.3799 | -101074.3816 | -2508.0559 | -103582.4375 | -1817.1657 | -6543.909 | -1667.5297
[6 empty] | DISTSEC | -2014332.8872 | -1505553.0209 | -337972.1269 | 0 | 0 | -337972.1269 | -117306.614 | 0 | 0 | 0 | -117306.614 | -5373.0389 | 0 | 0 | 0 | -5373.0389 | -32469.489 | 0 | -32469.489 | -556.4558 | -12043.5439 | -3058.5978
[6 empty] | ENERGY | 78935714.7269 | 28686997.7501 | 9263520.7857 | 110097.1666 | 3088.8456 | 9376706.7979 | 4493148.7653 | 1248836.6393 | 99844.2558 | -16721.3809 | 5825108.2796 | 297681.7893 | 3559580.6346 | 25283294.6148 | 4031217.1159 | 33171774.1547 | 1219361.2324 | 28508.9938 | 1247870.2263 | 27819.6895 | 479948.0647 | 119489.764
[6 empty] | CUSTOMER | -8740990.2339 | -6975945.9378 | -1621013.5067 | -13237.99 | -797.4351 | -1635048.9318 | -28242.4773 | -13033.6501 | -6076.1113 | 4401.3197 | -42950.919 | -419.3475 | -8127.7741 | -16064.8015 | -4011.7635 | -28623.6866 | -9444.5729 | -166.9196 | -9611.4925 | -565.5117 | -30992.925 | -17250.8294
|  | Total Working Capital |  | 30616801.3127 |  | TOTAL | 30616801.3127 | 843881.7159 | 2411705.2616 | 48848.3792 | 1937.9508 | 2462491.5916 | 2306447.843 | 644323.8375 | 56754.3557 | -4391.8963 | 3003134.1399 | 168077.3949 | 2186478.4295 | 17946395.1027 | 2875787.1052 | 23176738.0322 | 625068.0976 | 14729.863 | 639797.9606 | 16825.4553 | 387248.4268 | 86683.9903
Construction Work-In-Progress excluding AFUDC
[5 empty] | RB_GUP_EPIS_P | PRODUCTION | 6658096.3273 | 3264750.3756 | 825854.899 | 9655.4999 | 237.8681 | 835748.2671 | 345548.0511 | 98410.3886 | 7787.754 | 1643.8576 | 453390.0513 | 20757.1763 | 226289.6365 | 1511306.5903 | 237095.447 | 1995448.8501 | 93791.1385 | 2264.1524 | 96055.2909 | 1635.2297 | 8866.5417 | 2201.7209
[5 empty] | RB_GUP_EPIS_P | BULKTRAN | 117269.8423 | 57502.4366 | 14545.8805 | 170.0635 | 4.1896 | 14720.1336 | 6086.1789 | 1733.3139 | 137.1666 | 28.9535 | 7985.6129 | 365.5986 | 3985.6663 | 26618.8227 | 4175.9903 | 35146.0779 | 1651.9545 | 39.8788 | 1691.8333 | 28.8015 | 156.1675 | 38.7792
[5 empty] | RB_GUP_EPIS_P | SUBTRAN | 44973.9904 | 21358.2293 | 5467.3916 | 63.7127 | 2.0888 | 5533.1931 | 2382.9549 | 675.4432 | 69.1876 | 0 | 3127.5857 | 133.4562 | 1542.4705 | 12564.5721 | 0 | 14240.4988 | 646.7204 | 15.4732 | 662.1937 | 10.6198 | 33.3598 | 8.3103
[5 empty] | RB_GUP_EPIS_P | DISTPRI | 84819.8993 | 56362.709 | 14189.9673 | 165.5918 | 0 | 14355.5591 | 6119.107 | 1737.0823 | 0 | 0 | 7856.1892 | 348.9952 | 4036.6171 | 0 | 0 | 4385.6123 | 1660.6225 | 39.7871 | 1700.4097 | 28.5706 | 104.7309 | 26.1186
[5 empty] | RB_GUP_EPIS_P | DISTSEC | 35850.3738 | 26765.9523 | 6008.6016 | 0 | 0 | 6008.6016 | 2118.0954 | 0 | 0 | 0 | 2118.0954 | 93.7481 | 0 | 0 | 0 | 93.7481 | 589.4975 | 0 | 589.4975 | 9.6125 | 212.2588 | 52.6076
[5 empty] | RB_GUP_EPIS_P | ENERGY | 6692.3596 | 2432.8901 | 785.2546 | 8.9897 | 0.22784 | 794.4721 | 379.9986 | 106.069 | 8.3976 | 1.7215 | 496.1866 | 25.321 | 302.6069 | 2139.2894 | 342.8418 | 2810.0592 | 103.073 | 2.4226 | 105.4956 | 2.3667 | 40.7235 | 10.1659
[5 empty] | RB_GUP_EPIS_P | CUSTOMER | 95738.2072 | 76887.8722 | 18152.5006 | 53.3261 | 2.2787 | 18208.1055 | 224.23 | 45.4598 | 6.5167 | 2.7763 | 278.9828 | 3.1052 | 26.5161 | 16.8892 | 4.1663 | 50.6768 | 77.8278 | 0.7053 | 78.5331 | 4.8561 | 167.3944 | 61.7864
|  |  | Production | 7043441 | RB_GUP_EPIS_P | TOTAL | 7043441 | 3506060.4649 | 885004.4952 | 10117.1838 | 246.653 | 895368.332 | 362858.6158 | 102707.7567 | 8009.0226 | 1677.3088 | 475252.7038 | 21727.4006 | 236183.5135 | 1552646.1637 | 241618.4454 | 2052175.5231 | 98520.8343 | 2362.4194 | 100883.2537 | 1720.0568 | 9581.1765 | 2399.489
[5 empty] | RB_GUP_EPIS_T | PRODUCTION | 1291579.2478 | 633316.736 | 160204.5084 | 1873.0344 | 46.1432 | 162123.686 | 67031.5763 | 19090.2639 | 1510.7173 | 318.8858 | 87951.4433 | 4026.6071 | 43897.0817 | 293172.7228 | 45993.2605 | 387089.6722 | 18194.1928 | 439.2145 | 18633.4072 | 317.2121 | 1719.9873 | 427.1036
[5 empty] | RB_GUP_EPIS_T | BULKTRAN | 68338201.4031 | 33509153.0263 | 8476512.7514 | 99103.3271 | 2441.4607 | 8578057.5392 | 3546679.2829 | 1010076.8487 | 79932.9235 | 16872.4308 | 4653561.4858 | 213050.1009 | 2322619.8595 | 15511937.508 | 2433529.8876 | 20481137.3561 | 962665.2123 | 23239.0902 | 985904.3025 | 16783.875 | 91005.5194 | 22598.2987
[5 empty] | RB_GUP_EPIS_T | SUBTRAN | 26197231.3491 | 12441112.5191 | 3184741.2271 | 37112.4985 | 1216.7043 | 3223070.43 | 1388064.9573 | 393443.8779 | 40301.606 | 0 | 1821810.4412 | 77737.8716 | 898485.0338 | 7318830.2778 | 0 | 8295053.1832 | 376712.9593 | 9013.1085 | 385726.0678 | 6185.9794 | 19432.0112 | 4840.7173
[5 empty] | RB_GUP_EPIS_T | DISTPRI | 0 | 0 | 0 | 0 | 0 | 0 | 0 | 0 | 0 | 0 | 0 | 0 | 0 | 0 | 0 | 0 | 0 | 0 | 0 | 0 | 0 | 0
[5 empty] | RB_GUP_EPIS_T | DISTSEC | 0 | 0 | 0 | 0 | 0 | 0 | 0 | 0 | 0 | 0 | 0 | 0 | 0 | 0 | 0 | 0 | 0 | 0 | 0 | 0 | 0 | 0
[5 empty] | RB_GUP_EPIS_T | ENERGY | 0 | 0 | 0 | 0 | 0 | 0 | 0 | 0 | 0 | 0 | 0 | 0 | 0 | 0 | 0 | 0 | 0 | 0 | 0 | 0 | 0 | 0
[5 empty] | RB_GUP_EPIS_T | CUSTOMER | 0 | 0 | 0 | 0 | 0 | 0 | 0 | 0 | 0 | 0 | 0 | 0 | 0 | 0 | 0 | 0 | 0 | 0 | 0 | 0 | 0 | 0
|  |  | Transmission | 95827012 | RB_GUP_EPIS_T | TOTAL | 95827012 | 46583582.2814 | 11821458.4869 | 138088.86 | 3704.3082 | 11963251.6551 | 5001775.8164 | 1422610.9905 | 121745.2469 | 17191.3166 | 6563323.3703 | 294814.5796 | 3265001.9751 | 23123940.5086 | 2479523.1482 | 29163280.2115 | 1357572.3644 | 32691.4131 | 1390263.7775 | 23287.0665 | 112157.518 | 27866.1196
[5 empty] | RB_GUP_EPIS_D | PRODUCTION | 0 | 0 | 0 | 0 | 0 | 0 | 0 | 0 | 0 | 0 | 0 | 0 | 0 | 0 | 0 | 0 | 0 | 0 | 0 | 0 | 0 | 0
[5 empty] | RB_GUP_EPIS_D | BULKTRAN | 0 | 0 | 0 | 0 | 0 | 0 | 0 | 0 | 0 | 0 | 0 | 0 | 0 | 0 | 0 | 0 | 0 | 0 | 0 | 0 | 0 | 0
[5 empty] | RB_GUP_EPIS_D | SUBTRAN | 0 | 0 | 0 | 0 | 0 | 0 | 0 | 0 | 0 | 0 | 0 | 0 | 0 | 0 | 0 | 0 | 0 | 0 | 0 | 0 | 0 | 0
[5 empty] | RB_GUP_EPIS_D | DISTPRI | 22599480.1809 | 15017324.1645 | 3780785.9582 | 44120.4172 | 0 | 3824906.3754 | 1630379.6332 | 462829.5532 | 0 | 0 | 2093209.1864 | 92986.541 | 1075519.4157 | 0 | 0 | 1168505.9567 | 442457.5626 | 10600.9174 | 453058.4801 | 7612.3766 | 27904.5728 | 6959.0684
[5 empty] | RB_GUP_EPIS_D | DISTSEC | 10053111.4649 | 7505670.734 | 1684923.62 | 0 | 0 | 1684923.62 | 593953.3387 | 0 | 0 | 0 | 593953.3387 | 26288.7053 | 0 | 0 | 0 | 26288.7053 | 165306.0742 | 0 | 165306.0742 | 2695.5262 | 59521.3204 | 14752.1461
[5 empty] | RB_GUP_EPIS_D | ENERGY | 0 | 0 | 0 | 0 | 0 | 0 | 0 | 0 | 0 | 0 | 0 | 0 | 0 | 0 | 0 | 0 | 0 | 0 | 0 | 0 | 0 | 0
[5 empty] | RB_GUP_EPIS_D | CUSTOMER | 20138448.3542 | 14460652.1494 | 3544623.6314 | 28829.345 | 4112.9195 | 3577565.896 | 59266.8815 | 24153.5694 | 11801.2419 | 5057.5689 | 100279.2618 | 853.3181 | 15042.6646 | 30600.9786 | 7586.3998 | 54083.3611 | 20066.3865 | 306.8707 | 20373.2572 | 1191.8021 | 1671463.6036 | 252839.023
|  |  | Distribution | 52791040 | RB_GUP_EPIS_D | TOTAL | 52791040 | 36983647.0479 | 9010333.2097 | 72949.7622 | 4112.9195 | 9087395.8914 | 2283599.8534 | 486983.1226 | 11801.2419 | 5057.5689 | 2787441.7869 | 120128.5644 | 1090562.0803 | 30600.9786 | 7586.3998 | 1248878.0231 | 627830.0234 | 10907.7882 | 638737.8116 | 11499.7049 | 1758889.4968 | 274550.2375
[5 empty] | RB_GUP_EPIS_G | PRODUCTION | 358282.1106 | 175681.0953 | 44440.4859 | 519.5769 | 12.8 | 44972.8629 | 18594.4569 | 5295.61 | 419.0707 | 88.4584 | 24397.596 | 1116.9747 | 12176.9834 | 81325.6655 | 12758.4602 | 107378.0838 | 5047.0413 | 121.8374 | 5168.8787 | 87.9942 | 477.1219 | 118.4779
[5 empty] | RB_GUP_EPIS_G | BULKTRAN | 96404.1244 | 47271.0796 | 11957.7451 | 139.8042 | 3.4441 | 12100.9934 | 5003.2706 | 1424.9069 | 112.7607 | 23.8018 | 6564.7399 | 300.548 | 3276.5002 | 21882.5594 | 3432.9601 | 28892.5678 | 1358.0237 | 32.7832 | 1390.8069 | 23.6769 | 128.3807 | 31.8792
[5 empty] | RB_GUP_EPIS_G | SUBTRAN | 36971.8086 | 17557.9788 | 4494.5835 | 52.3764 | 1.7171 | 4548.677 | 1958.9578 | 555.2622 | 56.8771 | 0 | 2571.0972 | 109.7104 | 1268.0201 | 10328.9691 | 0 | 11706.6996 | 531.6501 | 12.7201 | 544.3701 | 8.7302 | 27.4241 | 6.8316
[5 empty] | RB_GUP_EPIS_G | DISTPRI | 246173.4851 | 163581.9495 | 41183.6577 | 480.5985 | 0 | 41664.2562 | 17759.534 | 5041.548 | 0 | 0 | 22801.082 | 1012.8915 | 11715.5068 | 0 | 0 | 12728.3982 | 4819.6383 | 115.4745 | 4935.1128 | 82.9207 | 303.9612 | 75.8043
[5 empty] | RB_GUP_EPIS_G | DISTSEC | 98388.5066 | 73457.0324 | 16490.1304 | 0 | 0 | 16490.1304 | 5812.9448 | 0 | 0 | 0 | 5812.9448 | 257.2842 | 0 | 0 | 0 | 257.2842 | 1617.8292 | 0 | 1617.8292 | 26.3808 | 582.5275 | 144.3774
[5 empty] | RB_GUP_EPIS_G | ENERGY | 258425.3949 | 93946.0248 | 30322.5974 | 347.1362 | 8.7981 | 30678.5317 | 14673.6416 | 4095.852 | 324.2717 | 66.4742 | 19160.2395 | 977.7717 | 11685.1633 | 82608.6367 | 13238.8326 | 108510.4042 | 3980.1646 | 93.5479 | 4073.7125 | 91.3888 | 1572.5368 | 392.5567
[5 empty] | RB_GUP_EPIS_G | CUSTOMER | 379245.5697 | 297893.3542 | 69211.1275 | 623.725 | 87.9915 | 69922.844 | 1194.2281 | 525.032 | 251.6426 | 107.2085 | 2078.1112 | 17.3752 | 326.6929 | 652.1748 | 160.8819 | 1157.1248 | 400.9781 | 6.7284 | 407.7064 | 23.4654 | 6463.9318 | 1299.0318
|  |  | General | 1473891 | RB_GUP_EPIS_G | TOTAL | 1473891 | 869388.5146 | 218100.3275 | 2163.2172 | 114.751 | 220378.2956 | 64997.0338 | 16938.2111 | 1164.6228 | 285.943 | 83385.8106 | 3792.5556 | 40448.8667 | 196798.0055 | 29591.1348 | 270630.5626 | 17755.3253 | 383.0915 | 18138.4168 | 344.5568 | 9555.884 | 2068.9588
[6 empty] | PRODUCTION | 8307957.6857 | 4073748.2068 | 1030499.8934 | 12048.1112 | 296.8113 | 1042844.8159 | 431174.0842 | 122796.2625 | 9717.5421 | 2051.2018 | 565739.0906 | 25900.7581 | 282363.7017 | 1885804.9787 | 295847.1677 | 2489916.6062 | 117032.3726 | 2825.2043 | 119857.5769 | 2040.436 | 11063.6509 | 2747.3025
[6 empty] | BULKTRAN | 68551875.3698 | 33613926.5425 | 8503016.377 | 99413.1948 | 2449.0945 | 8604878.6662 | 3557768.7323 | 1013235.0695 | 80182.8508 | 16925.186 | 4668111.8387 | 213716.2475 | 2329882.026 | 15560438.8901 | 2441138.838 | 20545176.0017 | 965675.1905 | 23311.7521 | 988986.9426 | 16836.3534 | 91290.0676 | 22668.9571
[6 empty] | SUBTRAN | 26279177.1482 | 12480028.7272 | 3194703.2021 | 37228.5877 | 1220.5102 | 3233152.3 | 1392406.87 | 394674.5833 | 40427.6708 | 0 | 1827509.1241 | 77981.0382 | 901295.5245 | 7341723.819 | 0 | 8321000.3817 | 377891.3298 | 9041.3018 | 386932.6316 | 6205.3294 | 19492.7952 | 4855.8592
[6 empty] | DISTPRI | 22930473.5653 | 15237268.823 | 3836159.5832 | 44766.6076 | 0 | 3880926.1908 | 1654258.2741 | 469608.1834 | 0 | 0 | 2123866.4576 | 94348.4277 | 1091271.5396 | 0 | 0 | 1185619.9672 | 448937.8235 | 10756.1791 | 459694.0026 | 7723.8679 | 28313.2649 | 7060.9914
[6 empty] | DISTSEC | 10187350.3454 | 7605893.7187 | 1707422.352 | 0 | 0 | 1707422.352 | 601884.3789 | 0 | 0 | 0 | 601884.3789 | 26639.7375 | 0 | 0 | 0 | 26639.7375 | 167513.401 | 0 | 167513.401 | 2731.5195 | 60316.1067 | 14949.1311
[6 empty] | ENERGY | 265117.7545 | 96378.9149 | 31107.852 | 356.1259 | 9.026 | 31473.0038 | 15053.6401 | 4201.921 | 332.6693 | 68.1957 | 19656.426 | 1003.0928 | 11987.7702 | 84747.926 | 13581.6744 | 111320.4633 | 4083.2376 | 95.9705 | 4179.2081 | 93.7554 | 1613.2602 | 402.7226
[6 empty] | CUSTOMER | 20613432.1311 | 14835433.3758 | 3631987.2596 | 29506.3961 | 4203.1897 | 3665696.8455 | 60685.3397 | 24724.0612 | 12059.4012 | 5167.5538 | 102636.3558 | 873.7985 | 15395.8736 | 31270.0426 | 7751.4481 | 55291.1627 | 20545.1924 | 314.3044 | 20859.4968 | 1220.1236 | 1678094.9298 | 254199.8412
|  |  | Total CWIP | 157135384 |  | TOTAL | 157135384 | 87942678.3088 | 21934896.5193 | 223319.0232 | 8178.6317 | 22166394.1742 | 7713231.3194 | 2029240.0808 | 142720.1341 | 24212.1373 | 9909403.6716 | 440463.1002 | 4632196.4355 | 24903985.6564 | 2758319.1282 | 32734964.3203 | 2101678.5474 | 46344.7122 | 2148023.2596 | 36851.3851 | 1890184.0753 | 306884.805
[5 empty] | RB_GUP_EPIS_P | PRODUCTION | 1559235.2019 | 764559.9374 | 193403.9351 | 2261.1862 | 55.7055 | 195720.8268 | 80922.6329 | 23046.3686 | 1823.7856 | 384.969 | 106177.7561 | 4861.0471 | 52993.9415 | 353927.3571 | 55524.5147 | 467306.8604 | 21964.6033 | 530.2336 | 22494.8369 | 382.9485 | 2076.4229 | 515.613
[5 empty] | RB_GUP_EPIS_P | BULKTRAN | 27462.995 | 13466.2851 | 3406.4465 | 39.8265 | 0.98115 | 3447.2542 | 1425.3 | 405.9184 | 32.1226 | 6.7805 | 1870.1214 | 85.6182 | 933.3886 | 6233.7646 | 977.9599 | 8230.7313 | 386.8652 | 9.3391 | 396.2042 | 6.7449 | 36.5723 | 9.0816
[5 empty] | RB_GUP_EPIS_P | SUBTRAN | 10532.2942 | 5001.8055 | 1280.3884 | 14.9207 | 0.48916 | 1295.7982 | 558.0555 | 158.1796 | 16.2028 | 0 | 732.4378 | 31.2536 | 361.2255 | 2942.4511 | 0 | 3334.9303 | 151.4531 | 3.6236 | 155.0767 | 2.487 | 7.8124 | 1.9462
[5 empty] | RB_GUP_EPIS_P | DISTPRI | 19863.6617 | 13199.3765 | 3323.0965 | 38.7793 | 0 | 3361.8758 | 1433.0113 | 406.8009 | 0 | 0 | 1839.8122 | 81.7299 | 945.3206 | 0 | 0 | 1027.0505 | 388.8951 | 9.3176 | 398.2127 | 6.6908 | 24.5265 | 6.1166
[5 empty] | RB_GUP_EPIS_P | DISTSEC | 8395.6678 | 6268.2204 | 1407.1324 | 0 | 0 | 1407.1324 | 496.029 | 0 | 0 | 0 | 496.029 | 21.9545 | 0 | 0 | 0 | 21.9545 | 138.0523 | 0 | 138.0523 | 2.2511 | 49.7081 | 12.32
[5 empty] | RB_GUP_EPIS_P | ENERGY | 1567.2592 | 569.7496 | 183.8959 | 2.1053 | 0.053358 | 186.0545 | 88.9905 | 24.8399 | 1.9666 | 0.40314 | 116.2001 | 5.9298 | 70.8664 | 500.9923 | 80.2889 | 658.0775 | 24.1383 | 0.56734 | 24.7056 | 0.55424 | 9.5369 | 2.3807
[5 empty] | RB_GUP_EPIS_P | CUSTOMER | 22420.5802 | 18006.0893 | 4251.0677 | 12.4883 | 0.53364 | 4264.0896 | 52.5116 | 10.6461 | 1.5261 | 0.65018 | 65.334 | 0.7272 | 6.2097 | 3.9552 | 0.97569 | 11.8678 | 18.2262 | 0.16517 | 18.3914 | 1.1372 | 39.2015 | 14.4695
|  |  | Adjustments to CWIP | 1649477.66 | RB_GUP_EPIS_P | TOTAL | 1649477.66 | 821071.4637 | 207255.9625 | 2369.3062 | 57.7628 | 209683.0315 | 84976.5307 | 24052.7535 | 1875.6037 | 392.8028 | 111297.6907 | 5088.2604 | 55310.9523 | 363608.5204 | 56583.7391 | 480591.4722 | 23072.2335 | 553.2463 | 23625.4798 | 402.8138 | 2243.7807 | 561.9275
[6 empty] | PRODUCTION | 9867192.8876 | 4838308.1442 | 1223903.8285 | 14309.2973 | 352.5168 | 1238565.6427 | 512096.7172 | 145842.6311 | 11541.3277 | 2436.1708 | 671916.8467 | 30761.8052 | 335357.6431 | 2239732.3358 | 351371.6824 | 2957223.4665 | 138996.9759 | 3355.4378 | 142352.4138 | 2423.3844 | 13140.0739 | 3262.9154
[6 empty] | BULKTRAN | 68579338.3648 | 33627392.8276 | 8506422.8235 | 99453.0213 | 2450.0756 | 8608325.9204 | 3559194.0323 | 1013640.9879 | 80214.9734 | 16931.9665 | 4669981.9601 | 213801.8657 | 2330815.4146 | 15566672.6547 | 2442116.7979 | 20553406.733 | 966062.0556 | 23321.0912 | 989383.1468 | 16843.0983 | 91326.6399 | 22678.0387
[6 empty] | SUBTRAN | 26289709.4423 | 12485030.5327 | 3195983.5905 | 37243.5083 | 1220.9994 | 3234448.0982 | 1392964.9255 | 394832.7629 | 40443.8736 | 0 | 1828241.5619 | 78012.2918 | 901656.75 | 7344666.2701 | 0 | 8324335.3119 | 378042.7829 | 9044.9254 | 387087.7083 | 6207.8164 | 19500.6076 | 4857.8054
[6 empty] | DISTPRI | 22950337.227 | 15250468.1994 | 3839482.6797 | 44805.3869 | 0 | 3884288.0666 | 1655691.2854 | 470014.9844 | 0 | 0 | 2125706.2698 | 94430.1576 | 1092216.8601 | 0 | 0 | 1186647.0177 | 449326.7186 | 10765.4967 | 460092.2153 | 7730.5587 | 28337.7915 | 7067.108
[6 empty] | DISTSEC | 10195746.0132 | 7612161.9391 | 1708829.4844 | 0 | 0 | 1708829.4844 | 602380.4079 | 0 | 0 | 0 | 602380.4079 | 26661.692 | 0 | 0 | 0 | 26661.692 | 167651.4533 | 0 | 167651.4533 | 2733.7706 | 60365.8149 | 14961.451
[6 empty] | ENERGY | 266685.0137 | 96948.6646 | 31291.7479 | 358.2311 | 9.0793 | 31659.0583 | 15142.6306 | 4226.7609 | 334.6359 | 68.5988 | 19772.6262 | 1009.0226 | 12058.6366 | 85248.9184 | 13661.9632 | 111978.5408 | 4107.3759 | 96.5378 | 4203.9138 | 94.3097 | 1622.7971 | 405.1033
[6 empty] | CUSTOMER | 20635852.7114 | 14853439.465 | 3636238.3273 | 29518.8844 | 4203.7234 | 3669960.9351 | 60737.8513 | 24734.7072 | 12060.9273 | 5168.204 | 102701.6898 | 874.5257 | 15402.0833 | 31273.9978 | 7752.4238 | 55303.0305 | 20563.4186 | 314.4695 | 20877.8881 | 1221.2608 | 1678134.1312 | 254214.3107
|  | Total Adjusted CWIP |  | 158784861.66 |  | TOTAL | 158784861.66 | 88763749.7726 | 22142152.4818 | 225688.3294 | 8236.3945 | 22376077.2057 | 7798207.8501 | 2053292.8343 | 144595.7378 | 24604.9401 | 10020701.3623 | 445551.3606 | 4687507.3878 | 25267594.1769 | 2814902.8673 | 33215555.7925 | 2124750.7809 | 46897.9585 | 2171648.7394 | 37254.1989 | 1892427.856 | 307446.7325
Rate Base Offsets
[5 empty] | RB_GUP | PRODUCTION | -75194660.6358 | -36871169.2476 | -9326972.1273 | -109046.4908 | -2686.4156 | -9438705.0336 | -3902522.1558 | -1111419.152 | -87952.6961 | -18565.2633 | -5120459.2672 | -234425.6903 | -2555651.2834 | -17068270.0564 | -2677689.0566 | -22536036.0868 | -1059250.6454 | -25570.6978 | -1084821.3433 | -18467.8227 | -100136.2197 | -24865.615
[5 empty] | RB_GUP | BULKTRAN | -79635302.4667 | -39048606.5168 | -9877779.0893 | -115486.2619 | -2845.0626 | -9996110.4138 | -4132986.6992 | -1177054.3226 | -93146.7673 | -19661.6402 | -5422849.4292 | -248269.7654 | -2706575.9887 | -18076241.5447 | -2835820.7369 | -23866908.0357 | -1121804.9902 | -27080.7826 | -1148885.7728 | -19558.4452 | -106049.7923 | -26334.0608
[5 empty] | RB_GUP | SUBTRAN | -30528336.5973 | -14497962.2299 | -3711264.4027 | -43248.1903 | -1417.8582 | -3755930.4513 | -1617549.3383 | -458490.7076 | -46964.5429 | 0 | -2123004.5887 | -90590.0275 | -1047028.7175 | -8528829.2965 | 0 | -9666448.0415 | -438993.7192 | -10503.2171 | -449496.9363 | -7208.6878 | -22644.644 | -5641.0178
[5 empty] | RB_GUP | DISTPRI | -63687953.643 | -42320559.4807 | -10654692.8918 | -124336.4477 | 0 | -10779029.3395 | -4594598.7106 | -1304307.3067 | 0 | 0 | -5898906.0173 | -262046.8465 | -3030938.3286 | 0 | 0 | -3292985.1752 | -1246896.677 | -29874.6136 | -1276771.2906 | -21452.5591 | -78638.3194 | -19611.4612
[5 empty] | RB_GUP | DISTSEC | -28168243.2783 | -21030460.066 | -4721059.6042 | 0 | 0 | -4721059.6042 | -1664223.2804 | 0 | 0 | 0 | -1664223.2804 | -73659.4484 | 0 | 0 | 0 | -73659.4484 | -463178.1644 | 0 | -463178.1644 | -7552.7102 | -166775.3351 | -41334.6696
[5 empty] | RB_GUP | ENERGY | -3394567.2968 | -1234035.4697 | -398304.8858 | -4559.8353 | -115.5687 | -402980.2898 | -192746.7839 | -53801.3891 | -4259.4968 | -873.1773 | -251680.8471 | -12843.598 | -153491.3899 | -1085112.3069 | -173899.7365 | -1425347.0312 | -52281.7681 | -1228.8062 | -53510.5743 | -1200.4442 | -20656.1814 | -5156.4591
[5 empty] | RB_GUP | CUSTOMER | -59018863.0822 | -42792749.4819 | -10433223.4652 | -84659.3985 | -12009.7886 | -10529892.6523 | -174098.7371 | -70968.5307 | -34448.8746 | -14755.1392 | -294271.2817 | -2507.7016 | -44176.2589 | -89322.4863 | -22133.7393 | -158140.186 | -58922.3678 | -903.7243 | -59826.092 | -3497.4981 | -4495889.5309 | -684596.3593
|  |  | Accumulated Deferred FIT | -339627927 | RB_GUP | TOTAL | -339627927 | -197795542.4925 | -49123296.4662 | -481336.6245 | -19074.6938 | -49623707.7845 | -16278725.7052 | -4176041.4087 | -266772.3775 | -53855.2201 | -20775394.7116 | -924343.0777 | -9537861.967 | -44847775.6908 | -5709543.2693 | -61019524.0048 | -4441328.332 | -95161.8416 | -4536490.1737 | -78938.1673 | -4990790.0229 | -807539.6427
[5 empty] | TDPLANT | PRODUCTION | -7789.8676 | -3819.7064 | -966.2372 | -11.2968 | -0.2783 | -977.8123 | -404.2858 | -115.1386 | -9.1115 | -1.9233 | -530.4592 | -24.2856 | -264.7553 | -1768.2049 | -277.3979 | -2334.6437 | -109.7342 | -2.649 | -112.3832 | -1.9132 | -10.3737 | -2.576
[5 empty] | TDPLANT | BULKTRAN | -412166.378 | -202102.8641 | -51124.1661 | -597.7193 | -14.7251 | -51736.6105 | -21390.9925 | -6092.0497 | -482.0973 | -101.7622 | -28066.9017 | -1284.9634 | -14008.3554 | -93556.7365 | -14677.2841 | -123527.3394 | -5806.0971 | -140.1613 | -5946.2584 | -101.2281 | -548.8792 | -136.2965
[5 empty] | TDPLANT | SUBTRAN | -158002.6652 | -75035.7513 | -19208.0451 | -223.8356 | -7.3383 | -19439.219 | -8371.7993 | -2372.9676 | -243.07 | 0 | -10987.8369 | -468.8584 | -5419.0089 | -44141.8666 | 0 | -50029.7338 | -2272.0589 | -54.3605 | -2326.4194 | -37.3093 | -117.1998 | -29.1957
[5 empty] | TDPLANT | DISTPRI | -318507.3009 | -211647.6728 | -53284.7624 | -621.8141 | 0 | -53906.5764 | -22977.8655 | -6522.9196 | 0 | 0 | -29500.7851 | -1310.5121 | -15157.9056 | 0 | 0 | -16468.4177 | -6235.8056 | -149.4047 | -6385.2103 | -107.2855 | -393.275 | -98.0781
[5 empty] | TDPLANT | DISTSEC | -141684.2057 | -105781.6776 | -23746.5849 | 0 | 0 | -23746.5849 | -8370.9215 | 0 | 0 | 0 | -8370.9215 | -370.5016 | 0 | 0 | 0 | -370.5016 | -2329.7523 | 0 | -2329.7523 | -37.9896 | -838.8678 | -207.9104
[5 empty] | TDPLANT | ENERGY | 0 | 0 | 0 | 0 | 0 | 0 | 0 | 0 | 0 | 0 | 0 | 0 | 0 | 0 | 0 | 0 | 0 | 0 | 0 | 0 | 0 | 0
[5 empty] | TDPLANT | CUSTOMER | -283822.5826 | -203802.1781 | -49956.3926 | -406.3083 | -57.9657 | -50420.6667 | -835.2818 | -340.41 | -166.3216 | -71.2792 | -1413.2926 | -12.0263 | -212.0048 | -431.277 | -106.9194 | -762.2275 | -282.807 | -4.3249 | -287.1319 | -16.7967 | -23556.8852 | -3563.4039
|  |  | Customer Advances | -1321973 | TDPLANT | TOTAL | -1321973 | -802189.8504 | -198286.1883 | -1860.9741 | -80.3074 | -200227.4698 | -62351.1464 | -15443.4854 | -900.6005 | -174.9647 | -78870.197 | -3471.1474 | -35062.03 | -139898.0848 | -15061.6015 | -193492.8637 | -17036.255 | -350.9005 | -17387.1555 | -302.5225 | -25465.4806 | -4037.4605
[5 empty] | CUST_DEP_FXNL | PRODUCTION | -7408642.4441 | -4426631.3253 | -973971.7378 | -67960.6623 | -8568.0421 | -1050500.4421 | -297860.6678 | -356618.3812 | -85606.0231 | -5323.417 | -745408.4893 | -51114.4311 | -399667.4616 | -565323.8491 | -161022.4073 | -1177128.1491 | -6429.1514 | 0 | -6429.1514 | 0 | -2544.8869 | 0
[5 empty] | CUST_DEP_FXNL | BULKTRAN | -7846161.9071 | -4688047.2831 | -1031489.9127 | -71974.0983 | -9074.0302 | -1112538.0412 | -315450.9133 | -377678.58 | -90661.5109 | -5637.7929 | -789428.7972 | -54133.0082 | -423269.936 | -598709.208 | -170531.6308 | -1246643.783 | -6808.8267 | 0 | -6808.8267 | 0 | -2695.1759 | 0
[5 empty] | CUST_DEP_FXNL | SUBTRAN | -2945107.9583 | -1740577.6673 | -387549.849 | -26953.4181 | -4522.1107 | -419025.3778 | -123459.7286 | -147114.8069 | -45711.4781 | 0 | -316286.0136 | -19752.3476 | -163740.379 | -282486.1916 | 0 | -465978.9182 | -2664.4847 | 0 | -2664.4847 | 0 | -575.4966 | 0
[5 empty] | CUST_DEP_FXNL | DISTPRI | -7580868.9624 | -5080867.1958 | -1112619.3592 | -77489.7685 | 0 | -1190109.1277 | -350683.5287 | -418509.938 | 0 | 0 | -769193.4667 | -57136.9779 | -473995.5862 | 0 | 0 | -531132.5641 | -7568.0742 | 0 | -7568.0742 | 0 | -1998.5339 | 0
[5 empty] | CUST_DEP_FXNL | DISTSEC | -3167978.5309 | -2524847.8747 | -492998.0024 | 0 | 0 | -492998.0024 | -127022.1252 | 0 | 0 | 0 | -127022.1252 | -16060.7858 | 0 | 0 | 0 | -16060.7858 | -2811.2728 | 0 | -2811.2728 | 0 | -4238.47 | 0
[5 empty] | CUST_DEP_FXNL | ENERGY | -303372.9089 | -148154.2402 | -41593.1019 | -2841.8102 | -368.5944 | -44803.5065 | -14711.4311 | -17263.1219 | -4145.8488 | -250.3755 | -36370.7773 | -2800.432 | -24003.8673 | -35940.3656 | -10457.4331 | -73202.098 | -317.3257 | 0 | -317.3257 | 0 | -524.9614 | 0
[5 empty] | CUST_DEP_FXNL | CUSTOMER | -6518297.4283 | -5137556.7745 | -1089492.3508 | -52761.9803 | -38303.9668 | -1180558.2979 | -13288.1157 | -22771.5012 | -33529.7414 | -4230.8993 | -73820.2577 | -546.782 | -6908.5377 | -2958.4798 | -1331.0089 | -11744.8084 | -357.631 | 0 | -357.631 | 0 | -114259.659 | 0
|  |  | Customer Deposits | -35770430.14 | CUST_DEP_FXNL | TOTAL | -35770430.14 | -23746682.3609 | -5129714.3137 | -299981.7377 | -60836.7441 | -5490532.7955 | -1242476.5105 | -1339956.3292 | -259654.6024 | -15442.4848 | -2857529.9269 | -201544.7647 | -1491585.7677 | -1485418.094 | -343342.4801 | -3521891.1066 | -26956.7665 | 0 | -26956.7665 | 0 | -126837.1836 | 0
Adjustments to Rate Base Offsets
[5 empty] | PROD_DEMAND | PRODUCTION | 10000000 | 4903429.1711 | 1240376.9162 | 14501.8928 | 357.2615 | 1255236.0705 | 518989.2637 | 147805.5945 | 11696.6677 | 2468.9603 | 680960.4863 | 31175.8426 | 339871.3767 | 2269877.9291 | 356100.9564 | 2997026.1048 | 140867.8005 | 3400.6002 | 144268.4007 | 2456.0019 | 13316.9322 | 3306.8325
[5 empty] | PROD_DEMAND | BULKTRAN | 0 | 0 | 0 | 0 | 0 | 0 | 0 | 0 | 0 | 0 | 0 | 0 | 0 | 0 | 0 | 0 | 0 | 0 | 0 | 0 | 0 | 0
[5 empty] | PROD_DEMAND | SUBTRAN | 0 | 0 | 0 | 0 | 0 | 0 | 0 | 0 | 0 | 0 | 0 | 0 | 0 | 0 | 0 | 0 | 0 | 0 | 0 | 0 | 0 | 0
[5 empty] | PROD_DEMAND | DISTPRI | 0 | 0 | 0 | 0 | 0 | 0 | 0 | 0 | 0 | 0 | 0 | 0 | 0 | 0 | 0 | 0 | 0 | 0 | 0 | 0 | 0 | 0
[5 empty] | PROD_DEMAND | DISTSEC | 0 | 0 | 0 | 0 | 0 | 0 | 0 | 0 | 0 | 0 | 0 | 0 | 0 | 0 | 0 | 0 | 0 | 0 | 0 | 0 | 0 | 0
[5 empty] | PROD_DEMAND | ENERGY | 0 | 0 | 0 | 0 | 0 | 0 | 0 | 0 | 0 | 0 | 0 | 0 | 0 | 0 | 0 | 0 | 0 | 0 | 0 | 0 | 0 | 0
[5 empty] | PROD_DEMAND | CUSTOMER | 0 | 0 | 0 | 0 | 0 | 0 | 0 | 0 | 0 | 0 | 0 | 0 | 0 | 0 | 0 | 0 | 0 | 0 | 0 | 0 | 0 | 0
|  |  | Adj 52 - Turbine Reservation Fee | 10000000 | PROD_DEMAND | TOTAL | 10000000 | 4903429.1711 | 1240376.9162 | 14501.8928 | 357.2615 | 1255236.0705 | 518989.2637 | 147805.5945 | 11696.6677 | 2468.9603 | 680960.4863 | 31175.8426 | 339871.3767 | 2269877.9291 | 356100.9564 | 2997026.1048 | 140867.8005 | 3400.6002 | 144268.4007 | 2456.0019 | 13316.9322 | 3306.8325
[5 empty] | PROD_DEMAND | PRODUCTION | 44877672 | 22005448.6018 | 5566522.8401 | 65081.1188 | 1603.3064 | 5633207.2653 | 2329102.9948 | 663317.0991 | 52491.9218 | 11080.1191 | 3055992.1348 | 139909.9238 | 1525263.6168 | 10186683.7183 | 1598098.1919 | 13449955.4507 | 632181.8947 | 15261.1021 | 647442.9968 | 11021.9646 | 59763.2915 | 14840.2945
[5 empty] | PROD_DEMAND | BULKTRAN | 0 | 0 | 0 | 0 | 0 | 0 | 0 | 0 | 0 | 0 | 0 | 0 | 0 | 0 | 0 | 0 | 0 | 0 | 0 | 0 | 0 | 0
[5 empty] | PROD_DEMAND | SUBTRAN | 0 | 0 | 0 | 0 | 0 | 0 | 0 | 0 | 0 | 0 | 0 | 0 | 0 | 0 | 0 | 0 | 0 | 0 | 0 | 0 | 0 | 0
[5 empty] | PROD_DEMAND | DISTPRI | 0 | 0 | 0 | 0 | 0 | 0 | 0 | 0 | 0 | 0 | 0 | 0 | 0 | 0 | 0 | 0 | 0 | 0 | 0 | 0 | 0 | 0
[5 empty] | PROD_DEMAND | DISTSEC | 0 | 0 | 0 | 0 | 0 | 0 | 0 | 0 | 0 | 0 | 0 | 0 | 0 | 0 | 0 | 0 | 0 | 0 | 0 | 0 | 0 | 0
[5 empty] | PROD_DEMAND | ENERGY | 0 | 0 | 0 | 0 | 0 | 0 | 0 | 0 | 0 | 0 | 0 | 0 | 0 | 0 | 0 | 0 | 0 | 0 | 0 | 0 | 0 | 0
[5 empty] | PROD_DEMAND | CUSTOMER | 0 | 0 | 0 | 0 | 0 | 0 | 0 | 0 | 0 | 0 | 0 | 0 | 0 | 0 | 0 | 0 | 0 | 0 | 0 | 0 | 0 | 0
|  |  | Adj 57 - Remove FGD from Base Rates (Mitchell) | 44877672 | PROD_DEMAND | TOTAL | 44877672 | 22005448.6018 | 5566522.8401 | 65081.1188 | 1603.3064 | 5633207.2653 | 2329102.9948 | 663317.0991 | 52491.9218 | 11080.1191 | 3055992.1348 | 139909.9238 | 1525263.6168 | 10186683.7183 | 1598098.1919 | 13449955.4507 | 632181.8947 | 15261.1021 | 647442.9968 | 11021.9646 | 59763.2915 | 14840.2945
[5 empty] | RB_GUP | PRODUCTION | 2155596.0855 | 1056981.2727 | 267375.1625 | 3126.0223 | 77.0111 | 270578.196 | 111873.1225 | 31860.9161 | 2521.3291 | 532.2081 | 146787.5759 | 6720.2524 | 73262.5409 | 489293.9979 | 76760.9828 | 646037.774 | 30365.4079 | 733.032 | 31098.44 | 529.4148 | 2870.5927 | 712.8195
[5 empty] | RB_GUP | BULKTRAN | 2282895.4185 | 1119401.599 | 283165.0779 | 3310.6305 | 81.5591 | 286557.2674 | 118479.8212 | 33742.4715 | 2670.2269 | 563.6378 | 155456.1574 | 7117.1188 | 77589.0809 | 518189.3925 | 81294.1242 | 684189.7164 | 32158.6456 | 776.3215 | 32934.9671 | 560.6795 | 3040.1163 | 754.9153
[5 empty] | RB_GUP | SUBTRAN | 875152.0694 | 415611.2996 | 106390.36 | 1239.7906 | 40.6456 | 107670.7962 | 46370.0879 | 13143.4967 | 1346.3268 | 0 | 60859.9114 | 2596.9332 | 30015.0434 | 244494.9002 | 0 | 277106.8768 | 12584.5789 | 301.0944 | 12885.6734 | 206.6506 | 649.1512 | 161.7104
[5 empty] | RB_GUP | DISTPRI | 1825734.7318 | 1213198.2721 | 305436.7703 | 3564.3376 | 0 | 309001.108 | 131712.796 | 37390.4171 | 0 | 0 | 169103.2131 | 7512.0647 | 86887.5362 | 0 | 0 | 94399.6009 | 35744.6336 | 856.4119 | 36601.0455 | 614.9779 | 2254.315 | 562.1993
[5 empty] | RB_GUP | DISTSEC | 807495.5646 | 602877.6114 | 135338.0349 | 0 | 0 | 135338.0349 | 47708.084 | 0 | 0 | 0 | 47708.084 | 2111.5863 | 0 | 0 | 0 | 2111.5863 | 13277.8715 | 0 | 13277.8715 | 216.5126 | 4780.928 | 1184.9359
[5 empty] | RB_GUP | ENERGY | 97311.6431 | 35375.943 | 11418.1572 | 130.7162 | 3.313 | 11552.1864 | 5525.4483 | 1542.3178 | 122.1065 | 25.0313 | 7214.9039 | 368.1858 | 4400.1188 | 31106.781 | 4985.1624 | 40860.248 | 1498.755 | 35.226 | 1533.981 | 34.413 | 592.1482 | 147.8196
[5 empty] | RB_GUP | CUSTOMER | 1691886.4871 | 1226734.4847 | 299087.9335 | 2426.9206 | 344.2831 | 301859.1372 | 4990.8671 | 2034.4461 | 987.5417 | 422.9838 | 8435.8386 | 71.888 | 1266.3954 | 2560.5967 | 634.5052 | 4533.3853 | 1689.1203 | 25.907 | 1715.0272 | 100.2623 | 128883.1121 | 19625.2396
|  |  | Adj - Amortization of Excess | 9736072 | RB_GUP | TOTAL | 9736072 | 5670180.4825 | 1408211.4963 | 13798.4178 | 546.8119 | 1422556.726 | 466660.2271 | 119714.0653 | 7647.5309 | 1543.861 | 595565.6843 | 26498.0293 | 273420.7156 | 1285645.6683 | 163674.7745 | 1749239.1876 | 127319.0129 | 2727.9928 | 130047.0057 | 2262.9107 | 143070.3636 | 23149.6396
[5 empty] | RB_GUP | PRODUCTION | 9936242.1416 | 4872165.9569 | 1232468.5386 | 14409.4318 | 354.9837 | 1247232.9541 | 515680.2993 | 146863.2177 | 11622.0923 | 2453.2188 | 676618.828 | 30977.0721 | 337704.4296 | 2255405.6736 | 353830.5329 | 2977917.7082 | 139969.6576 | 3378.9187 | 143348.5763 | 2440.3429 | 13232.0263 | 3285.7489
[5 empty] | RB_GUP | BULKTRAN | 10523029.7156 | 5159893.0876 | 1305252.3148 | 15260.3849 | 375.9473 | 1320888.647 | 546133.9444 | 155536.2663 | 12308.4382 | 2598.0943 | 716576.7432 | 32806.4318 | 357647.6597 | 2388599.2899 | 374726.0946 | 3153779.4759 | 148235.6051 | 3578.4617 | 151814.0668 | 2584.4581 | 14013.4473 | 3479.7897
[5 empty] | RB_GUP | SUBTRAN | 4034022.39 | 1915764.5245 | 490407.4497 | 5714.8272 | 187.3562 | 496309.6331 | 213743.393 | 60585.0821 | 6205.907 | 0 | 280534.3821 | 11970.59 | 138354.6488 | 1127001.736 | 0 | 1277326.9748 | 58008.745 | 1387.8979 | 59396.6428 | 952.5579 | 2992.2692 | 745.4056
[5 empty] | RB_GUP | DISTPRI | 8415742.8672 | 5592249.8089 | 1407913.908 | 16429.8507 | 0 | 1424343.7588 | 607131.4764 | 172351.509 | 0 | 0 | 779482.9854 | 34626.9389 | 400508.9842 | 0 | 0 | 435135.9231 | 164765.2533 | 3947.6393 | 168712.8926 | 2834.7468 | 10391.2881 | 2591.4636
[5 empty] | RB_GUP | DISTSEC | 3722159.0409 | 2778970.4987 | 623842.052 | 0 | 0 | 623842.052 | 219910.8999 | 0 | 0 | 0 | 219910.8999 | 9733.3788 | 0 | 0 | 0 | 9733.3788 | 61204.4839 | 0 | 61204.4839 | 998.0171 | 22037.7364 | 5461.9741
[5 empty] | RB_GUP | ENERGY | 448559.0113 | 163065.77 | 52632.1119 | 602.5378 | 15.2713 | 53249.921 | 25469.6105 | 7109.3296 | 562.851 | 115.3819 | 33257.173 | 1697.1564 | 20282.3924 | 143387.0243 | 22979.1567 | 188345.7298 | 6908.5265 | 162.3748 | 7070.9013 | 158.627 | 2729.5132 | 681.3759
[5 empty] | RB_GUP | CUSTOMER | 7798768.0182 | 5654645.1192 | 1378648.88 | 11186.9151 | 1586.9766 | 1391422.7717 | 23005.4527 | 9377.8002 | 4552.0833 | 1949.748 | 38885.0842 | 331.3683 | 5837.4624 | 11803.0967 | 2924.7581 | 20896.6856 | 7786.0171 | 119.4184 | 7905.4355 | 462.1603 | 594088.0196 | 90462.7421
|  |  | Adj - NOLC | 44878523.1848 | RB_GUP | TOTAL | 44878523.1848 | 26136754.7657 | 6491165.255 | 63603.9476 | 2520.535 | 6557289.7376 | 2151075.0763 | 551823.205 | 35251.3718 | 7116.4429 | 2745266.096 | 122142.9363 | 1260335.5772 | 5926196.8205 | 754460.5423 | 8063135.8763 | 586878.2885 | 12574.7107 | 599452.9992 | 10430.9101 | 659484.3002 | 106708.4998
[5 empty] | RB_GUP | PRODUCTION | -1220881.9524 | -598650.818 | -151435.3791 | -1770.5099 | -43.6174 | -153249.5064 | -63362.4626 | -18045.3183 | -1428.0251 | -301.4309 | -83137.2368 | -3806.2024 | -41494.283 | -277125.2998 | -43475.7231 | -365901.5082 | -17198.2955 | -415.1731 | -17613.4687 | -299.8488 | -1625.8402 | -403.7252
[5 empty] | RB_GUP | BULKTRAN | -1292981.4794 | -634004.3104 | -160378.438 | -1875.0679 | -46.1932 | -162299.6991 | -67104.3506 | -19110.9896 | -1512.3575 | -319.232 | -88046.9297 | -4030.9787 | -43944.7396 | -293491.0123 | -46043.1941 | -387509.9247 | -18213.9457 | -439.6913 | -18653.637 | -317.5565 | -1721.8547 | -427.5673
[5 empty] | RB_GUP | SUBTRAN | -495666.7784 | -235393.049 | -60257.1471 | -702.19 | -23.0207 | -60982.3578 | -26262.9923 | -7444.1859 | -762.5297 | 0 | -34469.7079 | -1470.8455 | -16999.8568 | -138476.5045 | 0 | -156947.2069 | -7127.6272 | -170.5332 | -7298.1604 | -117.0423 | -367.6649 | -91.5892
[5 empty] | RB_GUP | DISTPRI | -1034055.7764 | -687128.6717 | -172992.632 | -2018.762 | 0 | -175011.3941 | -74599.2148 | -21177.1054 | 0 | 0 | -95776.3202 | -4254.6673 | -49211.179 | 0 | 0 | -53465.8463 | -20244.97 | -485.0527 | -20730.0228 | -348.3099 | -1276.7942 | -318.4173
[5 empty] | RB_GUP | DISTSEC | -457347.6302 | -341456.5466 | -76652.47 | 0 | 0 | -76652.47 | -27020.8037 | 0 | 0 | 0 | -27020.8037 | -1195.9558 | 0 | 0 | 0 | -1195.9558 | -7520.2928 | 0 | -7520.2928 | -122.628 | -2707.8119 | -671.1215
[5 empty] | RB_GUP | ENERGY | -55115.1626 | -20036.1518 | -6466.9917 | -74.0348 | -1.8764 | -6542.9029 | -3129.4917 | -873.5347 | -69.1584 | -14.1772 | -4086.362 | -208.5323 | -2492.13 | -17618.1928 | -2823.4857 | -23142.3408 | -848.8617 | -19.9512 | -868.8129 | -19.4908 | -335.3797 | -83.7217
[5 empty] | RB_GUP | CUSTOMER | -958247.0906 | -694795.2832 | -169396.7913 | -1374.5541 | -194.9944 | -170966.3398 | -2826.7167 | -1152.2653 | -559.3218 | -239.5686 | -4777.8724 | -40.7158 | -717.2583 | -1450.2654 | -359.3697 | -2567.6092 | -956.6804 | -14.6731 | -971.3535 | -56.7864 | -72996.5445 | -11115.3017
|  |  | Adj 18 - Wholesale Load Going Level Adjustment | -5514295.87 | RB_GUP | TOTAL | -5514295.87 | -3211464.8307 | -797579.8493 | -7815.1187 | -309.7022 | -805704.6701 | -264306.0325 | -67803.3991 | -4331.3924 | -874.4087 | -337315.2328 | -15007.8978 | -154859.4467 | -728161.2748 | -92701.7726 | -990730.3919 | -72110.6733 | -1545.0748 | -73655.7481 | -1281.6626 | -81031.89 | -13111.4439
[5 empty] | RB_GUP | PRODUCTION | 0 | 0 | 0 | 0 | 0 | 0 | 0 | 0 | 0 | 0 | 0 | 0 | 0 | 0 | 0 | 0 | 0 | 0 | 0 | 0 | 0 | 0
[5 empty] | RB_GUP | BULKTRAN | 0 | 0 | 0 | 0 | 0 | 0 | 0 | 0 | 0 | 0 | 0 | 0 | 0 | 0 | 0 | 0 | 0 | 0 | 0 | 0 | 0 | 0
[5 empty] | RB_GUP | SUBTRAN | 0 | 0 | 0 | 0 | 0 | 0 | 0 | 0 | 0 | 0 | 0 | 0 | 0 | 0 | 0 | 0 | 0 | 0 | 0 | 0 | 0 | 0
[5 empty] | RB_GUP | DISTPRI | 0 | 0 | 0 | 0 | 0 | 0 | 0 | 0 | 0 | 0 | 0 | 0 | 0 | 0 | 0 | 0 | 0 | 0 | 0 | 0 | 0 | 0
[5 empty] | RB_GUP | DISTSEC | 0 | 0 | 0 | 0 | 0 | 0 | 0 | 0 | 0 | 0 | 0 | 0 | 0 | 0 | 0 | 0 | 0 | 0 | 0 | 0 | 0 | 0
[5 empty] | RB_GUP | ENERGY | 0 | 0 | 0 | 0 | 0 | 0 | 0 | 0 | 0 | 0 | 0 | 0 | 0 | 0 | 0 | 0 | 0 | 0 | 0 | 0 | 0 | 0
[5 empty] | RB_GUP | CUSTOMER | 0 | 0 | 0 | 0 | 0 | 0 | 0 | 0 | 0 | 0 | 0 | 0 | 0 | 0 | 0 | 0 | 0 | 0 | 0 | 0 | 0 | 0
|  |  | Adj - CAMT & NERC | 0 | RB_GUP | TOTAL | 0 | 0 | 0 | 0 | 0 | 0 | 0 | 0 | 0 | 0 | 0 | 0 | 0 | 0 | 0 | 0 | 0 | 0 | 0 | 0 | 0 | 0
[6 empty] | PRODUCTION | 65748628.2747 | 32239374.1845 | 8155308.0783 | 95347.9559 | 2348.9452 | 8253004.9794 | 3412283.2178 | 971801.5091 | 76903.9859 | 16233.0754 | 4477221.7882 | 204976.8885 | 2234607.6811 | 14924136.019 | 2341314.9409 | 19705035.5295 | 926186.4652 | 22358.4799 | 948544.9451 | 16147.8754 | 87557.0025 | 21741.9702
[6 empty] | BULKTRAN | 11512943.6548 | 5645290.3763 | 1428038.9547 | 16695.9475 | 411.3131 | 1445146.2153 | 597509.415 | 170167.7482 | 13466.3077 | 2842.5001 | 783985.971 | 35892.5719 | 391292.001 | 2613297.6701 | 409977.0246 | 3450459.2677 | 162180.305 | 3915.0919 | 166095.3969 | 2827.5811 | 15331.709 | 3807.1377
[6 empty] | SUBTRAN | 4413507.681 | 2095982.7751 | 536540.6627 | 6252.4278 | 204.981 | 542998.0714 | 233850.4886 | 66284.393 | 6789.7041 | 0 | 306924.5856 | 13096.6776 | 151369.8354 | 1233020.1317 | 0 | 1397486.6447 | 63465.6967 | 1518.4591 | 64984.1558 | 1042.1661 | 3273.7555 | 815.5268
[6 empty] | DISTPRI | 9207421.8226 | 6118319.4092 | 1540358.0463 | 17975.4264 | 0 | 1558333.4727 | 664245.0576 | 188564.8207 | 0 | 0 | 852809.8783 | 37884.3363 | 438185.3414 | 0 | 0 | 476069.6777 | 180264.9169 | 4318.9984 | 184583.9153 | 3101.4148 | 11368.809 | 2835.2457
[6 empty] | DISTSEC | 4072306.9753 | 3040391.5635 | 682527.6169 | 0 | 0 | 682527.6169 | 240598.1802 | 0 | 0 | 0 | 240598.1802 | 10649.0093 | 0 | 0 | 0 | 10649.0093 | 66962.0626 | 0 | 66962.0626 | 1091.9018 | 24110.8526 | 5975.7885
[6 empty] | ENERGY | 490755.4917 | 178405.5612 | 57583.2773 | 659.2193 | 16.7079 | 58259.2045 | 27865.5671 | 7778.1127 | 615.7991 | 126.236 | 36385.7149 | 1856.8099 | 22190.3813 | 156875.6125 | 25140.8333 | 206063.637 | 7558.4198 | 177.6496 | 7736.0694 | 173.5492 | 2986.2818 | 745.4737
[6 empty] | CUSTOMER | 8532407.4146 | 6186584.3207 | 1508340.0222 | 12239.2815 | 1736.2654 | 1522315.5691 | 25169.603 | 10259.9811 | 4980.3032 | 2133.1631 | 42543.0504 | 362.5406 | 6386.5995 | 12913.4281 | 3199.8936 | 22862.4617 | 8518.457 | 130.6522 | 8649.1092 | 505.6363 | 649974.5872 | 98972.68
|  |  | Total Adjustments to Rate Base Offsets | 103977971.3148 |  | TOTAL | 103977971.3148 | 55504348.1905 | 13908696.6583 | 149170.2583 | 4718.2126 | 14062585.1292 | 5201521.5293 | 1414856.5647 | 102756.0999 | 21334.9746 | 6740469.1685 | 304718.8341 | 3244031.8397 | 18940242.8613 | 2779632.6924 | 25268626.2275 | 1415136.3233 | 32419.3309 | 1447555.6543 | 24890.1247 | 794602.9975 | 134893.8225
[6 empty] | PRODUCTION | -16862464.6727 | -9062246.0948 | -2146602.024 | -81670.4939 | -8905.7907 | -2237178.3086 | -788503.8916 | -496351.1627 | -96663.8449 | -7657.5282 | -1389176.4275 | -80587.5185 | -720975.8192 | -2711226.0913 | -497673.921 | -4010463.35 | -139603.0658 | -3214.867 | -142817.9328 | -2321.8605 | -15134.4778 | -3126.2207
[6 empty] | BULKTRAN | -76380687.097 | -38293466.2877 | -9532354.2134 | -171362.132 | -11522.5048 | -9715238.8502 | -3872319.19 | -1390657.2041 | -170824.0678 | -22558.6953 | -5456359.1572 | -267795.1651 | -2752562.279 | -16155209.819 | -2611052.6273 | -21786619.8905 | -972239.6091 | -23305.852 | -995545.4611 | -16832.0922 | -93962.1384 | -22663.2197
[6 empty] | SUBTRAN | -29217939.5398 | -14217592.8734 | -3581481.6342 | -64173.0163 | -5742.3262 | -3651396.9766 | -1515530.3776 | -541694.0891 | -86129.387 | 0 | -2143353.8537 | -97714.5559 | -1064818.27 | -7622437.223 | 0 | -8784970.0489 | -380464.566 | -9039.1186 | -389503.6846 | -6203.831 | -20063.5849 | -4854.6867
[6 empty] | DISTPRI | -62379908.0837 | -41494754.9401 | -10280238.9671 | -184472.6039 | 0 | -10464711.571 | -4304015.0472 | -1540775.3436 | 0 | 0 | -5844790.3908 | -282610.0003 | -3081906.479 | 0 | 0 | -3364516.4792 | -1080435.6398 | -25705.02 | -1106140.6598 | -18458.4299 | -69661.3193 | -16874.2936
[6 empty] | DISTSEC | -27405599.0396 | -20620698.0549 | -4555276.5745 | 0 | 0 | -4555276.5745 | -1559018.1468 | 0 | 0 | 0 | -1559018.1468 | -79441.7266 | 0 | 0 | 0 | -79441.7266 | -401357.1269 | 0 | -401357.1269 | -6498.798 | -147741.8203 | -35566.7915
[6 empty] | ENERGY | -3207184.714 | -1203784.1487 | -382314.7103 | -6742.4261 | -467.4553 | -389524.5917 | -179592.6479 | -63286.3982 | -7789.5465 | -997.3169 | -251665.9095 | -13787.2201 | -155304.8759 | -964177.06 | -159216.3363 | -1292485.4922 | -45040.6739 | -1051.1566 | -46091.8305 | -1026.895 | -18194.861 | -4410.9854
[6 empty] | CUSTOMER | -57288575.6785 | -41947524.1137 | -10064332.1865 | -125588.4056 | -48635.4557 | -10238556.0477 | -163052.5316 | -83820.4608 | -63164.6344 | -16924.1546 | -326961.7815 | -2703.9693 | -44910.202 | -79798.8149 | -20371.774 | -147784.7602 | -51044.3487 | -777.397 | -51821.7457 | -3008.6585 | -3983731.4879 | -589187.0831
|  | Total Rate Base Offsets |  | -272742358.8252 |  | TOTAL | -272742358.8252 | -166840066.5133 | -40542600.3099 | -634009.0779 | -75273.5327 | -41251882.9205 | -12382031.8327 | -4116584.6586 | -424571.4806 | -48137.695 | -16971325.6669 | -824640.1557 | -7820477.925 | -27532849.0083 | -3288314.6585 | -39466281.7476 | -3070185.0302 | -63093.4112 | -3133278.4413 | -54350.5651 | -4348489.6897 | -676683.2807
[6 empty] | PRODUCTION | 364334450.5779 | 177839087.3959 | 45136305.1242 | 476661.5437 | 5229.2571 | 45618195.925 | 19006856.6884 | 5134964.5234 | 350081.5391 | 64759.6184 | 24556662.3693 | 1106841.5498 | 12225381.7332 | 83854334.04 | 13067040.8035 | 110253598.1265 | 5234194.7933 | 126331.6127 | 5360526.406 | 91210.6142 | 492368.5173 | 122801.2237
[6 empty] | BULKTRAN | 463842928.4557 | 226586732.4937 | 57469743.9775 | 612744.5697 | 7972.4942 | 58090461.0415 | 24162989.9234 | 6592830.1554 | 461036.828 | 148364.4291 | 31365221.3359 | 1416262.2752 | 15605685.8525 | 106456959.1741 | 16626570.3251 | 140105477.6269 | 6637552.3408 | 160374.6416 | 6797926.9824 | 115819.9654 | 625355.0364 | 155933.9734
[6 empty] | SUBTRAN | 173270980.8777 | 81946550.8112 | 21034281.49 | 222952.9586 | 3754.1715 | 21260988.6201 | 9213517.3536 | 2499114.8832 | 225390.5562 | 0 | 11938022.7929 | 503148.8063 | 5879537.4563 | 48946394.9052 | 0 | 55329081.1678 | 2531432.2906 | 60621.3732 | 2592053.6638 | 41603.9187 | 130125.5331 | 32554.3701
[6 empty] | DISTPRI | 332676402.6567 | 221017445.2354 | 55810308.6148 | 589407.6367 | 0 | 56399716.2514 | 24201230.5512 | 6548171.0533 | 0 | 0 | 30749401.6045 | 1342489.5085 | 15714518.8552 | 0 | 0 | 17057008.3637 | 6655896.4921 | 159564.7053 | 6815461.1973 | 114565.1092 | 418078.2901 | 104726.605
[6 empty] | DISTSEC | 146178692.1735 | 108975991.0947 | 24537467.3926 | 0 | 0 | 24537467.3926 | 8698312.9239 | 0 | 0 | 0 | 8698312.9239 | 374372.4713 | 0 | 0 | 0 | 374372.4713 | 2453589.8116 | 0 | 2453589.8116 | 40027.7506 | 879879.0229 | 219051.706
[6 empty] | ENERGY | 93606805.0613 | 33982547.2772 | 10978971.027 | 127370.1692 | 3230.0599 | 11109571.256 | 5328701.7062 | 1468907.7202 | 114488.3358 | -13119.9069 | 6898977.8554 | 351538.3534 | 4212673.721 | 30034112.8943 | 4787884.0273 | 39386208.996 | 1449674.6016 | 33929.6297 | 1483604.2313 | 33115.212 | 570543.7683 | 142236.4651
[6 empty] | CUSTOMER | 298349050.3347 | 214498565.3118 | 52621143.6113 | 388318.0403 | 25698.5588 | 53035160.2103 | 886413.1021 | 344965.143 | 146277.1004 | 79796.0177 | 1457451.3632 | 12405.8021 | 222101.9434 | 462957.0465 | 114100.3025 | 811565.0945 | 304167.2756 | 4673.1015 | 308840.3771 | 18059.8479 | 24491514.2503 | 3727893.8796
Total Rate Base |  |  |  | 1872259310.1375 |  | TOTAL | 1872259310.1375 | 1064846919.6198 | 267588221.2373 | 2417454.9181 | 45884.5415 | 270051560.6969 | 91498022.2489 | 22588953.4785 | 1297274.3596 | 279800.1582 | 115664050.2451 | 5107058.7666 | 53859899.5615 | 269754758.0601 | 34595595.4584 | 363317311.8466 | 25266507.6055 | 545495.0641 | 25812002.6696 | 454402.4181 | 27607864.4185 | 4505198.2229
Operating Revenues
[5 empty] | RSALE | PRODUCTION | 246322110.5444 | 115924795.6847 | 32958723.9309 | 395209.5111 | 9764.7384 | 33363698.1803 | 14410021.5532 | 4308404.8621 | 305023.4715 | 130981.3747 | 19154431.2615 | 817881.4782 | 9323585.2584 | 54563122.6284 | 8369769.2209 | 73074358.5859 | 4145344.3415 | 97108.9933 | 4242453.3348 | 72211.3263 | 388135.6225 | 102026.5485
[5 empty] | RSALE | BULKTRAN | -16665153.6037 | -14612203.0156 | 1185116.3436 | 54622.3512 | 3739.1321 | 1243477.8269 | 1284377.5081 | 653217.7846 | 12744.8793 | -226465.7861 | 1723874.3858 | -3580.2765 | 652416.4484 | -5225354.1991 | -1176512.8534 | -5753030.8806 | 638277.8593 | 10774.2081 | 649052.0675 | 10287.6149 | 53442.9004 | 19945.497
[5 empty] | RSALE | SUBTRAN | -5960075.7069 | -5276803.7691 | 435797.847 | 19875.2147 | 1754.2587 | 457427.3204 | 490673.1736 | 247765.7071 | 6211.3527 | 0 | 744650.2334 | -1231.3809 | 246326.9681 | -2397235.4825 | 0 | -2152139.8953 | 243708.3226 | 4079.4862 | 247787.8088 | 3700.1447 | 11134.7384 | 4167.7117
[5 empty] | RSALE | DISTPRI | 64435563.1941 | 35070301.2645 | 13531244.771 | 188616.5331 | 0 | 13719861.3042 | 6636590.2883 | 2160143.7959 | 0 | 0 | 8796734.0842 | 307686.2065 | 4201309.5372 | 0 | 0 | 4508995.7437 | 2094235.8661 | 45839.653 | 2140075.5191 | 35436.4721 | 127670.8061 | 36488.0002
[5 empty] | RSALE | DISTSEC | 26294795.3373 | 16883029.4295 | 5858023.3429 | 0 | 0 | 5858023.3429 | 2353184.1481 | 0 | 0 | 0 | 2353184.1481 | 84368.1827 | 0 | 0 | 0 | 84368.1827 | 763012.9272 | 0 | 763012.9272 | 12232.9018 | 265435.2464 | 75509.1588
[5 empty] | RSALE | ENERGY | 217092452.9426 | 77975072.3846 | 25941195.4605 | 289271.0288 | 7583.295 | 26238049.7844 | 12724631.4452 | 3606680.3496 | 273162.1308 | 223407.5232 | 16827881.4488 | 844841.0302 | 10129007.9031 | 68643425.894 | 11007773.1174 | 90625047.9447 | 3517775.5784 | 82315.5245 | 3600091.1029 | 81258.004 | 1390453.179 | 354599.0942
[5 empty] | RSALE | CUSTOMER | 70038454.5375 | 45982156.5984 | 15390878.8086 | 152637.7772 | 26159.2248 | 15569675.8106 | 292735.423 | 139029.0086 | 54306.0485 | -42505.1219 | 443565.3582 | 3594.0029 | 75200.4094 | 110703.6678 | 25291.7318 | 214789.8118 | 112180.9671 | 1667.0538 | 113848.0208 | 6538.3874 | 6519563.3073 | 1188317.243
|  |  | Year End Migration Revenue | 601558147.2454 | RSALE | TOTAL | 601558147.2454 | 271946348.577 | 95300980.5045 | 1100232.4161 | 49000.649 | 96450213.5697 | 38192213.5394 | 11115241.5079 | 651447.8827 | 85417.9899 | 50044320.92 | 2053559.243 | 24627846.5246 | 115694662.5086 | 18226321.2167 | 160602389.493 | 11514535.8623 | 241784.9189 | 11756320.7812 | 221664.8511 | 8755835.8 | 1781053.2534
[5 empty] | RB_GUP | PRODUCTION | 0 | 0 | 0 | 0 | 0 | 0 | 0 | 0 | 0 | 0 | 0 | 0 | 0 | 0 | 0 | 0 | 0 | 0 | 0 | 0 | 0 | 0
[5 empty] | RB_GUP | BULKTRAN | 0 | 0 | 0 | 0 | 0 | 0 | 0 | 0 | 0 | 0 | 0 | 0 | 0 | 0 | 0 | 0 | 0 | 0 | 0 | 0 | 0 | 0
[5 empty] | RB_GUP | SUBTRAN | 0 | 0 | 0 | 0 | 0 | 0 | 0 | 0 | 0 | 0 | 0 | 0 | 0 | 0 | 0 | 0 | 0 | 0 | 0 | 0 | 0 | 0
[5 empty] | RB_GUP | DISTPRI | 0 | 0 | 0 | 0 | 0 | 0 | 0 | 0 | 0 | 0 | 0 | 0 | 0 | 0 | 0 | 0 | 0 | 0 | 0 | 0 | 0 | 0
[5 empty] | RB_GUP | DISTSEC | 0 | 0 | 0 | 0 | 0 | 0 | 0 | 0 | 0 | 0 | 0 | 0 | 0 | 0 | 0 | 0 | 0 | 0 | 0 | 0 | 0 | 0
[5 empty] | RB_GUP | ENERGY | 0 | 0 | 0 | 0 | 0 | 0 | 0 | 0 | 0 | 0 | 0 | 0 | 0 | 0 | 0 | 0 | 0 | 0 | 0 | 0 | 0 | 0
[5 empty] | RB_GUP | CUSTOMER | 0 | 0 | 0 | 0 | 0 | 0 | 0 | 0 | 0 | 0 | 0 | 0 | 0 | 0 | 0 | 0 | 0 | 0 | 0 | 0 | 0 | 0
|  |  | Adj - Adjustment | 0 | RB_GUP | TOTAL | 0 | 0 | 0 | 0 | 0 | 0 | 0 | 0 | 0 | 0 | 0 | 0 | 0 | 0 | 0 | 0 | 0 | 0 | 0 | 0 | 0 | 0
[5 empty] | REVYEC_FXNL | PRODUCTION | -1491700.8789 | -623216.4046 | -109581.3994 | -37891.1192 | -3406.5569 | -150879.0756 | -125449.4714 | -2308.4199 | -7987.2087 | 138772.5049 | 3027.4049 | 0 | -12421.1345 | -660977.8258 | 0 | -673398.9604 | -45002.5563 | 0 | -45002.5563 | 0 | -2231.2869 | 0
[5 empty] | REVYEC_FXNL | BULKTRAN | -128533.329 | 78555.7962 | -3940.2832 | -5236.9742 | -1304.4452 | -10481.7027 | -11181.4184 | -349.9905 | -333.7317 | -239936.5901 | -251801.7307 | 0 | -869.167 | 63299.9559 | 0 | 62430.7889 | -6929.2519 | 0 | -6929.2519 | 0 | -307.2288 | 0
[5 empty] | REVYEC_FXNL | SUBTRAN | 45836.9617 | 28368.3111 | -1448.9438 | -1905.5567 | -611.9961 | -3966.4966 | -4271.6584 | -132.7515 | -162.6477 | 0 | -4567.0577 | 0 | -328.1635 | 29040.1176 | 0 | 28711.9541 | -2645.7386 | 0 | -2645.7386 | 0 | -64.0106 | 0
[5 empty] | REVYEC_FXNL | DISTPRI | -339611.992 | -188539.3624 | -44988.7787 | -18083.8045 | 0 | -63072.5832 | -57776.2317 | -1157.3933 | 0 | 0 | -58933.625 | 0 | -5597.0991 | 0 | 0 | -5597.0991 | -22735.3772 | 0 | -22735.3772 | 0 | -733.945 | 0
[5 empty] | REVYEC_FXNL | DISTSEC | -140536.1004 | -90763.8511 | -19476.7976 | 0 | 0 | -19476.7976 | -20486.1392 | 0 | 0 | 0 | -20486.1392 | 0 | 0 | 0 | 0 | 0 | -8283.3968 | 0 | -8283.3968 | 0 | -1525.9156 | 0
[5 empty] | REVYEC_FXNL | ENERGY | -1310215.9003 | -419197.1525 | -86249.4709 | -27734.158 | -2645.5318 | -116629.1608 | -110776.9536 | -1932.4398 | -7152.9018 | 236696.4134 | 116834.1182 | 0 | -13494.1405 | -831546.6605 | 0 | -845040.801 | -38189.5641 | 0 | -38189.5641 | 0 | -7993.3401 | 0
[5 empty] | REVYEC_FXNL | CUSTOMER | -411350.6865 | -247201.9393 | -51171.7032 | -14634.3042 | -9125.9883 | -74931.9957 | -2548.4698 | -74.491 | -1422.034 | -45033.4428 | -49078.4375 | 0 | -100.184 | -1341.0646 | 0 | -1441.2486 | -1217.8555 | 0 | -1217.8555 | 0 | -37479.2099 | 0
|  |  | Adj 14 - Year End Customer Annualization | -3776111.9253 | REVYEC_FXNL | TOTAL | -3776111.9253 | -1461994.6026 | -316857.3769 | -105485.9168 | -17094.5185 | -439437.8122 | -332490.3424 | -5955.4861 | -17058.5239 | 90498.8854 | -265005.467 | 0 | -32809.8887 | -1401525.4773 | 0 | -1434335.3661 | -125003.7405 | 0 | -125003.7405 | 0 | -50334.9369 | 0
[5 empty] | WEATHER_FXNL | PRODUCTION | -385194.6935 | -146390.5145 | -147950.8619 | -835.0497 | 0 | -148785.9116 | -63273.9004 | -12808.6327 | 0 | 0 | -76082.5331 | 0 | 0 | 0 | 0 | 0 | -13702.1845 | -233.5497 | -13935.7342 | 0 | 0 | 0
[5 empty] | WEATHER_FXNL | BULKTRAN | 3299.6706 | 18452.376 | -5319.9567 | -115.4132 | 0 | -5435.3699 | -5639.6567 | -1941.9778 | 0 | 0 | -7581.6345 | 0 | 0 | 0 | 0 | 0 | -2109.7888 | -25.9123 | -2135.701 | 0 | 0 | 0
[5 empty] | WEATHER_FXNL | SUBTRAN | 958.8028 | 6663.5789 | -1956.2853 | -41.9949 | 0 | -1998.2802 | -2154.5287 | -736.5928 | 0 | 0 | -2891.1215 | 0 | 0 | 0 | 0 | 0 | -805.5631 | -9.8113 | -815.3744 | 0 | 0 | 0
[5 empty] | WEATHER_FXNL | DISTPRI | -148022.5559 | -44286.9829 | -60741.4089 | -398.5334 | 0 | -61139.9422 | -29141.0357 | -6421.9797 | 0 | 0 | -35563.0154 | 0 | 0 | 0 | 0 | 0 | -6922.3698 | -110.2456 | -7032.6153 | 0 | 0 | 0
[5 empty] | WEATHER_FXNL | DISTSEC | -60471.347 | -21319.989 | -26296.5157 | 0 | 0 | -26296.5157 | -10332.7493 | 0 | 0 | 0 | -10332.7493 | 0 | 0 | 0 | 0 | 0 | -2522.093 | 0 | -2522.093 | 0 | 0 | 0
[5 empty] | WEATHER_FXNL | ENERGY | -293949.5709 | -98467.3805 | -116449.3576 | -611.2092 | 0 | -117060.5667 | -55873.4115 | -10722.4472 | 0 | 0 | -66595.8587 | 0 | 0 | 0 | 0 | 0 | -11627.794 | -197.971 | -11825.765 | 0 | 0 | 0
[5 empty] | WEATHER_FXNL | CUSTOMER | -129551.8417 | -58066.5381 | -69089.2581 | -322.5128 | 0 | -69411.7709 | -1285.391 | -413.325 | 0 | 0 | -1698.716 | 0 | 0 | 0 | 0 | 0 | -370.8074 | -4.0093 | -374.8167 | 0 | 0 | 0
|  |  | Adj 15 - Weather Normalization Adjustment | -1012931.5357 | WEATHER_FXNL | TOTAL | -1012931.5357 | -343415.4501 | -427803.6442 | -2324.7131 | 0 | -430128.3573 | -167700.6733 | -33044.9552 | 0 | 0 | -200745.6285 | 0 | 0 | 0 | 0 | 0 | -38060.6006 | -581.4991 | -38642.0997 | 0 | 0 | 0
[6 empty] | PRODUCTION | 244445214.972 | 115155188.7656 | 32701191.6695 | 356483.3422 | 6358.1815 | 33064033.1932 | 14221298.1814 | 4293287.8095 | 297036.2628 | 269753.8796 | 19081376.1333 | 817881.4782 | 9311164.1239 | 53902144.8025 | 8369769.2209 | 72400959.6255 | 4086639.6007 | 96875.4436 | 4183515.0443 | 72211.3263 | 385904.3355 | 102026.5485
[6 empty] | BULKTRAN | -16790387.2621 | -14515194.8434 | 1175856.1037 | 49269.9639 | 2434.6869 | 1227560.7544 | 1267556.433 | 650925.8162 | 12411.1475 | -466402.3762 | 1464491.0206 | -3580.2765 | 651547.2815 | -5162054.2432 | -1176512.8534 | -5690600.0916 | 629238.8186 | 10748.2959 | 639987.1145 | 10287.6149 | 53135.6716 | 19945.497
[6 empty] | SUBTRAN | -5913279.9424 | -5241771.8791 | 432392.618 | 17927.663 | 1142.2626 | 451462.5436 | 484246.9864 | 246896.3628 | 6048.705 | 0 | 737192.0542 | -1231.3809 | 245998.8046 | -2368195.3649 | 0 | -2123427.9412 | 240257.0209 | 4069.6749 | 244326.6959 | 3700.1447 | 11070.7278 | 4167.7117
[6 empty] | DISTPRI | 63947928.6462 | 34837474.9192 | 13425514.5834 | 170134.1953 | 0 | 13595648.7787 | 6549673.0209 | 2152564.4229 | 0 | 0 | 8702237.4438 | 307686.2065 | 4195712.4381 | 0 | 0 | 4503398.6446 | 2064578.1191 | 45729.4074 | 2110307.5266 | 35436.4721 | 126936.8611 | 36488.0002
[6 empty] | DISTSEC | 26093787.8899 | 16770945.5894 | 5812250.0295 | 0 | 0 | 5812250.0295 | 2322365.2596 | 0 | 0 | 0 | 2322365.2596 | 84368.1827 | 0 | 0 | 0 | 84368.1827 | 752207.4374 | 0 | 752207.4374 | 12232.9018 | 263909.3308 | 75509.1588
[6 empty] | ENERGY | 215488287.4714 | 77457407.8516 | 25738496.6321 | 260925.6616 | 4937.7632 | 26004360.0569 | 12557981.0802 | 3594025.4626 | 266009.2289 | 460103.9365 | 16878119.7083 | 844841.0302 | 10115513.7625 | 67811879.2336 | 11007773.1174 | 89780007.1437 | 3467958.2203 | 82117.5535 | 3550075.7738 | 81258.004 | 1382459.8389 | 354599.0942
[6 empty] | CUSTOMER | 69497552.0093 | 45676888.121 | 15270617.8473 | 137680.9602 | 17033.2364 | 15425332.0439 | 288901.5622 | 138541.1926 | 52884.0145 | -87538.5647 | 392788.2047 | 3594.0029 | 75100.2253 | 109362.6033 | 25291.7318 | 213348.5632 | 110592.3042 | 1663.0444 | 112255.3487 | 6538.3874 | 6482084.0975 | 1188317.243
|  |  | Total Firm Sales | 596769103.7844 |  | TOTAL | 596769103.7844 | 270140938.5243 | 94556319.4834 | 992421.7862 | 31906.1306 | 95580647.4001 | 37692022.5237 | 11076241.0667 | 634389.3587 | 175916.8753 | 49578569.8244 | 2053559.243 | 24595036.6359 | 114293137.0313 | 18226321.2167 | 159168054.1269 | 11351471.5212 | 241203.4198 | 11592674.941 | 221664.8511 | 8705500.8631 | 1781053.2534
[5 empty] | PROD_ENERGY | PRODUCTION | 0 | 0 | 0 | 0 | 0 | 0 | 0 | 0 | 0 | 0 | 0 | 0 | 0 | 0 | 0 | 0 | 0 | 0 | 0 | 0 | 0 | 0
[5 empty] | PROD_ENERGY | BULKTRAN | 0 | 0 | 0 | 0 | 0 | 0 | 0 | 0 | 0 | 0 | 0 | 0 | 0 | 0 | 0 | 0 | 0 | 0 | 0 | 0 | 0 | 0
[5 empty] | PROD_ENERGY | SUBTRAN | 0 | 0 | 0 | 0 | 0 | 0 | 0 | 0 | 0 | 0 | 0 | 0 | 0 | 0 | 0 | 0 | 0 | 0 | 0 | 0 | 0 | 0
[5 empty] | PROD_ENERGY | DISTPRI | 0 | 0 | 0 | 0 | 0 | 0 | 0 | 0 | 0 | 0 | 0 | 0 | 0 | 0 | 0 | 0 | 0 | 0 | 0 | 0 | 0 | 0
[5 empty] | PROD_ENERGY | DISTSEC | 0 | 0 | 0 | 0 | 0 | 0 | 0 | 0 | 0 | 0 | 0 | 0 | 0 | 0 | 0 | 0 | 0 | 0 | 0 | 0 | 0 | 0
[5 empty] | PROD_ENERGY | ENERGY | 22287073.0864 | 8102074.9626 | 2615075.5969 | 29937.6542 | 758.768 | 2645772.019 | 1265481.3661 | 353233.6778 | 27965.7781 | 5732.8566 | 1652413.6785 | 84324.7996 | 1007749.5966 | 7124318.1165 | 1141740.846 | 9358133.3586 | 343256.5875 | 8067.7421 | 351324.3296 | 7881.531 | 135618.4116 | 33854.7954
[5 empty] | PROD_ENERGY | CUSTOMER | 0 | 0 | 0 | 0 | 0 | 0 | 0 | 0 | 0 | 0 | 0 | 0 | 0 | 0 | 0 | 0 | 0 | 0 | 0 | 0 | 0 | 0
|  |  | Non-Firm Sales: Energy | 22287073.0864 | PROD_ENERGY | TOTAL | 22287073.0864 | 8102074.9626 | 2615075.5969 | 29937.6542 | 758.768 | 2645772.019 | 1265481.3661 | 353233.6778 | 27965.7781 | 5732.8566 | 1652413.6785 | 84324.7996 | 1007749.5966 | 7124318.1165 | 1141740.846 | 9358133.3586 | 343256.5875 | 8067.7421 | 351324.3296 | 7881.531 | 135618.4116 | 33854.7954
[5 empty] | PROD_DEMAND | PRODUCTION | 0 | 0 | 0 | 0 | 0 | 0 | 0 | 0 | 0 | 0 | 0 | 0 | 0 | 0 | 0 | 0 | 0 | 0 | 0 | 0 | 0 | 0
[5 empty] | PROD_DEMAND | BULKTRAN | 0 | 0 | 0 | 0 | 0 | 0 | 0 | 0 | 0 | 0 | 0 | 0 | 0 | 0 | 0 | 0 | 0 | 0 | 0 | 0 | 0 | 0
[5 empty] | PROD_DEMAND | SUBTRAN | 0 | 0 | 0 | 0 | 0 | 0 | 0 | 0 | 0 | 0 | 0 | 0 | 0 | 0 | 0 | 0 | 0 | 0 | 0 | 0 | 0 | 0
[5 empty] | PROD_DEMAND | DISTPRI | 0 | 0 | 0 | 0 | 0 | 0 | 0 | 0 | 0 | 0 | 0 | 0 | 0 | 0 | 0 | 0 | 0 | 0 | 0 | 0 | 0 | 0
[5 empty] | PROD_DEMAND | DISTSEC | 0 | 0 | 0 | 0 | 0 | 0 | 0 | 0 | 0 | 0 | 0 | 0 | 0 | 0 | 0 | 0 | 0 | 0 | 0 | 0 | 0 | 0
[5 empty] | PROD_DEMAND | ENERGY | 0 | 0 | 0 | 0 | 0 | 0 | 0 | 0 | 0 | 0 | 0 | 0 | 0 | 0 | 0 | 0 | 0 | 0 | 0 | 0 | 0 | 0
[5 empty] | PROD_DEMAND | CUSTOMER | 0 | 0 | 0 | 0 | 0 | 0 | 0 | 0 | 0 | 0 | 0 | 0 | 0 | 0 | 0 | 0 | 0 | 0 | 0 | 0 | 0 | 0
|  |  | Non-Firm Sales: Demand | 0 | PROD_DEMAND | TOTAL | 0 | 0 | 0 | 0 | 0 | 0 | 0 | 0 | 0 | 0 | 0 | 0 | 0 | 0 | 0 | 0 | 0 | 0 | 0 | 0 | 0 | 0
[5 empty] | PROD_ENERGY | PRODUCTION | 0 | 0 | 0 | 0 | 0 | 0 | 0 | 0 | 0 | 0 | 0 | 0 | 0 | 0 | 0 | 0 | 0 | 0 | 0 | 0 | 0 | 0
[5 empty] | PROD_ENERGY | BULKTRAN | 0 | 0 | 0 | 0 | 0 | 0 | 0 | 0 | 0 | 0 | 0 | 0 | 0 | 0 | 0 | 0 | 0 | 0 | 0 | 0 | 0 | 0
[5 empty] | PROD_ENERGY | SUBTRAN | 0 | 0 | 0 | 0 | 0 | 0 | 0 | 0 | 0 | 0 | 0 | 0 | 0 | 0 | 0 | 0 | 0 | 0 | 0 | 0 | 0 | 0
[5 empty] | PROD_ENERGY | DISTPRI | 0 | 0 | 0 | 0 | 0 | 0 | 0 | 0 | 0 | 0 | 0 | 0 | 0 | 0 | 0 | 0 | 0 | 0 | 0 | 0 | 0 | 0
[5 empty] | PROD_ENERGY | DISTSEC | 0 | 0 | 0 | 0 | 0 | 0 | 0 | 0 | 0 | 0 | 0 | 0 | 0 | 0 | 0 | 0 | 0 | 0 | 0 | 0 | 0 | 0
[5 empty] | PROD_ENERGY | ENERGY | 316449.3136 | 115039.6039 | 37130.8908 | 425.0783 | 10.7736 | 37566.7427 | 17968.2953 | 5015.4883 | 397.08 | 81.3996 | 23462.2632 | 1197.3095 | 14308.8178 | 101156.6467 | 16211.3305 | 132874.1045 | 4873.8258 | 114.5521 | 4988.3779 | 111.9081 | 1925.6164 | 480.6969
[5 empty] | PROD_ENERGY | CUSTOMER | 0 | 0 | 0 | 0 | 0 | 0 | 0 | 0 | 0 | 0 | 0 | 0 | 0 | 0 | 0 | 0 | 0 | 0 | 0 | 0 | 0 | 0
|  |  | Adj 18 - Wholesale Load | 316449.3136 | PROD_ENERGY | TOTAL | 316449.3136 | 115039.6039 | 37130.8908 | 425.0783 | 10.7736 | 37566.7427 | 17968.2953 | 5015.4883 | 397.08 | 81.3996 | 23462.2632 | 1197.3095 | 14308.8178 | 101156.6467 | 16211.3305 | 132874.1045 | 4873.8258 | 114.5521 | 4988.3779 | 111.9081 | 1925.6164 | 480.6969
[6 empty] | PRODUCTION | 0 | 0 | 0 | 0 | 0 | 0 | 0 | 0 | 0 | 0 | 0 | 0 | 0 | 0 | 0 | 0 | 0 | 0 | 0 | 0 | 0 | 0
[6 empty] | BULKTRAN | 0 | 0 | 0 | 0 | 0 | 0 | 0 | 0 | 0 | 0 | 0 | 0 | 0 | 0 | 0 | 0 | 0 | 0 | 0 | 0 | 0 | 0
[6 empty] | SUBTRAN | 0 | 0 | 0 | 0 | 0 | 0 | 0 | 0 | 0 | 0 | 0 | 0 | 0 | 0 | 0 | 0 | 0 | 0 | 0 | 0 | 0 | 0
[6 empty] | DISTPRI | 0 | 0 | 0 | 0 | 0 | 0 | 0 | 0 | 0 | 0 | 0 | 0 | 0 | 0 | 0 | 0 | 0 | 0 | 0 | 0 | 0 | 0
[6 empty] | DISTSEC | 0 | 0 | 0 | 0 | 0 | 0 | 0 | 0 | 0 | 0 | 0 | 0 | 0 | 0 | 0 | 0 | 0 | 0 | 0 | 0 | 0 | 0
[6 empty] | ENERGY | 316449.3136 | 115039.6039 | 37130.8908 | 425.0783 | 10.7736 | 37566.7427 | 17968.2953 | 5015.4883 | 397.08 | 81.3996 | 23462.2632 | 1197.3095 | 14308.8178 | 101156.6467 | 16211.3305 | 132874.1045 | 4873.8258 | 114.5521 | 4988.3779 | 111.9081 | 1925.6164 | 480.6969
[6 empty] | CUSTOMER | 0 | 0 | 0 | 0 | 0 | 0 | 0 | 0 | 0 | 0 | 0 | 0 | 0 | 0 | 0 | 0 | 0 | 0 | 0 | 0 | 0 | 0
|  | Total Sales of Electricity Adjustments |  | 316449.3136 |  | TOTAL | 316449.3136 | 115039.6039 | 37130.8908 | 425.0783 | 10.7736 | 37566.7427 | 17968.2953 | 5015.4883 | 397.08 | 81.3996 | 23462.2632 | 1197.3095 | 14308.8178 | 101156.6467 | 16211.3305 | 132874.1045 | 4873.8258 | 114.5521 | 4988.3779 | 111.9081 | 1925.6164 | 480.6969
[6 empty] | PRODUCTION | 244445214.972 | 115155188.7656 | 32701191.6695 | 356483.3422 | 6358.1815 | 33064033.1932 | 14221298.1814 | 4293287.8095 | 297036.2628 | 269753.8796 | 19081376.1333 | 817881.4782 | 9311164.1239 | 53902144.8025 | 8369769.2209 | 72400959.6255 | 4086639.6007 | 96875.4436 | 4183515.0443 | 72211.3263 | 385904.3355 | 102026.5485
[6 empty] | BULKTRAN | -16790387.2621 | -14515194.8434 | 1175856.1037 | 49269.9639 | 2434.6869 | 1227560.7544 | 1267556.433 | 650925.8162 | 12411.1475 | -466402.3762 | 1464491.0206 | -3580.2765 | 651547.2815 | -5162054.2432 | -1176512.8534 | -5690600.0916 | 629238.8186 | 10748.2959 | 639987.1145 | 10287.6149 | 53135.6716 | 19945.497
[6 empty] | SUBTRAN | -5913279.9424 | -5241771.8791 | 432392.618 | 17927.663 | 1142.2626 | 451462.5436 | 484246.9864 | 246896.3628 | 6048.705 | 0 | 737192.0542 | -1231.3809 | 245998.8046 | -2368195.3649 | 0 | -2123427.9412 | 240257.0209 | 4069.6749 | 244326.6959 | 3700.1447 | 11070.7278 | 4167.7117
[6 empty] | DISTPRI | 63947928.6462 | 34837474.9192 | 13425514.5834 | 170134.1953 | 0 | 13595648.7787 | 6549673.0209 | 2152564.4229 | 0 | 0 | 8702237.4438 | 307686.2065 | 4195712.4381 | 0 | 0 | 4503398.6446 | 2064578.1191 | 45729.4074 | 2110307.5266 | 35436.4721 | 126936.8611 | 36488.0002
[6 empty] | DISTSEC | 26093787.8899 | 16770945.5894 | 5812250.0295 | 0 | 0 | 5812250.0295 | 2322365.2596 | 0 | 0 | 0 | 2322365.2596 | 84368.1827 | 0 | 0 | 0 | 84368.1827 | 752207.4374 | 0 | 752207.4374 | 12232.9018 | 263909.3308 | 75509.1588
[6 empty] | ENERGY | 238091809.8714 | 85674522.4181 | 28390703.1197 | 291288.3941 | 5707.3048 | 28687698.8186 | 13841430.7416 | 3952274.6287 | 294372.087 | 465918.1927 | 18553995.65 | 930363.1393 | 11137572.1769 | 75037353.9967 | 12165725.2939 | 99271014.6068 | 3816088.6335 | 90299.8478 | 3906388.4813 | 89251.4432 | 1520003.8669 | 388934.5865
[6 empty] | CUSTOMER | 69497552.0093 | 45676888.121 | 15270617.8473 | 137680.9602 | 17033.2364 | 15425332.0439 | 288901.5622 | 138541.1926 | 52884.0145 | -87538.5647 | 392788.2047 | 3594.0029 | 75100.2253 | 109362.6033 | 25291.7318 | 213348.5632 | 110592.3042 | 1663.0444 | 112255.3487 | 6538.3874 | 6482084.0975 | 1188317.243
| Sales of Electricity |  |  | 619372626.1844 |  | TOTAL | 619372626.1844 | 278358053.0908 | 97208525.9711 | 1022784.5186 | 32675.6721 | 98263986.1618 | 38975472.185 | 11434490.2328 | 662752.2168 | 181731.1315 | 51254445.7661 | 2139081.3522 | 25617095.0503 | 121518611.7944 | 19384273.3932 | 168659061.59 | 11699601.9345 | 249385.7141 | 11948987.6485 | 229658.2903 | 8843044.8912 | 1815388.7457
Other Operating Revenues
[5 empty] | FORF_DISC_FXNL | PRODUCTION | 390312.3136 | 46.4643 | 178183.4727 | 2123.2636 | 245.3109 | 180552.0472 | 28388.6251 | 53340.4981 | 4225.2525 | 0 | 85954.3757 | -7155.8084 | 51415.9483 | 79287.1288 | 0 | 123547.2688 | 0 | 0 | 0 | 0 | 212.1576 | 0
[5 empty] | FORF_DISC_FXNL | BULKTRAN | 13647.898 | -5.8568 | 6407.0486 | 293.4586 | 93.9349 | 6794.4421 | 2530.3024 | 8087.207 | 176.5449 | 0 | 10794.0542 | 31.3246 | 3597.8231 | -7593.1016 | 0 | -3963.9539 | 0 | 0 | 0 | 0 | 29.2123 | 0
[5 empty] | FORF_DISC_FXNL | SUBTRAN | 4516.7202 | -2.115 | 2356.037 | 106.7796 | 44.0707 | 2506.8873 | 966.6562 | 3067.4801 | 86.041 | 0 | 4120.1773 | 10.7736 | 1358.3975 | -3483.4868 | 0 | -2114.3157 | 0 | 0 | 0 | 0 | 6.0863 | 0
[5 empty] | FORF_DISC_FXNL | DISTPRI | 134545.5063 | 14.0567 | 73153.4446 | 1013.3426 | 0 | 74166.7871 | 13074.4894 | 26743.8065 | 0 | 0 | 39818.2959 | -2692.0081 | 23168.5889 | 0 | 0 | 20476.5808 | 0 | 0 | 0 | 0 | 69.7857 | 0
[5 empty] | FORF_DISC_FXNL | DISTSEC | 35719.6232 | 6.767 | 31670.0047 | 0 | 0 | 31670.0047 | 4635.9169 | 0 | 0 | 0 | 4635.9169 | -738.1541 | 0 | 0 | 0 | -738.1541 | 0 | 0 | 0 | 0 | 145.0887 | 0
[5 empty] | FORF_DISC_FXNL | ENERGY | 364499.1896 | 31.2535 | 140244.8803 | 1554.109 | 190.5084 | 141989.4977 | 25068.3033 | 44652.7502 | 3783.9022 | 0 | 73504.9558 | -7391.6829 | 55857.5411 | 99747.5931 | 0 | 148213.4513 | 0 | 0 | 0 | 0 | 760.0313 | 0
[5 empty] | FORF_DISC_FXNL | CUSTOMER | 91860.7491 | 18.4303 | 83207.112 | 820.0466 | 657.1751 | 84684.3338 | 576.7067 | 1721.2581 | 752.2594 | 0 | 3050.2241 | -31.4446 | 414.701 | 160.8665 | 0 | 544.1228 | 0 | 0 | 0 | 0 | 3563.6381 | 0
|  |  | 450-Forfeited Discounts | 1035102 | FORF_DISC_FXNL | TOTAL | 1035102 | 109 | 515222 | 5911 | 1231 | 522364 | 75241 | 137613 | 9024 | 0 | 221878 | -17967 | 135813 | 168119 | 0 | 285965 | 0 | 0 | 0 | 0 | 4786 | 0
[5 empty] | MISC_SERV_REV | PRODUCTION | 0 | 0 | 0 | 0 | 0 | 0 | 0 | 0 | 0 | 0 | 0 | 0 | 0 | 0 | 0 | 0 | 0 | 0 | 0 | 0 | 0 | 0
[5 empty] | MISC_SERV_REV | BULKTRAN | 0 | 0 | 0 | 0 | 0 | 0 | 0 | 0 | 0 | 0 | 0 | 0 | 0 | 0 | 0 | 0 | 0 | 0 | 0 | 0 | 0 | 0
[5 empty] | MISC_SERV_REV | SUBTRAN | 0 | 0 | 0 | 0 | 0 | 0 | 0 | 0 | 0 | 0 | 0 | 0 | 0 | 0 | 0 | 0 | 0 | 0 | 0 | 0 | 0 | 0
[5 empty] | MISC_SERV_REV | DISTPRI | 39305.8247 | 35351.9247 | 3763.9405 | 30.9245 | 0 | 3794.865 | 62.6647 | 64.9991 | 0 | 0 | 127.6637 | 0 | 0 | 0 | 0 | 0 | 0 | 0 | 0 | 0 | 31.3712 | 0
[5 empty] | MISC_SERV_REV | DISTSEC | 19436.0816 | 17668.9205 | 1677.4164 | 0 | 0 | 1677.4164 | 22.829 | 0 | 0 | 0 | 22.829 | 0 | 0 | 0 | 0 | 0 | 0 | 0 | 0 | 0 | 66.9158 | 0
[5 empty] | MISC_SERV_REV | ENERGY | 0 | 0 | 0 | 0 | 0 | 0 | 0 | 0 | 0 | 0 | 0 | 0 | 0 | 0 | 0 | 0 | 0 | 0 | 0 | 0 | 0 | 0
[5 empty] | MISC_SERV_REV | CUSTOMER | 39498.0937 | 34041.4764 | 3528.8304 | 20.2068 | 2.7686 | 3551.8059 | 2.278 | 3.3921 | 0 | 0 | 5.6701 | 0 | 0 | 20.0284 | 0 | 20.0284 | 0 | 0 | 0 | 0 | 1879.113 | 0
|  |  | 451-Miscellaneous Service Revenue | 98240 | MISC_SERV_REV | TOTAL | 98240 | 87062.3215 | 8970.1873 | 51.1314 | 2.7686 | 9024.0873 | 87.7716 | 68.3912 | 0 | 0 | 156.1628 | 0 | 0 | 20.0284 | 0 | 20.0284 | 0 | 0 | 0 | 0 | 1977.4 | 0
[5 empty] | DIST_OHLINES | PRODUCTION | 0 | 0 | 0 | 0 | 0 | 0 | 0 | 0 | 0 | 0 | 0 | 0 | 0 | 0 | 0 | 0 | 0 | 0 | 0 | 0 | 0 | 0
[5 empty] | DIST_OHLINES | BULKTRAN | 0 | 0 | 0 | 0 | 0 | 0 | 0 | 0 | 0 | 0 | 0 | 0 | 0 | 0 | 0 | 0 | 0 | 0 | 0 | 0 | 0 | 0
[5 empty] | DIST_OHLINES | SUBTRAN | 0 | 0 | 0 | 0 | 0 | 0 | 0 | 0 | 0 | 0 | 0 | 0 | 0 | 0 | 0 | 0 | 0 | 0 | 0 | 0 | 0 | 0
[5 empty] | DIST_OHLINES | DISTPRI | 2040836.9601 | 1356133.4133 | 341422.354 | 3984.2765 | 0 | 345406.6305 | 147230.7764 | 41795.6365 | 0 | 0 | 189026.4129 | 8397.1122 | 97124.3479 | 0 | 0 | 105521.46 | 39955.9521 | 957.3116 | 40913.2637 | 687.4326 | 2519.9112 | 628.4359
[5 empty] | DIST_OHLINES | DISTSEC | 866403.2081 | 646858.1619 | 145211.0856 | 0 | 0 | 145211.0856 | 51188.4385 | 0 | 0 | 0 | 51188.4385 | 2265.6288 | 0 | 0 | 0 | 2265.6288 | 14246.506 | 0 | 14246.506 | 232.3074 | 5129.7017 | 1271.3782
[5 empty] | DIST_OHLINES | ENERGY | 0 | 0 | 0 | 0 | 0 | 0 | 0 | 0 | 0 | 0 | 0 | 0 | 0 | 0 | 0 | 0 | 0 | 0 | 0 | 0 | 0 | 0
[5 empty] | DIST_OHLINES | CUSTOMER | 2235234.8318 | 1799630.2738 | 425629.4084 | 967.1198 | 0 | 426596.5281 | 5029.0228 | 828.9598 | 0 | 0 | 5857.9826 | 69.08 | 469.7439 | 0 | 0 | 538.8239 | 1754.6316 | 13.816 | 1768.4476 | 110.528 | 0 | 732.2478
|  |  | 454x-Rent from Electric Prop - Poles | 5142475 | DIST_OHLINES | TOTAL | 5142475 | 3802621.849 | 912262.848 | 4951.3963 | 0 | 917214.2442 | 203448.2377 | 42624.5963 | 0 | 0 | 246072.834 | 10731.8209 | 97594.0918 | 0 | 0 | 108325.9127 | 55957.0897 | 971.1276 | 56928.2173 | 1030.268 | 7649.6129 | 2632.0619
[5 empty] | RB_GUP_EPIS_P | PRODUCTION | 2318387.7504 | 1136805.0125 | 287567.4648 | 3362.1011 | 82.8271 | 291012.393 | 120321.8352 | 34267.068 | 2711.7411 | 572.4007 | 157873.045 | 7227.7692 | 78795.3637 | 526245.7186 | 82558.0095 | 694826.8609 | 32658.6183 | 788.391 | 33447.0093 | 569.3965 | 3087.3812 | 766.652
[5 empty] | RB_GUP_EPIS_P | BULKTRAN | 40834.0391 | 20022.6819 | 5064.96 | 59.2171 | 1.4588 | 5125.6359 | 2119.2428 | 603.5499 | 47.7622 | 10.0818 | 2780.6367 | 127.3036 | 1387.8321 | 9268.8284 | 1454.104 | 12238.0681 | 575.2201 | 13.886 | 589.1062 | 10.0288 | 54.3784 | 13.5031
[5 empty] | RB_GUP_EPIS_P | SUBTRAN | 15660.2043 | 7437.0593 | 1903.7774 | 22.1851 | 0.72732 | 1926.6899 | 829.7587 | 235.1932 | 24.0915 | 0 | 1089.0435 | 46.4702 | 537.0972 | 4375.0569 | 0 | 4958.6243 | 225.1918 | 5.3879 | 230.5797 | 3.6979 | 11.6161 | 2.8937
[5 empty] | RB_GUP_EPIS_P | DISTPRI | 29534.7808 | 19625.8221 | 4941.0289 | 57.66 | 0 | 4998.6889 | 2130.7085 | 604.8621 | 0 | 0 | 2735.5706 | 121.5221 | 1405.5735 | 0 | 0 | 1527.0956 | 578.2384 | 13.8541 | 592.0925 | 9.9485 | 36.4679 | 9.0947
[5 empty] | RB_GUP_EPIS_P | DISTSEC | 12483.3081 | 9320.0598 | 2092.2299 | 0 | 0 | 2092.2299 | 737.5331 | 0 | 0 | 0 | 737.5331 | 32.6436 | 0 | 0 | 0 | 32.6436 | 205.2665 | 0 | 205.2665 | 3.3471 | 73.9098 | 18.3183
[5 empty] | RB_GUP_EPIS_P | ENERGY | 2330.3184 | 847.1464 | 273.4302 | 3.1303 | 0.079336 | 276.6398 | 132.3177 | 36.9338 | 2.9241 | 0.59942 | 172.775 | 8.8169 | 105.3695 | 744.913 | 119.3795 | 978.4789 | 35.8906 | 0.84356 | 36.7342 | 0.82409 | 14.1802 | 3.5398
[5 empty] | RB_GUP_EPIS_P | CUSTOMER | 33336.5989 | 26772.8029 | 6320.806 | 18.5685 | 0.79345 | 6340.1679 | 78.0782 | 15.8294 | 2.2692 | 0.96674 | 97.1434 | 1.0813 | 9.2331 | 5.8809 | 1.4507 | 17.6459 | 27.1001 | 0.24559 | 27.3457 | 1.6909 | 58.2877 | 21.5144
|  |  | 454x-Rent from Electric Prop - Production | 2452567 | RB_GUP_EPIS_P | TOTAL | 2452567 | 1220830.585 | 308163.6972 | 3522.8621 | 85.886 | 311772.4453 | 126349.4742 | 35763.4365 | 2788.7881 | 584.0487 | 165485.7474 | 7565.6069 | 82240.469 | 540640.3977 | 84132.9438 | 714579.4174 | 34305.5258 | 822.6081 | 35128.134 | 598.9338 | 3336.2212 | 835.516
[5 empty] | TRANS_TOTAL | PRODUCTION | 0 | 0 | 0 | 0 | 0 | 0 | 0 | 0 | 0 | 0 | 0 | 0 | 0 | 0 | 0 | 0 | 0 | 0 | 0 | 0 | 0 | 0
[5 empty] | TRANS_TOTAL | BULKTRAN | 370789.172 | 181813.8442 | 45991.833 | 537.7145 | 13.2469 | 46542.7943 | 19243.5599 | 5480.4714 | 433.6998 | 91.5464 | 25249.2775 | 1155.9665 | 12602.0626 | 84164.6158 | 13203.8379 | 111126.4828 | 5223.2255 | 126.0906 | 5349.3161 | 91.0659 | 493.7774 | 122.6138
[5 empty] | TRANS_TOTAL | SUBTRAN | 142200.828 | 67531.4302 | 17287.0497 | 201.4498 | 6.6044 | 17495.1039 | 7534.5361 | 2135.6473 | 218.7606 | 0 | 9888.944 | 421.9679 | 4877.0541 | 39727.2411 | 0 | 45026.2631 | 2044.8304 | 48.9239 | 2093.7543 | 33.578 | 105.4786 | 26.2758
[5 empty] | TRANS_TOTAL | DISTPRI | 0 | 0 | 0 | 0 | 0 | 0 | 0 | 0 | 0 | 0 | 0 | 0 | 0 | 0 | 0 | 0 | 0 | 0 | 0 | 0 | 0 | 0
[5 empty] | TRANS_TOTAL | DISTSEC | 0 | 0 | 0 | 0 | 0 | 0 | 0 | 0 | 0 | 0 | 0 | 0 | 0 | 0 | 0 | 0 | 0 | 0 | 0 | 0 | 0 | 0
[5 empty] | TRANS_TOTAL | ENERGY | 0 | 0 | 0 | 0 | 0 | 0 | 0 | 0 | 0 | 0 | 0 | 0 | 0 | 0 | 0 | 0 | 0 | 0 | 0 | 0 | 0 | 0
[5 empty] | TRANS_TOTAL | CUSTOMER | 0 | 0 | 0 | 0 | 0 | 0 | 0 | 0 | 0 | 0 | 0 | 0 | 0 | 0 | 0 | 0 | 0 | 0 | 0 | 0 | 0 | 0
|  |  | 454x-Rent from Electric Prop - Transmission | 512990 | TRANS_TOTAL | TOTAL | 512990 | 249345.2745 | 63278.8826 | 739.1643 | 19.8512 | 64037.8982 | 26778.0961 | 7616.1187 | 652.4604 | 91.5464 | 35138.2215 | 1577.9343 | 17479.1168 | 123891.8569 | 13203.8379 | 156152.7459 | 7268.0559 | 175.0145 | 7443.0704 | 124.6439 | 599.2561 | 148.8896
[5 empty] | RB_GUP_EPIS_D | PRODUCTION | 0 | 0 | 0 | 0 | 0 | 0 | 0 | 0 | 0 | 0 | 0 | 0 | 0 | 0 | 0 | 0 | 0 | 0 | 0 | 0 | 0 | 0
[5 empty] | RB_GUP_EPIS_D | BULKTRAN | 0 | 0 | 0 | 0 | 0 | 0 | 0 | 0 | 0 | 0 | 0 | 0 | 0 | 0 | 0 | 0 | 0 | 0 | 0 | 0 | 0 | 0
[5 empty] | RB_GUP_EPIS_D | SUBTRAN | 0 | 0 | 0 | 0 | 0 | 0 | 0 | 0 | 0 | 0 | 0 | 0 | 0 | 0 | 0 | 0 | 0 | 0 | 0 | 0 | 0 | 0
[5 empty] | RB_GUP_EPIS_D | DISTPRI | 445832.4261 | 296255.0471 | 74585.6525 | 870.3878 | 0 | 75456.0404 | 32163.3994 | 9130.4942 | 0 | 0 | 41293.8936 | 1834.3968 | 21217.3655 | 0 | 0 | 23051.7623 | 8728.6047 | 209.1302 | 8937.7348 | 150.1736 | 550.4889 | 137.2854
[5 empty] | RB_GUP_EPIS_D | DISTSEC | 198323.2817 | 148068.5116 | 33239.4188 | 0 | 0 | 33239.4188 | 11717.2455 | 0 | 0 | 0 | 11717.2455 | 518.6118 | 0 | 0 | 0 | 518.6118 | 3261.0842 | 0 | 3261.0842 | 53.1761 | 1174.21 | 291.0237
[5 empty] | RB_GUP_EPIS_D | ENERGY | 0 | 0 | 0 | 0 | 0 | 0 | 0 | 0 | 0 | 0 | 0 | 0 | 0 | 0 | 0 | 0 | 0 | 0 | 0 | 0 | 0 | 0
[5 empty] | RB_GUP_EPIS_D | CUSTOMER | 397282.2922 | 285273.2709 | 69926.7479 | 568.7324 | 81.1378 | 70576.6181 | 1169.1905 | 476.4908 | 232.8096 | 99.7735 | 1978.2644 | 16.8339 | 296.755 | 603.6824 | 149.6611 | 1066.9323 | 395.8607 | 6.0538 | 401.9145 | 23.5113 | 32973.8856 | 4987.895
|  |  | 454x-Rent from Electric Prop - Other Dist | 1041438 | RB_GUP_EPIS_D | TOTAL | 1041438 | 729596.8296 | 177751.8192 | 1439.1202 | 81.1378 | 179272.0773 | 45049.8354 | 9606.985 | 232.8096 | 99.7735 | 54989.4035 | 2369.8425 | 21514.1204 | 603.6824 | 149.6611 | 24637.3065 | 12385.5496 | 215.184 | 12600.7336 | 226.861 | 34698.5845 | 5416.2042
[5 empty] | PROD_ENERGY | PRODUCTION | 0 | 0 | 0 | 0 | 0 | 0 | 0 | 0 | 0 | 0 | 0 | 0 | 0 | 0 | 0 | 0 | 0 | 0 | 0 | 0 | 0 | 0
[5 empty] | PROD_ENERGY | BULKTRAN | 0 | 0 | 0 | 0 | 0 | 0 | 0 | 0 | 0 | 0 | 0 | 0 | 0 | 0 | 0 | 0 | 0 | 0 | 0 | 0 | 0 | 0
[5 empty] | PROD_ENERGY | SUBTRAN | 0 | 0 | 0 | 0 | 0 | 0 | 0 | 0 | 0 | 0 | 0 | 0 | 0 | 0 | 0 | 0 | 0 | 0 | 0 | 0 | 0 | 0
[5 empty] | PROD_ENERGY | DISTPRI | 0 | 0 | 0 | 0 | 0 | 0 | 0 | 0 | 0 | 0 | 0 | 0 | 0 | 0 | 0 | 0 | 0 | 0 | 0 | 0 | 0 | 0
[5 empty] | PROD_ENERGY | DISTSEC | 0 | 0 | 0 | 0 | 0 | 0 | 0 | 0 | 0 | 0 | 0 | 0 | 0 | 0 | 0 | 0 | 0 | 0 | 0 | 0 | 0 | 0
[5 empty] | PROD_ENERGY | ENERGY | 0 | 0 | 0 | 0 | 0 | 0 | 0 | 0 | 0 | 0 | 0 | 0 | 0 | 0 | 0 | 0 | 0 | 0 | 0 | 0 | 0 | 0
[5 empty] | PROD_ENERGY | CUSTOMER | 0 | 0 | 0 | 0 | 0 | 0 | 0 | 0 | 0 | 0 | 0 | 0 | 0 | 0 | 0 | 0 | 0 | 0 | 0 | 0 | 0 | 0
|  |  | 456-Other Electric Revenue - Production Energy | 0 | PROD_ENERGY | TOTAL | 0 | 0 | 0 | 0 | 0 | 0 | 0 | 0 | 0 | 0 | 0 | 0 | 0 | 0 | 0 | 0 | 0 | 0 | 0 | 0 | 0 | 0
[5 empty] | TRANS_TOTAL | PRODUCTION | 0 | 0 | 0 | 0 | 0 | 0 | 0 | 0 | 0 | 0 | 0 | 0 | 0 | 0 | 0 | 0 | 0 | 0 | 0 | 0 | 0 | 0
[5 empty] | TRANS_TOTAL | BULKTRAN | 69638480.418 | 34146735.6316 | 8637796.3588 | 100988.9778 | 2487.9147 | 8741273.2513 | 3614162.3677 | 1029295.7 | 81453.8167 | 17193.4645 | 4742105.3489 | 217103.8303 | 2366812.6214 | 15807084.9718 | 2479832.9477 | 20870834.3712 | 980981.9568 | 23681.2631 | 1004663.2199 | 17103.2238 | 92737.0922 | 23028.2792
[5 empty] | TRANS_TOTAL | SUBTRAN | 26706954.582 | 12683181.0037 | 3246707.1873 | 37834.6017 | 1240.3779 | 3285782.1668 | 1415072.7333 | 401099.1711 | 41085.7601 | 0 | 1857257.6645 | 79250.4283 | 915966.9841 | 7461233.7929 | 0 | 8456451.2053 | 384042.7166 | 9188.4778 | 393231.1944 | 6306.3409 | 19810.1026 | 4934.9038
[5 empty] | TRANS_TOTAL | DISTPRI | 0 | 0 | 0 | 0 | 0 | 0 | 0 | 0 | 0 | 0 | 0 | 0 | 0 | 0 | 0 | 0 | 0 | 0 | 0 | 0 | 0 | 0
[5 empty] | TRANS_TOTAL | DISTSEC | 0 | 0 | 0 | 0 | 0 | 0 | 0 | 0 | 0 | 0 | 0 | 0 | 0 | 0 | 0 | 0 | 0 | 0 | 0 | 0 | 0 | 0
[5 empty] | TRANS_TOTAL | ENERGY | 0 | 0 | 0 | 0 | 0 | 0 | 0 | 0 | 0 | 0 | 0 | 0 | 0 | 0 | 0 | 0 | 0 | 0 | 0 | 0 | 0 | 0
[5 empty] | TRANS_TOTAL | CUSTOMER | 0 | 0 | 0 | 0 | 0 | 0 | 0 | 0 | 0 | 0 | 0 | 0 | 0 | 0 | 0 | 0 | 0 | 0 | 0 | 0 | 0 | 0
|  |  | 456-Other Electric Revenue - Transmission | 96345435 | TRANS_TOTAL | TOTAL | 96345435 | 46829916.6352 | 11884503.5461 | 138823.5794 | 3728.2926 | 12027055.4181 | 5029235.101 | 1430394.8711 | 122539.5768 | 17193.4645 | 6599363.0133 | 296354.2586 | 3282779.6055 | 23268318.7647 | 2479832.9477 | 29327285.5765 | 1365024.6734 | 32869.7409 | 1397894.4143 | 23409.5647 | 112547.1948 | 27963.183
[5 empty] | RB_GUP_EPIS_D | PRODUCTION | 0 | 0 | 0 | 0 | 0 | 0 | 0 | 0 | 0 | 0 | 0 | 0 | 0 | 0 | 0 | 0 | 0 | 0 | 0 | 0 | 0 | 0
[5 empty] | RB_GUP_EPIS_D | BULKTRAN | 0 | 0 | 0 | 0 | 0 | 0 | 0 | 0 | 0 | 0 | 0 | 0 | 0 | 0 | 0 | 0 | 0 | 0 | 0 | 0 | 0 | 0
[5 empty] | RB_GUP_EPIS_D | SUBTRAN | 0 | 0 | 0 | 0 | 0 | 0 | 0 | 0 | 0 | 0 | 0 | 0 | 0 | 0 | 0 | 0 | 0 | 0 | 0 | 0 | 0 | 0
[5 empty] | RB_GUP_EPIS_D | DISTPRI | 167587.7479 | 111361.8329 | 28036.6362 | 327.1775 | 0 | 28363.8137 | 12090.1741 | 3432.1392 | 0 | 0 | 15522.3134 | 689.5471 | 7975.5762 | 0 | 0 | 8665.1233 | 3281.0696 | 78.6117 | 3359.6813 | 56.45 | 206.928 | 51.6054
[5 empty] | RB_GUP_EPIS_D | DISTSEC | 74549.4275 | 55658.734 | 12494.6482 | 0 | 0 | 12494.6482 | 4404.4952 | 0 | 0 | 0 | 4404.4952 | 194.9454 | 0 | 0 | 0 | 194.9454 | 1225.8367 | 0 | 1225.8367 | 19.9888 | 441.3838 | 109.3954
[5 empty] | RB_GUP_EPIS_D | ENERGY | 0 | 0 | 0 | 0 | 0 | 0 | 0 | 0 | 0 | 0 | 0 | 0 | 0 | 0 | 0 | 0 | 0 | 0 | 0 | 0 | 0 | 0
[5 empty] | RB_GUP_EPIS_D | CUSTOMER | 149337.8246 | 107233.7995 | 26285.3609 | 213.7857 | 30.4996 | 26529.6461 | 439.497 | 179.1122 | 87.5128 | 37.5047 | 743.6266 | 6.3278 | 111.5497 | 226.9233 | 56.2574 | 401.0583 | 148.8034 | 2.2756 | 151.0791 | 8.8379 | 12394.8347 | 1874.9423
|  |  | 456-Other Electric Revenue - Dist | 391475 | RB_GUP_EPIS_D | TOTAL | 391475 | 274254.3664 | 66816.6453 | 540.9632 | 30.4996 | 67388.108 | 16934.1663 | 3611.2514 | 87.5128 | 37.5047 | 20670.4352 | 890.8203 | 8087.126 | 226.9233 | 56.2574 | 9261.127 | 4655.7097 | 80.8873 | 4736.5971 | 85.2767 | 13043.1464 | 2035.9431
[5 empty] | TRAN_LSE | PRODUCTION | -58560679.07 | -28714814.2034 | -7263731.4514 | -84924.069 | -2092.1475 | -7350747.668 | -3039236.3712 | -865559.5986 | -68496.4805 | -14458.3993 | -3987750.8496 | -182567.8512 | -1990309.8619 | -13292559.2935 | -2085351.3823 | -17550788.3888 | -824931.4057 | -19914.1457 | -844845.5515 | -14382.5137 | -77984.8593 | -19365.0358
[5 empty] | TRAN_LSE | BULKTRAN | 0 | 0 | 0 | 0 | 0 | 0 | 0 | 0 | 0 | 0 | 0 | 0 | 0 | 0 | 0 | 0 | 0 | 0 | 0 | 0 | 0 | 0
[5 empty] | TRAN_LSE | SUBTRAN | 0 | 0 | 0 | 0 | 0 | 0 | 0 | 0 | 0 | 0 | 0 | 0 | 0 | 0 | 0 | 0 | 0 | 0 | 0 | 0 | 0 | 0
[5 empty] | TRAN_LSE | DISTPRI | 0 | 0 | 0 | 0 | 0 | 0 | 0 | 0 | 0 | 0 | 0 | 0 | 0 | 0 | 0 | 0 | 0 | 0 | 0 | 0 | 0 | 0
[5 empty] | TRAN_LSE | DISTSEC | 0 | 0 | 0 | 0 | 0 | 0 | 0 | 0 | 0 | 0 | 0 | 0 | 0 | 0 | 0 | 0 | 0 | 0 | 0 | 0 | 0 | 0
[5 empty] | TRAN_LSE | ENERGY | 0 | 0 | 0 | 0 | 0 | 0 | 0 | 0 | 0 | 0 | 0 | 0 | 0 | 0 | 0 | 0 | 0 | 0 | 0 | 0 | 0 | 0
[5 empty] | TRAN_LSE | CUSTOMER | 0 | 0 | 0 | 0 | 0 | 0 | 0 | 0 | 0 | 0 | 0 | 0 | 0 | 0 | 0 | 0 | 0 | 0 | 0 | 0 | 0 | 0
|  |  | 456-Other Electric LSE Charge | -58560679.07 | TRAN_LSE | TOTAL | -58560679.07 | -28714814.2034 | -7263731.4514 | -84924.069 | -2092.1475 | -7350747.668 | -3039236.3712 | -865559.5986 | -68496.4805 | -14458.3993 | -3987750.8496 | -182567.8512 | -1990309.8619 | -13292559.2935 | -2085351.3823 | -17550788.3888 | -824931.4057 | -19914.1457 | -844845.5515 | -14382.5137 | -77984.8593 | -19365.0358
[5 empty] | PROD_DEMAND | PRODUCTION | 573592.78 | 281257.157 | 71147.1244 | 831.8181 | 20.4923 | 71999.4347 | 29768.8495 | 8478.0222 | 670.9124 | 141.6178 | 39059.4018 | 1788.2238 | 19494.7768 | 130198.5592 | 20425.6938 | 171907.2535 | 8080.0753 | 195.056 | 8275.1313 | 140.8745 | 763.8496 | 189.6775
[5 empty] | PROD_DEMAND | BULKTRAN | 0 | 0 | 0 | 0 | 0 | 0 | 0 | 0 | 0 | 0 | 0 | 0 | 0 | 0 | 0 | 0 | 0 | 0 | 0 | 0 | 0 | 0
[5 empty] | PROD_DEMAND | SUBTRAN | 0 | 0 | 0 | 0 | 0 | 0 | 0 | 0 | 0 | 0 | 0 | 0 | 0 | 0 | 0 | 0 | 0 | 0 | 0 | 0 | 0 | 0
[5 empty] | PROD_DEMAND | DISTPRI | 0 | 0 | 0 | 0 | 0 | 0 | 0 | 0 | 0 | 0 | 0 | 0 | 0 | 0 | 0 | 0 | 0 | 0 | 0 | 0 | 0 | 0
[5 empty] | PROD_DEMAND | DISTSEC | 0 | 0 | 0 | 0 | 0 | 0 | 0 | 0 | 0 | 0 | 0 | 0 | 0 | 0 | 0 | 0 | 0 | 0 | 0 | 0 | 0 | 0
[5 empty] | PROD_DEMAND | ENERGY | 0 | 0 | 0 | 0 | 0 | 0 | 0 | 0 | 0 | 0 | 0 | 0 | 0 | 0 | 0 | 0 | 0 | 0 | 0 | 0 | 0 | 0
[5 empty] | PROD_DEMAND | CUSTOMER | 0 | 0 | 0 | 0 | 0 | 0 | 0 | 0 | 0 | 0 | 0 | 0 | 0 | 0 | 0 | 0 | 0 | 0 | 0 | 0 | 0 | 0
|  |  | 456-Other Electric Revenues DSM | 573592.78 | PROD_DEMAND | TOTAL | 573592.78 | 281257.157 | 71147.1244 | 831.8181 | 20.4923 | 71999.4347 | 29768.8495 | 8478.0222 | 670.9124 | 141.6178 | 39059.4018 | 1788.2238 | 19494.7768 | 130198.5592 | 20425.6938 | 171907.2535 | 8080.0753 | 195.056 | 8275.1313 | 140.8745 | 763.8496 | 189.6775
[6 empty] | PRODUCTION | -55278386.226 | -27296705.5695 | -6726833.3895 | -78606.8863 | -1743.5173 | -6807183.7931 | -2860757.0615 | -769474.0103 | -60888.5745 | -13744.3808 | -3704864.0271 | -180707.6667 | -1840603.7731 | -12556827.8869 | -1982367.679 | -16560507.0056 | -784192.7121 | -18930.6988 | -803123.4109 | -13672.2428 | -73921.4708 | -18408.7063
[6 empty] | BULKTRAN | 70063751.5271 | 34348566.3009 | 8695260.2004 | 101879.368 | 2596.5553 | 8799736.1236 | 3638055.4728 | 1043466.9283 | 82111.8235 | 17295.0926 | 4780929.3173 | 218418.4249 | 2384400.3392 | 15892925.3144 | 2494490.8896 | 20990234.9682 | 986780.4024 | 23821.2397 | 1010601.6421 | 17204.3185 | 93314.4603 | 23164.3961
[6 empty] | SUBTRAN | 26869332.3345 | 12758147.3782 | 3268254.0514 | 38165.0163 | 1291.7803 | 3307710.848 | 1424403.6844 | 406537.4917 | 41414.6532 | 0 | 1872355.8293 | 79729.64 | 922739.5329 | 7501852.604 | 0 | 8504321.7769 | 386312.7388 | 9242.7896 | 395555.5284 | 6343.6168 | 19933.2836 | 4964.0733
[6 empty] | DISTPRI | 2857643.2459 | 1818742.0968 | 525903.0567 | 6283.769 | 0 | 532186.8256 | 206752.2126 | 81771.9376 | 0 | 0 | 288524.1502 | 8350.5701 | 150891.452 | 0 | 0 | 159242.0221 | 52543.8647 | 1258.9076 | 53802.7723 | 904.0046 | 3414.953 | 826.4213
[6 empty] | DISTSEC | 1206914.9303 | 877581.1546 | 226384.8036 | 0 | 0 | 226384.8036 | 72706.4582 | 0 | 0 | 0 | 72706.4582 | 2273.6755 | 0 | 0 | 0 | 2273.6755 | 18938.6934 | 0 | 18938.6934 | 308.8195 | 7031.2097 | 1690.1156
[6 empty] | ENERGY | 366829.508 | 878.4 | 140518.3105 | 1557.2392 | 190.5878 | 142266.1375 | 25200.6211 | 44689.6841 | 3786.8263 | 0.59942 | 73677.7308 | -7382.866 | 55962.9106 | 100492.5061 | 119.3795 | 149191.9302 | 35.8906 | 0.84356 | 36.7342 | 0.82409 | 774.2114 | 3.5398
[6 empty] | CUSTOMER | 2946550.3903 | 2252970.0538 | 614898.2656 | 2608.4598 | 772.3746 | 618279.1 | 7294.7731 | 3225.0423 | 1074.8509 | 138.2449 | 11732.9112 | 61.8783 | 1301.9827 | 1017.3815 | 207.3692 | 2588.6117 | 2326.3958 | 22.391 | 2348.7868 | 144.5681 | 50869.7591 | 7616.5996
|  | Total Other Operating Revenues |  | 49032635.71 |  | TOTAL | 49032635.71 | 24760179.8148 | 6744385.2986 | 71886.966 | 3107.7807 | 6819380.0453 | 2513656.1606 | 810217.0737 | 67499.5795 | 3689.5562 | 3395062.37 | 120743.6562 | 1674692.4444 | 10939459.9191 | 512449.9594 | 13247345.979 | 662745.2737 | 15415.4726 | 678160.7463 | 11233.9089 | 101416.4062 | 19856.4395
Other Operating Revenue Adjustments
[5 empty] | MISC_SERV_REV | PRODUCTION | 0 | 0 | 0 | 0 | 0 | 0 | 0 | 0 | 0 | 0 | 0 | 0 | 0 | 0 | 0 | 0 | 0 | 0 | 0 | 0 | 0 | 0
[5 empty] | MISC_SERV_REV | BULKTRAN | 0 | 0 | 0 | 0 | 0 | 0 | 0 | 0 | 0 | 0 | 0 | 0 | 0 | 0 | 0 | 0 | 0 | 0 | 0 | 0 | 0 | 0
[5 empty] | MISC_SERV_REV | SUBTRAN | 0 | 0 | 0 | 0 | 0 | 0 | 0 | 0 | 0 | 0 | 0 | 0 | 0 | 0 | 0 | 0 | 0 | 0 | 0 | 0 | 0 | 0
[5 empty] | MISC_SERV_REV | DISTPRI | 257323.5193 | 231438.5144 | 24641.3967 | 202.4537 | 0 | 24843.8504 | 410.2469 | 425.5296 | 0 | 0 | 835.7765 | 0 | 0 | 0 | 0 | 0 | 0 | 0 | 0 | 0 | 205.378 | 0
[5 empty] | MISC_SERV_REV | DISTSEC | 127242.2334 | 115673.1562 | 10981.545 | 0 | 0 | 10981.545 | 149.4545 | 0 | 0 | 0 | 149.4545 | 0 | 0 | 0 | 0 | 0 | 0 | 0 | 0 | 0 | 438.0777 | 0
[5 empty] | MISC_SERV_REV | ENERGY | 0 | 0 | 0 | 0 | 0 | 0 | 0 | 0 | 0 | 0 | 0 | 0 | 0 | 0 | 0 | 0 | 0 | 0 | 0 | 0 | 0 | 0
[5 empty] | MISC_SERV_REV | CUSTOMER | 258582.2473 | 222859.3998 | 23102.2009 | 132.2882 | 18.1254 | 23252.6145 | 14.9131 | 22.207 | 0 | 0 | 37.1201 | 0 | 0 | 131.1201 | 0 | 131.1201 | 0 | 0 | 0 | 0 | 12301.9928 | 0
|  |  | Adj 6 - Misc Charges Revenue | 643148 | MISC_SERV_REV | TOTAL | 643148 | 569971.0704 | 58725.1426 | 334.7419 | 18.1254 | 59078.0099 | 574.6145 | 447.7366 | 0 | 0 | 1022.3511 | 0 | 0 | 131.1201 | 0 | 131.1201 | 0 | 0 | 0 | 0 | 12945.4484 | 0
[5 empty] | PROD_DEMAND | PRODUCTION | -573589.96 | -281255.7742 | -71146.7746 | -831.814 | -20.4922 | -71999.0807 | -29768.7031 | -8477.9805 | -670.9091 | -141.6171 | -39059.2098 | -1788.215 | -19494.6809 | -130197.9191 | -20425.5933 | -171906.4084 | -8080.0356 | -195.055 | -8275.0906 | -140.8738 | -763.8459 | -189.6766
[5 empty] | PROD_DEMAND | BULKTRAN | 0 | 0 | 0 | 0 | 0 | 0 | 0 | 0 | 0 | 0 | 0 | 0 | 0 | 0 | 0 | 0 | 0 | 0 | 0 | 0 | 0 | 0
[5 empty] | PROD_DEMAND | SUBTRAN | 0 | 0 | 0 | 0 | 0 | 0 | 0 | 0 | 0 | 0 | 0 | 0 | 0 | 0 | 0 | 0 | 0 | 0 | 0 | 0 | 0 | 0
[5 empty] | PROD_DEMAND | DISTPRI | 0 | 0 | 0 | 0 | 0 | 0 | 0 | 0 | 0 | 0 | 0 | 0 | 0 | 0 | 0 | 0 | 0 | 0 | 0 | 0 | 0 | 0
[5 empty] | PROD_DEMAND | DISTSEC | 0 | 0 | 0 | 0 | 0 | 0 | 0 | 0 | 0 | 0 | 0 | 0 | 0 | 0 | 0 | 0 | 0 | 0 | 0 | 0 | 0 | 0
[5 empty] | PROD_DEMAND | ENERGY | 0 | 0 | 0 | 0 | 0 | 0 | 0 | 0 | 0 | 0 | 0 | 0 | 0 | 0 | 0 | 0 | 0 | 0 | 0 | 0 | 0 | 0
[5 empty] | PROD_DEMAND | CUSTOMER | 0 | 0 | 0 | 0 | 0 | 0 | 0 | 0 | 0 | 0 | 0 | 0 | 0 | 0 | 0 | 0 | 0 | 0 | 0 | 0 | 0 | 0
|  |  | Adj 11 - DSM | -573589.96 | PROD_DEMAND | TOTAL | -573589.96 | -281255.7742 | -71146.7746 | -831.814 | -20.4922 | -71999.0807 | -29768.7031 | -8477.9805 | -670.9091 | -141.6171 | -39059.2098 | -1788.215 | -19494.6809 | -130197.9191 | -20425.5933 | -171906.4084 | -8080.0356 | -195.055 | -8275.0906 | -140.8738 | -763.8459 | -189.6766
[5 empty] | TRAN_LSE | PRODUCTION | -4256853 | -2087317.7177 | -528010.2197 | -6173.2426 | -152.081 | -534335.5432 | -220926.1004 | -62918.6688 | -4979.0995 | -1051.0001 | -289874.8689 | -13271.0979 | -144678.249 | -966253.6672 | -151586.9424 | -1275789.9565 | -59965.3519 | -1447.5855 | -61412.9374 | -1045.4839 | -5668.8223 | -1407.67
[5 empty] | TRAN_LSE | BULKTRAN | 0 | 0 | 0 | 0 | 0 | 0 | 0 | 0 | 0 | 0 | 0 | 0 | 0 | 0 | 0 | 0 | 0 | 0 | 0 | 0 | 0 | 0
[5 empty] | TRAN_LSE | SUBTRAN | 0 | 0 | 0 | 0 | 0 | 0 | 0 | 0 | 0 | 0 | 0 | 0 | 0 | 0 | 0 | 0 | 0 | 0 | 0 | 0 | 0 | 0
[5 empty] | TRAN_LSE | DISTPRI | 0 | 0 | 0 | 0 | 0 | 0 | 0 | 0 | 0 | 0 | 0 | 0 | 0 | 0 | 0 | 0 | 0 | 0 | 0 | 0 | 0 | 0
[5 empty] | TRAN_LSE | DISTSEC | 0 | 0 | 0 | 0 | 0 | 0 | 0 | 0 | 0 | 0 | 0 | 0 | 0 | 0 | 0 | 0 | 0 | 0 | 0 | 0 | 0 | 0
[5 empty] | TRAN_LSE | ENERGY | 0 | 0 | 0 | 0 | 0 | 0 | 0 | 0 | 0 | 0 | 0 | 0 | 0 | 0 | 0 | 0 | 0 | 0 | 0 | 0 | 0 | 0
[5 empty] | TRAN_LSE | CUSTOMER | 0 | 0 | 0 | 0 | 0 | 0 | 0 | 0 | 0 | 0 | 0 | 0 | 0 | 0 | 0 | 0 | 0 | 0 | 0 | 0 | 0 | 0
|  |  | Adj 16 - PJM LSE OATT Expense | -4256853 | TRAN_LSE | TOTAL | -4256853 | -2087317.7177 | -528010.2197 | -6173.2426 | -152.081 | -534335.5432 | -220926.1004 | -62918.6688 | -4979.0995 | -1051.0001 | -289874.8689 | -13271.0979 | -144678.249 | -966253.6672 | -151586.9424 | -1275789.9565 | -59965.3519 | -1447.5855 | -61412.9374 | -1045.4839 | -5668.8223 | -1407.67
[5 empty] | TRANS_TOTAL | PRODUCTION | 0 | 0 | 0 | 0 | 0 | 0 | 0 | 0 | 0 | 0 | 0 | 0 | 0 | 0 | 0 | 0 | 0 | 0 | 0 | 0 | 0 | 0
[5 empty] | TRANS_TOTAL | BULKTRAN | 1066130.5291 | 522769.5537 | 132240.3698 | 1546.0911 | 38.0887 | 133824.5496 | 55331.0298 | 15758.0057 | 1247.0175 | 263.2234 | 72599.2764 | 3323.7518 | 36234.7251 | 241998.6158 | 37965.0101 | 319522.1027 | 15018.3463 | 362.5484 | 15380.8946 | 261.8419 | 1419.7588 | 352.5515
[5 empty] | TRANS_TOTAL | SUBTRAN | 408870.2029 | 194173.1984 | 49705.4736 | 579.229 | 18.9896 | 50303.6921 | 21664.0603 | 6140.629 | 629.0026 | 0 | 28433.6919 | 1213.2847 | 14022.9993 | 114227.7816 | 0 | 129464.0656 | 5879.5031 | 140.671 | 6020.1742 | 96.5469 | 303.2828 | 75.5509
[5 empty] | TRANS_TOTAL | DISTPRI | 0 | 0 | 0 | 0 | 0 | 0 | 0 | 0 | 0 | 0 | 0 | 0 | 0 | 0 | 0 | 0 | 0 | 0 | 0 | 0 | 0 | 0
[5 empty] | TRANS_TOTAL | DISTSEC | 0 | 0 | 0 | 0 | 0 | 0 | 0 | 0 | 0 | 0 | 0 | 0 | 0 | 0 | 0 | 0 | 0 | 0 | 0 | 0 | 0 | 0
[5 empty] | TRANS_TOTAL | ENERGY | 0 | 0 | 0 | 0 | 0 | 0 | 0 | 0 | 0 | 0 | 0 | 0 | 0 | 0 | 0 | 0 | 0 | 0 | 0 | 0 | 0 | 0
[5 empty] | TRANS_TOTAL | CUSTOMER | 0 | 0 | 0 | 0 | 0 | 0 | 0 | 0 | 0 | 0 | 0 | 0 | 0 | 0 | 0 | 0 | 0 | 0 | 0 | 0 | 0 | 0
|  |  | Adj 18 - Wholesale Load - Transmission | 1475000.732 | TRANS_TOTAL | TOTAL | 1475000.732 | 716942.7521 | 181945.8434 | 2125.32 | 57.0783 | 184128.2417 | 76995.0902 | 21898.6347 | 1876.02 | 263.2234 | 101032.9683 | 4537.0364 | 50257.7244 | 356226.3973 | 37965.0101 | 448986.1683 | 20897.8494 | 503.2194 | 21401.0688 | 358.3888 | 1723.0416 | 428.1024
[5 empty] | PROD_DEMAND | PRODUCTION | 37348.27 | 18313.4597 | 4632.5932 | 54.1621 | 1.3343 | 4688.0896 | 1938.3351 | 552.0283 | 43.685 | 9.2211 | 2543.2696 | 116.4364 | 1269.3608 | 8477.6014 | 1329.9755 | 11193.374 | 526.1169 | 12.7007 | 538.8175 | 9.1727 | 49.7364 | 12.3504
[5 empty] | PROD_DEMAND | BULKTRAN | 0 | 0 | 0 | 0 | 0 | 0 | 0 | 0 | 0 | 0 | 0 | 0 | 0 | 0 | 0 | 0 | 0 | 0 | 0 | 0 | 0 | 0
[5 empty] | PROD_DEMAND | SUBTRAN | 0 | 0 | 0 | 0 | 0 | 0 | 0 | 0 | 0 | 0 | 0 | 0 | 0 | 0 | 0 | 0 | 0 | 0 | 0 | 0 | 0 | 0
[5 empty] | PROD_DEMAND | DISTPRI | 0 | 0 | 0 | 0 | 0 | 0 | 0 | 0 | 0 | 0 | 0 | 0 | 0 | 0 | 0 | 0 | 0 | 0 | 0 | 0 | 0 | 0
[5 empty] | PROD_DEMAND | DISTSEC | 0 | 0 | 0 | 0 | 0 | 0 | 0 | 0 | 0 | 0 | 0 | 0 | 0 | 0 | 0 | 0 | 0 | 0 | 0 | 0 | 0 | 0
[5 empty] | PROD_DEMAND | ENERGY | 0 | 0 | 0 | 0 | 0 | 0 | 0 | 0 | 0 | 0 | 0 | 0 | 0 | 0 | 0 | 0 | 0 | 0 | 0 | 0 | 0 | 0
[5 empty] | PROD_DEMAND | CUSTOMER | 0 | 0 | 0 | 0 | 0 | 0 | 0 | 0 | 0 | 0 | 0 | 0 | 0 | 0 | 0 | 0 | 0 | 0 | 0 | 0 | 0 | 0
|  |  | Adj 18 - Wholesale Load - Production | 37348.27 | PROD_DEMAND | TOTAL | 37348.27 | 18313.4597 | 4632.5932 | 54.1621 | 1.3343 | 4688.0896 | 1938.3351 | 552.0283 | 43.685 | 9.2211 | 2543.2696 | 116.4364 | 1269.3608 | 8477.6014 | 1329.9755 | 11193.374 | 526.1169 | 12.7007 | 538.8175 | 9.1727 | 49.7364 | 12.3504
[5 empty] | DIST_OHLINES | PRODUCTION | 0 | 0 | 0 | 0 | 0 | 0 | 0 | 0 | 0 | 0 | 0 | 0 | 0 | 0 | 0 | 0 | 0 | 0 | 0 | 0 | 0 | 0
[5 empty] | DIST_OHLINES | BULKTRAN | 0 | 0 | 0 | 0 | 0 | 0 | 0 | 0 | 0 | 0 | 0 | 0 | 0 | 0 | 0 | 0 | 0 | 0 | 0 | 0 | 0 | 0
[5 empty] | DIST_OHLINES | SUBTRAN | 0 | 0 | 0 | 0 | 0 | 0 | 0 | 0 | 0 | 0 | 0 | 0 | 0 | 0 | 0 | 0 | 0 | 0 | 0 | 0 | 0 | 0
[5 empty] | DIST_OHLINES | DISTPRI | 2612.307 | 1735.8745 | 437.0266 | 5.0999 | 0 | 442.1265 | 188.458 | 53.4991 | 0 | 0 | 241.9571 | 10.7485 | 124.3209 | 0 | 0 | 135.0693 | 51.1443 | 1.2254 | 52.3697 | 0.87993 | 3.2255 | 0.80441
[5 empty] | DIST_OHLINES | DISTSEC | 1109.0113 | 827.9898 | 185.8727 | 0 | 0 | 185.8727 | 65.5221 | 0 | 0 | 0 | 65.5221 | 2.9 | 0 | 0 | 0 | 2.9 | 18.2358 | 0 | 18.2358 | 0.29736 | 6.5661 | 1.6274
[5 empty] | DIST_OHLINES | ENERGY | 0 | 0 | 0 | 0 | 0 | 0 | 0 | 0 | 0 | 0 | 0 | 0 | 0 | 0 | 0 | 0 | 0 | 0 | 0 | 0 | 0 | 0
[5 empty] | DIST_OHLINES | CUSTOMER | 2861.1397 | 2303.5582 | 544.8131 | 1.2379 | 0 | 546.051 | 6.4372 | 1.0611 | 0 | 0 | 7.4983 | 0.088424 | 0.60128 | 0 | 0 | 0.6897 | 2.246 | 0.017685 | 2.2636 | 0.14148 | 0 | 0.93729
|  |  | Adj 18 - Wholesale Load - Distribution | 6582.458 | DIST_OHLINES | TOTAL | 6582.458 | 4867.4225 | 1167.7124 | 6.3379 | 0 | 1174.0503 | 260.4173 | 54.5602 | 0 | 0 | 314.9775 | 13.7369 | 124.9221 | 0 | 0 | 138.6591 | 71.6261 | 1.2431 | 72.8691 | 1.3188 | 9.7916 | 3.3691
[5 empty] | DIST_OHLINES | PRODUCTION | 0 | 0 | 0 | 0 | 0 | 0 | 0 | 0 | 0 | 0 | 0 | 0 | 0 | 0 | 0 | 0 | 0 | 0 | 0 | 0 | 0 | 0
[5 empty] | DIST_OHLINES | BULKTRAN | 0 | 0 | 0 | 0 | 0 | 0 | 0 | 0 | 0 | 0 | 0 | 0 | 0 | 0 | 0 | 0 | 0 | 0 | 0 | 0 | 0 | 0
[5 empty] | DIST_OHLINES | SUBTRAN | 0 | 0 | 0 | 0 | 0 | 0 | 0 | 0 | 0 | 0 | 0 | 0 | 0 | 0 | 0 | 0 | 0 | 0 | 0 | 0 | 0 | 0
[5 empty] | DIST_OHLINES | DISTPRI | -107705.1197 | -71569.9071 | -18018.5562 | -210.2701 | 0 | -18228.8263 | -7770.1006 | -2205.7637 | 0 | 0 | -9975.8642 | -443.1574 | -5125.735 | 0 | 0 | -5568.8924 | -2108.6744 | -50.5221 | -2159.1965 | -36.2792 | -132.9883 | -33.1657
[5 empty] | DIST_OHLINES | DISTSEC | -45724.4077 | -34137.9234 | -7663.5114 | 0 | 0 | -7663.5114 | -2701.4686 | 0 | 0 | 0 | -2701.4686 | -119.5685 | 0 | 0 | 0 | -119.5685 | -751.859 | 0 | -751.859 | -12.26 | -270.7199 | -67.097
[5 empty] | DIST_OHLINES | ENERGY | 0 | 0 | 0 | 0 | 0 | 0 | 0 | 0 | 0 | 0 | 0 | 0 | 0 | 0 | 0 | 0 | 0 | 0 | 0 | 0 | 0 | 0
[5 empty] | DIST_OHLINES | CUSTOMER | -117964.4626 | -94975.4429 | -22462.5814 | -51.0397 | 0 | -22513.6211 | -265.4066 | -43.7483 | 0 | 0 | -309.1549 | -3.6457 | -24.7907 | 0 | 0 | -28.4364 | -92.6006 | -0.72914 | -93.3298 | -5.8331 | 0 | -38.6444
|  |  | Adj 17 - Rent from Electric Prop - Pole Attch | -271393.99 | DIST_OHLINES | TOTAL | -271393.99 | -200683.2733 | -48144.6491 | -261.3098 | 0 | -48405.9589 | -10736.9757 | -2249.512 | 0 | 0 | -12986.4877 | -566.3716 | -5150.5258 | 0 | 0 | -5716.8973 | -2953.134 | -51.2512 | -3004.3852 | -54.3724 | -403.7081 | -138.907
[6 empty] | PRODUCTION | -4793094.69 | -2350260.0323 | -594524.4011 | -6950.8945 | -171.2388 | -601646.5344 | -248756.4684 | -70844.621 | -5606.3236 | -1183.3961 | -326390.8091 | -14942.8766 | -162903.5691 | -1087973.9849 | -170682.5603 | -1436502.9909 | -67519.2707 | -1629.9399 | -69149.2105 | -1177.185 | -6382.9317 | -1584.9961
[6 empty] | BULKTRAN | 1066130.5291 | 522769.5537 | 132240.3698 | 1546.0911 | 38.0887 | 133824.5496 | 55331.0298 | 15758.0057 | 1247.0175 | 263.2234 | 72599.2764 | 3323.7518 | 36234.7251 | 241998.6158 | 37965.0101 | 319522.1027 | 15018.3463 | 362.5484 | 15380.8946 | 261.8419 | 1419.7588 | 352.5515
[6 empty] | SUBTRAN | 408870.2029 | 194173.1984 | 49705.4736 | 579.229 | 18.9896 | 50303.6921 | 21664.0603 | 6140.629 | 629.0026 | 0 | 28433.6919 | 1213.2847 | 14022.9993 | 114227.7816 | 0 | 129464.0656 | 5879.5031 | 140.671 | 6020.1742 | 96.5469 | 303.2828 | 75.5509
[6 empty] | DISTPRI | 152230.7066 | 161604.4818 | 7059.867 | -2.7164 | 0 | 7057.1506 | -7171.3957 | -1726.735 | 0 | 0 | -8898.1306 | -432.4089 | -5001.4142 | 0 | 0 | -5433.8231 | -2057.5301 | -49.2967 | -2106.8268 | -35.3993 | 75.6153 | -32.3613
[6 empty] | DISTSEC | 82626.8369 | 82363.2226 | 3503.9063 | 0 | 0 | 3503.9063 | -2486.492 | 0 | 0 | 0 | -2486.492 | -116.6685 | 0 | 0 | 0 | -116.6685 | -733.6232 | 0 | -733.6232 | -11.9627 | 173.9239 | -65.4696
[6 empty] | ENERGY | 0 | 0 | 0 | 0 | 0 | 0 | 0 | 0 | 0 | 0 | 0 | 0 | 0 | 0 | 0 | 0 | 0 | 0 | 0 | 0 | 0 | 0
[6 empty] | CUSTOMER | 143478.9245 | 130187.5152 | 1184.4326 | 82.4864 | 18.1254 | 1285.0444 | -244.0562 | -20.4802 | 0 | 0 | -264.5364 | -3.5573 | -24.1894 | 131.1201 | 0 | 103.3734 | -90.3547 | -0.71145 | -91.0661 | -5.6916 | 12301.9928 | -37.7071
|  | Total Other Operating Revenue Adjustments |  | -2939757.49 |  | TOTAL | -2939757.49 | -1259162.0606 | -400830.3517 | -4745.8046 | -96.0351 | -405672.1913 | -181663.3221 | -50693.2016 | -3730.3036 | -920.1727 | -237006.9999 | -10958.4748 | -117671.4483 | -731616.4675 | -132717.5502 | -992963.9408 | -49502.9292 | -1176.7287 | -50679.6579 | -871.8498 | 7891.6419 | -1292.4316
[6 empty] | PRODUCTION | -60071480.916 | -29646965.6018 | -7321357.7906 | -85557.7808 | -1914.7561 | -7408830.3275 | -3109513.5299 | -840318.6313 | -66494.8981 | -14927.7768 | -4031254.8362 | -195650.5432 | -2003507.3422 | -13644801.8718 | -2153050.2393 | -17997009.9965 | -851711.9828 | -20560.6386 | -872272.6214 | -14849.4277 | -80304.4025 | -19993.7024
[6 empty] | BULKTRAN | 71129882.0562 | 34871335.8545 | 8827500.5701 | 103425.4591 | 2634.644 | 8933560.6732 | 3693386.5026 | 1059224.934 | 83358.841 | 17558.316 | 4853528.5937 | 221742.1767 | 2420635.0643 | 16134923.9302 | 2532455.8997 | 21309757.0709 | 1001798.7487 | 24183.788 | 1025982.5367 | 17466.1604 | 94734.2191 | 23516.9476
[6 empty] | SUBTRAN | 27278202.5374 | 12952320.5766 | 3317959.525 | 38744.2452 | 1310.7699 | 3358014.5401 | 1446067.7447 | 412678.1207 | 42043.6558 | 0 | 1900789.5212 | 80942.9247 | 936762.5323 | 7616080.3856 | 0 | 8633785.8425 | 392192.2419 | 9383.4606 | 401575.7026 | 6440.1637 | 20236.5664 | 5039.6243
[6 empty] | DISTPRI | 3009873.9524 | 1980346.5786 | 532962.9237 | 6281.0526 | 0 | 539243.9762 | 199580.8169 | 80045.2026 | 0 | 0 | 279626.0195 | 7918.1612 | 145890.0378 | 0 | 0 | 153808.199 | 50486.3347 | 1209.6108 | 51695.9455 | 868.6053 | 3490.5682 | 794.06
[6 empty] | DISTSEC | 1289541.7672 | 959944.3772 | 229888.71 | 0 | 0 | 229888.71 | 70219.9662 | 0 | 0 | 0 | 70219.9662 | 2157.0071 | 0 | 0 | 0 | 2157.0071 | 18205.0702 | 0 | 18205.0702 | 296.8569 | 7205.1336 | 1624.646
[6 empty] | ENERGY | 366829.508 | 878.4 | 140518.3105 | 1557.2392 | 190.5878 | 142266.1375 | 25200.6211 | 44689.6841 | 3786.8263 | 0.59942 | 73677.7308 | -7382.866 | 55962.9106 | 100492.5061 | 119.3795 | 149191.9302 | 35.8906 | 0.84356 | 36.7342 | 0.82409 | 774.2114 | 3.5398
[6 empty] | CUSTOMER | 3090029.3148 | 2383157.5691 | 616082.6982 | 2690.9462 | 790.5 | 619564.1444 | 7050.7169 | 3204.562 | 1074.8509 | 138.2449 | 11468.3748 | 58.321 | 1277.7932 | 1148.5016 | 207.3692 | 2691.9851 | 2236.0411 | 21.6796 | 2257.7207 | 138.8765 | 63171.7518 | 7578.8925
| Total Other Operating Revenues |  |  | 46092878.22 |  | TOTAL | 46092878.22 | 23501017.7542 | 6343554.9469 | 67141.1614 | 3011.7456 | 6413707.8539 | 2331992.8386 | 759523.8721 | 63769.276 | 2769.3835 | 3158055.3701 | 109785.1814 | 1557020.996 | 10207843.4516 | 379732.4091 | 12254382.0382 | 613242.3445 | 14238.744 | 627481.0885 | 10362.0592 | 109308.0481 | 18564.0078
[6 empty] | PRODUCTION | 184373734.056 | 85508223.1637 | 25379833.8789 | 270925.5614 | 4443.4254 | 25655202.8657 | 11111784.6514 | 3452969.1782 | 230541.3647 | 254826.1028 | 15050121.2971 | 622230.935 | 7307656.7817 | 40257342.9307 | 6216718.9816 | 54403949.629 | 3234927.6179 | 76314.8049 | 3311242.4229 | 57361.8985 | 305599.933 | 82032.846
[6 empty] | BULKTRAN | 54339494.7941 | 20356141.0111 | 10003356.6738 | 152695.4229 | 5069.3309 | 10161121.4276 | 4960942.9357 | 1710150.7502 | 95769.9885 | -448844.0601 | 6318019.6143 | 218161.9001 | 3072182.3458 | 10972869.687 | 1355943.0463 | 15619156.9793 | 1631037.5673 | 34932.0839 | 1665969.6512 | 27753.7753 | 147869.8907 | 43462.4446
[6 empty] | SUBTRAN | 21364922.595 | 7710548.6975 | 3750352.143 | 56671.9083 | 2453.0325 | 3809477.0837 | 1930314.7311 | 659574.4835 | 48092.3608 | 0 | 2637981.5754 | 79711.5437 | 1182761.3369 | 5247885.0207 | 0 | 6510357.9013 | 632449.2629 | 13453.1356 | 645902.3984 | 10140.3084 | 31307.2942 | 9207.336
[6 empty] | DISTPRI | 66957802.5987 | 36817821.4978 | 13958477.5071 | 176415.2478 | 0 | 14134892.7549 | 6749253.8378 | 2232609.6256 | 0 | 0 | 8981863.4633 | 315604.3677 | 4341602.4759 | 0 | 0 | 4657206.8435 | 2115064.4538 | 46939.0183 | 2162003.4721 | 36305.0775 | 130427.4293 | 37282.0603
[6 empty] | DISTSEC | 27383329.6571 | 17730889.9666 | 6042138.7395 | 0 | 0 | 6042138.7395 | 2392585.2258 | 0 | 0 | 0 | 2392585.2258 | 86525.1898 | 0 | 0 | 0 | 86525.1898 | 770412.5076 | 0 | 770412.5076 | 12529.7587 | 271114.4644 | 77133.8048
[6 empty] | ENERGY | 238458639.3794 | 85675400.8181 | 28531221.4303 | 292845.6333 | 5897.8925 | 28829964.9561 | 13866631.3626 | 3996964.3128 | 298158.9133 | 465918.7921 | 18627673.3808 | 922980.2733 | 11193535.0875 | 75137846.5028 | 12165844.6734 | 99420206.537 | 3816124.5242 | 90300.6913 | 3906425.2155 | 89252.2673 | 1520778.0783 | 388938.1264
[6 empty] | CUSTOMER | 72587581.3241 | 48060045.6901 | 15886700.5455 | 140371.9064 | 17823.7365 | 16044896.1883 | 295952.2791 | 141745.7547 | 53958.8654 | -87400.3198 | 404256.5795 | 3652.3239 | 76378.0185 | 110511.1049 | 25499.101 | 216040.5483 | 112828.3453 | 1684.724 | 114513.0693 | 6677.2639 | 6545255.8493 | 1195896.1355
Total Operating Revenues |  |  |  | 665465504.4044 |  | TOTAL | 665465504.4044 | 301859070.845 | 103552080.918 | 1089925.68 | 35687.4177 | 104677694.0158 | 41307465.0236 | 12194014.1048 | 726521.4928 | 184500.515 | 54412501.1362 | 2248866.5336 | 27174116.0463 | 131726455.246 | 19764005.8023 | 180913443.6283 | 12312844.2789 | 263624.458 | 12576468.737 | 240020.3495 | 8952352.9393 | 1833952.7535
Operating Expense
O&M Expense
Production
[5 empty] | LABOR_PROD | PRODUCTION | 2332041.9019 | 1143500.229 | 289261.0943 | 3381.9022 | 83.3149 | 292726.3113 | 121030.471 | 34468.884 | 2727.7119 | 575.7719 | 158802.8388 | 7270.3371 | 79259.4292 | 529345.0443 | 83044.2352 | 698919.0457 | 32850.9613 | 793.0342 | 33643.9956 | 572.7499 | 3105.5644 | 771.1672
[5 empty] | LABOR_PROD | BULKTRAN | 0 | 0 | 0 | 0 | 0 | 0 | 0 | 0 | 0 | 0 | 0 | 0 | 0 | 0 | 0 | 0 | 0 | 0 | 0 | 0 | 0 | 0
[5 empty] | LABOR_PROD | SUBTRAN | 0 | 0 | 0 | 0 | 0 | 0 | 0 | 0 | 0 | 0 | 0 | 0 | 0 | 0 | 0 | 0 | 0 | 0 | 0 | 0 | 0 | 0
[5 empty] | LABOR_PROD | DISTPRI | 0 | 0 | 0 | 0 | 0 | 0 | 0 | 0 | 0 | 0 | 0 | 0 | 0 | 0 | 0 | 0 | 0 | 0 | 0 | 0 | 0 | 0
[5 empty] | LABOR_PROD | DISTSEC | 0 | 0 | 0 | 0 | 0 | 0 | 0 | 0 | 0 | 0 | 0 | 0 | 0 | 0 | 0 | 0 | 0 | 0 | 0 | 0 | 0 | 0
[5 empty] | LABOR_PROD | ENERGY | 1682079.0981 | 611490.387 | 197368.4021 | 2259.4937 | 57.2667 | 199685.1625 | 95510.063 | 26659.7136 | 2110.6697 | 432.6776 | 124713.124 | 6364.2714 | 76058.1942 | 537695.8448 | 86170.9568 | 706289.2673 | 25906.7096 | 608.8992 | 26515.6088 | 594.8452 | 10235.5699 | 2555.1334
[5 empty] | LABOR_PROD | CUSTOMER | 0 | 0 | 0 | 0 | 0 | 0 | 0 | 0 | 0 | 0 | 0 | 0 | 0 | 0 | 0 | 0 | 0 | 0 | 0 | 0 | 0 | 0
|  |  | 500-Supervision & Engineering | 4014121 | LABOR_PROD | TOTAL | 4014121 | 1754990.616 | 486629.4963 | 5641.3959 | 140.5816 | 492411.4738 | 216540.534 | 61128.5976 | 4838.3817 | 1008.4495 | 283515.9628 | 13634.6086 | 155317.6234 | 1067040.8891 | 169215.192 | 1405208.313 | 58757.671 | 1401.9334 | 60159.6044 | 1167.5951 | 13341.1343 | 3326.3006
[5 empty] | PROD_ENERGY | PRODUCTION | 0 | 0 | 0 | 0 | 0 | 0 | 0 | 0 | 0 | 0 | 0 | 0 | 0 | 0 | 0 | 0 | 0 | 0 | 0 | 0 | 0 | 0
[5 empty] | PROD_ENERGY | BULKTRAN | 0 | 0 | 0 | 0 | 0 | 0 | 0 | 0 | 0 | 0 | 0 | 0 | 0 | 0 | 0 | 0 | 0 | 0 | 0 | 0 | 0 | 0
[5 empty] | PROD_ENERGY | SUBTRAN | 0 | 0 | 0 | 0 | 0 | 0 | 0 | 0 | 0 | 0 | 0 | 0 | 0 | 0 | 0 | 0 | 0 | 0 | 0 | 0 | 0 | 0
[5 empty] | PROD_ENERGY | DISTPRI | 0 | 0 | 0 | 0 | 0 | 0 | 0 | 0 | 0 | 0 | 0 | 0 | 0 | 0 | 0 | 0 | 0 | 0 | 0 | 0 | 0 | 0
[5 empty] | PROD_ENERGY | DISTSEC | 0 | 0 | 0 | 0 | 0 | 0 | 0 | 0 | 0 | 0 | 0 | 0 | 0 | 0 | 0 | 0 | 0 | 0 | 0 | 0 | 0 | 0
[5 empty] | PROD_ENERGY | ENERGY | 129122177 | 46940105.2947 | 15150677.3804 | 173446.5116 | 4395.9911 | 15328519.8831 | 7331680.9395 | 2046491.3129 | 162022.2688 | 33213.8238 | 9573408.345 | 488543.3657 | 5838488.5838 | 41275382.4279 | 6614779.0262 | 54217193.4035 | 1988688.1364 | 46741.1949 | 2035429.3313 | 45662.3641 | 785717.554 | 196140.8243
[5 empty] | PROD_ENERGY | CUSTOMER | 0 | 0 | 0 | 0 | 0 | 0 | 0 | 0 | 0 | 0 | 0 | 0 | 0 | 0 | 0 | 0 | 0 | 0 | 0 | 0 | 0 | 0
|  |  | 501-Fuel Delivered and Consumed | 129122177 | PROD_ENERGY | TOTAL | 129122177 | 46940105.2947 | 15150677.3804 | 173446.5116 | 4395.9911 | 15328519.8831 | 7331680.9395 | 2046491.3129 | 162022.2688 | 33213.8238 | 9573408.345 | 488543.3657 | 5838488.5838 | 41275382.4279 | 6614779.0262 | 54217193.4035 | 1988688.1364 | 46741.1949 | 2035429.3313 | 45662.3641 | 785717.554 | 196140.8243
[5 empty] | PROD_ENERGY | PRODUCTION | 0 | 0 | 0 | 0 | 0 | 0 | 0 | 0 | 0 | 0 | 0 | 0 | 0 | 0 | 0 | 0 | 0 | 0 | 0 | 0 | 0 | 0
[5 empty] | PROD_ENERGY | BULKTRAN | 0 | 0 | 0 | 0 | 0 | 0 | 0 | 0 | 0 | 0 | 0 | 0 | 0 | 0 | 0 | 0 | 0 | 0 | 0 | 0 | 0 | 0
[5 empty] | PROD_ENERGY | SUBTRAN | 0 | 0 | 0 | 0 | 0 | 0 | 0 | 0 | 0 | 0 | 0 | 0 | 0 | 0 | 0 | 0 | 0 | 0 | 0 | 0 | 0 | 0
[5 empty] | PROD_ENERGY | DISTPRI | 0 | 0 | 0 | 0 | 0 | 0 | 0 | 0 | 0 | 0 | 0 | 0 | 0 | 0 | 0 | 0 | 0 | 0 | 0 | 0 | 0 | 0
[5 empty] | PROD_ENERGY | DISTSEC | 0 | 0 | 0 | 0 | 0 | 0 | 0 | 0 | 0 | 0 | 0 | 0 | 0 | 0 | 0 | 0 | 0 | 0 | 0 | 0 | 0 | 0
[5 empty] | PROD_ENERGY | ENERGY | 5054588 | 1837506.9136 | 593085.0444 | 6789.6985 | 172.0845 | 600046.8274 | 287004.3501 | 80111.4934 | 6342.4877 | 1300.181 | 374758.5122 | 19124.4098 | 228552.1745 | 1615756.9332 | 258940.6674 | 2122374.185 | 77848.7431 | 1829.7204 | 79678.4635 | 1787.4887 | 30757.5245 | 7678.085
[5 empty] | PROD_ENERGY | CUSTOMER | 0 | 0 | 0 | 0 | 0 | 0 | 0 | 0 | 0 | 0 | 0 | 0 | 0 | 0 | 0 | 0 | 0 | 0 | 0 | 0 | 0 | 0
|  |  | 502-Steam / Consumables | 5054588 | PROD_ENERGY | TOTAL | 5054588 | 1837506.9136 | 593085.0444 | 6789.6985 | 172.0845 | 600046.8274 | 287004.3501 | 80111.4934 | 6342.4877 | 1300.181 | 374758.5122 | 19124.4098 | 228552.1745 | 1615756.9332 | 258940.6674 | 2122374.185 | 77848.7431 | 1829.7204 | 79678.4635 | 1787.4887 | 30757.5245 | 7678.085
[5 empty] | PROD_DEMAND | PRODUCTION | 0 | 0 | 0 | 0 | 0 | 0 | 0 | 0 | 0 | 0 | 0 | 0 | 0 | 0 | 0 | 0 | 0 | 0 | 0 | 0 | 0 | 0
[5 empty] | PROD_DEMAND | BULKTRAN | 0 | 0 | 0 | 0 | 0 | 0 | 0 | 0 | 0 | 0 | 0 | 0 | 0 | 0 | 0 | 0 | 0 | 0 | 0 | 0 | 0 | 0
[5 empty] | PROD_DEMAND | SUBTRAN | 0 | 0 | 0 | 0 | 0 | 0 | 0 | 0 | 0 | 0 | 0 | 0 | 0 | 0 | 0 | 0 | 0 | 0 | 0 | 0 | 0 | 0
[5 empty] | PROD_DEMAND | DISTPRI | 0 | 0 | 0 | 0 | 0 | 0 | 0 | 0 | 0 | 0 | 0 | 0 | 0 | 0 | 0 | 0 | 0 | 0 | 0 | 0 | 0 | 0
[5 empty] | PROD_DEMAND | DISTSEC | 0 | 0 | 0 | 0 | 0 | 0 | 0 | 0 | 0 | 0 | 0 | 0 | 0 | 0 | 0 | 0 | 0 | 0 | 0 | 0 | 0 | 0
[5 empty] | PROD_DEMAND | ENERGY | 0 | 0 | 0 | 0 | 0 | 0 | 0 | 0 | 0 | 0 | 0 | 0 | 0 | 0 | 0 | 0 | 0 | 0 | 0 | 0 | 0 | 0
[5 empty] | PROD_DEMAND | CUSTOMER | 0 | 0 | 0 | 0 | 0 | 0 | 0 | 0 | 0 | 0 | 0 | 0 | 0 | 0 | 0 | 0 | 0 | 0 | 0 | 0 | 0 | 0
|  |  | 503-Steam other Sources | 0 | PROD_DEMAND | TOTAL | 0 | 0 | 0 | 0 | 0 | 0 | 0 | 0 | 0 | 0 | 0 | 0 | 0 | 0 | 0 | 0 | 0 | 0 | 0 | 0 | 0 | 0
[5 empty] | PROD_DEMAND | PRODUCTION | 0 | 0 | 0 | 0 | 0 | 0 | 0 | 0 | 0 | 0 | 0 | 0 | 0 | 0 | 0 | 0 | 0 | 0 | 0 | 0 | 0 | 0
[5 empty] | PROD_DEMAND | BULKTRAN | 0 | 0 | 0 | 0 | 0 | 0 | 0 | 0 | 0 | 0 | 0 | 0 | 0 | 0 | 0 | 0 | 0 | 0 | 0 | 0 | 0 | 0
[5 empty] | PROD_DEMAND | SUBTRAN | 0 | 0 | 0 | 0 | 0 | 0 | 0 | 0 | 0 | 0 | 0 | 0 | 0 | 0 | 0 | 0 | 0 | 0 | 0 | 0 | 0 | 0
[5 empty] | PROD_DEMAND | DISTPRI | 0 | 0 | 0 | 0 | 0 | 0 | 0 | 0 | 0 | 0 | 0 | 0 | 0 | 0 | 0 | 0 | 0 | 0 | 0 | 0 | 0 | 0
[5 empty] | PROD_DEMAND | DISTSEC | 0 | 0 | 0 | 0 | 0 | 0 | 0 | 0 | 0 | 0 | 0 | 0 | 0 | 0 | 0 | 0 | 0 | 0 | 0 | 0 | 0 | 0
[5 empty] | PROD_DEMAND | ENERGY | 0 | 0 | 0 | 0 | 0 | 0 | 0 | 0 | 0 | 0 | 0 | 0 | 0 | 0 | 0 | 0 | 0 | 0 | 0 | 0 | 0 | 0
[5 empty] | PROD_DEMAND | CUSTOMER | 0 | 0 | 0 | 0 | 0 | 0 | 0 | 0 | 0 | 0 | 0 | 0 | 0 | 0 | 0 | 0 | 0 | 0 | 0 | 0 | 0 | 0
|  |  | 504-Steam Transferred Credit | 0 | PROD_DEMAND | TOTAL | 0 | 0 | 0 | 0 | 0 | 0 | 0 | 0 | 0 | 0 | 0 | 0 | 0 | 0 | 0 | 0 | 0 | 0 | 0 | 0 | 0 | 0
[5 empty] | PROD_DEMAND | PRODUCTION | 57265 | 28079.4871 | 7103.0184 | 83.0451 | 2.0459 | 7188.1094 | 2971.992 | 846.4087 | 66.981 | 14.1385 | 3899.5202 | 178.5285 | 1946.2734 | 12998.456 | 2039.2121 | 17162.47 | 806.6795 | 19.4735 | 826.153 | 14.0643 | 76.2594 | 18.9366
[5 empty] | PROD_DEMAND | BULKTRAN | 0 | 0 | 0 | 0 | 0 | 0 | 0 | 0 | 0 | 0 | 0 | 0 | 0 | 0 | 0 | 0 | 0 | 0 | 0 | 0 | 0 | 0
[5 empty] | PROD_DEMAND | SUBTRAN | 0 | 0 | 0 | 0 | 0 | 0 | 0 | 0 | 0 | 0 | 0 | 0 | 0 | 0 | 0 | 0 | 0 | 0 | 0 | 0 | 0 | 0
[5 empty] | PROD_DEMAND | DISTPRI | 0 | 0 | 0 | 0 | 0 | 0 | 0 | 0 | 0 | 0 | 0 | 0 | 0 | 0 | 0 | 0 | 0 | 0 | 0 | 0 | 0 | 0
[5 empty] | PROD_DEMAND | DISTSEC | 0 | 0 | 0 | 0 | 0 | 0 | 0 | 0 | 0 | 0 | 0 | 0 | 0 | 0 | 0 | 0 | 0 | 0 | 0 | 0 | 0 | 0
[5 empty] | PROD_DEMAND | ENERGY | 0 | 0 | 0 | 0 | 0 | 0 | 0 | 0 | 0 | 0 | 0 | 0 | 0 | 0 | 0 | 0 | 0 | 0 | 0 | 0 | 0 | 0
[5 empty] | PROD_DEMAND | CUSTOMER | 0 | 0 | 0 | 0 | 0 | 0 | 0 | 0 | 0 | 0 | 0 | 0 | 0 | 0 | 0 | 0 | 0 | 0 | 0 | 0 | 0 | 0
|  |  | 505-Electric | 57265 | PROD_DEMAND | TOTAL | 57265 | 28079.4871 | 7103.0184 | 83.0451 | 2.0459 | 7188.1094 | 2971.992 | 846.4087 | 66.981 | 14.1385 | 3899.5202 | 178.5285 | 1946.2734 | 12998.456 | 2039.2121 | 17162.47 | 806.6795 | 19.4735 | 826.153 | 14.0643 | 76.2594 | 18.9366
[5 empty] | PROD_DEMAND | PRODUCTION | 5986481 | 2935428.5568 | 742549.2842 | 8681.5306 | 213.8739 | 751444.6886 | 310691.9366 | 88483.5383 | 7002.1879 | 1478.0384 | 407655.7013 | 18663.3589 | 203463.3539 | 1358858.1095 | 213179.1609 | 1794163.9833 | 84330.2411 | 2035.7629 | 86366.004 | 1470.2809 | 7972.1562 | 1979.629
[5 empty] | PROD_DEMAND | BULKTRAN | 0 | 0 | 0 | 0 | 0 | 0 | 0 | 0 | 0 | 0 | 0 | 0 | 0 | 0 | 0 | 0 | 0 | 0 | 0 | 0 | 0 | 0
[5 empty] | PROD_DEMAND | SUBTRAN | 0 | 0 | 0 | 0 | 0 | 0 | 0 | 0 | 0 | 0 | 0 | 0 | 0 | 0 | 0 | 0 | 0 | 0 | 0 | 0 | 0 | 0
[5 empty] | PROD_DEMAND | DISTPRI | 0 | 0 | 0 | 0 | 0 | 0 | 0 | 0 | 0 | 0 | 0 | 0 | 0 | 0 | 0 | 0 | 0 | 0 | 0 | 0 | 0 | 0
[5 empty] | PROD_DEMAND | DISTSEC | 0 | 0 | 0 | 0 | 0 | 0 | 0 | 0 | 0 | 0 | 0 | 0 | 0 | 0 | 0 | 0 | 0 | 0 | 0 | 0 | 0 | 0
[5 empty] | PROD_DEMAND | ENERGY | 0 | 0 | 0 | 0 | 0 | 0 | 0 | 0 | 0 | 0 | 0 | 0 | 0 | 0 | 0 | 0 | 0 | 0 | 0 | 0 | 0 | 0
[5 empty] | PROD_DEMAND | CUSTOMER | 0 | 0 | 0 | 0 | 0 | 0 | 0 | 0 | 0 | 0 | 0 | 0 | 0 | 0 | 0 | 0 | 0 | 0 | 0 | 0 | 0 | 0
|  |  | 506-Misc. Steam Power Expenses | 5986481 | PROD_DEMAND | TOTAL | 5986481 | 2935428.5568 | 742549.2842 | 8681.5306 | 213.8739 | 751444.6886 | 310691.9366 | 88483.5383 | 7002.1879 | 1478.0384 | 407655.7013 | 18663.3589 | 203463.3539 | 1358858.1095 | 213179.1609 | 1794163.9833 | 84330.2411 | 2035.7629 | 86366.004 | 1470.2809 | 7972.1562 | 1979.629
[5 empty] | PROD_DEMAND | PRODUCTION | 951 | 466.3161 | 117.9598 | 1.3791 | 0.033976 | 119.373 | 49.3559 | 14.0563 | 1.1124 | 0.2348 | 64.7593 | 2.9648 | 32.3218 | 215.8654 | 33.8652 | 285.0172 | 13.3965 | 0.3234 | 13.7199 | 0.23357 | 1.2664 | 0.31448
[5 empty] | PROD_DEMAND | BULKTRAN | 0 | 0 | 0 | 0 | 0 | 0 | 0 | 0 | 0 | 0 | 0 | 0 | 0 | 0 | 0 | 0 | 0 | 0 | 0 | 0 | 0 | 0
[5 empty] | PROD_DEMAND | SUBTRAN | 0 | 0 | 0 | 0 | 0 | 0 | 0 | 0 | 0 | 0 | 0 | 0 | 0 | 0 | 0 | 0 | 0 | 0 | 0 | 0 | 0 | 0
[5 empty] | PROD_DEMAND | DISTPRI | 0 | 0 | 0 | 0 | 0 | 0 | 0 | 0 | 0 | 0 | 0 | 0 | 0 | 0 | 0 | 0 | 0 | 0 | 0 | 0 | 0 | 0
[5 empty] | PROD_DEMAND | DISTSEC | 0 | 0 | 0 | 0 | 0 | 0 | 0 | 0 | 0 | 0 | 0 | 0 | 0 | 0 | 0 | 0 | 0 | 0 | 0 | 0 | 0 | 0
[5 empty] | PROD_DEMAND | ENERGY | 0 | 0 | 0 | 0 | 0 | 0 | 0 | 0 | 0 | 0 | 0 | 0 | 0 | 0 | 0 | 0 | 0 | 0 | 0 | 0 | 0 | 0
[5 empty] | PROD_DEMAND | CUSTOMER | 0 | 0 | 0 | 0 | 0 | 0 | 0 | 0 | 0 | 0 | 0 | 0 | 0 | 0 | 0 | 0 | 0 | 0 | 0 | 0 | 0 | 0
|  |  | 507-Rents | 951 | PROD_DEMAND | TOTAL | 951 | 466.3161 | 117.9598 | 1.3791 | 0.033976 | 119.373 | 49.3559 | 14.0563 | 1.1124 | 0.2348 | 64.7593 | 2.9648 | 32.3218 | 215.8654 | 33.8652 | 285.0172 | 13.3965 | 0.3234 | 13.7199 | 0.23357 | 1.2664 | 0.31448
[5 empty] | PROD_DEMAND | PRODUCTION | 0 | 0 | 0 | 0 | 0 | 0 | 0 | 0 | 0 | 0 | 0 | 0 | 0 | 0 | 0 | 0 | 0 | 0 | 0 | 0 | 0 | 0
[5 empty] | PROD_DEMAND | BULKTRAN | 0 | 0 | 0 | 0 | 0 | 0 | 0 | 0 | 0 | 0 | 0 | 0 | 0 | 0 | 0 | 0 | 0 | 0 | 0 | 0 | 0 | 0
[5 empty] | PROD_DEMAND | SUBTRAN | 0 | 0 | 0 | 0 | 0 | 0 | 0 | 0 | 0 | 0 | 0 | 0 | 0 | 0 | 0 | 0 | 0 | 0 | 0 | 0 | 0 | 0
[5 empty] | PROD_DEMAND | DISTPRI | 0 | 0 | 0 | 0 | 0 | 0 | 0 | 0 | 0 | 0 | 0 | 0 | 0 | 0 | 0 | 0 | 0 | 0 | 0 | 0 | 0 | 0
[5 empty] | PROD_DEMAND | DISTSEC | 0 | 0 | 0 | 0 | 0 | 0 | 0 | 0 | 0 | 0 | 0 | 0 | 0 | 0 | 0 | 0 | 0 | 0 | 0 | 0 | 0 | 0
[5 empty] | PROD_DEMAND | ENERGY | 0 | 0 | 0 | 0 | 0 | 0 | 0 | 0 | 0 | 0 | 0 | 0 | 0 | 0 | 0 | 0 | 0 | 0 | 0 | 0 | 0 | 0
[5 empty] | PROD_DEMAND | CUSTOMER | 0 | 0 | 0 | 0 | 0 | 0 | 0 | 0 | 0 | 0 | 0 | 0 | 0 | 0 | 0 | 0 | 0 | 0 | 0 | 0 | 0 | 0
|  |  | 508-IPP Operations | 0 | PROD_DEMAND | TOTAL | 0 | 0 | 0 | 0 | 0 | 0 | 0 | 0 | 0 | 0 | 0 | 0 | 0 | 0 | 0 | 0 | 0 | 0 | 0 | 0 | 0 | 0
[5 empty] | PROD_ENERGY | PRODUCTION | 0 | 0 | 0 | 0 | 0 | 0 | 0 | 0 | 0 | 0 | 0 | 0 | 0 | 0 | 0 | 0 | 0 | 0 | 0 | 0 | 0 | 0
[5 empty] | PROD_ENERGY | BULKTRAN | 0 | 0 | 0 | 0 | 0 | 0 | 0 | 0 | 0 | 0 | 0 | 0 | 0 | 0 | 0 | 0 | 0 | 0 | 0 | 0 | 0 | 0
[5 empty] | PROD_ENERGY | SUBTRAN | 0 | 0 | 0 | 0 | 0 | 0 | 0 | 0 | 0 | 0 | 0 | 0 | 0 | 0 | 0 | 0 | 0 | 0 | 0 | 0 | 0 | 0
[5 empty] | PROD_ENERGY | DISTPRI | 0 | 0 | 0 | 0 | 0 | 0 | 0 | 0 | 0 | 0 | 0 | 0 | 0 | 0 | 0 | 0 | 0 | 0 | 0 | 0 | 0 | 0
[5 empty] | PROD_ENERGY | DISTSEC | 0 | 0 | 0 | 0 | 0 | 0 | 0 | 0 | 0 | 0 | 0 | 0 | 0 | 0 | 0 | 0 | 0 | 0 | 0 | 0 | 0 | 0
[5 empty] | PROD_ENERGY | ENERGY | 78692 | 28607.098 | 9233.4031 | 105.7049 | 2.6791 | 9341.7871 | 4468.2072 | 1247.2102 | 98.7426 | 20.2418 | 5834.4017 | 297.737 | 3558.1986 | 25154.7989 | 4031.2997 | 33042.0342 | 1211.9827 | 28.4859 | 1240.4686 | 27.8284 | 478.8464 | 119.5357
[5 empty] | PROD_ENERGY | CUSTOMER | 0 | 0 | 0 | 0 | 0 | 0 | 0 | 0 | 0 | 0 | 0 | 0 | 0 | 0 | 0 | 0 | 0 | 0 | 0 | 0 | 0 | 0
|  |  | 509-Allowances | 78692 | PROD_ENERGY | TOTAL | 78692 | 28607.098 | 9233.4031 | 105.7049 | 2.6791 | 9341.7871 | 4468.2072 | 1247.2102 | 98.7426 | 20.2418 | 5834.4017 | 297.737 | 3558.1986 | 25154.7989 | 4031.2997 | 33042.0342 | 1211.9827 | 28.4859 | 1240.4686 | 27.8284 | 478.8464 | 119.5357
[5 empty] | LABOR_PROD | PRODUCTION | 774175.0679 | 379611.2611 | 96026.8883 | 1122.7004 | 27.6583 | 97177.247 | 40178.8548 | 11442.7406 | 905.5269 | 191.1408 | 52718.2631 | 2413.556 | 26311.9946 | 175728.29 | 27568.4482 | 232022.2888 | 10905.6339 | 263.266 | 11168.8999 | 190.1375 | 1030.9637 | 256.0067
[5 empty] | LABOR_PROD | BULKTRAN | 0 | 0 | 0 | 0 | 0 | 0 | 0 | 0 | 0 | 0 | 0 | 0 | 0 | 0 | 0 | 0 | 0 | 0 | 0 | 0 | 0 | 0
[5 empty] | LABOR_PROD | SUBTRAN | 0 | 0 | 0 | 0 | 0 | 0 | 0 | 0 | 0 | 0 | 0 | 0 | 0 | 0 | 0 | 0 | 0 | 0 | 0 | 0 | 0 | 0
[5 empty] | LABOR_PROD | DISTPRI | 0 | 0 | 0 | 0 | 0 | 0 | 0 | 0 | 0 | 0 | 0 | 0 | 0 | 0 | 0 | 0 | 0 | 0 | 0 | 0 | 0 | 0
[5 empty] | LABOR_PROD | DISTSEC | 0 | 0 | 0 | 0 | 0 | 0 | 0 | 0 | 0 | 0 | 0 | 0 | 0 | 0 | 0 | 0 | 0 | 0 | 0 | 0 | 0 | 0
[5 empty] | LABOR_PROD | ENERGY | 558404.9321 | 202998.3301 | 65520.9908 | 750.091 | 19.011 | 66290.0929 | 31706.7671 | 8850.3065 | 700.6855 | 143.6373 | 41401.3964 | 2112.7666 | 25249.2709 | 178500.5307 | 28606.4355 | 234469.0037 | 8600.3295 | 202.1381 | 8802.4676 | 197.4726 | 3397.9334 | 848.2354
[5 empty] | LABOR_PROD | CUSTOMER | 0 | 0 | 0 | 0 | 0 | 0 | 0 | 0 | 0 | 0 | 0 | 0 | 0 | 0 | 0 | 0 | 0 | 0 | 0 | 0 | 0 | 0
|  |  | 510-Supervision & Engineering | 1332580 | LABOR_PROD | TOTAL | 1332580 | 582609.5912 | 161547.8792 | 1872.7914 | 46.6693 | 163467.3399 | 71885.622 | 20293.0471 | 1606.2123 | 334.7781 | 94119.6595 | 4526.3226 | 51561.2655 | 354228.8207 | 56174.8837 | 466491.2926 | 19505.9634 | 465.4041 | 19971.3675 | 387.6101 | 4428.8971 | 1104.2421
[5 empty] | PROD_DEMAND | PRODUCTION | 1959537 | 960845.0888 | 243056.4461 | 2841.6996 | 70.0067 | 245968.1524 | 101697.8665 | 28963.0531 | 2292.0053 | 483.8019 | 133436.7268 | 6109.0217 | 66599.0538 | 444790.9788 | 69779.3 | 587278.3542 | 27603.5667 | 666.3602 | 28269.9269 | 481.2627 | 2609.5021 | 647.9861
[5 empty] | PROD_DEMAND | BULKTRAN | 0 | 0 | 0 | 0 | 0 | 0 | 0 | 0 | 0 | 0 | 0 | 0 | 0 | 0 | 0 | 0 | 0 | 0 | 0 | 0 | 0 | 0
[5 empty] | PROD_DEMAND | SUBTRAN | 0 | 0 | 0 | 0 | 0 | 0 | 0 | 0 | 0 | 0 | 0 | 0 | 0 | 0 | 0 | 0 | 0 | 0 | 0 | 0 | 0 | 0
[5 empty] | PROD_DEMAND | DISTPRI | 0 | 0 | 0 | 0 | 0 | 0 | 0 | 0 | 0 | 0 | 0 | 0 | 0 | 0 | 0 | 0 | 0 | 0 | 0 | 0 | 0 | 0
[5 empty] | PROD_DEMAND | DISTSEC | 0 | 0 | 0 | 0 | 0 | 0 | 0 | 0 | 0 | 0 | 0 | 0 | 0 | 0 | 0 | 0 | 0 | 0 | 0 | 0 | 0 | 0
[5 empty] | PROD_DEMAND | ENERGY | 0 | 0 | 0 | 0 | 0 | 0 | 0 | 0 | 0 | 0 | 0 | 0 | 0 | 0 | 0 | 0 | 0 | 0 | 0 | 0 | 0 | 0
[5 empty] | PROD_DEMAND | CUSTOMER | 0 | 0 | 0 | 0 | 0 | 0 | 0 | 0 | 0 | 0 | 0 | 0 | 0 | 0 | 0 | 0 | 0 | 0 | 0 | 0 | 0 | 0
|  |  | 511-Structures | 1959537 | PROD_DEMAND | TOTAL | 1959537 | 960845.0888 | 243056.4461 | 2841.6996 | 70.0067 | 245968.1524 | 101697.8665 | 28963.0531 | 2292.0053 | 483.8019 | 133436.7268 | 6109.0217 | 66599.0538 | 444790.9788 | 69779.3 | 587278.3542 | 27603.5667 | 666.3602 | 28269.9269 | 481.2627 | 2609.5021 | 647.9861
[5 empty] | PROD_ENERGY | PRODUCTION | 0 | 0 | 0 | 0 | 0 | 0 | 0 | 0 | 0 | 0 | 0 | 0 | 0 | 0 | 0 | 0 | 0 | 0 | 0 | 0 | 0 | 0
[5 empty] | PROD_ENERGY | BULKTRAN | 0 | 0 | 0 | 0 | 0 | 0 | 0 | 0 | 0 | 0 | 0 | 0 | 0 | 0 | 0 | 0 | 0 | 0 | 0 | 0 | 0 | 0
[5 empty] | PROD_ENERGY | SUBTRAN | 0 | 0 | 0 | 0 | 0 | 0 | 0 | 0 | 0 | 0 | 0 | 0 | 0 | 0 | 0 | 0 | 0 | 0 | 0 | 0 | 0 | 0
[5 empty] | PROD_ENERGY | DISTPRI | 0 | 0 | 0 | 0 | 0 | 0 | 0 | 0 | 0 | 0 | 0 | 0 | 0 | 0 | 0 | 0 | 0 | 0 | 0 | 0 | 0 | 0
[5 empty] | PROD_ENERGY | DISTSEC | 0 | 0 | 0 | 0 | 0 | 0 | 0 | 0 | 0 | 0 | 0 | 0 | 0 | 0 | 0 | 0 | 0 | 0 | 0 | 0 | 0 | 0
[5 empty] | PROD_ENERGY | ENERGY | 14653787 | 5327127.5371 | 1719416.4813 | 19684.0566 | 498.8912 | 1739599.4291 | 832056.0676 | 232251.7208 | 18387.5448 | 3769.3626 | 1086464.6958 | 55443.6936 | 662597.0077 | 4684250.8119 | 750696.4733 | 6152987.9865 | 225691.7676 | 5304.5536 | 230996.3212 | 5182.1195 | 89169.3274 | 22259.5833
[5 empty] | PROD_ENERGY | CUSTOMER | 0 | 0 | 0 | 0 | 0 | 0 | 0 | 0 | 0 | 0 | 0 | 0 | 0 | 0 | 0 | 0 | 0 | 0 | 0 | 0 | 0 | 0
|  |  | 512-Boiler Plant | 14653787 | PROD_ENERGY | TOTAL | 14653787 | 5327127.5371 | 1719416.4813 | 19684.0566 | 498.8912 | 1739599.4291 | 832056.0676 | 232251.7208 | 18387.5448 | 3769.3626 | 1086464.6958 | 55443.6936 | 662597.0077 | 4684250.8119 | 750696.4733 | 6152987.9865 | 225691.7676 | 5304.5536 | 230996.3212 | 5182.1195 | 89169.3274 | 22259.5833
[5 empty] | PROD_DEMAND | PRODUCTION | 4315214 | 2115934.6207 | 535249.1834 | 6257.8771 | 154.166 | 541661.2265 | 223954.9737 | 63781.2771 | 5047.3624 | 1065.4092 | 293849.0224 | 13453.0432 | 146661.7723 | 979500.9018 | 153665.1832 | 1293280.9006 | 60787.4705 | 1467.4318 | 62254.9023 | 1059.8174 | 5746.5412 | 1426.969
[5 empty] | PROD_DEMAND | BULKTRAN | 0 | 0 | 0 | 0 | 0 | 0 | 0 | 0 | 0 | 0 | 0 | 0 | 0 | 0 | 0 | 0 | 0 | 0 | 0 | 0 | 0 | 0
[5 empty] | PROD_DEMAND | SUBTRAN | 0 | 0 | 0 | 0 | 0 | 0 | 0 | 0 | 0 | 0 | 0 | 0 | 0 | 0 | 0 | 0 | 0 | 0 | 0 | 0 | 0 | 0
[5 empty] | PROD_DEMAND | DISTPRI | 0 | 0 | 0 | 0 | 0 | 0 | 0 | 0 | 0 | 0 | 0 | 0 | 0 | 0 | 0 | 0 | 0 | 0 | 0 | 0 | 0 | 0
[5 empty] | PROD_DEMAND | DISTSEC | 0 | 0 | 0 | 0 | 0 | 0 | 0 | 0 | 0 | 0 | 0 | 0 | 0 | 0 | 0 | 0 | 0 | 0 | 0 | 0 | 0 | 0
[5 empty] | PROD_DEMAND | ENERGY | 0 | 0 | 0 | 0 | 0 | 0 | 0 | 0 | 0 | 0 | 0 | 0 | 0 | 0 | 0 | 0 | 0 | 0 | 0 | 0 | 0 | 0
[5 empty] | PROD_DEMAND | CUSTOMER | 0 | 0 | 0 | 0 | 0 | 0 | 0 | 0 | 0 | 0 | 0 | 0 | 0 | 0 | 0 | 0 | 0 | 0 | 0 | 0 | 0 | 0
|  |  | 513-Electric Plant | 4315214 | PROD_DEMAND | TOTAL | 4315214 | 2115934.6207 | 535249.1834 | 6257.8771 | 154.166 | 541661.2265 | 223954.9737 | 63781.2771 | 5047.3624 | 1065.4092 | 293849.0224 | 13453.0432 | 146661.7723 | 979500.9018 | 153665.1832 | 1293280.9006 | 60787.4705 | 1467.4318 | 62254.9023 | 1059.8174 | 5746.5412 | 1426.969
[5 empty] | PROD_DEMAND | PRODUCTION | 1385832 | 679532.9055 | 171895.4023 | 2009.7187 | 49.5104 | 173954.6314 | 71923.1929 | 20483.3723 | 1620.9616 | 342.1564 | 94369.6833 | 4320.448 | 47100.463 | 314566.947 | 49349.6101 | 415337.4681 | 19521.9106 | 471.2661 | 19993.1766 | 340.3606 | 1845.5031 | 458.2714
[5 empty] | PROD_DEMAND | BULKTRAN | 0 | 0 | 0 | 0 | 0 | 0 | 0 | 0 | 0 | 0 | 0 | 0 | 0 | 0 | 0 | 0 | 0 | 0 | 0 | 0 | 0 | 0
[5 empty] | PROD_DEMAND | SUBTRAN | 0 | 0 | 0 | 0 | 0 | 0 | 0 | 0 | 0 | 0 | 0 | 0 | 0 | 0 | 0 | 0 | 0 | 0 | 0 | 0 | 0 | 0
[5 empty] | PROD_DEMAND | DISTPRI | 0 | 0 | 0 | 0 | 0 | 0 | 0 | 0 | 0 | 0 | 0 | 0 | 0 | 0 | 0 | 0 | 0 | 0 | 0 | 0 | 0 | 0
[5 empty] | PROD_DEMAND | DISTSEC | 0 | 0 | 0 | 0 | 0 | 0 | 0 | 0 | 0 | 0 | 0 | 0 | 0 | 0 | 0 | 0 | 0 | 0 | 0 | 0 | 0 | 0
[5 empty] | PROD_DEMAND | ENERGY | 0 | 0 | 0 | 0 | 0 | 0 | 0 | 0 | 0 | 0 | 0 | 0 | 0 | 0 | 0 | 0 | 0 | 0 | 0 | 0 | 0 | 0
[5 empty] | PROD_DEMAND | CUSTOMER | 0 | 0 | 0 | 0 | 0 | 0 | 0 | 0 | 0 | 0 | 0 | 0 | 0 | 0 | 0 | 0 | 0 | 0 | 0 | 0 | 0 | 0
|  |  | 514-Misc Steam Plant | 1385832 | PROD_DEMAND | TOTAL | 1385832 | 679532.9055 | 171895.4023 | 2009.7187 | 49.5104 | 173954.6314 | 71923.1929 | 20483.3723 | 1620.9616 | 342.1564 | 94369.6833 | 4320.448 | 47100.463 | 314566.947 | 49349.6101 | 415337.4681 | 19521.9106 | 471.2661 | 19993.1766 | 340.3606 | 1845.5031 | 458.2714
[5 empty] | PROD_DEMAND | PRODUCTION | 6928075 | 3397132.5055 | 859342.4304 | 10047.0201 | 247.5134 | 869636.9639 | 359559.6543 | 102400.8244 | 8103.5391 | 1710.5142 | 471774.5321 | 21598.8576 | 235465.4388 | 1572588.4534 | 246709.4133 | 2076362.1631 | 97594.2687 | 2355.9613 | 99950.23 | 1701.5365 | 9226.0705 | 2290.9984
[5 empty] | PROD_DEMAND | BULKTRAN | 0 | 0 | 0 | 0 | 0 | 0 | 0 | 0 | 0 | 0 | 0 | 0 | 0 | 0 | 0 | 0 | 0 | 0 | 0 | 0 | 0 | 0
[5 empty] | PROD_DEMAND | SUBTRAN | 0 | 0 | 0 | 0 | 0 | 0 | 0 | 0 | 0 | 0 | 0 | 0 | 0 | 0 | 0 | 0 | 0 | 0 | 0 | 0 | 0 | 0
[5 empty] | PROD_DEMAND | DISTPRI | 0 | 0 | 0 | 0 | 0 | 0 | 0 | 0 | 0 | 0 | 0 | 0 | 0 | 0 | 0 | 0 | 0 | 0 | 0 | 0 | 0 | 0
[5 empty] | PROD_DEMAND | DISTSEC | 0 | 0 | 0 | 0 | 0 | 0 | 0 | 0 | 0 | 0 | 0 | 0 | 0 | 0 | 0 | 0 | 0 | 0 | 0 | 0 | 0 | 0
[5 empty] | PROD_DEMAND | ENERGY | 0 | 0 | 0 | 0 | 0 | 0 | 0 | 0 | 0 | 0 | 0 | 0 | 0 | 0 | 0 | 0 | 0 | 0 | 0 | 0 | 0 | 0
[5 empty] | PROD_DEMAND | CUSTOMER | 0 | 0 | 0 | 0 | 0 | 0 | 0 | 0 | 0 | 0 | 0 | 0 | 0 | 0 | 0 | 0 | 0 | 0 | 0 | 0 | 0 | 0
|  |  | 555-Purchased Power Expense Demand | 6928075 | PROD_DEMAND | TOTAL | 6928075 | 3397132.5055 | 859342.4304 | 10047.0201 | 247.5134 | 869636.9639 | 359559.6543 | 102400.8244 | 8103.5391 | 1710.5142 | 471774.5321 | 21598.8576 | 235465.4388 | 1572588.4534 | 246709.4133 | 2076362.1631 | 97594.2687 | 2355.9613 | 99950.23 | 1701.5365 | 9226.0705 | 2290.9984
[5 empty] | PROD_ENERGY | PRODUCTION | 0 | 0 | 0 | 0 | 0 | 0 | 0 | 0 | 0 | 0 | 0 | 0 | 0 | 0 | 0 | 0 | 0 | 0 | 0 | 0 | 0 | 0
[5 empty] | PROD_ENERGY | BULKTRAN | 0 | 0 | 0 | 0 | 0 | 0 | 0 | 0 | 0 | 0 | 0 | 0 | 0 | 0 | 0 | 0 | 0 | 0 | 0 | 0 | 0 | 0
[5 empty] | PROD_ENERGY | SUBTRAN | 0 | 0 | 0 | 0 | 0 | 0 | 0 | 0 | 0 | 0 | 0 | 0 | 0 | 0 | 0 | 0 | 0 | 0 | 0 | 0 | 0 | 0
[5 empty] | PROD_ENERGY | DISTPRI | 0 | 0 | 0 | 0 | 0 | 0 | 0 | 0 | 0 | 0 | 0 | 0 | 0 | 0 | 0 | 0 | 0 | 0 | 0 | 0 | 0 | 0
[5 empty] | PROD_ENERGY | DISTSEC | 0 | 0 | 0 | 0 | 0 | 0 | 0 | 0 | 0 | 0 | 0 | 0 | 0 | 0 | 0 | 0 | 0 | 0 | 0 | 0 | 0 | 0
[5 empty] | PROD_ENERGY | ENERGY | 123694379 | 44966924.424 | 14513801.3743 | 166155.4896 | 4211.2006 | 14684168.0645 | 7023485.3679 | 1960464.7162 | 155211.4779 | 31817.6429 | 9170979.2049 | 468006.888 | 5593061.0562 | 39540324.6446 | 6336719.2443 | 51938111.8332 | 1905091.3621 | 44776.3755 | 1949867.7376 | 43742.8945 | 752689.0203 | 187895.821
[5 empty] | PROD_ENERGY | CUSTOMER | 0 | 0 | 0 | 0 | 0 | 0 | 0 | 0 | 0 | 0 | 0 | 0 | 0 | 0 | 0 | 0 | 0 | 0 | 0 | 0 | 0 | 0
|  |  | 555-Purchased Power Expense Energy | 123694379 | PROD_ENERGY | TOTAL | 123694379 | 44966924.424 | 14513801.3743 | 166155.4896 | 4211.2006 | 14684168.0645 | 7023485.3679 | 1960464.7162 | 155211.4779 | 31817.6429 | 9170979.2049 | 468006.888 | 5593061.0562 | 39540324.6446 | 6336719.2443 | 51938111.8332 | 1905091.3621 | 44776.3755 | 1949867.7376 | 43742.8945 | 752689.0203 | 187895.821
[5 empty] | PROD_DEMAND | PRODUCTION | 62312 | 30554.2479 | 7729.0366 | 90.3642 | 2.2262 | 7821.627 | 3233.9259 | 921.0062 | 72.8843 | 15.3846 | 4243.201 | 194.2629 | 2117.8065 | 14144.0634 | 2218.9363 | 18675.0691 | 877.7754 | 21.1898 | 898.9653 | 15.3038 | 82.9805 | 20.6055
[5 empty] | PROD_DEMAND | BULKTRAN | 0 | 0 | 0 | 0 | 0 | 0 | 0 | 0 | 0 | 0 | 0 | 0 | 0 | 0 | 0 | 0 | 0 | 0 | 0 | 0 | 0 | 0
[5 empty] | PROD_DEMAND | SUBTRAN | 0 | 0 | 0 | 0 | 0 | 0 | 0 | 0 | 0 | 0 | 0 | 0 | 0 | 0 | 0 | 0 | 0 | 0 | 0 | 0 | 0 | 0
[5 empty] | PROD_DEMAND | DISTPRI | 0 | 0 | 0 | 0 | 0 | 0 | 0 | 0 | 0 | 0 | 0 | 0 | 0 | 0 | 0 | 0 | 0 | 0 | 0 | 0 | 0 | 0
[5 empty] | PROD_DEMAND | DISTSEC | 0 | 0 | 0 | 0 | 0 | 0 | 0 | 0 | 0 | 0 | 0 | 0 | 0 | 0 | 0 | 0 | 0 | 0 | 0 | 0 | 0 | 0
[5 empty] | PROD_DEMAND | ENERGY | 0 | 0 | 0 | 0 | 0 | 0 | 0 | 0 | 0 | 0 | 0 | 0 | 0 | 0 | 0 | 0 | 0 | 0 | 0 | 0 | 0 | 0
[5 empty] | PROD_DEMAND | CUSTOMER | 0 | 0 | 0 | 0 | 0 | 0 | 0 | 0 | 0 | 0 | 0 | 0 | 0 | 0 | 0 | 0 | 0 | 0 | 0 | 0 | 0 | 0
|  |  | 556-Sys Control & Load Dispatching | 62312 | PROD_DEMAND | TOTAL | 62312 | 30554.2479 | 7729.0366 | 90.3642 | 2.2262 | 7821.627 | 3233.9259 | 921.0062 | 72.8843 | 15.3846 | 4243.201 | 194.2629 | 2117.8065 | 14144.0634 | 2218.9363 | 18675.0691 | 877.7754 | 21.1898 | 898.9653 | 15.3038 | 82.9805 | 20.6055
[5 empty] | PROD_DEMAND | PRODUCTION | 784560 | 384703.4391 | 97315.0113 | 1137.7605 | 28.0293 | 98480.8011 | 40717.8217 | 11596.2357 | 917.6738 | 193.7048 | 53425.4359 | 2445.9319 | 26664.9487 | 178085.5428 | 27938.2566 | 235134.6801 | 11051.9242 | 266.7975 | 11318.7216 | 192.6881 | 1044.7932 | 259.4409
[5 empty] | PROD_DEMAND | BULKTRAN | 0 | 0 | 0 | 0 | 0 | 0 | 0 | 0 | 0 | 0 | 0 | 0 | 0 | 0 | 0 | 0 | 0 | 0 | 0 | 0 | 0 | 0
[5 empty] | PROD_DEMAND | SUBTRAN | 0 | 0 | 0 | 0 | 0 | 0 | 0 | 0 | 0 | 0 | 0 | 0 | 0 | 0 | 0 | 0 | 0 | 0 | 0 | 0 | 0 | 0
[5 empty] | PROD_DEMAND | DISTPRI | 0 | 0 | 0 | 0 | 0 | 0 | 0 | 0 | 0 | 0 | 0 | 0 | 0 | 0 | 0 | 0 | 0 | 0 | 0 | 0 | 0 | 0
[5 empty] | PROD_DEMAND | DISTSEC | 0 | 0 | 0 | 0 | 0 | 0 | 0 | 0 | 0 | 0 | 0 | 0 | 0 | 0 | 0 | 0 | 0 | 0 | 0 | 0 | 0 | 0
[5 empty] | PROD_DEMAND | ENERGY | 0 | 0 | 0 | 0 | 0 | 0 | 0 | 0 | 0 | 0 | 0 | 0 | 0 | 0 | 0 | 0 | 0 | 0 | 0 | 0 | 0 | 0
[5 empty] | PROD_DEMAND | CUSTOMER | 0 | 0 | 0 | 0 | 0 | 0 | 0 | 0 | 0 | 0 | 0 | 0 | 0 | 0 | 0 | 0 | 0 | 0 | 0 | 0 | 0 | 0
|  |  | 557- Other Expenses | 784560 | PROD_DEMAND | TOTAL | 784560 | 384703.4391 | 97315.0113 | 1137.7605 | 28.0293 | 98480.8011 | 40717.8217 | 11596.2357 | 917.6738 | 193.7048 | 53425.4359 | 2445.9319 | 26664.9487 | 178085.5428 | 27938.2566 | 235134.6801 | 11051.9242 | 266.7975 | 11318.7216 | 192.6881 | 1044.7932 | 259.4409
[6 empty] | PRODUCTION | 24586443.9697 | 12055788.6576 | 3049645.7551 | 35654.9975 | 878.3789 | 3086179.1315 | 1276010.0453 | 363401.3968 | 28757.9466 | 6070.2955 | 1674239.6841 | 76650.3107 | 835622.8561 | 5580822.6522 | 875525.6211 | 7368621.4402 | 346343.8285 | 8360.8666 | 354704.6951 | 6038.4352 | 32741.6007 | 8130.3253
[6 empty] | BULKTRAN | 0 | 0 | 0 | 0 | 0 | 0 | 0 | 0 | 0 | 0 | 0 | 0 | 0 | 0 | 0 | 0 | 0 | 0 | 0 | 0 | 0 | 0
[6 empty] | SUBTRAN | 0 | 0 | 0 | 0 | 0 | 0 | 0 | 0 | 0 | 0 | 0 | 0 | 0 | 0 | 0 | 0 | 0 | 0 | 0 | 0 | 0 | 0
[6 empty] | DISTPRI | 0 | 0 | 0 | 0 | 0 | 0 | 0 | 0 | 0 | 0 | 0 | 0 | 0 | 0 | 0 | 0 | 0 | 0 | 0 | 0 | 0 | 0
[6 empty] | DISTSEC | 0 | 0 | 0 | 0 | 0 | 0 | 0 | 0 | 0 | 0 | 0 | 0 | 0 | 0 | 0 | 0 | 0 | 0 | 0 | 0 | 0 | 0
[6 empty] | ENERGY | 274844107.0303 | 99914759.9846 | 32249103.0763 | 369191.0461 | 9357.1242 | 32627651.2466 | 15605911.7624 | 4356076.4736 | 344873.877 | 70697.567 | 20377559.68 | 1039893.1323 | 12427564.4858 | 87857065.992 | 14079944.1033 | 115404467.7134 | 4233039.0311 | 99491.3676 | 4332530.3986 | 97195.0131 | 1672445.7759 | 417497.2181
[6 empty] | CUSTOMER | 0 | 0 | 0 | 0 | 0 | 0 | 0 | 0 | 0 | 0 | 0 | 0 | 0 | 0 | 0 | 0 | 0 | 0 | 0 | 0 | 0 | 0
|  | Total Production Expenses |  | 299430551 |  | TOTAL | 299430551 | 111970548.6421 | 35298748.8315 | 404846.0436 | 10235.5031 | 35713830.3782 | 16881921.8077 | 4719477.8704 | 373631.8236 | 76767.8624 | 22051799.3641 | 1116543.443 | 13263187.3419 | 93437888.6442 | 14955469.7244 | 122773089.1535 | 4579382.8595 | 107852.2342 | 4687235.0937 | 103233.4483 | 1705187.3766 | 425627.5434
Transmission
[5 empty] | EXP_OM_TRAN | PRODUCTION | 4.2759e-10 | 2.8336e-10 | 4.9043e-11 | 6.3858e-13 | -1.9956e-14 | 4.9662e-11 | 7.3565e-11 | -1.8391e-11 | -8.9402e-13 | -2.3415e-13 | 5.4045e-11 | 1.0217e-12 | -4.0869e-12 | 4.3594e-11 | 2.7246e-12 | 4.3253e-11 | -3.4058e-12 | -2.1286e-14 | -3.4271e-12 | 2.5543e-13 | 6.8116e-13 | -2.4479e-13
[5 empty] | EXP_OM_TRAN | BULKTRAN | 1436414.6576 | 704335.7534 | 178169.5583 | 2083.0731 | 51.3176 | 180303.949 | 74548.3786 | 21231.0122 | 1680.1265 | 354.6451 | 97814.1624 | 4478.1437 | 48819.6227 | 326048.5928 | 51150.8633 | 430497.2226 | 20234.4573 | 488.4672 | 20722.9245 | 352.7837 | 1912.8637 | 474.9983
[5 empty] | EXP_OM_TRAN | SUBTRAN | 550877.3424 | 261612.6456 | 66968.977 | 780.4044 | 25.5849 | 67774.9663 | 29188.3339 | 8273.3673 | 847.4652 | 0 | 38309.1664 | 1634.6778 | 18893.4106 | 153900.9111 | 0 | 174428.9995 | 7921.5483 | 189.5283 | 8111.0766 | 130.0792 | 408.6178 | 101.791
[5 empty] | EXP_OM_TRAN | DISTPRI | 0 | 0 | 0 | 0 | 0 | 0 | 0 | 0 | 0 | 0 | 0 | 0 | 0 | 0 | 0 | 0 | 0 | 0 | 0 | 0 | 0 | 0
[5 empty] | EXP_OM_TRAN | DISTSEC | 0 | 0 | 0 | 0 | 0 | 0 | 0 | 0 | 0 | 0 | 0 | 0 | 0 | 0 | 0 | 0 | 0 | 0 | 0 | 0 | 0 | 0
[5 empty] | EXP_OM_TRAN | ENERGY | 0 | 0 | 0 | 0 | 0 | 0 | 0 | 0 | 0 | 0 | 0 | 0 | 0 | 0 | 0 | 0 | 0 | 0 | 0 | 0 | 0 | 0
[5 empty] | EXP_OM_TRAN | CUSTOMER | 0 | 0 | 0 | 0 | 0 | 0 | 0 | 0 | 0 | 0 | 0 | 0 | 0 | 0 | 0 | 0 | 0 | 0 | 0 | 0 | 0 | 0
|  |  | 560-Supervision & Engineering | 1987292 | EXP_OM_TRAN | TOTAL | 1987292 | 965948.399 | 245138.5353 | 2863.4775 | 76.9025 | 248078.9154 | 103736.7124 | 29504.3796 | 2527.5917 | 354.6451 | 136123.3287 | 6112.8215 | 67713.0333 | 479949.5039 | 51150.8633 | 604926.2221 | 28156.0057 | 677.9955 | 28834.0012 | 482.8629 | 2321.4814 | 576.7892
[5 empty] | TRANS_TOTAL | PRODUCTION | 0 | 0 | 0 | 0 | 0 | 0 | 0 | 0 | 0 | 0 | 0 | 0 | 0 | 0 | 0 | 0 | 0 | 0 | 0 | 0 | 0 | 0
[5 empty] | TRANS_TOTAL | BULKTRAN | 415884.664 | 203926.0993 | 51585.3737 | 603.1115 | 14.858 | 52203.3431 | 21583.9676 | 6147.008 | 486.4465 | 102.6803 | 28320.1023 | 1296.5555 | 14134.7293 | 94400.742 | 14809.6927 | 124641.7195 | 5858.4758 | 141.4257 | 5999.9015 | 102.1414 | 553.8308 | 137.5261
[5 empty] | TRANS_TOTAL | SUBTRAN | 159495.336 | 75744.6234 | 19389.5059 | 225.9502 | 7.4076 | 19622.8637 | 8450.8887 | 2395.3853 | 245.3663 | 0 | 11091.6404 | 473.2877 | 5470.203 | 44558.8802 | 0 | 50502.3709 | 2293.5233 | 54.8741 | 2348.3974 | 37.6618 | 118.307 | 29.4715
[5 empty] | TRANS_TOTAL | DISTPRI | 0 | 0 | 0 | 0 | 0 | 0 | 0 | 0 | 0 | 0 | 0 | 0 | 0 | 0 | 0 | 0 | 0 | 0 | 0 | 0 | 0 | 0
[5 empty] | TRANS_TOTAL | DISTSEC | 0 | 0 | 0 | 0 | 0 | 0 | 0 | 0 | 0 | 0 | 0 | 0 | 0 | 0 | 0 | 0 | 0 | 0 | 0 | 0 | 0 | 0
[5 empty] | TRANS_TOTAL | ENERGY | 0 | 0 | 0 | 0 | 0 | 0 | 0 | 0 | 0 | 0 | 0 | 0 | 0 | 0 | 0 | 0 | 0 | 0 | 0 | 0 | 0 | 0
[5 empty] | TRANS_TOTAL | CUSTOMER | 0 | 0 | 0 | 0 | 0 | 0 | 0 | 0 | 0 | 0 | 0 | 0 | 0 | 0 | 0 | 0 | 0 | 0 | 0 | 0 | 0 | 0
|  |  | 561-Load Dispatching - Company | 575380 | TRANS_TOTAL | TOTAL | 575380 | 279670.7227 | 70974.8796 | 829.0617 | 22.2656 | 71826.2069 | 30034.8563 | 8542.3933 | 731.8128 | 102.6803 | 39411.7427 | 1769.8432 | 19604.9323 | 138959.6222 | 14809.6927 | 175144.0904 | 8151.9991 | 196.2998 | 8348.2989 | 139.8032 | 672.1378 | 166.9976
[5 empty] | TRAN_LSE | PRODUCTION | 1801807 | 883503.3005 | 223491.981 | 2612.9612 | 64.3716 | 226169.3138 | 93511.8488 | 26631.7155 | 2107.5138 | 444.859 | 122695.9371 | 5617.2851 | 61238.2626 | 408988.1942 | 64162.5196 | 540006.2615 | 25381.6589 | 612.7225 | 25994.3814 | 442.5241 | 2399.4542 | 595.8274
[5 empty] | TRAN_LSE | BULKTRAN | 0 | 0 | 0 | 0 | 0 | 0 | 0 | 0 | 0 | 0 | 0 | 0 | 0 | 0 | 0 | 0 | 0 | 0 | 0 | 0 | 0 | 0
[5 empty] | TRAN_LSE | SUBTRAN | 0 | 0 | 0 | 0 | 0 | 0 | 0 | 0 | 0 | 0 | 0 | 0 | 0 | 0 | 0 | 0 | 0 | 0 | 0 | 0 | 0 | 0
[5 empty] | TRAN_LSE | DISTPRI | 0 | 0 | 0 | 0 | 0 | 0 | 0 | 0 | 0 | 0 | 0 | 0 | 0 | 0 | 0 | 0 | 0 | 0 | 0 | 0 | 0 | 0
[5 empty] | TRAN_LSE | DISTSEC | 0 | 0 | 0 | 0 | 0 | 0 | 0 | 0 | 0 | 0 | 0 | 0 | 0 | 0 | 0 | 0 | 0 | 0 | 0 | 0 | 0 | 0
[5 empty] | TRAN_LSE | ENERGY | 0 | 0 | 0 | 0 | 0 | 0 | 0 | 0 | 0 | 0 | 0 | 0 | 0 | 0 | 0 | 0 | 0 | 0 | 0 | 0 | 0 | 0
[5 empty] | TRAN_LSE | CUSTOMER | 0 | 0 | 0 | 0 | 0 | 0 | 0 | 0 | 0 | 0 | 0 | 0 | 0 | 0 | 0 | 0 | 0 | 0 | 0 | 0 | 0 | 0
|  |  | 561-Load Dispatching - PJM | 1801807 | TRAN_LSE | TOTAL | 1801807 | 883503.3005 | 223491.981 | 2612.9612 | 64.3716 | 226169.3138 | 93511.8488 | 26631.7155 | 2107.5138 | 444.859 | 122695.9371 | 5617.2851 | 61238.2626 | 408988.1942 | 64162.5196 | 540006.2615 | 25381.6589 | 612.7225 | 25994.3814 | 442.5241 | 2399.4542 | 595.8274
[5 empty] | TRANS_TOTAL | PRODUCTION | 0 | 0 | 0 | 0 | 0 | 0 | 0 | 0 | 0 | 0 | 0 | 0 | 0 | 0 | 0 | 0 | 0 | 0 | 0 | 0 | 0 | 0
[5 empty] | TRANS_TOTAL | BULKTRAN | 174069.7556 | 85353.8717 | 21591.2107 | 252.4341 | 6.2188 | 21849.8636 | 9034.0334 | 2572.8484 | 203.6036 | 42.9771 | 11853.4625 | 542.6771 | 5916.1327 | 39511.7096 | 6198.6406 | 52169.1602 | 2452.0824 | 59.1942 | 2511.2765 | 42.7516 | 231.8075 | 57.562
[5 empty] | TRANS_TOTAL | SUBTRAN | 66757.2444 | 31703.136 | 8115.535 | 94.5721 | 3.1005 | 8213.2076 | 3537.1445 | 1002.5956 | 102.6988 | 0 | 4642.4389 | 198.096 | 2289.5696 | 18650.2511 | 0 | 21137.9166 | 959.9609 | 22.9677 | 982.9287 | 15.7635 | 49.5177 | 12.3354
[5 empty] | TRANS_TOTAL | DISTPRI | 0 | 0 | 0 | 0 | 0 | 0 | 0 | 0 | 0 | 0 | 0 | 0 | 0 | 0 | 0 | 0 | 0 | 0 | 0 | 0 | 0 | 0
[5 empty] | TRANS_TOTAL | DISTSEC | 0 | 0 | 0 | 0 | 0 | 0 | 0 | 0 | 0 | 0 | 0 | 0 | 0 | 0 | 0 | 0 | 0 | 0 | 0 | 0 | 0 | 0
[5 empty] | TRANS_TOTAL | ENERGY | 0 | 0 | 0 | 0 | 0 | 0 | 0 | 0 | 0 | 0 | 0 | 0 | 0 | 0 | 0 | 0 | 0 | 0 | 0 | 0 | 0 | 0
[5 empty] | TRANS_TOTAL | CUSTOMER | 0 | 0 | 0 | 0 | 0 | 0 | 0 | 0 | 0 | 0 | 0 | 0 | 0 | 0 | 0 | 0 | 0 | 0 | 0 | 0 | 0 | 0
|  |  | 562-Station Equipment | 240827 | TRANS_TOTAL | TOTAL | 240827 | 117057.0078 | 29706.7457 | 347.0062 | 9.3193 | 30063.0712 | 12571.1779 | 3575.444 | 306.3024 | 42.9771 | 16495.9014 | 740.7731 | 8205.7024 | 58161.9607 | 6198.6406 | 73307.0768 | 3412.0433 | 82.1619 | 3494.2052 | 58.515 | 281.3252 | 69.8973
[5 empty] | TRANS_TOTAL | PRODUCTION | 0 | 0 | 0 | 0 | 0 | 0 | 0 | 0 | 0 | 0 | 0 | 0 | 0 | 0 | 0 | 0 | 0 | 0 | 0 | 0 | 0 | 0
[5 empty] | TRANS_TOTAL | BULKTRAN | 15569.112 | 7634.2038 | 1931.1567 | 22.5782 | 0.55622 | 1954.2911 | 808.0202 | 230.1202 | 18.2107 | 3.844 | 1060.195 | 48.538 | 529.1496 | 3533.9984 | 554.4176 | 4666.1035 | 219.3187 | 5.2944 | 224.6131 | 3.8238 | 20.7333 | 5.1484
[5 empty] | TRANS_TOTAL | SUBTRAN | 5970.888 | 2835.5855 | 725.868 | 8.4587 | 0.27731 | 734.6041 | 316.3686 | 89.674 | 9.1856 | 0 | 415.2281 | 17.7181 | 204.7832 | 1668.112 | 0 | 1890.6133 | 85.8606 | 2.0543 | 87.9149 | 1.4099 | 4.429 | 1.1033
[5 empty] | TRANS_TOTAL | DISTPRI | 0 | 0 | 0 | 0 | 0 | 0 | 0 | 0 | 0 | 0 | 0 | 0 | 0 | 0 | 0 | 0 | 0 | 0 | 0 | 0 | 0 | 0
[5 empty] | TRANS_TOTAL | DISTSEC | 0 | 0 | 0 | 0 | 0 | 0 | 0 | 0 | 0 | 0 | 0 | 0 | 0 | 0 | 0 | 0 | 0 | 0 | 0 | 0 | 0 | 0
[5 empty] | TRANS_TOTAL | ENERGY | 0 | 0 | 0 | 0 | 0 | 0 | 0 | 0 | 0 | 0 | 0 | 0 | 0 | 0 | 0 | 0 | 0 | 0 | 0 | 0 | 0 | 0
[5 empty] | TRANS_TOTAL | CUSTOMER | 0 | 0 | 0 | 0 | 0 | 0 | 0 | 0 | 0 | 0 | 0 | 0 | 0 | 0 | 0 | 0 | 0 | 0 | 0 | 0 | 0 | 0
|  |  | 563-Overhead Lines | 21540 | TRANS_TOTAL | TOTAL | 21540 | 10469.7893 | 2657.0248 | 31.0369 | 0.83354 | 2688.8952 | 1124.3888 | 319.7941 | 27.3962 | 3.844 | 1475.4231 | 66.2561 | 733.9328 | 5202.1104 | 554.4176 | 6556.7168 | 305.1793 | 7.3487 | 312.528 | 5.2337 | 25.1622 | 6.2517
[5 empty] | TRANS_TOTAL | PRODUCTION | 0 | 0 | 0 | 0 | 0 | 0 | 0 | 0 | 0 | 0 | 0 | 0 | 0 | 0 | 0 | 0 | 0 | 0 | 0 | 0 | 0 | 0
[5 empty] | TRANS_TOTAL | BULKTRAN | 11.5648 | 5.6707 | 1.4345 | 0.016771 | 0.00041317 | 1.4517 | 0.6002 | 0.17093 | 0.013527 | 0.0028553 | 0.78752 | 0.036054 | 0.39305 | 2.6251 | 0.41182 | 3.466 | 0.16291 | 0.0039327 | 0.16684 | 0.0028403 | 0.015401 | 0.0038243
[5 empty] | TRANS_TOTAL | SUBTRAN | 4.4352 | 2.1063 | 0.53918 | 0.0062832 | 0.00020599 | 0.54567 | 0.235 | 0.06661 | 0.0068231 | 0 | 0.30843 | 0.013161 | 0.15211 | 1.2391 | 0 | 1.4044 | 0.063778 | 0.0015259 | 0.065304 | 0.0010473 | 0.0032898 | 0.00081954
[5 empty] | TRANS_TOTAL | DISTPRI | 0 | 0 | 0 | 0 | 0 | 0 | 0 | 0 | 0 | 0 | 0 | 0 | 0 | 0 | 0 | 0 | 0 | 0 | 0 | 0 | 0 | 0
[5 empty] | TRANS_TOTAL | DISTSEC | 0 | 0 | 0 | 0 | 0 | 0 | 0 | 0 | 0 | 0 | 0 | 0 | 0 | 0 | 0 | 0 | 0 | 0 | 0 | 0 | 0 | 0
[5 empty] | TRANS_TOTAL | ENERGY | 0 | 0 | 0 | 0 | 0 | 0 | 0 | 0 | 0 | 0 | 0 | 0 | 0 | 0 | 0 | 0 | 0 | 0 | 0 | 0 | 0 | 0
[5 empty] | TRANS_TOTAL | CUSTOMER | 0 | 0 | 0 | 0 | 0 | 0 | 0 | 0 | 0 | 0 | 0 | 0 | 0 | 0 | 0 | 0 | 0 | 0 | 0 | 0 | 0 | 0
|  |  | 564-Underground Lines | 16 | TRANS_TOTAL | TOTAL | 16 | 7.777 | 1.9736 | 0.023054 | 0.00061915 | 1.9973 | 0.8352 | 0.23754 | 0.02035 | 0.0028553 | 1.096 | 0.049215 | 0.54517 | 3.8641 | 0.41182 | 4.8704 | 0.22669 | 0.0054586 | 0.23215 | 0.0038876 | 0.018691 | 0.0046438
[5 empty] | TRAN_LSE | PRODUCTION | 83552775 | 40969511.4265 | 10363693.3393 | 121167.3386 | 2985.0188 | 10487845.6967 | 4336299.3177 | 1234956.7583 | 97728.9047 | 20628.8486 | 5689613.8293 | 260482.8161 | 2839719.667 | 18965459.9889 | 2975322.3085 | 25040984.7804 | 1176989.5641 | 28412.9584 | 1205402.5225 | 20520.5772 | 111266.6639 | 27629.5034
[5 empty] | TRAN_LSE | BULKTRAN | 0 | 0 | 0 | 0 | 0 | 0 | 0 | 0 | 0 | 0 | 0 | 0 | 0 | 0 | 0 | 0 | 0 | 0 | 0 | 0 | 0 | 0
[5 empty] | TRAN_LSE | SUBTRAN | 0 | 0 | 0 | 0 | 0 | 0 | 0 | 0 | 0 | 0 | 0 | 0 | 0 | 0 | 0 | 0 | 0 | 0 | 0 | 0 | 0 | 0
[5 empty] | TRAN_LSE | DISTPRI | 0 | 0 | 0 | 0 | 0 | 0 | 0 | 0 | 0 | 0 | 0 | 0 | 0 | 0 | 0 | 0 | 0 | 0 | 0 | 0 | 0 | 0
[5 empty] | TRAN_LSE | DISTSEC | 0 | 0 | 0 | 0 | 0 | 0 | 0 | 0 | 0 | 0 | 0 | 0 | 0 | 0 | 0 | 0 | 0 | 0 | 0 | 0 | 0 | 0
[5 empty] | TRAN_LSE | ENERGY | 0 | 0 | 0 | 0 | 0 | 0 | 0 | 0 | 0 | 0 | 0 | 0 | 0 | 0 | 0 | 0 | 0 | 0 | 0 | 0 | 0 | 0
[5 empty] | TRAN_LSE | CUSTOMER | 0 | 0 | 0 | 0 | 0 | 0 | 0 | 0 | 0 | 0 | 0 | 0 | 0 | 0 | 0 | 0 | 0 | 0 | 0 | 0 | 0 | 0
|  |  | 565 LSE Transmission Purchases | 83552775 | TRAN_LSE | TOTAL | 83552775 | 40969511.4265 | 10363693.3393 | 121167.3386 | 2985.0188 | 10487845.6967 | 4336299.3177 | 1234956.7583 | 97728.9047 | 20628.8486 | 5689613.8293 | 260482.8161 | 2839719.667 | 18965459.9889 | 2975322.3085 | 25040984.7804 | 1176989.5641 | 28412.9584 | 1205402.5225 | 20520.5772 | 111266.6639 | 27629.5034
[5 empty] | PROD_ENERGY | PRODUCTION | 0 | 0 | 0 | 0 | 0 | 0 | 0 | 0 | 0 | 0 | 0 | 0 | 0 | 0 | 0 | 0 | 0 | 0 | 0 | 0 | 0 | 0
[5 empty] | PROD_ENERGY | BULKTRAN | 0 | 0 | 0 | 0 | 0 | 0 | 0 | 0 | 0 | 0 | 0 | 0 | 0 | 0 | 0 | 0 | 0 | 0 | 0 | 0 | 0 | 0
[5 empty] | PROD_ENERGY | SUBTRAN | 0 | 0 | 0 | 0 | 0 | 0 | 0 | 0 | 0 | 0 | 0 | 0 | 0 | 0 | 0 | 0 | 0 | 0 | 0 | 0 | 0 | 0
[5 empty] | PROD_ENERGY | DISTPRI | 0 | 0 | 0 | 0 | 0 | 0 | 0 | 0 | 0 | 0 | 0 | 0 | 0 | 0 | 0 | 0 | 0 | 0 | 0 | 0 | 0 | 0
[5 empty] | PROD_ENERGY | DISTSEC | 0 | 0 | 0 | 0 | 0 | 0 | 0 | 0 | 0 | 0 | 0 | 0 | 0 | 0 | 0 | 0 | 0 | 0 | 0 | 0 | 0 | 0
[5 empty] | PROD_ENERGY | ENERGY | 167304 | 60820.4381 | 19630.7791 | 224.7352 | 5.6959 | 19861.2101 | 9499.6814 | 2651.6451 | 209.9327 | 43.0353 | 12404.2945 | 633.0071 | 7564.9475 | 53480.6394 | 8570.7894 | 70249.3835 | 2576.7493 | 60.5627 | 2637.312 | 59.1649 | 1018.0566 | 254.1403
[5 empty] | PROD_ENERGY | CUSTOMER | 0 | 0 | 0 | 0 | 0 | 0 | 0 | 0 | 0 | 0 | 0 | 0 | 0 | 0 | 0 | 0 | 0 | 0 | 0 | 0 | 0 | 0
|  |  | 565 LSE Transmission Purchases - Retail Energy | 167304 | PROD_ENERGY | TOTAL | 167304 | 60820.4381 | 19630.7791 | 224.7352 | 5.6959 | 19861.2101 | 9499.6814 | 2651.6451 | 209.9327 | 43.0353 | 12404.2945 | 633.0071 | 7564.9475 | 53480.6394 | 8570.7894 | 70249.3835 | 2576.7493 | 60.5627 | 2637.312 | 59.1649 | 1018.0566 | 254.1403
[5 empty] | TRANS_TOTAL | PRODUCTION | 0 | 0 | 0 | 0 | 0 | 0 | 0 | 0 | 0 | 0 | 0 | 0 | 0 | 0 | 0 | 0 | 0 | 0 | 0 | 0 | 0 | 0
[5 empty] | TRANS_TOTAL | BULKTRAN | 70184.6028 | 34414.5229 | 8705.5361 | 101.781 | 2.5074 | 8809.8245 | 3642.5055 | 1037.3677 | 82.0926 | 17.3283 | 4779.2941 | 218.8064 | 2385.3738 | 15931.0481 | 2499.2804 | 21034.5087 | 988.6751 | 23.867 | 1012.542 | 17.2374 | 93.4644 | 23.2089
[5 empty] | TRANS_TOTAL | SUBTRAN | 26916.3972 | 12782.6457 | 3272.1687 | 38.1313 | 1.2501 | 3311.5501 | 1426.1701 | 404.2447 | 41.408 | 0 | 1871.8227 | 79.8719 | 923.1502 | 7519.7467 | 0 | 8522.7688 | 387.0545 | 9.2605 | 396.315 | 6.3558 | 19.9655 | 4.9736
[5 empty] | TRANS_TOTAL | DISTPRI | 0 | 0 | 0 | 0 | 0 | 0 | 0 | 0 | 0 | 0 | 0 | 0 | 0 | 0 | 0 | 0 | 0 | 0 | 0 | 0 | 0 | 0
[5 empty] | TRANS_TOTAL | DISTSEC | 0 | 0 | 0 | 0 | 0 | 0 | 0 | 0 | 0 | 0 | 0 | 0 | 0 | 0 | 0 | 0 | 0 | 0 | 0 | 0 | 0 | 0
[5 empty] | TRANS_TOTAL | ENERGY | 0 | 0 | 0 | 0 | 0 | 0 | 0 | 0 | 0 | 0 | 0 | 0 | 0 | 0 | 0 | 0 | 0 | 0 | 0 | 0 | 0 | 0
[5 empty] | TRANS_TOTAL | CUSTOMER | 0 | 0 | 0 | 0 | 0 | 0 | 0 | 0 | 0 | 0 | 0 | 0 | 0 | 0 | 0 | 0 | 0 | 0 | 0 | 0 | 0 | 0
|  |  | 565 Transmission by Others | 97101 | TRANS_TOTAL | TOTAL | 97101 | 47197.1686 | 11977.7048 | 139.9123 | 3.7575 | 12121.3746 | 5068.6756 | 1441.6124 | 123.5006 | 17.3283 | 6651.1169 | 298.6783 | 3308.524 | 23450.7947 | 2499.2804 | 29557.2775 | 1375.7295 | 33.1275 | 1408.8571 | 23.5931 | 113.4298 | 28.1825
[5 empty] | TRANS_TOTAL | PRODUCTION | 0 | 0 | 0 | 0 | 0 | 0 | 0 | 0 | 0 | 0 | 0 | 0 | 0 | 0 | 0 | 0 | 0 | 0 | 0 | 0 | 0 | 0
[5 empty] | TRANS_TOTAL | BULKTRAN | 0 | 0 | 0 | 0 | 0 | 0 | 0 | 0 | 0 | 0 | 0 | 0 | 0 | 0 | 0 | 0 | 0 | 0 | 0 | 0 | 0 | 0
[5 empty] | TRANS_TOTAL | SUBTRAN | 0 | 0 | 0 | 0 | 0 | 0 | 0 | 0 | 0 | 0 | 0 | 0 | 0 | 0 | 0 | 0 | 0 | 0 | 0 | 0 | 0 | 0
[5 empty] | TRANS_TOTAL | DISTPRI | 0 | 0 | 0 | 0 | 0 | 0 | 0 | 0 | 0 | 0 | 0 | 0 | 0 | 0 | 0 | 0 | 0 | 0 | 0 | 0 | 0 | 0
[5 empty] | TRANS_TOTAL | DISTSEC | 0 | 0 | 0 | 0 | 0 | 0 | 0 | 0 | 0 | 0 | 0 | 0 | 0 | 0 | 0 | 0 | 0 | 0 | 0 | 0 | 0 | 0
[5 empty] | TRANS_TOTAL | ENERGY | 0 | 0 | 0 | 0 | 0 | 0 | 0 | 0 | 0 | 0 | 0 | 0 | 0 | 0 | 0 | 0 | 0 | 0 | 0 | 0 | 0 | 0
[5 empty] | TRANS_TOTAL | CUSTOMER | 0 | 0 | 0 | 0 | 0 | 0 | 0 | 0 | 0 | 0 | 0 | 0 | 0 | 0 | 0 | 0 | 0 | 0 | 0 | 0 | 0 | 0
|  |  | 565 Transmission Purchases - Non-Juris | 0 | TRANS_TOTAL | TOTAL | 0 | 0 | 0 | 0 | 0 | 0 | 0 | 0 | 0 | 0 | 0 | 0 | 0 | 0 | 0 | 0 | 0 | 0 | 0 | 0 | 0 | 0
[5 empty] | TRANS_TOTAL | PRODUCTION | 0 | 0 | 0 | 0 | 0 | 0 | 0 | 0 | 0 | 0 | 0 | 0 | 0 | 0 | 0 | 0 | 0 | 0 | 0 | 0 | 0 | 0
[5 empty] | TRANS_TOTAL | BULKTRAN | 832721.9784 | 408319.324 | 103288.912 | 1207.6045 | 29.7499 | 104526.2664 | 43217.3766 | 12308.0967 | 974.0072 | 205.5958 | 56705.0763 | 2596.0809 | 28301.8365 | 189017.724 | 29653.3093 | 249568.9507 | 11730.3714 | 283.1755 | 12013.5468 | 204.5167 | 1108.9302 | 275.3672
[5 empty] | TRANS_TOTAL | SUBTRAN | 319356.0216 | 151662.7519 | 38823.4266 | 452.418 | 14.8322 | 39290.6768 | 16921.1355 | 4796.2577 | 491.2947 | 0 | 22208.6879 | 947.6596 | 10952.9363 | 89219.8297 | 0 | 101120.4256 | 4592.3002 | 109.8738 | 4702.1741 | 75.4099 | 236.8849 | 59.0105
[5 empty] | TRANS_TOTAL | DISTPRI | 0 | 0 | 0 | 0 | 0 | 0 | 0 | 0 | 0 | 0 | 0 | 0 | 0 | 0 | 0 | 0 | 0 | 0 | 0 | 0 | 0 | 0
[5 empty] | TRANS_TOTAL | DISTSEC | 0 | 0 | 0 | 0 | 0 | 0 | 0 | 0 | 0 | 0 | 0 | 0 | 0 | 0 | 0 | 0 | 0 | 0 | 0 | 0 | 0 | 0
[5 empty] | TRANS_TOTAL | ENERGY | 0 | 0 | 0 | 0 | 0 | 0 | 0 | 0 | 0 | 0 | 0 | 0 | 0 | 0 | 0 | 0 | 0 | 0 | 0 | 0 | 0 | 0
[5 empty] | TRANS_TOTAL | CUSTOMER | 0 | 0 | 0 | 0 | 0 | 0 | 0 | 0 | 0 | 0 | 0 | 0 | 0 | 0 | 0 | 0 | 0 | 0 | 0 | 0 | 0 | 0
|  |  | 566-Misc Transmission | 1152078 | TRANS_TOTAL | TOTAL | 1152078 | 559982.0759 | 142112.3385 | 1660.0225 | 44.5821 | 143816.9432 | 60138.5122 | 17104.3544 | 1465.3019 | 205.5958 | 78913.7642 | 3543.7405 | 39254.7728 | 278237.5537 | 29653.3093 | 350689.3763 | 16322.6716 | 393.0493 | 16715.7209 | 279.9265 | 1345.8152 | 334.3777
[5 empty] | TRANS_TOTAL | PRODUCTION | 0 | 0 | 0 | 0 | 0 | 0 | 0 | 0 | 0 | 0 | 0 | 0 | 0 | 0 | 0 | 0 | 0 | 0 | 0 | 0 | 0 | 0
[5 empty] | TRANS_TOTAL | BULKTRAN | 177.8088 | 87.1873 | 22.055 | 0.25786 | 0.0063524 | 22.3192 | 9.2281 | 2.6281 | 0.20798 | 0.0439 | 12.1081 | 0.55433 | 6.0432 | 40.3604 | 6.3318 | 53.2898 | 2.5048 | 0.060466 | 2.5652 | 0.04367 | 0.23679 | 0.058798
[5 empty] | TRANS_TOTAL | SUBTRAN | 68.1912 | 32.3841 | 8.2899 | 0.096604 | 0.0031671 | 8.3896 | 3.6131 | 1.0241 | 0.1049 | 0 | 4.7422 | 0.20235 | 2.3387 | 19.0509 | 0 | 21.592 | 0.98058 | 0.023461 | 1.004 | 0.016102 | 0.050581 | 0.0126
[5 empty] | TRANS_TOTAL | DISTPRI | 0 | 0 | 0 | 0 | 0 | 0 | 0 | 0 | 0 | 0 | 0 | 0 | 0 | 0 | 0 | 0 | 0 | 0 | 0 | 0 | 0 | 0
[5 empty] | TRANS_TOTAL | DISTSEC | 0 | 0 | 0 | 0 | 0 | 0 | 0 | 0 | 0 | 0 | 0 | 0 | 0 | 0 | 0 | 0 | 0 | 0 | 0 | 0 | 0 | 0
[5 empty] | TRANS_TOTAL | ENERGY | 0 | 0 | 0 | 0 | 0 | 0 | 0 | 0 | 0 | 0 | 0 | 0 | 0 | 0 | 0 | 0 | 0 | 0 | 0 | 0 | 0 | 0
[5 empty] | TRANS_TOTAL | CUSTOMER | 0 | 0 | 0 | 0 | 0 | 0 | 0 | 0 | 0 | 0 | 0 | 0 | 0 | 0 | 0 | 0 | 0 | 0 | 0 | 0 | 0 | 0
|  |  | 567-Rents | 246 | TRANS_TOTAL | TOTAL | 246 | 119.5714 | 30.3449 | 0.35446 | 0.0095195 | 30.7088 | 12.8412 | 3.6522 | 0.31288 | 0.0439 | 16.8502 | 0.75669 | 8.382 | 59.4113 | 6.3318 | 74.8817 | 3.4853 | 0.083927 | 3.5693 | 0.059772 | 0.28737 | 0.071399
[6 empty] | PRODUCTION | 85354582 | 41853014.7269 | 10587185.3203 | 123780.2998 | 3049.3905 | 10714015.0106 | 4429811.1666 | 1261588.4738 | 99836.4185 | 21073.7076 | 5812309.7664 | 266100.1012 | 2900957.9296 | 19374448.183 | 3039484.8281 | 25580991.0419 | 1202371.2231 | 29025.6809 | 1231396.9039 | 20963.1013 | 113666.1181 | 28225.3308
[6 empty] | BULKTRAN | 2945034.144 | 1444076.6332 | 365295.237 | 4270.8569 | 105.2147 | 369671.3086 | 152844.1102 | 43529.2523 | 3444.7086 | 727.1172 | 200545.1883 | 9181.3921 | 100093.2809 | 668486.8004 | 104872.9475 | 882634.4209 | 41486.0482 | 1001.4884 | 42487.5366 | 723.3009 | 3921.882 | 973.8735
[6 empty] | SUBTRAN | 1129445.856 | 536375.8785 | 137304.3103 | 1600.0377 | 52.456 | 138956.804 | 59843.8893 | 16962.6153 | 1737.5302 | 0 | 78544.0349 | 3351.5266 | 38736.5437 | 315538.0207 | 0 | 357626.091 | 16241.2923 | 388.5837 | 16629.876 | 266.6972 | 837.7757 | 208.6987
[6 empty] | DISTPRI | 0 | 0 | 0 | 0 | 0 | 0 | 0 | 0 | 0 | 0 | 0 | 0 | 0 | 0 | 0 | 0 | 0 | 0 | 0 | 0 | 0 | 0
[6 empty] | DISTSEC | 0 | 0 | 0 | 0 | 0 | 0 | 0 | 0 | 0 | 0 | 0 | 0 | 0 | 0 | 0 | 0 | 0 | 0 | 0 | 0 | 0 | 0
[6 empty] | ENERGY | 167304 | 60820.4381 | 19630.7791 | 224.7352 | 5.6959 | 19861.2101 | 9499.6814 | 2651.6451 | 209.9327 | 43.0353 | 12404.2945 | 633.0071 | 7564.9475 | 53480.6394 | 8570.7894 | 70249.3835 | 2576.7493 | 60.5627 | 2637.312 | 59.1649 | 1018.0566 | 254.1403
[6 empty] | CUSTOMER | 0 | 0 | 0 | 0 | 0 | 0 | 0 | 0 | 0 | 0 | 0 | 0 | 0 | 0 | 0 | 0 | 0 | 0 | 0 | 0 | 0 | 0
|  | Total Transmission Expenses |  | 89596366 |  | TOTAL | 89596366 | 43894287.6767 | 11109415.6466 | 129875.9296 | 3212.7571 | 11242504.3333 | 4651998.8475 | 1324731.9864 | 105228.5901 | 21843.8601 | 6103803.2841 | 279266.027 | 3047352.7018 | 20411953.6435 | 3152928.565 | 26891500.9373 | 1262675.3129 | 30476.3157 | 1293151.6286 | 22012.2643 | 119443.8325 | 29662.0432
[5 empty] | EXP_OM_TRAN | PRODUCTION | 3.1835e-12 | 2.1097e-12 | 3.6514e-13 | 4.7544e-15 | -1.4858e-16 | 3.6975e-13 | 5.4771e-13 | -1.3693e-13 | -6.6562e-15 | -1.7433e-15 | 4.0238e-13 | 7.6071e-15 | -3.0428e-14 | 3.2457e-13 | 2.0286e-14 | 3.2203e-13 | -2.5357e-14 | -1.5848e-16 | -2.5516e-14 | 1.9018e-15 | 5.0714e-15 | -1.8225e-15
[5 empty] | EXP_OM_TRAN | BULKTRAN | 10694.5488 | 5243.9963 | 1326.5271 | 15.5091 | 0.38208 | 1342.4183 | 555.0356 | 158.0714 | 12.5091 | 2.6404 | 728.2565 | 33.3412 | 363.4771 | 2427.532 | 380.8339 | 3205.1842 | 150.6518 | 3.6368 | 154.2885 | 2.6266 | 14.2419 | 3.5365
[5 empty] | EXP_OM_TRAN | SUBTRAN | 4101.4512 | 1947.7866 | 498.6046 | 5.8104 | 0.19049 | 504.6055 | 217.3161 | 61.5978 | 6.3096 | 0 | 285.2235 | 12.1707 | 140.6673 | 1145.8396 | 0 | 1298.6775 | 58.9784 | 1.4111 | 60.3895 | 0.96848 | 3.0423 | 0.75787
[5 empty] | EXP_OM_TRAN | DISTPRI | 0 | 0 | 0 | 0 | 0 | 0 | 0 | 0 | 0 | 0 | 0 | 0 | 0 | 0 | 0 | 0 | 0 | 0 | 0 | 0 | 0 | 0
[5 empty] | EXP_OM_TRAN | DISTSEC | 0 | 0 | 0 | 0 | 0 | 0 | 0 | 0 | 0 | 0 | 0 | 0 | 0 | 0 | 0 | 0 | 0 | 0 | 0 | 0 | 0 | 0
[5 empty] | EXP_OM_TRAN | ENERGY | 0 | 0 | 0 | 0 | 0 | 0 | 0 | 0 | 0 | 0 | 0 | 0 | 0 | 0 | 0 | 0 | 0 | 0 | 0 | 0 | 0 | 0
[5 empty] | EXP_OM_TRAN | CUSTOMER | 0 | 0 | 0 | 0 | 0 | 0 | 0 | 0 | 0 | 0 | 0 | 0 | 0 | 0 | 0 | 0 | 0 | 0 | 0 | 0 | 0 | 0
|  |  | 568-Supervision & Engineering | 14796 | EXP_OM_TRAN | TOTAL | 14796 | 7191.7828 | 1825.1318 | 21.3195 | 0.57256 | 1847.0238 | 772.3517 | 219.6692 | 18.8187 | 2.6404 | 1013.48 | 45.5118 | 504.1444 | 3573.3716 | 380.8339 | 4503.8617 | 209.6301 | 5.0479 | 214.678 | 3.5951 | 17.2841 | 4.2944
|  |  |  | 220169 | TRANS_TOTAL | PRODUCTION | 0 | 0 | 0 | 0 | 0 | 0 | 0 | 0 | 0 | 0 | 0 | 0 | 0 | 0 | 0 | 0 | 0 | 0 | 0 | 0 | 0 | 0
|  |  |  | 505968 | TRANS_TOTAL | BULKTRAN | 159138.1532 | 78032.2663 | 19739.1292 | 230.7804 | 5.6854 | 19975.595 | 8259.0993 | 2352.1509 | 186.1386 | 39.2906 | 10836.6794 | 496.1266 | 5408.6503 | 36122.4182 | 5666.9249 | 47694.1199 | 2241.7442 | 54.1165 | 2295.8607 | 39.0844 | 211.9232 | 52.6243
|  |  |  | 5789286 | TRANS_TOTAL | SUBTRAN | 61030.8468 | 28983.6595 | 7419.3891 | 86.4598 | 2.8345 | 7508.6835 | 3233.7303 | 916.5935 | 93.8894 | 0 | 4244.2132 | 181.1034 | 2093.1717 | 17050.4434 | 0 | 19324.7185 | 877.6161 | 20.9975 | 898.6136 | 14.4113 | 45.2701 | 11.2773
|  |  |  | 115 | TRANS_TOTAL | DISTPRI | 0 | 0 | 0 | 0 | 0 | 0 | 0 | 0 | 0 | 0 | 0 | 0 | 0 | 0 | 0 | 0 | 0 | 0 | 0 | 0 | 0 | 0
|  |  |  | 9102 | TRANS_TOTAL | DISTSEC | 0 | 0 | 0 | 0 | 0 | 0 | 0 | 0 | 0 | 0 | 0 | 0 | 0 | 0 | 0 | 0 | 0 | 0 | 0 | 0 | 0 | 0
|  |  |  | 1378079 | TRANS_TOTAL | ENERGY | 0 | 0 | 0 | 0 | 0 | 0 | 0 | 0 | 0 | 0 | 0 | 0 | 0 | 0 | 0 | 0 | 0 | 0 | 0 | 0 | 0 | 0
|  |  |  | 7917515 | TRANS_TOTAL | CUSTOMER | 0 | 0 | 0 | 0 | 0 | 0 | 0 | 0 | 0 | 0 | 0 | 0 | 0 | 0 | 0 | 0 | 0 | 0 | 0 | 0 | 0 | 0
|  |  | 569-Structures | 220169 | TRANS_TOTAL | TOTAL | 220169 | 107015.9257 | 27158.5183 | 317.2402 | 8.5199 | 27484.2785 | 11492.8296 | 3268.7445 | 280.028 | 39.2906 | 15080.8926 | 677.23 | 7501.822 | 53172.8615 | 5666.9249 | 67018.8384 | 3119.3602 | 75.1141 | 3194.4743 | 53.4956 | 257.1933 | 63.9016
|  |  |  | 97513881 | TRANS_TOTAL | PRODUCTION | 0 | 0 | 0 | 0 | 0 | 0 | 0 | 0 | 0 | 0 | 0 | 0 | 0 | 0 | 0 | 0 | 0 | 0 | 0 | 0 | 0 | 0
|  |  |  | 0 | TRANS_TOTAL | BULKTRAN | 365713.6704 | 179325.108 | 45362.2795 | 530.354 | 13.0655 | 45905.6991 | 18980.1469 | 5405.4526 | 427.7631 | 90.2933 | 24903.6559 | 1140.1432 | 12429.5609 | 83012.5389 | 13023.0988 | 109605.3417 | 5151.728 | 124.3646 | 5276.0926 | 89.8193 | 487.0184 | 120.9354
|  |  |  | 0 | TRANS_TOTAL | SUBTRAN | 140254.3296 | 66607.0346 | 17050.418 | 198.6923 | 6.514 | 17255.6243 | 7431.4006 | 2106.4137 | 215.7661 | 0 | 9753.5804 | 416.1918 | 4810.2952 | 39183.4397 | 0 | 44409.9267 | 2016.84 | 48.2542 | 2065.0942 | 33.1184 | 104.0348 | 25.9162
|  |  |  | 1450289 | TRANS_TOTAL | DISTPRI | 0 | 0 | 0 | 0 | 0 | 0 | 0 | 0 | 0 | 0 | 0 | 0 | 0 | 0 | 0 | 0 | 0 | 0 | 0 | 0 | 0 | 0
|  |  |  | 2861 | TRANS_TOTAL | DISTSEC | 0 | 0 | 0 | 0 | 0 | 0 | 0 | 0 | 0 | 0 | 0 | 0 | 0 | 0 | 0 | 0 | 0 | 0 | 0 | 0 | 0 | 0
|  |  |  | 369656 | TRANS_TOTAL | ENERGY | 0 | 0 | 0 | 0 | 0 | 0 | 0 | 0 | 0 | 0 | 0 | 0 | 0 | 0 | 0 | 0 | 0 | 0 | 0 | 0 | 0 | 0
|  |  |  | 722883 | TRANS_TOTAL | CUSTOMER | 0 | 0 | 0 | 0 | 0 | 0 | 0 | 0 | 0 | 0 | 0 | 0 | 0 | 0 | 0 | 0 | 0 | 0 | 0 | 0 | 0 | 0
|  |  | 570-Station Equipment | 505968 | TRANS_TOTAL | TOTAL | 505968 | 245932.1426 | 62412.6975 | 729.0464 | 19.5795 | 63161.3234 | 26411.5474 | 7511.8664 | 643.5292 | 90.2933 | 34657.2363 | 1556.335 | 17239.8561 | 122195.9786 | 13023.0988 | 154015.2684 | 7168.568 | 172.6188 | 7341.1869 | 122.9377 | 591.0532 | 146.8515
|  |  |  | 32865 | TRANS_TOTAL | PRODUCTION | 0 | 0 | 0 | 0 | 0 | 0 | 0 | 0 | 0 | 0 | 0 | 0 | 0 | 0 | 0 | 0 | 0 | 0 | 0 | 0 | 0 | 0
|  |  |  | 1214835 | TRANS_TOTAL | BULKTRAN | 4184495.9208 | 2051837.9365 | 519035.2146 | 6068.3111 | 149.4959 | 525253.0216 | 217170.8457 | 61849.1907 | 4894.4658 | 1033.1354 | 284947.6377 | 13045.5186 | 142219.039 | 949829.4935 | 149010.2999 | 1254104.351 | 58946.0737 | 1422.9798 | 60369.0534 | 1027.713 | 5572.4648 | 1383.7427
|  |  |  | 158939 | TRANS_TOTAL | SUBTRAN | 1604790.0792 | 762117.7093 | 195090.888 | 2273.4376 | 74.5329 | 197438.8584 | 85030.0875 | 24101.5863 | 2468.7959 | 0 | 111600.4697 | 4762.0668 | 55039.399 | 448336.9278 | 0 | 508138.3936 | 23076.6836 | 552.125 | 23628.8087 | 378.9407 | 1190.3662 | 296.5327
|  |  |  | 5771633 | TRANS_TOTAL | DISTPRI | 0 | 0 | 0 | 0 | 0 | 0 | 0 | 0 | 0 | 0 | 0 | 0 | 0 | 0 | 0 | 0 | 0 | 0 | 0 | 0 | 0 | 0
|  |  |  | 1104179 | TRANS_TOTAL | DISTSEC | 0 | 0 | 0 | 0 | 0 | 0 | 0 | 0 | 0 | 0 | 0 | 0 | 0 | 0 | 0 | 0 | 0 | 0 | 0 | 0 | 0 | 0
|  |  |  | 11190618 | TRANS_TOTAL | ENERGY | 0 | 0 | 0 | 0 | 0 | 0 | 0 | 0 | 0 | 0 | 0 | 0 | 0 | 0 | 0 | 0 | 0 | 0 | 0 | 0 | 0 | 0
|  |  |  | 0 | TRANS_TOTAL | CUSTOMER | 0 | 0 | 0 | 0 | 0 | 0 | 0 | 0 | 0 | 0 | 0 | 0 | 0 | 0 | 0 | 0 | 0 | 0 | 0 | 0 | 0 | 0
|  |  | 571-Overhead Lines | 5789286 | TRANS_TOTAL | TOTAL | 5789286 | 2813955.6457 | 714126.1026 | 8341.7487 | 224.0288 | 722691.88 | 302200.9331 | 85950.777 | 7363.2617 | 1033.1354 | 396548.1074 | 17807.5854 | 197258.4379 | 1398166.4214 | 149010.2999 | 1762242.7446 | 82022.7573 | 1975.1048 | 83997.8621 | 1406.6537 | 6762.831 | 1680.2754
|  |  |  | 14891 | TRANS_TOTAL | PRODUCTION | 0 | 0 | 0 | 0 | 0 | 0 | 0 | 0 | 0 | 0 | 0 | 0 | 0 | 0 | 0 | 0 | 0 | 0 | 0 | 0 | 0 | 0
|  |  |  | 951869 | TRANS_TOTAL | BULKTRAN | 83.122 | 40.7583 | 10.3103 | 0.12054 | 0.0029696 | 10.4338 | 4.3139 | 1.2286 | 0.097225 | 0.020522 | 5.6603 | 0.25914 | 2.8251 | 18.8677 | 2.96 | 24.9119 | 1.1709 | 0.028266 | 1.1992 | 0.020415 | 0.11069 | 0.027487
|  |  |  | 29247953 | TRANS_TOTAL | SUBTRAN | 31.878 | 15.1389 | 3.8753 | 0.04516 | 0.0014805 | 3.922 | 1.6891 | 0.47876 | 0.049041 | 0 | 2.2169 | 0.094595 | 1.0933 | 8.9059 | 0 | 10.0938 | 0.4584 | 0.010968 | 0.46937 | 0.0075274 | 0.023646 | 0.0058904
|  |  |  | 0 | TRANS_TOTAL | DISTPRI | 0 | 0 | 0 | 0 | 0 | 0 | 0 | 0 | 0 | 0 | 0 | 0 | 0 | 0 | 0 | 0 | 0 | 0 | 0 | 0 | 0 | 0
|  |  |  | 400407 | TRANS_TOTAL | DISTSEC | 0 | 0 | 0 | 0 | 0 | 0 | 0 | 0 | 0 | 0 | 0 | 0 | 0 | 0 | 0 | 0 | 0 | 0 | 0 | 0 | 0 | 0
|  |  |  | 33611 | TRANS_TOTAL | ENERGY | 0 | 0 | 0 | 0 | 0 | 0 | 0 | 0 | 0 | 0 | 0 | 0 | 0 | 0 | 0 | 0 | 0 | 0 | 0 | 0 | 0 | 0
|  |  |  | 7703 | TRANS_TOTAL | CUSTOMER | 0 | 0 | 0 | 0 | 0 | 0 | 0 | 0 | 0 | 0 | 0 | 0 | 0 | 0 | 0 | 0 | 0 | 0 | 0 | 0 | 0 | 0
|  |  | 572-Underground Lines | 115 | TRANS_TOTAL | TOTAL | 115 | 55.8972 | 14.1856 | 0.1657 | 0.0044502 | 14.3558 | 6.003 | 1.7074 | 0.14627 | 0.020522 | 7.8771 | 0.35373 | 3.9184 | 27.7736 | 2.96 | 35.0057 | 1.6293 | 0.039234 | 1.6686 | 0.027942 | 0.13434 | 0.033377
|  |  |  | 41511 | TRANS_TOTAL | PRODUCTION | 0 | 0 | 0 | 0 | 0 | 0 | 0 | 0 | 0 | 0 | 0 | 0 | 0 | 0 | 0 | 0 | 0 | 0 | 0 | 0 | 0 | 0
|  |  |  | 27519 | TRANS_TOTAL | BULKTRAN | 6578.9256 | 3225.9296 | 816.0347 | 9.5407 | 0.23504 | 825.8105 | 341.4392 | 97.2402 | 7.6952 | 1.6243 | 447.9988 | 20.5104 | 223.5989 | 1493.3358 | 234.2762 | 1971.7212 | 92.6759 | 2.2372 | 94.9131 | 1.6158 | 8.7611 | 2.1755
|  |  |  | 30790177 | TRANS_TOTAL | SUBTRAN | 2523.0744 | 1198.2126 | 306.7247 | 3.5743 | 0.11718 | 310.4163 | 133.6855 | 37.8929 | 3.8815 | 0 | 175.4599 | 7.487 | 86.5337 | 704.8819 | 0 | 798.9026 | 36.2815 | 0.86806 | 37.1496 | 0.59578 | 1.8715 | 0.46621
|  |  |  | 0 | TRANS_TOTAL | DISTPRI | 0 | 0 | 0 | 0 | 0 | 0 | 0 | 0 | 0 | 0 | 0 | 0 | 0 | 0 | 0 | 0 | 0 | 0 | 0 | 0 | 0 | 0
|  |  |  | 41980795 | TRANS_TOTAL | DISTSEC | 0 | 0 | 0 | 0 | 0 | 0 | 0 | 0 | 0 | 0 | 0 | 0 | 0 | 0 | 0 | 0 | 0 | 0 | 0 | 0 | 0 | 0
|  |  |  | 63210092.2529 | TRANS_TOTAL | ENERGY | 0 | 0 | 0 | 0 | 0 | 0 | 0 | 0 | 0 | 0 | 0 | 0 | 0 | 0 | 0 | 0 | 0 | 0 | 0 | 0 | 0 | 0
|  |  |  | 0 | TRANS_TOTAL | CUSTOMER | 0 | 0 | 0 | 0 | 0 | 0 | 0 | 0 | 0 | 0 | 0 | 0 | 0 | 0 | 0 | 0 | 0 | 0 | 0 | 0 | 0 | 0
|  |  | 573-Misc Transmission Expenses | 9102 | TRANS_TOTAL | TOTAL | 9102 | 4424.1422 | 1122.7595 | 13.115 | 0.35222 | 1136.2267 | 475.1247 | 135.1331 | 11.5766 | 1.6243 | 623.4587 | 27.9973 | 310.1326 | 2198.2177 | 234.2762 | 2770.6238 | 128.9574 | 3.1053 | 132.0627 | 2.2116 | 10.6326 | 2.6418
|  |  |  | 377828 | TRAN_LSE | PRODUCTION | 1378079 | 675731.2769 | 170933.738 | 1998.4754 | 49.2335 | 172981.4469 | 71520.8206 | 20368.7786 | 1611.8932 | 340.2422 | 93841.7346 | 4296.2774 | 46836.9607 | 312807.1107 | 49073.525 | 413013.8737 | 19412.6958 | 468.6296 | 19881.3253 | 338.4565 | 1835.1785 | 455.7076
|  |  |  | 4647019 | TRAN_LSE | BULKTRAN | 0 | 0 | 0 | 0 | 0 | 0 | 0 | 0 | 0 | 0 | 0 | 0 | 0 | 0 | 0 | 0 | 0 | 0 | 0 | 0 | 0 | 0
|  |  |  | 0 | TRAN_LSE | SUBTRAN | 0 | 0 | 0 | 0 | 0 | 0 | 0 | 0 | 0 | 0 | 0 | 0 | 0 | 0 | 0 | 0 | 0 | 0 | 0 | 0 | 0 | 0
|  |  |  | -57939 | TRAN_LSE | DISTPRI | 0 | 0 | 0 | 0 | 0 | 0 | 0 | 0 | 0 | 0 | 0 | 0 | 0 | 0 | 0 | 0 | 0 | 0 | 0 | 0 | 0 | 0
|  |  |  | 23591 | TRAN_LSE | DISTSEC | 0 | 0 | 0 | 0 | 0 | 0 | 0 | 0 | 0 | 0 | 0 | 0 | 0 | 0 | 0 | 0 | 0 | 0 | 0 | 0 | 0 | 0
|  |  |  | 5010225 | TRAN_LSE | ENERGY | 0 | 0 | 0 | 0 | 0 | 0 | 0 | 0 | 0 | 0 | 0 | 0 | 0 | 0 | 0 | 0 | 0 | 0 | 0 | 0 | 0 | 0
|  |  |  | 0 | TRAN_LSE | CUSTOMER | 0 | 0 | 0 | 0 | 0 | 0 | 0 | 0 | 0 | 0 | 0 | 0 | 0 | 0 | 0 | 0 | 0 | 0 | 0 | 0 | 0 | 0
|  |  | 575- PJM Admin | 1378079 | TRAN_LSE | TOTAL | 1378079 | 675731.2769 | 170933.738 | 1998.4754 | 49.2335 | 172981.4469 | 71520.8206 | 20368.7786 | 1611.8932 | 340.2422 | 93841.7346 | 4296.2774 | 46836.9607 | 312807.1107 | 49073.525 | 413013.8737 | 19412.6958 | 468.6296 | 19881.3253 | 338.4565 | 1835.1785 | 455.7076
[6 empty] | PRODUCTION | 1378079 | 675731.2769 | 170933.738 | 1998.4754 | 49.2335 | 172981.4469 | 71520.8206 | 20368.7786 | 1611.8932 | 340.2422 | 93841.7346 | 4296.2774 | 46836.9607 | 312807.1107 | 49073.525 | 413013.8737 | 19412.6958 | 468.6296 | 19881.3253 | 338.4565 | 1835.1785 | 455.7076
[6 empty] | BULKTRAN | 4726704.3408 | 2317705.9948 | 586289.4954 | 6854.616 | 168.8669 | 593312.9783 | 245310.8806 | 69863.3345 | 5528.669 | 1167.0045 | 321869.8886 | 14735.899 | 160647.1512 | 1072904.1861 | 168318.3936 | 1416605.6299 | 66584.0444 | 1607.3632 | 68191.4076 | 1160.8795 | 6294.5201 | 1563.042
[6 empty] | SUBTRAN | 1812731.6592 | 860869.5415 | 220369.8998 | 2568.0195 | 84.1905 | 223022.1099 | 96047.909 | 27224.5629 | 2788.6915 | 0 | 126061.1635 | 5379.1143 | 62171.1602 | 506430.4382 | 0 | 573980.7127 | 26066.8579 | 623.6669 | 26690.5249 | 428.0422 | 1344.6086 | 334.9561
[6 empty] | DISTPRI | 0 | 0 | 0 | 0 | 0 | 0 | 0 | 0 | 0 | 0 | 0 | 0 | 0 | 0 | 0 | 0 | 0 | 0 | 0 | 0 | 0 | 0
[6 empty] | DISTSEC | 0 | 0 | 0 | 0 | 0 | 0 | 0 | 0 | 0 | 0 | 0 | 0 | 0 | 0 | 0 | 0 | 0 | 0 | 0 | 0 | 0 | 0
[6 empty] | ENERGY | 0 | 0 | 0 | 0 | 0 | 0 | 0 | 0 | 0 | 0 | 0 | 0 | 0 | 0 | 0 | 0 | 0 | 0 | 0 | 0 | 0 | 0
[6 empty] | CUSTOMER | 0 | 0 | 0 | 0 | 0 | 0 | 0 | 0 | 0 | 0 | 0 | 0 | 0 | 0 | 0 | 0 | 0 | 0 | 0 | 0 | 0 | 0
|  | Total Transmission Maintenance |  | 7917515 |  | TOTAL | 7917515 | 3854306.8131 | 977593.1333 | 11421.1109 | 302.2909 | 989316.535 | 412879.6101 | 117456.676 | 9929.2538 | 1507.2468 | 541772.7867 | 24411.2907 | 269655.272 | 1892141.735 | 217391.9186 | 2403600.2163 | 112063.5981 | 2699.6597 | 114763.2578 | 1927.3781 | 9474.3072 | 2353.7057
[6 empty] | PRODUCTION | 86732661 | 42528746.0038 | 10758119.0583 | 125778.7752 | 3098.6239 | 10886996.4575 | 4501331.9871 | 1281957.2524 | 101448.3117 | 21413.9499 | 5906151.501 | 270396.3786 | 2947794.8903 | 19687255.2937 | 3088558.3531 | 25994004.9157 | 1221783.9188 | 29494.3105 | 1251278.2293 | 21301.5578 | 115501.2966 | 28681.0384
[6 empty] | BULKTRAN | 7671738.4848 | 3761782.628 | 951584.7324 | 11125.4729 | 274.0817 | 962984.2869 | 398154.9908 | 113392.5868 | 8973.3776 | 1894.1218 | 522415.0769 | 23917.2911 | 260740.4321 | 1741390.9865 | 273191.3411 | 2299240.0508 | 108070.0927 | 2608.8515 | 110678.9442 | 1884.1804 | 10216.4021 | 2536.9154
[6 empty] | SUBTRAN | 2942177.5152 | 1397245.4199 | 357674.2101 | 4168.0572 | 136.6465 | 361978.9138 | 155891.7984 | 44187.1782 | 4526.2218 | 0 | 204605.1984 | 8730.6408 | 100907.7039 | 821968.459 | 0 | 931606.8037 | 42308.1502 | 1012.2507 | 43320.4009 | 694.7394 | 2182.3843 | 543.6548
[6 empty] | DISTPRI | 0 | 0 | 0 | 0 | 0 | 0 | 0 | 0 | 0 | 0 | 0 | 0 | 0 | 0 | 0 | 0 | 0 | 0 | 0 | 0 | 0 | 0
[6 empty] | DISTSEC | 0 | 0 | 0 | 0 | 0 | 0 | 0 | 0 | 0 | 0 | 0 | 0 | 0 | 0 | 0 | 0 | 0 | 0 | 0 | 0 | 0 | 0
[6 empty] | ENERGY | 167304 | 60820.4381 | 19630.7791 | 224.7352 | 5.6959 | 19861.2101 | 9499.6814 | 2651.6451 | 209.9327 | 43.0353 | 12404.2945 | 633.0071 | 7564.9475 | 53480.6394 | 8570.7894 | 70249.3835 | 2576.7493 | 60.5627 | 2637.312 | 59.1649 | 1018.0566 | 254.1403
[6 empty] | CUSTOMER | 0 | 0 | 0 | 0 | 0 | 0 | 0 | 0 | 0 | 0 | 0 | 0 | 0 | 0 | 0 | 0 | 0 | 0 | 0 | 0 | 0 | 0
|  | Total Transmission O&M |  | 97513881 |  | TOTAL | 97513881 | 47748594.4898 | 12087008.7799 | 141297.0405 | 3515.048 | 12231820.8683 | 5064878.4577 | 1442188.6624 | 115157.8438 | 23351.1069 | 6645576.0708 | 303677.3177 | 3317007.9738 | 22304095.3785 | 3370320.4836 | 29295101.1536 | 1374738.911 | 33175.9754 | 1407914.8864 | 23939.6424 | 128918.1396 | 32015.7489
Distribution Operation
[5 empty] | TOTOXEXP | PRODUCTION | 0 | 0 | 0 | 0 | 0 | 0 | 0 | 0 | 0 | 0 | 0 | 0 | 0 | 0 | 0 | 0 | 0 | 0 | 0 | 0 | 0 | 0
[5 empty] | TOTOXEXP | BULKTRAN | 0 | 0 | 0 | 0 | 0 | 0 | 0 | 0 | 0 | 0 | 0 | 0 | 0 | 0 | 0 | 0 | 0 | 0 | 0 | 0 | 0 | 0
[5 empty] | TOTOXEXP | SUBTRAN | 0 | 0 | 0 | 0 | 0 | 0 | 0 | 0 | 0 | 0 | 0 | 0 | 0 | 0 | 0 | 0 | 0 | 0 | 0 | 0 | 0 | 0
[5 empty] | TOTOXEXP | DISTPRI | 548818.3083 | 364689.0273 | 91814.7027 | 1071.4447 | 0 | 92886.1474 | 39593.0431 | 11239.6095 | 0 | 0 | 50832.6526 | 2258.1367 | 26118.5099 | 0 | 0 | 28376.6466 | 10744.8848 | 257.4386 | 11002.3234 | 184.8632 | 677.6501 | 168.9979
[5 empty] | TOTOXEXP | DISTSEC | 230027.9348 | 171739.2615 | 38553.1884 | 0 | 0 | 38553.1884 | 13590.4054 | 0 | 0 | 0 | 13590.4054 | 601.5189 | 0 | 0 | 0 | 601.5189 | 3782.4125 | 0 | 3782.4125 | 61.6771 | 1361.9233 | 337.5478
[5 empty] | TOTOXEXP | ENERGY | 0 | 0 | 0 | 0 | 0 | 0 | 0 | 0 | 0 | 0 | 0 | 0 | 0 | 0 | 0 | 0 | 0 | 0 | 0 | 0 | 0 | 0
[5 empty] | TOTOXEXP | CUSTOMER | 671442.7568 | 463922.473 | 132457.0269 | 4360.1564 | 750.7972 | 137567.9805 | 4738.6806 | 3635.5444 | 2154.2702 | 923.2393 | 11451.7344 | 72.2499 | 2307.6089 | 5586.088 | 1384.8674 | 9350.8142 | 1541.6321 | 43.1248 | 1584.7569 | 83.9268 | 37654.8793 | 9826.1917
|  |  | 580 Supervision & Engineering | 1450289 | TOTOXEXP | TOTAL | 1450289 | 1000350.7618 | 262824.918 | 5431.6011 | 750.7972 | 269007.3163 | 57922.129 | 14875.1539 | 2154.2702 | 923.2393 | 75874.7924 | 2931.9055 | 28426.1188 | 5586.088 | 1384.8674 | 38328.9797 | 16068.9294 | 300.5634 | 16369.4928 | 330.467 | 39694.4527 | 10332.7373
[5 empty] | DIST_CPD | PRODUCTION | 0 | 0 | 0 | 0 | 0 | 0 | 0 | 0 | 0 | 0 | 0 | 0 | 0 | 0 | 0 | 0 | 0 | 0 | 0 | 0 | 0 | 0
[5 empty] | DIST_CPD | BULKTRAN | 0 | 0 | 0 | 0 | 0 | 0 | 0 | 0 | 0 | 0 | 0 | 0 | 0 | 0 | 0 | 0 | 0 | 0 | 0 | 0 | 0 | 0
[5 empty] | DIST_CPD | SUBTRAN | 0 | 0 | 0 | 0 | 0 | 0 | 0 | 0 | 0 | 0 | 0 | 0 | 0 | 0 | 0 | 0 | 0 | 0 | 0 | 0 | 0 | 0
[5 empty] | DIST_CPD | DISTPRI | 2861 | 1901.1306 | 478.6317 | 5.5855 | 0 | 484.2172 | 206.3993 | 58.5923 | 0 | 0 | 264.9916 | 11.7717 | 136.1563 | 0 | 0 | 147.928 | 56.0133 | 1.342 | 57.3553 | 0.9637 | 3.5326 | 0.88099
[5 empty] | DIST_CPD | DISTSEC | 0 | 0 | 0 | 0 | 0 | 0 | 0 | 0 | 0 | 0 | 0 | 0 | 0 | 0 | 0 | 0 | 0 | 0 | 0 | 0 | 0 | 0
[5 empty] | DIST_CPD | ENERGY | 0 | 0 | 0 | 0 | 0 | 0 | 0 | 0 | 0 | 0 | 0 | 0 | 0 | 0 | 0 | 0 | 0 | 0 | 0 | 0 | 0 | 0
[5 empty] | DIST_CPD | CUSTOMER | 0 | 0 | 0 | 0 | 0 | 0 | 0 | 0 | 0 | 0 | 0 | 0 | 0 | 0 | 0 | 0 | 0 | 0 | 0 | 0 | 0 | 0
|  |  | 581 Load Dispatching | 2861 | DIST_CPD | TOTAL | 2861 | 1901.1306 | 478.6317 | 5.5855 | 0 | 484.2172 | 206.3993 | 58.5923 | 0 | 0 | 264.9916 | 11.7717 | 136.1563 | 0 | 0 | 147.928 | 56.0133 | 1.342 | 57.3553 | 0.9637 | 3.5326 | 0.88099
[5 empty] | DIST_CPD | PRODUCTION | 0 | 0 | 0 | 0 | 0 | 0 | 0 | 0 | 0 | 0 | 0 | 0 | 0 | 0 | 0 | 0 | 0 | 0 | 0 | 0 | 0 | 0
[5 empty] | DIST_CPD | BULKTRAN | 0 | 0 | 0 | 0 | 0 | 0 | 0 | 0 | 0 | 0 | 0 | 0 | 0 | 0 | 0 | 0 | 0 | 0 | 0 | 0 | 0 | 0
[5 empty] | DIST_CPD | SUBTRAN | 0 | 0 | 0 | 0 | 0 | 0 | 0 | 0 | 0 | 0 | 0 | 0 | 0 | 0 | 0 | 0 | 0 | 0 | 0 | 0 | 0 | 0
[5 empty] | DIST_CPD | DISTPRI | 369656 | 245635.9145 | 61841.6974 | 721.6704 | 0 | 62563.3678 | 26667.8529 | 7570.4273 | 0 | 0 | 34238.2802 | 1520.9656 | 17592.0951 | 0 | 0 | 19113.0608 | 7237.206 | 173.3975 | 7410.6034 | 124.5144 | 456.4305 | 113.8283
[5 empty] | DIST_CPD | DISTSEC | 0 | 0 | 0 | 0 | 0 | 0 | 0 | 0 | 0 | 0 | 0 | 0 | 0 | 0 | 0 | 0 | 0 | 0 | 0 | 0 | 0 | 0
[5 empty] | DIST_CPD | ENERGY | 0 | 0 | 0 | 0 | 0 | 0 | 0 | 0 | 0 | 0 | 0 | 0 | 0 | 0 | 0 | 0 | 0 | 0 | 0 | 0 | 0 | 0
[5 empty] | DIST_CPD | CUSTOMER | 0 | 0 | 0 | 0 | 0 | 0 | 0 | 0 | 0 | 0 | 0 | 0 | 0 | 0 | 0 | 0 | 0 | 0 | 0 | 0 | 0 | 0
|  |  | 582 Station Expenses | 369656 | DIST_CPD | TOTAL | 369656 | 245635.9145 | 61841.6974 | 721.6704 | 0 | 62563.3678 | 26667.8529 | 7570.4273 | 0 | 0 | 34238.2802 | 1520.9656 | 17592.0951 | 0 | 0 | 19113.0608 | 7237.206 | 173.3975 | 7410.6034 | 124.5144 | 456.4305 | 113.8283
[5 empty] | DIST_OHLINES | PRODUCTION | 0 | 0 | 0 | 0 | 0 | 0 | 0 | 0 | 0 | 0 | 0 | 0 | 0 | 0 | 0 | 0 | 0 | 0 | 0 | 0 | 0 | 0
[5 empty] | DIST_OHLINES | BULKTRAN | 0 | 0 | 0 | 0 | 0 | 0 | 0 | 0 | 0 | 0 | 0 | 0 | 0 | 0 | 0 | 0 | 0 | 0 | 0 | 0 | 0 | 0
[5 empty] | DIST_OHLINES | SUBTRAN | 0 | 0 | 0 | 0 | 0 | 0 | 0 | 0 | 0 | 0 | 0 | 0 | 0 | 0 | 0 | 0 | 0 | 0 | 0 | 0 | 0 | 0
[5 empty] | DIST_OHLINES | DISTPRI | 286882.5506 | 190633.0687 | 47994.0915 | 560.0738 | 0 | 48554.1653 | 20696.3817 | 5875.2556 | 0 | 0 | 26571.6373 | 1180.3907 | 13652.8695 | 0 | 0 | 14833.2602 | 5616.6493 | 134.5703 | 5751.2196 | 96.6331 | 354.2265 | 88.3399
[5 empty] | DIST_OHLINES | DISTSEC | 121791.1901 | 90929.5171 | 20412.4717 | 0 | 0 | 20412.4717 | 7195.6115 | 0 | 0 | 0 | 7195.6115 | 318.4818 | 0 | 0 | 0 | 318.4818 | 2002.646 | 0 | 2002.646 | 32.6557 | 721.0874 | 178.7189
[5 empty] | DIST_OHLINES | ENERGY | 0 | 0 | 0 | 0 | 0 | 0 | 0 | 0 | 0 | 0 | 0 | 0 | 0 | 0 | 0 | 0 | 0 | 0 | 0 | 0 | 0 | 0
[5 empty] | DIST_OHLINES | CUSTOMER | 314209.2593 | 252975.8786 | 59831.1637 | 135.949 | 0 | 59967.1127 | 706.9349 | 116.5277 | 0 | 0 | 823.4626 | 9.7106 | 66.0324 | 0 | 0 | 75.743 | 246.6504 | 1.9421 | 248.5925 | 15.537 | 0 | 102.9328
|  |  | 583 Overhead Lines | 722883 | DIST_OHLINES | TOTAL | 722883 | 534538.4645 | 128237.7268 | 696.0229 | 0 | 128933.7497 | 28598.928 | 5991.7833 | 0 | 0 | 34590.7114 | 1508.5831 | 13718.9019 | 0 | 0 | 15227.485 | 7865.9456 | 136.5124 | 8002.4581 | 144.8258 | 1075.314 | 369.9916
[5 empty] | DIST_UGLINES | PRODUCTION | 0 | 0 | 0 | 0 | 0 | 0 | 0 | 0 | 0 | 0 | 0 | 0 | 0 | 0 | 0 | 0 | 0 | 0 | 0 | 0 | 0 | 0
[5 empty] | DIST_UGLINES | BULKTRAN | 0 | 0 | 0 | 0 | 0 | 0 | 0 | 0 | 0 | 0 | 0 | 0 | 0 | 0 | 0 | 0 | 0 | 0 | 0 | 0 | 0 | 0
[5 empty] | DIST_UGLINES | SUBTRAN | 0 | 0 | 0 | 0 | 0 | 0 | 0 | 0 | 0 | 0 | 0 | 0 | 0 | 0 | 0 | 0 | 0 | 0 | 0 | 0 | 0 | 0
[5 empty] | DIST_UGLINES | DISTPRI | 83047.6778 | 55185.0701 | 13893.483 | 162.132 | 0 | 14055.615 | 5991.2547 | 1700.7878 | 0 | 0 | 7692.0425 | 341.7033 | 3952.2763 | 0 | 0 | 4293.9796 | 1625.9256 | 38.9558 | 1664.8814 | 27.9737 | 102.5426 | 25.5729
[5 empty] | DIST_UGLINES | DISTSEC | 113730.5603 | 84911.4367 | 19061.4924 | 0 | 0 | 19061.4924 | 6719.377 | 0 | 0 | 0 | 6719.377 | 297.4034 | 0 | 0 | 0 | 297.4034 | 1870.1029 | 0 | 1870.1029 | 30.4944 | 673.363 | 166.8906
[5 empty] | DIST_UGLINES | ENERGY | 0 | 0 | 0 | 0 | 0 | 0 | 0 | 0 | 0 | 0 | 0 | 0 | 0 | 0 | 0 | 0 | 0 | 0 | 0 | 0 | 0 | 0
[5 empty] | DIST_UGLINES | CUSTOMER | 165699.7619 | 133408.0445 | 31552.2515 | 71.6934 | 0 | 31623.9449 | 372.8055 | 61.4515 | 0 | 0 | 434.257 | 5.121 | 34.8225 | 0 | 0 | 39.9434 | 130.0723 | 1.0242 | 131.0964 | 8.1935 | 0 | 54.2821
|  |  | 584 Underground Lines | 362478 | DIST_UGLINES | TOTAL | 362478 | 273504.5513 | 64507.2269 | 233.8253 | 0 | 64741.0522 | 13083.4372 | 1762.2392 | 0 | 0 | 14845.6765 | 644.2276 | 3987.0988 | 0 | 0 | 4631.3264 | 3626.1007 | 39.98 | 3666.0807 | 66.6616 | 775.9056 | 246.7456
[5 empty] | DIST_SL | PRODUCTION | 0 | 0 | 0 | 0 | 0 | 0 | 0 | 0 | 0 | 0 | 0 | 0 | 0 | 0 | 0 | 0 | 0 | 0 | 0 | 0 | 0 | 0
[5 empty] | DIST_SL | BULKTRAN | 0 | 0 | 0 | 0 | 0 | 0 | 0 | 0 | 0 | 0 | 0 | 0 | 0 | 0 | 0 | 0 | 0 | 0 | 0 | 0 | 0 | 0
[5 empty] | DIST_SL | SUBTRAN | 0 | 0 | 0 | 0 | 0 | 0 | 0 | 0 | 0 | 0 | 0 | 0 | 0 | 0 | 0 | 0 | 0 | 0 | 0 | 0 | 0 | 0
[5 empty] | DIST_SL | DISTPRI | 0 | 0 | 0 | 0 | 0 | 0 | 0 | 0 | 0 | 0 | 0 | 0 | 0 | 0 | 0 | 0 | 0 | 0 | 0 | 0 | 0 | 0
[5 empty] | DIST_SL | DISTSEC | 0 | 0 | 0 | 0 | 0 | 0 | 0 | 0 | 0 | 0 | 0 | 0 | 0 | 0 | 0 | 0 | 0 | 0 | 0 | 0 | 0 | 0
[5 empty] | DIST_SL | ENERGY | 0 | 0 | 0 | 0 | 0 | 0 | 0 | 0 | 0 | 0 | 0 | 0 | 0 | 0 | 0 | 0 | 0 | 0 | 0 | 0 | 0 | 0
[5 empty] | DIST_SL | CUSTOMER | 32865 | 0 | 0 | 0 | 0 | 0 | 0 | 0 | 0 | 0 | 0 | 0 | 0 | 0 | 0 | 0 | 0 | 0 | 0 | 0 | 0 | 32865
|  |  | 585 Street Lighting | 32865 | DIST_SL | TOTAL | 32865 | 0 | 0 | 0 | 0 | 0 | 0 | 0 | 0 | 0 | 0 | 0 | 0 | 0 | 0 | 0 | 0 | 0 | 0 | 0 | 0 | 32865
[5 empty] | DIST_METERS | PRODUCTION | 0 | 0 | 0 | 0 | 0 | 0 | 0 | 0 | 0 | 0 | 0 | 0 | 0 | 0 | 0 | 0 | 0 | 0 | 0 | 0 | 0 | 0
[5 empty] | DIST_METERS | BULKTRAN | 0 | 0 | 0 | 0 | 0 | 0 | 0 | 0 | 0 | 0 | 0 | 0 | 0 | 0 | 0 | 0 | 0 | 0 | 0 | 0 | 0 | 0
[5 empty] | DIST_METERS | SUBTRAN | 0 | 0 | 0 | 0 | 0 | 0 | 0 | 0 | 0 | 0 | 0 | 0 | 0 | 0 | 0 | 0 | 0 | 0 | 0 | 0 | 0 | 0
[5 empty] | DIST_METERS | DISTPRI | 0 | 0 | 0 | 0 | 0 | 0 | 0 | 0 | 0 | 0 | 0 | 0 | 0 | 0 | 0 | 0 | 0 | 0 | 0 | 0 | 0 | 0
[5 empty] | DIST_METERS | DISTSEC | 0 | 0 | 0 | 0 | 0 | 0 | 0 | 0 | 0 | 0 | 0 | 0 | 0 | 0 | 0 | 0 | 0 | 0 | 0 | 0 | 0 | 0
[5 empty] | DIST_METERS | ENERGY | 0 | 0 | 0 | 0 | 0 | 0 | 0 | 0 | 0 | 0 | 0 | 0 | 0 | 0 | 0 | 0 | 0 | 0 | 0 | 0 | 0 | 0
[5 empty] | DIST_METERS | CUSTOMER | 1214835 | 746310.6185 | 312979.4453 | 25267.2912 | 4506.7611 | 342753.4976 | 22748.1773 | 21047.0152 | 12931.2955 | 5541.8674 | 62268.3554 | 355.4424 | 13412.0963 | 33531.2419 | 8312.8521 | 55611.6327 | 7266.3773 | 245.9319 | 7512.3092 | 378.5865 | 0 | 0
|  |  | 586 Meters | 1214835 | DIST_METERS | TOTAL | 1214835 | 746310.6185 | 312979.4453 | 25267.2912 | 4506.7611 | 342753.4976 | 22748.1773 | 21047.0152 | 12931.2955 | 5541.8674 | 62268.3554 | 355.4424 | 13412.0963 | 33531.2419 | 8312.8521 | 55611.6327 | 7266.3773 | 245.9319 | 7512.3092 | 378.5865 | 0 | 0
[5 empty] | DIST_PCUST | PRODUCTION | 0 | 0 | 0 | 0 | 0 | 0 | 0 | 0 | 0 | 0 | 0 | 0 | 0 | 0 | 0 | 0 | 0 | 0 | 0 | 0 | 0 | 0
[5 empty] | DIST_PCUST | BULKTRAN | 0 | 0 | 0 | 0 | 0 | 0 | 0 | 0 | 0 | 0 | 0 | 0 | 0 | 0 | 0 | 0 | 0 | 0 | 0 | 0 | 0 | 0
[5 empty] | DIST_PCUST | SUBTRAN | 0 | 0 | 0 | 0 | 0 | 0 | 0 | 0 | 0 | 0 | 0 | 0 | 0 | 0 | 0 | 0 | 0 | 0 | 0 | 0 | 0 | 0
[5 empty] | DIST_PCUST | DISTPRI | 0 | 0 | 0 | 0 | 0 | 0 | 0 | 0 | 0 | 0 | 0 | 0 | 0 | 0 | 0 | 0 | 0 | 0 | 0 | 0 | 0 | 0
[5 empty] | DIST_PCUST | DISTSEC | 0 | 0 | 0 | 0 | 0 | 0 | 0 | 0 | 0 | 0 | 0 | 0 | 0 | 0 | 0 | 0 | 0 | 0 | 0 | 0 | 0 | 0
[5 empty] | DIST_PCUST | ENERGY | 0 | 0 | 0 | 0 | 0 | 0 | 0 | 0 | 0 | 0 | 0 | 0 | 0 | 0 | 0 | 0 | 0 | 0 | 0 | 0 | 0 | 0
[5 empty] | DIST_PCUST | CUSTOMER | 158939 | 99629.533 | 23563.3173 | 53.5408 | 0 | 23616.8581 | 278.4123 | 45.8921 | 0 | 0 | 324.3044 | 3.8243 | 26.0055 | 0 | 0 | 29.8299 | 97.1384 | 0.76487 | 97.9032 | 6.119 | 35193.9143 | 40.5381
|  |  | 587 Customer Installs | 158939 | DIST_PCUST | TOTAL | 158939 | 99629.533 | 23563.3173 | 53.5408 | 0 | 23616.8581 | 278.4123 | 45.8921 | 0 | 0 | 324.3044 | 3.8243 | 26.0055 | 0 | 0 | 29.8299 | 97.1384 | 0.76487 | 97.9032 | 6.119 | 35193.9143 | 40.5381
[5 empty] | RB_GUP_EPIS_D | PRODUCTION | 0 | 0 | 0 | 0 | 0 | 0 | 0 | 0 | 0 | 0 | 0 | 0 | 0 | 0 | 0 | 0 | 0 | 0 | 0 | 0 | 0 | 0
[5 empty] | RB_GUP_EPIS_D | BULKTRAN | 0 | 0 | 0 | 0 | 0 | 0 | 0 | 0 | 0 | 0 | 0 | 0 | 0 | 0 | 0 | 0 | 0 | 0 | 0 | 0 | 0 | 0
[5 empty] | RB_GUP_EPIS_D | SUBTRAN | 0 | 0 | 0 | 0 | 0 | 0 | 0 | 0 | 0 | 0 | 0 | 0 | 0 | 0 | 0 | 0 | 0 | 0 | 0 | 0 | 0 | 0
[5 empty] | RB_GUP_EPIS_D | DISTPRI | 2470796.2865 | 1641840.8071 | 413352.5121 | 4823.6757 | 0 | 418176.1878 | 178249.0531 | 50601.0551 | 0 | 0 | 228850.1082 | 10166.1984 | 117586.3054 | 0 | 0 | 127752.5038 | 48373.7898 | 1158.996 | 49532.7858 | 832.2595 | 3050.8009 | 760.8334
[5 empty] | RB_GUP_EPIS_D | DISTSEC | 1099104.5049 | 820593.3601 | 184212.3354 | 0 | 0 | 184212.3354 | 64936.7902 | 0 | 0 | 0 | 64936.7902 | 2874.1385 | 0 | 0 | 0 | 2874.1385 | 18072.8774 | 0 | 18072.8774 | 294.7013 | 6507.4531 | 1612.8489
[5 empty] | RB_GUP_EPIS_D | ENERGY | 0 | 0 | 0 | 0 | 0 | 0 | 0 | 0 | 0 | 0 | 0 | 0 | 0 | 0 | 0 | 0 | 0 | 0 | 0 | 0 | 0 | 0
[5 empty] | RB_GUP_EPIS_D | CUSTOMER | 2201732.2085 | 1580979.9759 | 387532.936 | 3151.9061 | 449.6646 | 391134.5066 | 6479.6354 | 2640.7045 | 1290.2272 | 552.9429 | 10963.51 | 93.2931 | 1644.6113 | 3345.5984 | 829.4195 | 5912.9222 | 2193.8537 | 33.5501 | 2227.4038 | 130.2995 | 182740.7547 | 27642.8358
|  |  | 588 Miscellaneous Distribution | 5771633 | RB_GUP_EPIS_D | TOTAL | 5771633 | 4043414.143 | 985097.7835 | 7975.5817 | 449.6646 | 993523.0299 | 249665.4787 | 53241.7596 | 1290.2272 | 552.9429 | 304750.4085 | 13133.63 | 119230.9167 | 3345.5984 | 829.4195 | 136539.5645 | 68640.5208 | 1192.5461 | 69833.067 | 1257.2603 | 192299.0088 | 30016.5182
[5 empty] | RB_GUP_EPIS_D | PRODUCTION | 0 | 0 | 0 | 0 | 0 | 0 | 0 | 0 | 0 | 0 | 0 | 0 | 0 | 0 | 0 | 0 | 0 | 0 | 0 | 0 | 0 | 0
[5 empty] | RB_GUP_EPIS_D | BULKTRAN | 0 | 0 | 0 | 0 | 0 | 0 | 0 | 0 | 0 | 0 | 0 | 0 | 0 | 0 | 0 | 0 | 0 | 0 | 0 | 0 | 0 | 0
[5 empty] | RB_GUP_EPIS_D | SUBTRAN | 0 | 0 | 0 | 0 | 0 | 0 | 0 | 0 | 0 | 0 | 0 | 0 | 0 | 0 | 0 | 0 | 0 | 0 | 0 | 0 | 0 | 0
[5 empty] | RB_GUP_EPIS_D | DISTPRI | 472691.4156 | 314102.8095 | 79079.0342 | 922.824 | 0 | 80001.8582 | 34101.07 | 9680.557 | 0 | 0 | 43781.6271 | 1944.9093 | 22495.5968 | 0 | 0 | 24440.5062 | 9254.4559 | 221.7291 | 9476.185 | 159.2207 | 583.6529 | 145.5561
[5 empty] | RB_GUP_EPIS_D | DISTSEC | 210271.1855 | 156988.8376 | 35241.9137 | 0 | 0 | 35241.9137 | 12423.1461 | 0 | 0 | 0 | 12423.1461 | 549.8554 | 0 | 0 | 0 | 549.8554 | 3457.5469 | 0 | 3457.5469 | 56.3797 | 1244.9498 | 308.5563
[5 empty] | RB_GUP_EPIS_D | ENERGY | 0 | 0 | 0 | 0 | 0 | 0 | 0 | 0 | 0 | 0 | 0 | 0 | 0 | 0 | 0 | 0 | 0 | 0 | 0 | 0 | 0 | 0
[5 empty] | RB_GUP_EPIS_D | CUSTOMER | 421216.3989 | 302459.4406 | 74139.4558 | 602.9955 | 86.026 | 74828.4772 | 1239.6279 | 505.1968 | 246.8351 | 105.7843 | 2097.4441 | 17.848 | 314.6328 | 640.051 | 158.6774 | 1131.2092 | 419.7092 | 6.4185 | 426.1277 | 24.9278 | 34960.3836 | 5288.3887
|  |  | 589 Rents | 1104179 | RB_GUP_EPIS_D | TOTAL | 1104179 | 773551.0877 | 188460.4038 | 1525.8194 | 86.026 | 190072.2492 | 47763.8441 | 10185.7538 | 246.8351 | 105.7843 | 58302.2173 | 2512.6127 | 22810.2297 | 640.051 | 158.6774 | 26121.5708 | 13131.7119 | 228.1476 | 13359.8595 | 240.5282 | 36788.9863 | 5742.5011
[6 empty] | PRODUCTION | 0 | 0 | 0 | 0 | 0 | 0 | 0 | 0 | 0 | 0 | 0 | 0 | 0 | 0 | 0 | 0 | 0 | 0 | 0 | 0 | 0 | 0
[6 empty] | BULKTRAN | 0 | 0 | 0 | 0 | 0 | 0 | 0 | 0 | 0 | 0 | 0 | 0 | 0 | 0 | 0 | 0 | 0 | 0 | 0 | 0 | 0 | 0
[6 empty] | SUBTRAN | 0 | 0 | 0 | 0 | 0 | 0 | 0 | 0 | 0 | 0 | 0 | 0 | 0 | 0 | 0 | 0 | 0 | 0 | 0 | 0 | 0 | 0
[6 empty] | DISTPRI | 4234753.2388 | 2813987.8278 | 708454.1526 | 8267.4061 | 0 | 716721.5587 | 305505.0548 | 86726.2846 | 0 | 0 | 392231.3394 | 17424.0758 | 201533.8093 | 0 | 0 | 218957.8851 | 82908.9245 | 1986.4293 | 84895.3538 | 1426.4282 | 5228.8362 | 1304.0095
[6 empty] | DISTSEC | 1774925.3757 | 1325162.413 | 297481.4016 | 0 | 0 | 297481.4016 | 104865.3302 | 0 | 0 | 0 | 104865.3302 | 4641.3979 | 0 | 0 | 0 | 4641.3979 | 29185.5857 | 0 | 29185.5857 | 475.9082 | 10508.7765 | 2604.5626
[6 empty] | ENERGY | 0 | 0 | 0 | 0 | 0 | 0 | 0 | 0 | 0 | 0 | 0 | 0 | 0 | 0 | 0 | 0 | 0 | 0 | 0 | 0 | 0 | 0
[6 empty] | CUSTOMER | 5180939.3855 | 3579685.9641 | 1022055.5965 | 33643.5324 | 5793.2489 | 1061492.3778 | 36564.2738 | 28052.3322 | 16622.6281 | 7123.8339 | 88363.068 | 557.4893 | 17805.8098 | 43102.9793 | 10685.8163 | 72152.0947 | 11895.4332 | 332.7565 | 12228.1897 | 647.5901 | 290549.932 | 75820.1691
|  |  | Total Distribution Operations Expenses | 11190618 |  | TOTAL | 11190618 | 7718836.205 | 2027991.1508 | 41910.9384 | 5793.2489 | 2075695.3381 | 446934.6588 | 114778.6168 | 16622.6281 | 7123.8339 | 585459.7376 | 22622.963 | 219339.6191 | 43102.9793 | 10685.8163 | 295751.3776 | 123989.9434 | 2319.1858 | 126309.1292 | 2549.9265 | 306287.5448 | 79728.7413
Distribution Maintenance
[5 empty] | TOTMXEXP | PRODUCTION | 0 | 0 | 0 | 0 | 0 | 0 | 0 | 0 | 0 | 0 | 0 | 0 | 0 | 0 | 0 | 0 | 0 | 0 | 0 | 0 | 0 | 0
[5 empty] | TOTMXEXP | BULKTRAN | 0 | 0 | 0 | 0 | 0 | 0 | 0 | 0 | 0 | 0 | 0 | 0 | 0 | 0 | 0 | 0 | 0 | 0 | 0 | 0 | 0 | 0
[5 empty] | TOTMXEXP | SUBTRAN | 0 | 0 | 0 | 0 | 0 | 0 | 0 | 0 | 0 | 0 | 0 | 0 | 0 | 0 | 0 | 0 | 0 | 0 | 0 | 0 | 0 | 0
[5 empty] | TOTMXEXP | DISTPRI | 23647.1961 | 15713.53 | 3956.0639 | 46.1658 | 0 | 4002.2297 | 1705.9643 | 484.2864 | 0 | 0 | 2190.2507 | 97.2974 | 1125.3807 | 0 | 0 | 1222.6781 | 462.97 | 11.0924 | 474.0624 | 7.9653 | 29.1982 | 7.2817
[5 empty] | TOTMXEXP | DISTSEC | 9298.4466 | 6942.2366 | 1558.4401 | 0 | 0 | 1558.4401 | 549.3666 | 0 | 0 | 0 | 549.3666 | 24.3153 | 0 | 0 | 0 | 24.3153 | 152.8969 | 0 | 152.8969 | 2.4932 | 55.0532 | 13.6447
[5 empty] | TOTMXEXP | ENERGY | 0 | 0 | 0 | 0 | 0 | 0 | 0 | 0 | 0 | 0 | 0 | 0 | 0 | 0 | 0 | 0 | 0 | 0 | 0 | 0 | 0 | 0
[5 empty] | TOTMXEXP | CUSTOMER | 24088.3573 | 19326.7108 | 4579.6019 | 11.9621 | 0.28578 | 4591.8498 | 55.3183 | 10.2145 | 0.82 | 0.35142 | 66.7042 | 0.76259 | 5.8824 | 2.1263 | 0.52714 | 9.2984 | 19.2581 | 0.16359 | 19.4217 | 1.2081 | 51.0693 | 22.0951
|  |  | 590 Supervision & Engineering | 57034 | TOTMXEXP | TOTAL | 57034 | 41982.4774 | 10094.1059 | 58.1279 | 0.28578 | 10152.5196 | 2310.6492 | 494.5009 | 0.82 | 0.35142 | 2806.3215 | 122.3753 | 1131.2631 | 2.1263 | 0.52714 | 1256.2918 | 635.125 | 11.256 | 646.3809 | 11.6666 | 135.3207 | 43.0215
[5 empty] | DIST_CPD | PRODUCTION | 0 | 0 | 0 | 0 | 0 | 0 | 0 | 0 | 0 | 0 | 0 | 0 | 0 | 0 | 0 | 0 | 0 | 0 | 0 | 0 | 0 | 0
[5 empty] | DIST_CPD | BULKTRAN | 0 | 0 | 0 | 0 | 0 | 0 | 0 | 0 | 0 | 0 | 0 | 0 | 0 | 0 | 0 | 0 | 0 | 0 | 0 | 0 | 0 | 0
[5 empty] | DIST_CPD | SUBTRAN | 0 | 0 | 0 | 0 | 0 | 0 | 0 | 0 | 0 | 0 | 0 | 0 | 0 | 0 | 0 | 0 | 0 | 0 | 0 | 0 | 0 | 0
[5 empty] | DIST_CPD | DISTPRI | 14891 | 9895.0495 | 2491.1937 | 29.0713 | 0 | 2520.2651 | 1074.2717 | 304.9625 | 0 | 0 | 1379.2343 | 61.2697 | 708.6694 | 0 | 0 | 769.939 | 291.5393 | 6.985 | 298.5243 | 5.0159 | 18.3866 | 4.5854
[5 empty] | DIST_CPD | DISTSEC | 0 | 0 | 0 | 0 | 0 | 0 | 0 | 0 | 0 | 0 | 0 | 0 | 0 | 0 | 0 | 0 | 0 | 0 | 0 | 0 | 0 | 0
[5 empty] | DIST_CPD | ENERGY | 0 | 0 | 0 | 0 | 0 | 0 | 0 | 0 | 0 | 0 | 0 | 0 | 0 | 0 | 0 | 0 | 0 | 0 | 0 | 0 | 0 | 0
[5 empty] | DIST_CPD | CUSTOMER | 0 | 0 | 0 | 0 | 0 | 0 | 0 | 0 | 0 | 0 | 0 | 0 | 0 | 0 | 0 | 0 | 0 | 0 | 0 | 0 | 0 | 0
|  |  | 591 Structures | 14891 | DIST_CPD | TOTAL | 14891 | 9895.0495 | 2491.1937 | 29.0713 | 0 | 2520.2651 | 1074.2717 | 304.9625 | 0 | 0 | 1379.2343 | 61.2697 | 708.6694 | 0 | 0 | 769.939 | 291.5393 | 6.985 | 298.5243 | 5.0159 | 18.3866 | 4.5854
[5 empty] | DIST_CPD | PRODUCTION | 0 | 0 | 0 | 0 | 0 | 0 | 0 | 0 | 0 | 0 | 0 | 0 | 0 | 0 | 0 | 0 | 0 | 0 | 0 | 0 | 0 | 0
[5 empty] | DIST_CPD | BULKTRAN | 0 | 0 | 0 | 0 | 0 | 0 | 0 | 0 | 0 | 0 | 0 | 0 | 0 | 0 | 0 | 0 | 0 | 0 | 0 | 0 | 0 | 0
[5 empty] | DIST_CPD | SUBTRAN | 0 | 0 | 0 | 0 | 0 | 0 | 0 | 0 | 0 | 0 | 0 | 0 | 0 | 0 | 0 | 0 | 0 | 0 | 0 | 0 | 0 | 0
[5 empty] | DIST_CPD | DISTPRI | 951869 | 632515.6694 | 159243.1738 | 1858.3108 | 0 | 161101.4845 | 68670.0676 | 19493.9486 | 0 | 0 | 88164.0161 | 3916.5063 | 45299.8734 | 0 | 0 | 49216.3797 | 18635.8993 | 446.5007 | 19082.4001 | 320.6262 | 1175.3145 | 293.1095
[5 empty] | DIST_CPD | DISTSEC | 0 | 0 | 0 | 0 | 0 | 0 | 0 | 0 | 0 | 0 | 0 | 0 | 0 | 0 | 0 | 0 | 0 | 0 | 0 | 0 | 0 | 0
[5 empty] | DIST_CPD | ENERGY | 0 | 0 | 0 | 0 | 0 | 0 | 0 | 0 | 0 | 0 | 0 | 0 | 0 | 0 | 0 | 0 | 0 | 0 | 0 | 0 | 0 | 0
[5 empty] | DIST_CPD | CUSTOMER | 0 | 0 | 0 | 0 | 0 | 0 | 0 | 0 | 0 | 0 | 0 | 0 | 0 | 0 | 0 | 0 | 0 | 0 | 0 | 0 | 0 | 0
|  |  | 592 Station Equipment | 951869 | DIST_CPD | TOTAL | 951869 | 632515.6694 | 159243.1738 | 1858.3108 | 0 | 161101.4845 | 68670.0676 | 19493.9486 | 0 | 0 | 88164.0161 | 3916.5063 | 45299.8734 | 0 | 0 | 49216.3797 | 18635.8993 | 446.5007 | 19082.4001 | 320.6262 | 1175.3145 | 293.1095
[5 empty] | TOTOHLINES | PRODUCTION | 0 | 0 | 0 | 0 | 0 | 0 | 0 | 0 | 0 | 0 | 0 | 0 | 0 | 0 | 0 | 0 | 0 | 0 | 0 | 0 | 0 | 0
[5 empty] | TOTOHLINES | BULKTRAN | 0 | 0 | 0 | 0 | 0 | 0 | 0 | 0 | 0 | 0 | 0 | 0 | 0 | 0 | 0 | 0 | 0 | 0 | 0 | 0 | 0 | 0
[5 empty] | TOTOHLINES | SUBTRAN | 0 | 0 | 0 | 0 | 0 | 0 | 0 | 0 | 0 | 0 | 0 | 0 | 0 | 0 | 0 | 0 | 0 | 0 | 0 | 0 | 0 | 0
[5 empty] | TOTOHLINES | DISTPRI | 11607310.3883 | 7713042.1312 | 1941848.0327 | 22660.6706 | 0 | 1964508.7033 | 837378.661 | 237713.7101 | 0 | 0 | 1075092.3711 | 47758.7818 | 552397.1165 | 0 | 0 | 600155.8983 | 227250.4598 | 5444.7332 | 232695.193 | 3909.7898 | 14332.057 | 3574.2445
[5 empty] | TOTOHLINES | DISTSEC | 4927689.5484 | 3679021.6998 | 825891.6198 | 0 | 0 | 825891.6198 | 291135.5026 | 0 | 0 | 0 | 291135.5026 | 12885.8193 | 0 | 0 | 0 | 12885.8193 | 81027.3533 | 0 | 81027.3533 | 1321.2543 | 29175.3045 | 7230.9947
[5 empty] | TOTOHLINES | ENERGY | 0 | 0 | 0 | 0 | 0 | 0 | 0 | 0 | 0 | 0 | 0 | 0 | 0 | 0 | 0 | 0 | 0 | 0 | 0 | 0 | 0 | 0
[5 empty] | TOTOHLINES | CUSTOMER | 12712953.0633 | 10235441.4298 | 2420777.725 | 5500.5174 | 0 | 2426278.2425 | 28602.6907 | 4714.7292 | 0 | 0 | 33317.4199 | 392.8941 | 2671.6799 | 0 | 0 | 3064.574 | 9979.5102 | 78.5788 | 10058.089 | 628.6306 | 0 | 4164.6775
|  |  | 593 Overhead Lines | 29247953 | TOTOHLINES | TOTAL | 29247953 | 21627505.2608 | 5188517.3775 | 28161.1881 | 0 | 5216678.5656 | 1157116.8543 | 242428.4394 | 0 | 0 | 1399545.2937 | 61037.4953 | 555068.7964 | 0 | 0 | 616106.2917 | 318257.3233 | 5523.312 | 323780.6353 | 5859.6746 | 43507.3615 | 14969.9167
[5 empty] | TOTOHLINES | PRODUCTION | 0 | 0 | 0 | 0 | 0 | 0 | 0 | 0 | 0 | 0 | 0 | 0 | 0 | 0 | 0 | 0 | 0 | 0 | 0 | 0 | 0 | 0
[5 empty] | TOTOHLINES | BULKTRAN | 0 | 0 | 0 | 0 | 0 | 0 | 0 | 0 | 0 | 0 | 0 | 0 | 0 | 0 | 0 | 0 | 0 | 0 | 0 | 0 | 0 | 0
[5 empty] | TOTOHLINES | SUBTRAN | 0 | 0 | 0 | 0 | 0 | 0 | 0 | 0 | 0 | 0 | 0 | 0 | 0 | 0 | 0 | 0 | 0 | 0 | 0 | 0 | 0 | 0
[5 empty] | TOTOHLINES | DISTPRI | 0 | 0 | 0 | 0 | 0 | 0 | 0 | 0 | 0 | 0 | 0 | 0 | 0 | 0 | 0 | 0 | 0 | 0 | 0 | 0 | 0 | 0
[5 empty] | TOTOHLINES | DISTSEC | 0 | 0 | 0 | 0 | 0 | 0 | 0 | 0 | 0 | 0 | 0 | 0 | 0 | 0 | 0 | 0 | 0 | 0 | 0 | 0 | 0 | 0
[5 empty] | TOTOHLINES | ENERGY | 0 | 0 | 0 | 0 | 0 | 0 | 0 | 0 | 0 | 0 | 0 | 0 | 0 | 0 | 0 | 0 | 0 | 0 | 0 | 0 | 0 | 0
[5 empty] | TOTOHLINES | CUSTOMER | 0 | 0 | 0 | 0 | 0 | 0 | 0 | 0 | 0 | 0 | 0 | 0 | 0 | 0 | 0 | 0 | 0 | 0 | 0 | 0 | 0 | 0
|  |  | 5930010 Storm Expense Amortization | 0 | TOTOHLINES | TOTAL | 0 | 0 | 0 | 0 | 0 | 0 | 0 | 0 | 0 | 0 | 0 | 0 | 0 | 0 | 0 | 0 | 0 | 0 | 0 | 0 | 0 | 0
[5 empty] | TOTOHLINES | PRODUCTION | 0 | 0 | 0 | 0 | 0 | 0 | 0 | 0 | 0 | 0 | 0 | 0 | 0 | 0 | 0 | 0 | 0 | 0 | 0 | 0 | 0 | 0
[5 empty] | TOTOHLINES | BULKTRAN | 0 | 0 | 0 | 0 | 0 | 0 | 0 | 0 | 0 | 0 | 0 | 0 | 0 | 0 | 0 | 0 | 0 | 0 | 0 | 0 | 0 | 0
[5 empty] | TOTOHLINES | SUBTRAN | 0 | 0 | 0 | 0 | 0 | 0 | 0 | 0 | 0 | 0 | 0 | 0 | 0 | 0 | 0 | 0 | 0 | 0 | 0 | 0 | 0 | 0
[5 empty] | TOTOHLINES | DISTPRI | 158905.0807 | 105592.2122 | 26584.0671 | 310.2265 | 0 | 26894.2936 | 11463.7861 | 3254.3212 | 0 | 0 | 14718.1073 | 653.8218 | 7562.3642 | 0 | 0 | 8216.186 | 3111.0784 | 74.5389 | 3185.6173 | 53.5254 | 196.2071 | 48.9317
[5 empty] | TOTOHLINES | DISTSEC | 67460.4951 | 50366.1245 | 11306.5275 | 0 | 0 | 11306.5275 | 3985.6701 | 0 | 0 | 0 | 3985.6701 | 176.408 | 0 | 0 | 0 | 176.408 | 1109.2715 | 0 | 1109.2715 | 18.0881 | 399.4124 | 98.9929
[5 empty] | TOTOHLINES | ENERGY | 0 | 0 | 0 | 0 | 0 | 0 | 0 | 0 | 0 | 0 | 0 | 0 | 0 | 0 | 0 | 0 | 0 | 0 | 0 | 0 | 0 | 0
[5 empty] | TOTOHLINES | CUSTOMER | 174041.4243 | 140124.0763 | 33140.6559 | 75.3026 | 0 | 33215.9585 | 391.5733 | 64.545 | 0 | 0 | 456.1184 | 5.3788 | 36.5755 | 0 | 0 | 41.9543 | 136.6204 | 1.0758 | 137.6961 | 8.606 | 0 | 57.0148
|  |  | 593-Forestry Direct Assigned | 400407 | TOTOHLINES | TOTAL | 400407 | 296082.413 | 71031.2505 | 385.5291 | 0 | 71416.7796 | 15841.0296 | 3318.8663 | 0 | 0 | 19159.8958 | 835.6086 | 7598.9397 | 0 | 0 | 8434.5483 | 4356.9702 | 75.6146 | 4432.5848 | 80.2195 | 595.6195 | 204.9395
[5 empty] | TOTUGLINES | PRODUCTION | 0 | 0 | 0 | 0 | 0 | 0 | 0 | 0 | 0 | 0 | 0 | 0 | 0 | 0 | 0 | 0 | 0 | 0 | 0 | 0 | 0 | 0
[5 empty] | TOTUGLINES | BULKTRAN | 0 | 0 | 0 | 0 | 0 | 0 | 0 | 0 | 0 | 0 | 0 | 0 | 0 | 0 | 0 | 0 | 0 | 0 | 0 | 0 | 0 | 0
[5 empty] | TOTUGLINES | SUBTRAN | 0 | 0 | 0 | 0 | 0 | 0 | 0 | 0 | 0 | 0 | 0 | 0 | 0 | 0 | 0 | 0 | 0 | 0 | 0 | 0 | 0 | 0
[5 empty] | TOTUGLINES | DISTPRI | 7700.648 | 5117.0703 | 1288.2819 | 15.0338 | 0 | 1303.3157 | 555.5429 | 157.7066 | 0 | 0 | 713.2495 | 31.6847 | 366.4773 | 0 | 0 | 398.162 | 150.765 | 3.6122 | 154.3772 | 2.5939 | 9.5083 | 2.3713
[5 empty] | TOTUGLINES | DISTSEC | 10545.7376 | 7873.4663 | 1767.4888 | 0 | 0 | 1767.4888 | 623.0584 | 0 | 0 | 0 | 623.0584 | 27.5769 | 0 | 0 | 0 | 27.5769 | 173.4065 | 0 | 173.4065 | 2.8276 | 62.438 | 15.475
[5 empty] | TOTUGLINES | ENERGY | 0 | 0 | 0 | 0 | 0 | 0 | 0 | 0 | 0 | 0 | 0 | 0 | 0 | 0 | 0 | 0 | 0 | 0 | 0 | 0 | 0 | 0
[5 empty] | TOTUGLINES | CUSTOMER | 15364.6144 | 12370.3446 | 2925.7023 | 6.6478 | 0 | 2932.3501 | 34.5686 | 5.6981 | 0 | 0 | 40.2668 | 0.47484 | 3.2289 | 0 | 0 | 3.7038 | 12.061 | 0.094969 | 12.156 | 0.75975 | 0 | 5.0333
|  |  | 594 Underground Lines | 33611 | TOTUGLINES | TOTAL | 33611 | 25360.8811 | 5981.4731 | 21.6816 | 0 | 6003.1547 | 1213.1699 | 163.4047 | 0 | 0 | 1376.5747 | 59.7364 | 369.7062 | 0 | 0 | 429.4426 | 336.2325 | 3.7072 | 339.9396 | 6.1812 | 71.9463 | 22.8796
[5 empty] | DIST_TRANSF | PRODUCTION | 0 | 0 | 0 | 0 | 0 | 0 | 0 | 0 | 0 | 0 | 0 | 0 | 0 | 0 | 0 | 0 | 0 | 0 | 0 | 0 | 0 | 0
[5 empty] | DIST_TRANSF | BULKTRAN | 0 | 0 | 0 | 0 | 0 | 0 | 0 | 0 | 0 | 0 | 0 | 0 | 0 | 0 | 0 | 0 | 0 | 0 | 0 | 0 | 0 | 0
[5 empty] | DIST_TRANSF | SUBTRAN | 0 | 0 | 0 | 0 | 0 | 0 | 0 | 0 | 0 | 0 | 0 | 0 | 0 | 0 | 0 | 0 | 0 | 0 | 0 | 0 | 0 | 0
[5 empty] | DIST_TRANSF | DISTPRI | 1769.7941 | 1176.0258 | 296.0782 | 3.4551 | 0 | 299.5333 | 127.6771 | 36.2448 | 0 | 0 | 163.9219 | 7.2819 | 84.2253 | 0 | 0 | 91.5072 | 34.6494 | 0.83017 | 35.4796 | 0.59613 | 2.1852 | 0.54497
[5 empty] | DIST_TRANSF | DISTSEC | 4832.8167 | 3608.1895 | 809.9907 | 0 | 0 | 809.9907 | 285.5303 | 0 | 0 | 0 | 285.5303 | 12.6377 | 0 | 0 | 0 | 12.6377 | 79.4673 | 0 | 79.4673 | 1.2958 | 28.6136 | 7.0918
[5 empty] | DIST_TRANSF | ENERGY | 0 | 0 | 0 | 0 | 0 | 0 | 0 | 0 | 0 | 0 | 0 | 0 | 0 | 0 | 0 | 0 | 0 | 0 | 0 | 0 | 0 | 0
[5 empty] | DIST_TRANSF | CUSTOMER | 1100.3892 | 886.8488 | 209.748 | 0 | 0 | 209.748 | 2.4783 | 0 | 0 | 0 | 2.4783 | 0.034042 | 0 | 0 | 0 | 0.034042 | 0.86467 | 0 | 0.86467 | 0.054468 | 0 | 0.36085
|  |  | 595 Line Transformers | 7703 | DIST_TRANSF | TOTAL | 7703 | 5671.0641 | 1315.8169 | 3.4551 | 0 | 1319.2721 | 415.6857 | 36.2448 | 0 | 0 | 451.9304 | 19.9537 | 84.2253 | 0 | 0 | 104.179 | 114.9814 | 0.83017 | 115.8116 | 1.9464 | 30.7988 | 7.9976
[5 empty] | DIST_SL | PRODUCTION | 0 | 0 | 0 | 0 | 0 | 0 | 0 | 0 | 0 | 0 | 0 | 0 | 0 | 0 | 0 | 0 | 0 | 0 | 0 | 0 | 0 | 0
[5 empty] | DIST_SL | BULKTRAN | 0 | 0 | 0 | 0 | 0 | 0 | 0 | 0 | 0 | 0 | 0 | 0 | 0 | 0 | 0 | 0 | 0 | 0 | 0 | 0 | 0 | 0
[5 empty] | DIST_SL | SUBTRAN | 0 | 0 | 0 | 0 | 0 | 0 | 0 | 0 | 0 | 0 | 0 | 0 | 0 | 0 | 0 | 0 | 0 | 0 | 0 | 0 | 0 | 0
[5 empty] | DIST_SL | DISTPRI | 0 | 0 | 0 | 0 | 0 | 0 | 0 | 0 | 0 | 0 | 0 | 0 | 0 | 0 | 0 | 0 | 0 | 0 | 0 | 0 | 0 | 0
[5 empty] | DIST_SL | DISTSEC | 0 | 0 | 0 | 0 | 0 | 0 | 0 | 0 | 0 | 0 | 0 | 0 | 0 | 0 | 0 | 0 | 0 | 0 | 0 | 0 | 0 | 0
[5 empty] | DIST_SL | ENERGY | 0 | 0 | 0 | 0 | 0 | 0 | 0 | 0 | 0 | 0 | 0 | 0 | 0 | 0 | 0 | 0 | 0 | 0 | 0 | 0 | 0 | 0
[5 empty] | DIST_SL | CUSTOMER | 7679 | 0 | 0 | 0 | 0 | 0 | 0 | 0 | 0 | 0 | 0 | 0 | 0 | 0 | 0 | 0 | 0 | 0 | 0 | 0 | 0 | 7679
|  |  | 596 Street Lighting | 7679 | DIST_SL | TOTAL | 7679 | 0 | 0 | 0 | 0 | 0 | 0 | 0 | 0 | 0 | 0 | 0 | 0 | 0 | 0 | 0 | 0 | 0 | 0 | 0 | 0 | 7679
[5 empty] | DIST_METERS | PRODUCTION | 0 | 0 | 0 | 0 | 0 | 0 | 0 | 0 | 0 | 0 | 0 | 0 | 0 | 0 | 0 | 0 | 0 | 0 | 0 | 0 | 0 | 0
[5 empty] | DIST_METERS | BULKTRAN | 0 | 0 | 0 | 0 | 0 | 0 | 0 | 0 | 0 | 0 | 0 | 0 | 0 | 0 | 0 | 0 | 0 | 0 | 0 | 0 | 0 | 0
[5 empty] | DIST_METERS | SUBTRAN | 0 | 0 | 0 | 0 | 0 | 0 | 0 | 0 | 0 | 0 | 0 | 0 | 0 | 0 | 0 | 0 | 0 | 0 | 0 | 0 | 0 | 0
[5 empty] | DIST_METERS | DISTPRI | 0 | 0 | 0 | 0 | 0 | 0 | 0 | 0 | 0 | 0 | 0 | 0 | 0 | 0 | 0 | 0 | 0 | 0 | 0 | 0 | 0 | 0
[5 empty] | DIST_METERS | DISTSEC | 0 | 0 | 0 | 0 | 0 | 0 | 0 | 0 | 0 | 0 | 0 | 0 | 0 | 0 | 0 | 0 | 0 | 0 | 0 | 0 | 0 | 0
[5 empty] | DIST_METERS | ENERGY | 0 | 0 | 0 | 0 | 0 | 0 | 0 | 0 | 0 | 0 | 0 | 0 | 0 | 0 | 0 | 0 | 0 | 0 | 0 | 0 | 0 | 0
[5 empty] | DIST_METERS | CUSTOMER | 41511 | 25501.4879 | 10694.5303 | 863.3852 | 153.9964 | 11711.9119 | 777.3069 | 719.178 | 441.8633 | 189.366 | 2127.7142 | 12.1455 | 458.2923 | 1145.765 | 284.0508 | 1900.2535 | 248.2926 | 8.4035 | 256.6961 | 12.9363 | 0 | 0
|  |  | 597 Meters | 41511 | DIST_METERS | TOTAL | 41511 | 25501.4879 | 10694.5303 | 863.3852 | 153.9964 | 11711.9119 | 777.3069 | 719.178 | 441.8633 | 189.366 | 2127.7142 | 12.1455 | 458.2923 | 1145.765 | 284.0508 | 1900.2535 | 248.2926 | 8.4035 | 256.6961 | 12.9363 | 0 | 0
[5 empty] | DIST_OL | PRODUCTION | 0 | 0 | 0 | 0 | 0 | 0 | 0 | 0 | 0 | 0 | 0 | 0 | 0 | 0 | 0 | 0 | 0 | 0 | 0 | 0 | 0 | 0
[5 empty] | DIST_OL | BULKTRAN | 0 | 0 | 0 | 0 | 0 | 0 | 0 | 0 | 0 | 0 | 0 | 0 | 0 | 0 | 0 | 0 | 0 | 0 | 0 | 0 | 0 | 0
[5 empty] | DIST_OL | SUBTRAN | 0 | 0 | 0 | 0 | 0 | 0 | 0 | 0 | 0 | 0 | 0 | 0 | 0 | 0 | 0 | 0 | 0 | 0 | 0 | 0 | 0 | 0
[5 empty] | DIST_OL | DISTPRI | 0 | 0 | 0 | 0 | 0 | 0 | 0 | 0 | 0 | 0 | 0 | 0 | 0 | 0 | 0 | 0 | 0 | 0 | 0 | 0 | 0 | 0
[5 empty] | DIST_OL | DISTSEC | 0 | 0 | 0 | 0 | 0 | 0 | 0 | 0 | 0 | 0 | 0 | 0 | 0 | 0 | 0 | 0 | 0 | 0 | 0 | 0 | 0 | 0
[5 empty] | DIST_OL | ENERGY | 0 | 0 | 0 | 0 | 0 | 0 | 0 | 0 | 0 | 0 | 0 | 0 | 0 | 0 | 0 | 0 | 0 | 0 | 0 | 0 | 0 | 0
[5 empty] | DIST_OL | CUSTOMER | 27519 | 0 | 0 | 0 | 0 | 0 | 0 | 0 | 0 | 0 | 0 | 0 | 0 | 0 | 0 | 0 | 0 | 0 | 0 | 0 | 27519 | 0
|  |  | 598 Miscellaneous Distribution | 27519 | DIST_OL | TOTAL | 27519 | 0 | 0 | 0 | 0 | 0 | 0 | 0 | 0 | 0 | 0 | 0 | 0 | 0 | 0 | 0 | 0 | 0 | 0 | 0 | 27519 | 0
[6 empty] | PRODUCTION | 0 | 0 | 0 | 0 | 0 | 0 | 0 | 0 | 0 | 0 | 0 | 0 | 0 | 0 | 0 | 0 | 0 | 0 | 0 | 0 | 0 | 0
[6 empty] | BULKTRAN | 0 | 0 | 0 | 0 | 0 | 0 | 0 | 0 | 0 | 0 | 0 | 0 | 0 | 0 | 0 | 0 | 0 | 0 | 0 | 0 | 0 | 0
[6 empty] | SUBTRAN | 0 | 0 | 0 | 0 | 0 | 0 | 0 | 0 | 0 | 0 | 0 | 0 | 0 | 0 | 0 | 0 | 0 | 0 | 0 | 0 | 0 | 0
[6 empty] | DISTPRI | 12766093.1073 | 8483051.6884 | 2135706.8913 | 24922.934 | 0 | 2160629.8253 | 920975.9707 | 261445.1802 | 0 | 0 | 1182421.151 | 52526.6436 | 607544.1067 | 0 | 0 | 660070.7503 | 249937.3612 | 5988.2926 | 255925.6538 | 4300.1125 | 15762.857 | 3931.069
[6 empty] | DISTSEC | 5019827.0443 | 3747811.7166 | 841334.067 | 0 | 0 | 841334.067 | 296579.1281 | 0 | 0 | 0 | 296579.1281 | 13126.7572 | 0 | 0 | 0 | 13126.7572 | 82542.3954 | 0 | 82542.3954 | 1345.9589 | 29720.8218 | 7366.1992
[6 empty] | ENERGY | 0 | 0 | 0 | 0 | 0 | 0 | 0 | 0 | 0 | 0 | 0 | 0 | 0 | 0 | 0 | 0 | 0 | 0 | 0 | 0 | 0 | 0
[6 empty] | CUSTOMER | 13004256.8484 | 10433650.8982 | 2472327.9635 | 6457.8151 | 154.2821 | 2478940.0607 | 29863.936 | 5514.3649 | 442.6833 | 189.7174 | 36010.7017 | 411.6898 | 3175.6591 | 1147.8913 | 284.5779 | 5019.8181 | 10396.607 | 88.3166 | 10484.9236 | 652.1952 | 27570.0693 | 11928.1816
|  |  | Total Distribution Maintenance Expenses | 30790177 |  | TOTAL | 30790177 | 22664514.3032 | 5449368.9218 | 31380.7491 | 154.2821 | 5480903.9531 | 1247419.0348 | 266959.5452 | 442.6833 | 189.7174 | 1515010.9807 | 66065.0906 | 610719.7658 | 1147.8913 | 284.5779 | 678217.3256 | 342876.3636 | 6076.6092 | 348952.9729 | 6298.2667 | 73053.748 | 23225.4498
[6 empty] | PRODUCTION | 0 | 0 | 0 | 0 | 0 | 0 | 0 | 0 | 0 | 0 | 0 | 0 | 0 | 0 | 0 | 0 | 0 | 0 | 0 | 0 | 0 | 0
[6 empty] | BULKTRAN | 0 | 0 | 0 | 0 | 0 | 0 | 0 | 0 | 0 | 0 | 0 | 0 | 0 | 0 | 0 | 0 | 0 | 0 | 0 | 0 | 0 | 0
[6 empty] | SUBTRAN | 0 | 0 | 0 | 0 | 0 | 0 | 0 | 0 | 0 | 0 | 0 | 0 | 0 | 0 | 0 | 0 | 0 | 0 | 0 | 0 | 0 | 0
[6 empty] | DISTPRI | 17000846.3461 | 11297039.5162 | 2844161.0439 | 33190.3401 | 0 | 2877351.384 | 1226481.0256 | 348171.4648 | 0 | 0 | 1574652.4904 | 69950.7194 | 809077.916 | 0 | 0 | 879028.6354 | 332846.2857 | 7974.7219 | 340821.0076 | 5726.5407 | 20991.6932 | 5235.0785
[6 empty] | DISTSEC | 6794752.42 | 5072974.1296 | 1138815.4687 | 0 | 0 | 1138815.4687 | 401444.4582 | 0 | 0 | 0 | 401444.4582 | 17768.1551 | 0 | 0 | 0 | 17768.1551 | 111727.9811 | 0 | 111727.9811 | 1821.8671 | 40229.5983 | 9970.7619
[6 empty] | ENERGY | 0 | 0 | 0 | 0 | 0 | 0 | 0 | 0 | 0 | 0 | 0 | 0 | 0 | 0 | 0 | 0 | 0 | 0 | 0 | 0 | 0 | 0
[6 empty] | CUSTOMER | 18185196.2339 | 14013336.8623 | 3494383.56 | 40101.3474 | 5947.531 | 3540432.4385 | 66428.2098 | 33566.6972 | 17065.3114 | 7313.5513 | 124373.7697 | 969.1791 | 20981.4689 | 44250.8706 | 10970.3942 | 77171.9127 | 22292.0402 | 421.0732 | 22713.1134 | 1299.7853 | 318120.0013 | 87748.3507
|  | Total Distribution O&M |  | 41980795 |  | TOTAL | 41980795 | 30383350.5082 | 7477360.0726 | 73291.6875 | 5947.531 | 7556599.2912 | 1694353.6936 | 381738.162 | 17065.3114 | 7313.5513 | 2100470.7183 | 88688.0536 | 830059.3849 | 44250.8706 | 10970.3942 | 973968.7032 | 466866.307 | 8395.795 | 475262.1021 | 8848.1932 | 379341.2928 | 102954.1911
Customer Accounts
[5 empty] | TOTOX234 | PRODUCTION | 0 | 0 | 0 | 0 | 0 | 0 | 0 | 0 | 0 | 0 | 0 | 0 | 0 | 0 | 0 | 0 | 0 | 0 | 0 | 0 | 0 | 0
[5 empty] | TOTOX234 | BULKTRAN | 0 | 0 | 0 | 0 | 0 | 0 | 0 | 0 | 0 | 0 | 0 | 0 | 0 | 0 | 0 | 0 | 0 | 0 | 0 | 0 | 0 | 0
[5 empty] | TOTOX234 | SUBTRAN | 0 | 0 | 0 | 0 | 0 | 0 | 0 | 0 | 0 | 0 | 0 | 0 | 0 | 0 | 0 | 0 | 0 | 0 | 0 | 0 | 0 | 0
[5 empty] | TOTOX234 | DISTPRI | 0 | 0 | 0 | 0 | 0 | 0 | 0 | 0 | 0 | 0 | 0 | 0 | 0 | 0 | 0 | 0 | 0 | 0 | 0 | 0 | 0 | 0
[5 empty] | TOTOX234 | DISTSEC | 0 | 0 | 0 | 0 | 0 | 0 | 0 | 0 | 0 | 0 | 0 | 0 | 0 | 0 | 0 | 0 | 0 | 0 | 0 | 0 | 0 | 0
[5 empty] | TOTOX234 | ENERGY | 0 | 0 | 0 | 0 | 0 | 0 | 0 | 0 | 0 | 0 | 0 | 0 | 0 | 0 | 0 | 0 | 0 | 0 | 0 | 0 | 0 | 0
[5 empty] | TOTOX234 | CUSTOMER | 19726 | 16506.3471 | 3189.1784 | 7.3882 | 0.3214 | 3196.888 | 39.9886 | 6.7187 | 0.78153 | 0.2255 | 47.7144 | 0.5771 | 3.9537 | 1.973 | 0.3509 | 6.8547 | 13.4182 | 0.10854 | 13.5267 | 0.79312 | -50.9441 | 4.8202
|  |  | 901 Supervision | 19726 | TOTOX234 | TOTAL | 19726 | 16506.3471 | 3189.1784 | 7.3882 | 0.3214 | 3196.888 | 39.9886 | 6.7187 | 0.78153 | 0.2255 | 47.7144 | 0.5771 | 3.9537 | 1.973 | 0.3509 | 6.8547 | 13.4182 | 0.10854 | 13.5267 | 0.79312 | -50.9441 | 4.8202
[5 empty] | CUST_902 | PRODUCTION | 0 | 0 | 0 | 0 | 0 | 0 | 0 | 0 | 0 | 0 | 0 | 0 | 0 | 0 | 0 | 0 | 0 | 0 | 0 | 0 | 0 | 0
[5 empty] | CUST_902 | BULKTRAN | 0 | 0 | 0 | 0 | 0 | 0 | 0 | 0 | 0 | 0 | 0 | 0 | 0 | 0 | 0 | 0 | 0 | 0 | 0 | 0 | 0 | 0
[5 empty] | CUST_902 | SUBTRAN | 0 | 0 | 0 | 0 | 0 | 0 | 0 | 0 | 0 | 0 | 0 | 0 | 0 | 0 | 0 | 0 | 0 | 0 | 0 | 0 | 0 | 0
[5 empty] | CUST_902 | DISTPRI | 0 | 0 | 0 | 0 | 0 | 0 | 0 | 0 | 0 | 0 | 0 | 0 | 0 | 0 | 0 | 0 | 0 | 0 | 0 | 0 | 0 | 0
[5 empty] | CUST_902 | DISTSEC | 0 | 0 | 0 | 0 | 0 | 0 | 0 | 0 | 0 | 0 | 0 | 0 | 0 | 0 | 0 | 0 | 0 | 0 | 0 | 0 | 0 | 0
[5 empty] | CUST_902 | ENERGY | 0 | 0 | 0 | 0 | 0 | 0 | 0 | 0 | 0 | 0 | 0 | 0 | 0 | 0 | 0 | 0 | 0 | 0 | 0 | 0 | 0 | 0
[5 empty] | CUST_902 | CUSTOMER | 377828 | 276492.7501 | 98089.686 | 260.0272 | 11.6747 | 98361.3879 | 1738.4675 | 318.4006 | 37.1467 | 10.6134 | 2104.6282 | 31.8401 | 216.5124 | 108.2562 | 19.104 | 375.7128 | 472.2943 | 4.2453 | 476.5396 | 16.9814 | 0 | 0
|  |  | 902 Meter Read | 377828 | CUST_902 | TOTAL | 377828 | 276492.7501 | 98089.686 | 260.0272 | 11.6747 | 98361.3879 | 1738.4675 | 318.4006 | 37.1467 | 10.6134 | 2104.6282 | 31.8401 | 216.5124 | 108.2562 | 19.104 | 375.7128 | 472.2943 | 4.2453 | 476.5396 | 16.9814 | 0 | 0
[5 empty] | CUST_903 | PRODUCTION | 0 | 0 | 0 | 0 | 0 | 0 | 0 | 0 | 0 | 0 | 0 | 0 | 0 | 0 | 0 | 0 | 0 | 0 | 0 | 0 | 0 | 0
[5 empty] | CUST_903 | BULKTRAN | 0 | 0 | 0 | 0 | 0 | 0 | 0 | 0 | 0 | 0 | 0 | 0 | 0 | 0 | 0 | 0 | 0 | 0 | 0 | 0 | 0 | 0
[5 empty] | CUST_903 | SUBTRAN | 0 | 0 | 0 | 0 | 0 | 0 | 0 | 0 | 0 | 0 | 0 | 0 | 0 | 0 | 0 | 0 | 0 | 0 | 0 | 0 | 0 | 0
[5 empty] | CUST_903 | DISTPRI | 0 | 0 | 0 | 0 | 0 | 0 | 0 | 0 | 0 | 0 | 0 | 0 | 0 | 0 | 0 | 0 | 0 | 0 | 0 | 0 | 0 | 0
[5 empty] | CUST_903 | DISTSEC | 0 | 0 | 0 | 0 | 0 | 0 | 0 | 0 | 0 | 0 | 0 | 0 | 0 | 0 | 0 | 0 | 0 | 0 | 0 | 0 | 0 | 0
[5 empty] | CUST_903 | ENERGY | 0 | 0 | 0 | 0 | 0 | 0 | 0 | 0 | 0 | 0 | 0 | 0 | 0 | 0 | 0 | 0 | 0 | 0 | 0 | 0 | 0 | 0
[5 empty] | CUST_903 | CUSTOMER | 4647019 | 3916035.7347 | 713517.8069 | 1619.804 | 70.0877 | 715207.6985 | 8431.9363 | 1390.0722 | 161.591 | 46.7251 | 10030.3246 | 114.8659 | 788.4863 | 393.2697 | 70.0877 | 1366.7096 | 2941.7353 | 23.3626 | 2965.0979 | 184.9536 | 0 | 1228.4811
|  |  | 903 Customer Records | 4647019 | CUST_903 | TOTAL | 4647019 | 3916035.7347 | 713517.8069 | 1619.804 | 70.0877 | 715207.6985 | 8431.9363 | 1390.0722 | 161.591 | 46.7251 | 10030.3246 | 114.8659 | 788.4863 | 393.2697 | 70.0877 | 1366.7096 | 2941.7353 | 23.3626 | 2965.0979 | 184.9536 | 0 | 1228.4811
[5 empty] | CUST_TOTAL | PRODUCTION | 0 | 0 | 0 | 0 | 0 | 0 | 0 | 0 | 0 | 0 | 0 | 0 | 0 | 0 | 0 | 0 | 0 | 0 | 0 | 0 | 0 | 0
[5 empty] | CUST_TOTAL | BULKTRAN | 0 | 0 | 0 | 0 | 0 | 0 | 0 | 0 | 0 | 0 | 0 | 0 | 0 | 0 | 0 | 0 | 0 | 0 | 0 | 0 | 0 | 0
[5 empty] | CUST_TOTAL | SUBTRAN | 0 | 0 | 0 | 0 | 0 | 0 | 0 | 0 | 0 | 0 | 0 | 0 | 0 | 0 | 0 | 0 | 0 | 0 | 0 | 0 | 0 | 0
[5 empty] | CUST_TOTAL | DISTPRI | 0 | 0 | 0 | 0 | 0 | 0 | 0 | 0 | 0 | 0 | 0 | 0 | 0 | 0 | 0 | 0 | 0 | 0 | 0 | 0 | 0 | 0
[5 empty] | CUST_TOTAL | DISTSEC | 0 | 0 | 0 | 0 | 0 | 0 | 0 | 0 | 0 | 0 | 0 | 0 | 0 | 0 | 0 | 0 | 0 | 0 | 0 | 0 | 0 | 0
[5 empty] | CUST_TOTAL | ENERGY | 0 | 0 | 0 | 0 | 0 | 0 | 0 | 0 | 0 | 0 | 0 | 0 | 0 | 0 | 0 | 0 | 0 | 0 | 0 | 0 | 0 | 0
[5 empty] | CUST_TOTAL | CUSTOMER | -57939 | -36312.9674 | -8588.3568 | -19.5146 | -0.83634 | -8608.7077 | -101.4757 | -16.7268 | -1.9515 | -0.55756 | -120.7115 | -1.3939 | -9.4785 | -4.7392 | -0.83634 | -16.448 | -35.405 | -0.27878 | -35.6838 | -2.2302 | -12827.4762 | -14.7753
|  |  | 904 Uncollectibles | -57939 | CUST_TOTAL | TOTAL | -57939 | -36312.9674 | -8588.3568 | -19.5146 | -0.83634 | -8608.7077 | -101.4757 | -16.7268 | -1.9515 | -0.55756 | -120.7115 | -1.3939 | -9.4785 | -4.7392 | -0.83634 | -16.448 | -35.405 | -0.27878 | -35.6838 | -2.2302 | -12827.4762 | -14.7753
[5 empty] | TOTOX234 | PRODUCTION | 0 | 0 | 0 | 0 | 0 | 0 | 0 | 0 | 0 | 0 | 0 | 0 | 0 | 0 | 0 | 0 | 0 | 0 | 0 | 0 | 0 | 0
[5 empty] | TOTOX234 | BULKTRAN | 0 | 0 | 0 | 0 | 0 | 0 | 0 | 0 | 0 | 0 | 0 | 0 | 0 | 0 | 0 | 0 | 0 | 0 | 0 | 0 | 0 | 0
[5 empty] | TOTOX234 | SUBTRAN | 0 | 0 | 0 | 0 | 0 | 0 | 0 | 0 | 0 | 0 | 0 | 0 | 0 | 0 | 0 | 0 | 0 | 0 | 0 | 0 | 0 | 0
[5 empty] | TOTOX234 | DISTPRI | 0 | 0 | 0 | 0 | 0 | 0 | 0 | 0 | 0 | 0 | 0 | 0 | 0 | 0 | 0 | 0 | 0 | 0 | 0 | 0 | 0 | 0
[5 empty] | TOTOX234 | DISTSEC | 0 | 0 | 0 | 0 | 0 | 0 | 0 | 0 | 0 | 0 | 0 | 0 | 0 | 0 | 0 | 0 | 0 | 0 | 0 | 0 | 0 | 0
[5 empty] | TOTOX234 | ENERGY | 0 | 0 | 0 | 0 | 0 | 0 | 0 | 0 | 0 | 0 | 0 | 0 | 0 | 0 | 0 | 0 | 0 | 0 | 0 | 0 | 0 | 0
[5 empty] | TOTOX234 | CUSTOMER | 23591 | 19740.5066 | 3814.0478 | 8.8358 | 0.38437 | 3823.268 | 47.8237 | 8.0352 | 0.93466 | 0.26969 | 57.0633 | 0.69018 | 4.7284 | 2.3596 | 0.41966 | 8.1977 | 16.0472 | 0.1298 | 16.177 | 0.94852 | -60.9258 | 5.7647
|  |  | 905 Miscellaneous | 23591 | TOTOX234 | TOTAL | 23591 | 19740.5066 | 3814.0478 | 8.8358 | 0.38437 | 3823.268 | 47.8237 | 8.0352 | 0.93466 | 0.26969 | 57.0633 | 0.69018 | 4.7284 | 2.3596 | 0.41966 | 8.1977 | 16.0472 | 0.1298 | 16.177 | 0.94852 | -60.9258 | 5.7647
[6 empty] | PRODUCTION | 0 | 0 | 0 | 0 | 0 | 0 | 0 | 0 | 0 | 0 | 0 | 0 | 0 | 0 | 0 | 0 | 0 | 0 | 0 | 0 | 0 | 0
[6 empty] | BULKTRAN | 0 | 0 | 0 | 0 | 0 | 0 | 0 | 0 | 0 | 0 | 0 | 0 | 0 | 0 | 0 | 0 | 0 | 0 | 0 | 0 | 0 | 0
[6 empty] | SUBTRAN | 0 | 0 | 0 | 0 | 0 | 0 | 0 | 0 | 0 | 0 | 0 | 0 | 0 | 0 | 0 | 0 | 0 | 0 | 0 | 0 | 0 | 0
[6 empty] | DISTPRI | 0 | 0 | 0 | 0 | 0 | 0 | 0 | 0 | 0 | 0 | 0 | 0 | 0 | 0 | 0 | 0 | 0 | 0 | 0 | 0 | 0 | 0
[6 empty] | DISTSEC | 0 | 0 | 0 | 0 | 0 | 0 | 0 | 0 | 0 | 0 | 0 | 0 | 0 | 0 | 0 | 0 | 0 | 0 | 0 | 0 | 0 | 0
[6 empty] | ENERGY | 0 | 0 | 0 | 0 | 0 | 0 | 0 | 0 | 0 | 0 | 0 | 0 | 0 | 0 | 0 | 0 | 0 | 0 | 0 | 0 | 0 | 0
[6 empty] | CUSTOMER | 5010225 | 4192462.3711 | 810022.3623 | 1876.5406 | 81.6318 | 811980.5347 | 10156.7404 | 1706.5 | 198.5025 | 57.2761 | 12119.019 | 146.5794 | 1004.2023 | 501.1192 | 89.1259 | 1741.0268 | 3408.09 | 27.5675 | 3435.6575 | 201.4464 | -12939.3462 | 1224.2907
|  |  | Total | 5010225 |  | TOTAL | 5010225 | 4192462.3711 | 810022.3623 | 1876.5406 | 81.6318 | 811980.5347 | 10156.7404 | 1706.5 | 198.5025 | 57.2761 | 12119.019 | 146.5794 | 1004.2023 | 501.1192 | 89.1259 | 1741.0268 | 3408.09 | 27.5675 | 3435.6575 | 201.4464 | -12939.3462 | 1224.2907
[5 empty] | CUST_TOTAL | PRODUCTION | 0 | 0 | 0 | 0 | 0 | 0 | 0 | 0 | 0 | 0 | 0 | 0 | 0 | 0 | 0 | 0 | 0 | 0 | 0 | 0 | 0 | 0
[5 empty] | CUST_TOTAL | BULKTRAN | 0 | 0 | 0 | 0 | 0 | 0 | 0 | 0 | 0 | 0 | 0 | 0 | 0 | 0 | 0 | 0 | 0 | 0 | 0 | 0 | 0 | 0
[5 empty] | CUST_TOTAL | SUBTRAN | 0 | 0 | 0 | 0 | 0 | 0 | 0 | 0 | 0 | 0 | 0 | 0 | 0 | 0 | 0 | 0 | 0 | 0 | 0 | 0 | 0 | 0
[5 empty] | CUST_TOTAL | DISTPRI | 0 | 0 | 0 | 0 | 0 | 0 | 0 | 0 | 0 | 0 | 0 | 0 | 0 | 0 | 0 | 0 | 0 | 0 | 0 | 0 | 0 | 0
[5 empty] | CUST_TOTAL | DISTSEC | 0 | 0 | 0 | 0 | 0 | 0 | 0 | 0 | 0 | 0 | 0 | 0 | 0 | 0 | 0 | 0 | 0 | 0 | 0 | 0 | 0 | 0
[5 empty] | CUST_TOTAL | ENERGY | 0 | 0 | 0 | 0 | 0 | 0 | 0 | 0 | 0 | 0 | 0 | 0 | 0 | 0 | 0 | 0 | 0 | 0 | 0 | 0 | 0 | 0
[5 empty] | CUST_TOTAL | CUSTOMER | 1776402 | 1113350.7288 | 263317.8708 | 598.3137 | 25.642 | 263941.8266 | 3111.2314 | 512.8403 | 59.8314 | 17.0947 | 3700.9978 | 42.7367 | 290.6095 | 145.3048 | 25.642 | 504.293 | 1085.512 | 8.5473 | 1094.0594 | 68.3787 | 393288.7068 | 453.009
|  | 907 - 910 Total Customer Services Expenses |  | 1776402 | CUST_TOTAL | TOTAL | 1776402 | 1113350.7288 | 263317.8708 | 598.3137 | 25.642 | 263941.8266 | 3111.2314 | 512.8403 | 59.8314 | 17.0947 | 3700.9978 | 42.7367 | 290.6095 | 145.3048 | 25.642 | 504.293 | 1085.512 | 8.5473 | 1094.0594 | 68.3787 | 393288.7068 | 453.009
[5 empty] | CUST_TOTAL | PRODUCTION | 0 | 0 | 0 | 0 | 0 | 0 | 0 | 0 | 0 | 0 | 0 | 0 | 0 | 0 | 0 | 0 | 0 | 0 | 0 | 0 | 0 | 0
[5 empty] | CUST_TOTAL | BULKTRAN | 0 | 0 | 0 | 0 | 0 | 0 | 0 | 0 | 0 | 0 | 0 | 0 | 0 | 0 | 0 | 0 | 0 | 0 | 0 | 0 | 0 | 0
[5 empty] | CUST_TOTAL | SUBTRAN | 0 | 0 | 0 | 0 | 0 | 0 | 0 | 0 | 0 | 0 | 0 | 0 | 0 | 0 | 0 | 0 | 0 | 0 | 0 | 0 | 0 | 0
[5 empty] | CUST_TOTAL | DISTPRI | 0 | 0 | 0 | 0 | 0 | 0 | 0 | 0 | 0 | 0 | 0 | 0 | 0 | 0 | 0 | 0 | 0 | 0 | 0 | 0 | 0 | 0
[5 empty] | CUST_TOTAL | DISTSEC | 0 | 0 | 0 | 0 | 0 | 0 | 0 | 0 | 0 | 0 | 0 | 0 | 0 | 0 | 0 | 0 | 0 | 0 | 0 | 0 | 0 | 0
[5 empty] | CUST_TOTAL | ENERGY | 0 | 0 | 0 | 0 | 0 | 0 | 0 | 0 | 0 | 0 | 0 | 0 | 0 | 0 | 0 | 0 | 0 | 0 | 0 | 0 | 0 | 0
[5 empty] | CUST_TOTAL | CUSTOMER | 9329.1058 | 5846.9686 | 1382.8628 | 3.1422 | 0.13466 | 1386.1396 | 16.3392 | 2.6933 | 0.31422 | 0.089776 | 19.4365 | 0.22444 | 1.5262 | 0.7631 | 0.13466 | 2.6484 | 5.7008 | 0.044888 | 5.7457 | 0.3591 | 2065.4289 | 2.3791
|  | 911 - 916 Total Sales Expenses |  | 9329.1058 | CUST_TOTAL | TOTAL | 9329.1058 | 5846.9686 | 1382.8628 | 3.1422 | 0.13466 | 1386.1396 | 16.3392 | 2.6933 | 0.31422 | 0.089776 | 19.4365 | 0.22444 | 1.5262 | 0.7631 | 0.13466 | 2.6484 | 5.7008 | 0.044888 | 5.7457 | 0.3591 | 2065.4289 | 2.3791
Administrative & General Expense
[5 empty] | LABOR_M | PRODUCTION | 2896646.5107 | 1420350.0999 | 359293.3466 | 4200.6857 | 103.486 | 363597.5184 | 150332.844 | 42814.056 | 3388.1112 | 715.1705 | 197250.1816 | 9030.5396 | 98448.7238 | 657503.3983 | 103149.8593 | 868132.5209 | 40804.4223 | 985.0337 | 41789.456 | 711.4169 | 3857.4445 | 957.8725
[5 empty] | LABOR_M | BULKTRAN | 779410.0303 | 382178.1879 | 96676.221 | 1130.2921 | 27.8453 | 97834.3584 | 40450.5438 | 11520.1163 | 911.65 | 192.4332 | 53074.7433 | 2429.8764 | 26489.916 | 176916.5625 | 27754.8657 | 233591.2207 | 10979.3777 | 265.0462 | 11244.4239 | 191.4232 | 1037.9351 | 257.7378
[5 empty] | LABOR_M | SUBTRAN | 298910.4322 | 141953.1045 | 36337.9001 | 423.4536 | 13.8826 | 36775.2364 | 15837.8224 | 4489.195 | 459.8414 | 0 | 20786.8587 | 886.9892 | 10251.715 | 83507.8598 | 0 | 94646.5639 | 4298.2952 | 102.8396 | 4401.1348 | 70.582 | 221.7193 | 55.2326
[5 empty] | LABOR_M | DISTPRI | 1990268.4101 | 1322530.6799 | 332962.4751 | 3885.5528 | 0 | 336848.0279 | 143582.6424 | 40760.01 | 0 | 0 | 184342.6524 | 8189.0457 | 94717.7679 | 0 | 0 | 102906.8135 | 38965.91 | 933.591 | 39899.5009 | 670.3992 | 2457.472 | 612.8643
[5 empty] | LABOR_M | DISTSEC | 795453.4039 | 593886.913 | 133319.7422 | 0 | 0 | 133319.7422 | 46996.6146 | 0 | 0 | 0 | 46996.6146 | 2080.0963 | 0 | 0 | 0 | 2080.0963 | 13079.8589 | 0 | 13079.8589 | 213.2838 | 4709.6302 | 1167.265
[5 empty] | LABOR_M | ENERGY | 2089322.9004 | 759536.7366 | 245152.7533 | 2806.5339 | 71.1314 | 248030.4187 | 118633.7563 | 33114.2277 | 2621.6785 | 537.4321 | 154907.0946 | 7905.1087 | 94472.4461 | 667875.9895 | 107033.5834 | 877287.1276 | 32178.9158 | 756.3182 | 32935.234 | 738.8616 | 12713.6772 | 3173.7501
[5 empty] | LABOR_M | CUSTOMER | 3066132.3124 | 2408414.2624 | 559559.5347 | 5042.7044 | 711.3956 | 565313.6348 | 9655.12 | 4244.7893 | 2034.4848 | 866.7618 | 16801.1559 | 140.4751 | 2641.2534 | 5272.7163 | 1300.7015 | 9355.1463 | 3241.8359 | 54.3975 | 3296.2334 | 189.7134 | 52259.7278 | 10502.4384
|  |  | 920-Salaries | 11916144 | LABOR_M | TOTAL | 11916144 | 7028849.9842 | 1763301.9732 | 17489.2225 | 927.741 | 1781718.9367 | 525489.3434 | 136942.3942 | 9415.7659 | 2311.7977 | 674159.3012 | 30662.1309 | 327021.822 | 1591076.5264 | 239239.0099 | 2187999.4893 | 143548.6157 | 3097.2261 | 146645.8418 | 2785.6802 | 77257.606 | 16727.1606
[5 empty] | LABOR_M | PRODUCTION | 204018.3441 | 100038.95 | 25305.9644 | 295.8652 | 7.2888 | 25609.1185 | 10588.333 | 3015.5053 | 238.6335 | 50.3713 | 13892.8431 | 636.0444 | 6933.9995 | 46309.6736 | 7265.1127 | 61144.8303 | 2873.9615 | 69.3785 | 2943.34 | 50.1069 | 271.6898 | 67.4654
[5 empty] | LABOR_M | BULKTRAN | 54895.8746 | 26917.8033 | 6809.1576 | 79.6094 | 1.9612 | 6890.7282 | 2849.037 | 811.3917 | 64.2099 | 13.5536 | 3738.1921 | 171.1425 | 1865.7536 | 12460.6934 | 1954.8473 | 16452.4369 | 773.3061 | 18.6679 | 791.974 | 13.4824 | 73.1045 | 18.1531
[5 empty] | LABOR_M | SUBTRAN | 21053.0388 | 9998.1262 | 2559.3728 | 29.8249 | 0.97779 | 2590.1755 | 1115.499 | 316.1857 | 32.3878 | 0 | 1464.0725 | 62.473 | 722.0549 | 5881.6757 | 0 | 6666.2035 | 302.7401 | 7.2433 | 309.9834 | 4.9713 | 15.6163 | 3.8902
[5 empty] | LABOR_M | DISTPRI | 140179.7782 | 93149.2739 | 23451.4127 | 273.6696 | 0 | 23725.0823 | 10112.8988 | 2870.8335 | 0 | 0 | 12983.7322 | 576.7758 | 6671.2186 | 0 | 0 | 7247.9944 | 2744.4703 | 65.7552 | 2810.2256 | 47.218 | 173.0861 | 43.1656
[5 empty] | LABOR_M | DISTSEC | 56025.8512 | 41828.9992 | 9390.056 | 0 | 0 | 9390.056 | 3310.0937 | 0 | 0 | 0 | 3310.0937 | 146.5066 | 0 | 0 | 0 | 146.5066 | 921.2485 | 0 | 921.2485 | 15.0221 | 331.7115 | 82.2135
[5 empty] | LABOR_M | ENERGY | 147156.4434 | 53496.1469 | 17266.7457 | 197.6715 | 5.01 | 17469.4272 | 8355.6839 | 2332.3211 | 184.6516 | 37.8527 | 10910.5094 | 556.7774 | 6653.94 | 47040.2422 | 7538.6535 | 61789.6131 | 2266.4447 | 53.2695 | 2319.7142 | 52.0399 | 895.4573 | 223.5355
[5 empty] | LABOR_M | CUSTOMER | 215955.6697 | 169630.8776 | 39411.2327 | 355.1708 | 50.1054 | 39816.5089 | 680.0352 | 298.9715 | 143.2941 | 61.0483 | 1183.3491 | 9.894 | 186.0303 | 371.3711 | 91.6118 | 658.9073 | 228.3309 | 3.8314 | 232.1623 | 13.362 | 3680.7885 | 739.714
|  |  | 921-Office Supplies | 839285 | LABOR_M | TOTAL | 839285 | 495060.1771 | 124193.942 | 1231.8114 | 65.3432 | 125491.0966 | 37011.5806 | 9645.2088 | 663.1769 | 162.8259 | 47482.7922 | 2159.6136 | 23032.9971 | 112063.656 | 16850.2254 | 154106.4921 | 10110.5022 | 218.1457 | 10328.6479 | 196.2027 | 5441.454 | 1178.1374
[5 empty] | LABOR_M | PRODUCTION | -412517.5438 | -202275.0558 | -51167.7239 | -598.2285 | -14.7377 | -51780.6901 | -21409.2176 | -6097.2401 | -482.5081 | -101.8489 | -28090.8147 | -1286.0582 | -14020.2906 | -93636.4468 | -14689.7892 | -123632.5848 | -5811.0439 | -140.2807 | -5951.3246 | -101.3144 | -549.3468 | -136.4126
[5 empty] | LABOR_M | BULKTRAN | -110997.4276 | -54426.8024 | -13767.8647 | -160.9673 | -3.9655 | -13932.7975 | -5760.6473 | -1640.6041 | -129.83 | -27.4048 | -7558.4862 | -346.0438 | -3772.4849 | -25195.0611 | -3952.629 | -33266.2188 | -1563.5963 | -37.7458 | -1601.3421 | -27.261 | -147.8145 | -36.705
[5 empty] | LABOR_M | SUBTRAN | -42568.4656 | -20215.8412 | -5174.9571 | -60.3049 | -1.977 | -5237.239 | -2255.4977 | -639.3157 | -65.487 | 0 | -2960.3004 | -126.318 | -1459.9684 | -11892.5306 | 0 | -13478.817 | -612.1293 | -14.6456 | -626.7749 | -10.0517 | -31.5755 | -7.8658
[5 empty] | LABOR_M | DISTPRI | -283438.3253 | -188344.3857 | -47417.8889 | -553.3498 | 0 | -47971.2387 | -20447.9072 | -5804.7191 | 0 | 0 | -26252.6262 | -1166.2193 | -13488.9573 | 0 | 0 | -14655.1765 | -5549.2175 | -132.9547 | -5682.1721 | -95.473 | -349.9738 | -87.2793
[5 empty] | LABOR_M | DISTSEC | -113282.1983 | -84576.6889 | -18986.3459 | 0 | 0 | -18986.3459 | -6692.8871 | 0 | 0 | 0 | -6692.8871 | -296.2309 | 0 | 0 | 0 | -296.2309 | -1862.7303 | 0 | -1862.7303 | -30.3742 | -670.7084 | -166.2327
[5 empty] | LABOR_M | ENERGY | -297544.8844 | -108167.2299 | -34912.7211 | -399.6844 | -10.13 | -35322.5355 | -16894.8837 | -4715.8671 | -373.3588 | -76.5368 | -22060.6463 | -1125.7832 | -13454.0205 | -95113.6294 | -15242.8785 | -124936.3116 | -4582.6673 | -107.7089 | -4690.3762 | -105.2228 | -1810.5816 | -451.9804
[5 empty] | LABOR_M | CUSTOMER | -436654.3746 | -342987.3588 | -79688.0545 | -718.1422 | -101.3113 | -80507.508 | -1375.006 | -604.5094 | -289.7353 | -123.4374 | -2392.6881 | -20.0054 | -376.1465 | -750.8987 | -185.2356 | -1332.2861 | -461.6767 | -7.7469 | -469.4236 | -27.0175 | -7442.4181 | -1495.6744
|  |  | 922-Administrative Expense Transferred | -1697003.2196 | LABOR_M | TOTAL | -1697003.2196 | -1000993.3627 | -251115.556 | -2490.6771 | -132.1216 | -253738.3546 | -74836.0466 | -19502.2554 | -1340.9191 | -329.228 | -96008.4491 | -4366.6588 | -46571.868 | -226588.5666 | -34070.5324 | -311597.6257 | -20443.0614 | -441.0825 | -20884.1439 | -396.7146 | -11002.4187 | -2382.1503
[5 empty] | LABOR_M | PRODUCTION | 1424420.3882 | 698454.4483 | 176681.8168 | 2065.6792 | 50.8891 | 178798.3851 | 73925.8888 | 21053.7302 | 1666.0972 | 351.6837 | 96997.4 | 4440.7506 | 48411.9718 | 323326.0401 | 50723.7463 | 426902.5088 | 20065.4967 | 484.3884 | 20549.8851 | 349.8379 | 1896.891 | 471.032
[5 empty] | LABOR_M | BULKTRAN | 383273.3935 | 187935.3938 | 47540.347 | 555.819 | 13.6929 | 48109.8588 | 19891.4776 | 5664.9952 | 448.3022 | 94.6287 | 26099.4036 | 1194.8871 | 13026.3656 | 86998.3817 | 13648.4022 | 114868.0366 | 5399.088 | 130.336 | 5529.424 | 94.132 | 510.4026 | 126.7421
[5 empty] | LABOR_M | SUBTRAN | 146988.634 | 69805.168 | 17869.093 | 208.2325 | 6.8267 | 18084.1522 | 7788.2189 | 2207.5531 | 226.1261 | 0 | 10221.8981 | 436.1752 | 5041.2613 | 41064.8305 | 0 | 46542.267 | 2113.6784 | 50.5712 | 2164.2496 | 34.7086 | 109.03 | 27.1605
[5 empty] | LABOR_M | DISTPRI | 978710.6887 | 650351.9354 | 163733.6611 | 1910.7131 | 0 | 165644.3742 | 70606.4901 | 20043.6571 | 0 | 0 | 90650.1472 | 4026.9476 | 46577.2814 | 0 | 0 | 50604.229 | 19161.4118 | 459.0916 | 19620.5034 | 329.6675 | 1208.4572 | 301.3748
[5 empty] | LABOR_M | DISTSEC | 391162.6918 | 292042.755 | 65559.7286 | 0 | 0 | 65559.7286 | 23110.4955 | 0 | 0 | 0 | 23110.4955 | 1022.8834 | 0 | 0 | 0 | 1022.8834 | 6431.9956 | 0 | 6431.9956 | 104.8819 | 2315.9516 | 574.0003
[5 empty] | LABOR_M | ENERGY | 1027420.5451 | 373500.7393 | 120553.3981 | 1380.1077 | 34.9787 | 121968.4846 | 58337.9231 | 16283.8582 | 1289.2054 | 264.2812 | 76175.2679 | 3887.3221 | 46456.6449 | 328426.742 | 52633.5602 | 431404.2691 | 15823.9204 | 371.918 | 16195.8384 | 363.3338 | 6251.9265 | 1560.6855
[5 empty] | LABOR_M | CUSTOMER | 1507764.7074 | 1184333.1128 | 275162.3323 | 2479.7403 | 349.8274 | 277991.9 | 4747.8868 | 2087.367 | 1000.454 | 426.2285 | 8261.9363 | 69.0784 | 1298.8313 | 2592.8482 | 639.6175 | 4600.3753 | 1594.1666 | 26.7499 | 1620.9165 | 93.2912 | 25698.6213 | 5164.554
|  |  | 923-Outside Services | 5859741.0486 | LABOR_M | TOTAL | 5859741.0486 | 3456423.5526 | 867100.3769 | 8600.2918 | 456.2149 | 876156.8835 | 258408.3808 | 67341.1607 | 4630.1849 | 1136.8221 | 331516.5485 | 15078.0443 | 160812.3563 | 782408.8425 | 117645.3261 | 1075944.5691 | 70589.7575 | 1523.055 | 72112.8126 | 1369.8529 | 37991.2802 | 8225.5493
[5 empty] | RB_GUP_EPIS | PRODUCTION | 242769.263 | 119040.1886 | 30112.539 | 352.0614 | 8.6732 | 30473.2736 | 12599.4641 | 3588.2655 | 283.9591 | 59.9388 | 16531.6275 | 756.8536 | 8251.0324 | 55105.6592 | 8645.0367 | 72758.5819 | 3419.8372 | 82.5561 | 3502.3933 | 59.6242 | 323.2942 | 80.2797
[5 empty] | RB_GUP_EPIS | BULKTRAN | 257106.0701 | 126070.1404 | 31890.8434 | 372.8525 | 9.1854 | 32272.8813 | 13343.529 | 3800.1716 | 300.7284 | 63.4785 | 17507.9075 | 801.5498 | 8738.2994 | 58359.9394 | 9155.5717 | 77055.3604 | 3621.7967 | 87.4315 | 3709.2282 | 63.1453 | 342.3864 | 85.0207
[5 empty] | RB_GUP_EPIS | SUBTRAN | 98562.0749 | 46807.3075 | 11981.9801 | 139.6287 | 4.5776 | 12126.1864 | 5222.3291 | 1480.2574 | 151.6271 | 0 | 6854.2135 | 292.4739 | 3380.3782 | 27535.6998 | 0 | 31208.5519 | 1417.3105 | 33.9101 | 1451.2206 | 23.2736 | 73.1092 | 18.2123
[5 empty] | RB_GUP_EPIS | DISTPRI | 205619.3543 | 136633.7842 | 34399.1438 | 401.4257 | 0 | 34800.5694 | 14833.8636 | 4211.0134 | 0 | 0 | 19044.877 | 846.0297 | 9785.5175 | 0 | 0 | 10631.5472 | 4025.6607 | 96.4515 | 4122.1122 | 69.2605 | 253.8873 | 63.3165
[5 empty] | RB_GUP_EPIS | DISTSEC | 90942.41 | 67897.7636 | 15242.1482 | 0 | 0 | 15242.1482 | 5373.0179 | 0 | 0 | 0 | 5373.0179 | 237.8128 | 0 | 0 | 0 | 237.8128 | 1495.391 | 0 | 1495.391 | 24.3843 | 538.4415 | 133.4508
[5 empty] | RB_GUP_EPIS | ENERGY | 10959.5095 | 3984.1377 | 1285.9448 | 14.7216 | 0.37312 | 1301.0396 | 622.2915 | 173.7001 | 13.752 | 2.8191 | 812.5627 | 41.4661 | 495.5537 | 3503.3327 | 561.4429 | 4601.7955 | 168.794 | 3.9673 | 172.7612 | 3.8757 | 66.6894 | 16.6479
[5 empty] | RB_GUP_EPIS | CUSTOMER | 190544.9905 | 138158.2703 | 33684.12 | 273.3266 | 38.7741 | 33996.2207 | 562.0854 | 229.125 | 111.2197 | 47.6376 | 950.0678 | 8.0962 | 142.625 | 288.3816 | 71.4597 | 510.5625 | 190.2335 | 2.9177 | 193.1512 | 11.2918 | 14515.1767 | 2210.2494
|  |  | 924-Property Insurance | 1096503.6723 | RB_GUP_EPIS | TOTAL | 1096503.6723 | 638591.5924 | 158596.7192 | 1554.0164 | 61.5835 | 160212.3191 | 52556.5806 | 13482.533 | 861.2863 | 173.8739 | 67074.2739 | 2984.2822 | 30793.4061 | 144793.0127 | 18433.5111 | 197004.2121 | 14339.0235 | 307.2342 | 14646.2577 | 254.8553 | 16112.9847 | 2607.1772
[5 empty] | LABOR_M | PRODUCTION | 453787.6148 | 222511.5428 | 56286.7682 | 658.0779 | 16.2121 | 56961.0582 | 23551.09 | 6707.2348 | 530.7803 | 112.0384 | 30901.1435 | 1414.7211 | 15422.9421 | 103004.2491 | 16159.4204 | 136001.3327 | 6392.4063 | 154.315 | 6546.7213 | 111.4503 | 604.3059 | 150.06
[5 empty] | LABOR_M | BULKTRAN | 122102.0988 | 59871.8993 | 15145.2625 | 177.0712 | 4.3622 | 15326.6959 | 6336.9678 | 1804.7373 | 142.8188 | 30.1465 | 8314.6705 | 380.6636 | 4149.9008 | 27715.6859 | 4348.0674 | 36594.3178 | 1720.0254 | 41.522 | 1761.5475 | 29.9883 | 162.6025 | 40.3771
[5 empty] | LABOR_M | SUBTRAN | 46827.2023 | 22238.323 | 5692.6825 | 66.3381 | 2.1748 | 5761.1955 | 2481.1476 | 703.2757 | 72.0386 | 0 | 3256.4619 | 138.9554 | 1606.03 | 13082.3117 | 0 | 14827.2971 | 673.3694 | 16.1108 | 689.4802 | 11.0574 | 34.7345 | 8.6527
[5 empty] | LABOR_M | DISTPRI | 311794.7431 | 207187.1871 | 52161.7832 | 608.7093 | 0 | 52770.4926 | 22493.6058 | 6385.4487 | 0 | 0 | 28879.0545 | 1282.893 | 14838.4519 | 0 | 0 | 16121.3449 | 6104.3856 | 146.256 | 6250.6417 | 105.0245 | 384.9867 | 96.0111
[5 empty] | LABOR_M | DISTSEC | 124615.4481 | 93038.1131 | 20885.8235 | 0 | 0 | 20885.8235 | 7362.473 | 0 | 0 | 0 | 7362.473 | 325.8672 | 0 | 0 | 0 | 325.8672 | 2049.0861 | 0 | 2049.0861 | 33.413 | 737.809 | 182.8633
[5 empty] | LABOR_M | ENERGY | 327312.5844 | 118988.7557 | 38405.5434 | 439.6706 | 11.1434 | 38856.3574 | 18585.1222 | 5187.6632 | 410.7112 | 84.1939 | 24267.6905 | 1238.4115 | 14800.0199 | 104629.2156 | 16767.8432 | 137435.4902 | 5041.1375 | 118.4845 | 5159.6221 | 115.7498 | 1991.7202 | 497.1986
[5 empty] | LABOR_M | CUSTOMER | 480339.2003 | 377301.3239 | 87660.3982 | 789.9883 | 111.447 | 88561.8335 | 1512.5677 | 664.9872 | 318.7217 | 135.7866 | 2632.0631 | 22.0068 | 413.7778 | 826.0219 | 203.7674 | 1465.5739 | 507.8649 | 8.5219 | 516.3868 | 29.7204 | 8186.9904 | 1645.3083
|  |  | 925-Injuries & Damages | 1866778.8917 | LABOR_M | TOTAL | 1866778.8917 | 1101137.145 | 276238.2616 | 2739.8554 | 145.3396 | 279123.4565 | 82322.9741 | 21453.3469 | 1475.0705 | 362.1654 | 105613.557 | 4803.5186 | 51231.1226 | 249257.4842 | 37479.0984 | 342771.2238 | 22488.2752 | 485.2103 | 22973.4856 | 436.4037 | 12103.1491 | 2620.4711
[5 empty] | LABOR_M | PRODUCTION | 238822.6975 | 117105.0181 | 29623.0161 | 346.3381 | 8.5322 | 29977.8864 | 12394.6416 | 3529.9331 | 279.343 | 58.9644 | 16262.882 | 744.5499 | 8116.8999 | 54209.837 | 8504.4991 | 71575.7859 | 3364.2428 | 81.2141 | 3445.4569 | 58.6549 | 318.0386 | 78.9747
[5 empty] | LABOR_M | BULKTRAN | 64260.7944 | 31509.8254 | 7970.7606 | 93.1903 | 2.2958 | 8066.2467 | 3335.0662 | 949.8105 | 75.1637 | 15.8657 | 4375.9062 | 200.3384 | 2184.0405 | 14586.4159 | 2288.333 | 19259.1278 | 905.2277 | 21.8525 | 927.0802 | 15.7825 | 85.5757 | 21.25
[5 empty] | LABOR_M | SUBTRAN | 24644.5659 | 11703.7489 | 2995.987 | 34.9129 | 1.1446 | 3032.0445 | 1305.7967 | 370.1251 | 37.913 | 0 | 1713.8348 | 73.1305 | 845.2333 | 6885.0556 | 0 | 7803.4194 | 354.3858 | 8.4789 | 362.8647 | 5.8193 | 18.2803 | 4.5538
[5 empty] | LABOR_M | DISTPRI | 164093.6402 | 109040.0031 | 27452.0885 | 320.356 | 0 | 27772.4446 | 11838.101 | 3360.5811 | 0 | 0 | 15198.6821 | 675.1704 | 7809.2901 | 0 | 0 | 8484.4605 | 3212.6612 | 76.9727 | 3289.6339 | 55.2731 | 202.6136 | 50.5294
[5 empty] | LABOR_M | DISTSEC | 65583.5384 | 48964.7853 | 10991.9455 | 0 | 0 | 10991.9455 | 3874.7767 | 0 | 0 | 0 | 3874.7767 | 171.4998 | 0 | 0 | 0 | 171.4998 | 1078.4081 | 0 | 1078.4081 | 17.5848 | 388.2996 | 96.2387
[5 empty] | LABOR_M | ENERGY | 172260.4844 | 62622.2812 | 20212.353 | 231.3931 | 5.8646 | 20449.6108 | 9781.1154 | 2730.2017 | 216.1521 | 44.3102 | 12771.7794 | 651.7604 | 7789.0638 | 55065.0363 | 8824.7044 | 72330.5648 | 2653.0871 | 62.3569 | 2715.444 | 60.9177 | 1048.2172 | 261.6693
[5 empty] | LABOR_M | CUSTOMER | 252796.462 | 198568.9274 | 46134.5618 | 415.7609 | 58.6531 | 46608.9758 | 796.0453 | 349.9744 | 167.7392 | 71.4628 | 1385.2216 | 11.5819 | 217.766 | 434.7249 | 107.2402 | 771.3131 | 267.2829 | 4.485 | 271.7678 | 15.6415 | 4308.7098 | 865.905
|  |  | 926-Employee Pension & Benefits | 982462.1827 | LABOR_M | TOTAL | 982462.1827 | 579514.5894 | 145380.7125 | 1441.9513 | 76.4904 | 146899.1542 | 43325.5428 | 11290.6259 | 776.311 | 190.6031 | 55583.0828 | 2528.0312 | 26962.2936 | 131181.0697 | 19724.7767 | 180396.1713 | 11835.2956 | 255.3601 | 12090.6557 | 229.6737 | 6369.7347 | 1379.1209
[5 empty] | LABOR_M | PRODUCTION | 0 | 0 | 0 | 0 | 0 | 0 | 0 | 0 | 0 | 0 | 0 | 0 | 0 | 0 | 0 | 0 | 0 | 0 | 0 | 0 | 0 | 0
[5 empty] | LABOR_M | BULKTRAN | 0 | 0 | 0 | 0 | 0 | 0 | 0 | 0 | 0 | 0 | 0 | 0 | 0 | 0 | 0 | 0 | 0 | 0 | 0 | 0 | 0 | 0
[5 empty] | LABOR_M | SUBTRAN | 0 | 0 | 0 | 0 | 0 | 0 | 0 | 0 | 0 | 0 | 0 | 0 | 0 | 0 | 0 | 0 | 0 | 0 | 0 | 0 | 0 | 0
[5 empty] | LABOR_M | DISTPRI | 0 | 0 | 0 | 0 | 0 | 0 | 0 | 0 | 0 | 0 | 0 | 0 | 0 | 0 | 0 | 0 | 0 | 0 | 0 | 0 | 0 | 0
[5 empty] | LABOR_M | DISTSEC | 0 | 0 | 0 | 0 | 0 | 0 | 0 | 0 | 0 | 0 | 0 | 0 | 0 | 0 | 0 | 0 | 0 | 0 | 0 | 0 | 0 | 0
[5 empty] | LABOR_M | ENERGY | 0 | 0 | 0 | 0 | 0 | 0 | 0 | 0 | 0 | 0 | 0 | 0 | 0 | 0 | 0 | 0 | 0 | 0 | 0 | 0 | 0 | 0
[5 empty] | LABOR_M | CUSTOMER | 0 | 0 | 0 | 0 | 0 | 0 | 0 | 0 | 0 | 0 | 0 | 0 | 0 | 0 | 0 | 0 | 0 | 0 | 0 | 0 | 0 | 0
|  |  | 9260057 Post Ret Medicare Subsidy Direct | 0 | LABOR_M | TOTAL | 0 | 0 | 0 | 0 | 0 | 0 | 0 | 0 | 0 | 0 | 0 | 0 | 0 | 0 | 0 | 0 | 0 | 0 | 0 | 0 | 0 | 0
[5 empty] | LABOR_M | PRODUCTION | 38965.3421 | 19106.3795 | 4833.1711 | 56.5071 | 1.3921 | 4891.0703 | 2022.2594 | 575.9296 | 45.5765 | 9.6204 | 2653.3858 | 121.4777 | 1324.3204 | 8844.657 | 1387.5596 | 11678.0147 | 548.8962 | 13.2506 | 562.1468 | 9.5699 | 51.8899 | 12.8852
[5 empty] | LABOR_M | BULKTRAN | 10484.5304 | 5141.0152 | 1300.477 | 15.2046 | 0.37457 | 1316.0561 | 544.1359 | 154.9672 | 12.2634 | 2.5886 | 713.9551 | 32.6864 | 356.3392 | 2379.8604 | 373.3551 | 3142.2411 | 147.6933 | 3.5654 | 151.2586 | 2.575 | 13.9622 | 3.4671
[5 empty] | LABOR_M | SUBTRAN | 4020.9074 | 1909.5362 | 488.8131 | 5.6962 | 0.18675 | 494.6961 | 213.0485 | 60.3881 | 6.1857 | 0 | 279.6223 | 11.9317 | 137.9048 | 1123.3377 | 0 | 1273.1742 | 57.8202 | 1.3834 | 59.2035 | 0.94946 | 2.9825 | 0.74298
[5 empty] | LABOR_M | DISTPRI | 26772.8524 | 17790.5244 | 4478.9714 | 52.268 | 0 | 4531.2393 | 1931.4565 | 548.2988 | 0 | 0 | 2479.7553 | 110.1581 | 1274.1321 | 0 | 0 | 1384.2901 | 524.1648 | 12.5586 | 536.7233 | 9.0181 | 33.0576 | 8.2442
[5 empty] | LABOR_M | DISTSEC | 10700.344 | 7988.8957 | 1793.4012 | 0 | 0 | 1793.4012 | 632.1928 | 0 | 0 | 0 | 632.1928 | 27.9812 | 0 | 0 | 0 | 27.9812 | 175.9487 | 0 | 175.9487 | 2.8691 | 63.3534 | 15.7019
[5 empty] | LABOR_M | ENERGY | 28105.3215 | 10217.1973 | 3297.7655 | 37.7532 | 0.95685 | 3336.4755 | 1595.8471 | 445.4486 | 35.2665 | 7.2295 | 2083.7917 | 106.3386 | 1270.832 | 8984.1879 | 1439.803 | 11801.1614 | 432.8669 | 10.1739 | 443.0408 | 9.9391 | 171.0229 | 42.6929
[5 empty] | LABOR_M | CUSTOMER | 41245.2448 | 32397.7003 | 7527.1279 | 67.8339 | 9.5696 | 7604.5313 | 129.8795 | 57.1004 | 27.3676 | 11.6596 | 226.0071 | 1.8897 | 35.5298 | 70.9279 | 17.4969 | 125.8443 | 43.6088 | 0.73175 | 44.3405 | 2.552 | 702.9916 | 141.2775
|  |  | 927-Franchise Requirements | 160294.5426 | LABOR_M | TOTAL | 160294.5426 | 94551.2485 | 23719.7271 | 235.2629 | 12.4799 | 23967.4698 | 7068.8197 | 1842.1327 | 126.6598 | 31.098 | 9068.7102 | 412.4633 | 4399.0584 | 21402.971 | 3218.2145 | 29432.7072 | 1930.9988 | 41.6635 | 1972.6623 | 37.4726 | 1039.2601 | 225.0118
[5 empty] | LABOR_M | PRODUCTION | 238152.7083 | 116776.4937 | 29539.9122 | 345.3665 | 8.5083 | 29893.787 | 12359.8699 | 3520.0303 | 278.5593 | 58.799 | 16217.2584 | 742.4611 | 8094.1289 | 54057.7576 | 8480.6407 | 71374.9884 | 3354.8048 | 80.9862 | 3435.791 | 58.4903 | 317.1463 | 78.7531
[5 empty] | LABOR_M | BULKTRAN | 64080.5183 | 31421.4283 | 7948.3996 | 92.9289 | 2.2894 | 8043.6178 | 3325.7101 | 947.1459 | 74.9529 | 15.8212 | 4363.6301 | 199.7764 | 2177.9134 | 14545.4954 | 2281.9134 | 19205.0986 | 902.6882 | 21.7912 | 924.4794 | 15.7382 | 85.3356 | 21.1904
[5 empty] | LABOR_M | SUBTRAN | 24575.4284 | 11670.9154 | 2987.5821 | 34.815 | 1.1414 | 3023.5385 | 1302.1334 | 369.0868 | 37.8066 | 0 | 1709.0269 | 72.9253 | 842.8621 | 6865.7404 | 0 | 7781.5279 | 353.3916 | 8.4551 | 361.8468 | 5.803 | 18.229 | 4.541
[5 empty] | LABOR_M | DISTPRI | 163633.2947 | 108734.1041 | 27375.0749 | 319.4573 | 0 | 27694.5322 | 11804.8906 | 3351.1534 | 0 | 0 | 15156.044 | 673.2763 | 7787.382 | 0 | 0 | 8460.6583 | 3203.6484 | 76.7568 | 3280.4052 | 55.118 | 202.0452 | 50.3877
[5 empty] | LABOR_M | DISTSEC | 65399.5514 | 48827.4203 | 10961.1088 | 0 | 0 | 10961.1088 | 3863.9064 | 0 | 0 | 0 | 3863.9064 | 171.0186 | 0 | 0 | 0 | 171.0186 | 1075.3828 | 0 | 1075.3828 | 17.5355 | 387.2102 | 95.9687
[5 empty] | LABOR_M | ENERGY | 171777.2277 | 62446.6017 | 20155.6496 | 230.7439 | 5.8482 | 20392.2418 | 9753.6756 | 2722.5424 | 215.5457 | 44.1859 | 12735.9497 | 649.9319 | 7767.2125 | 54910.5578 | 8799.9477 | 72127.6499 | 2645.6442 | 62.182 | 2707.8262 | 60.7468 | 1045.2765 | 260.9352
[5 empty] | LABOR_M | CUSTOMER | 252087.2711 | 198011.8655 | 46005.1367 | 414.5945 | 58.4886 | 46478.2198 | 793.8121 | 348.9926 | 167.2686 | 71.2623 | 1381.3355 | 11.5494 | 217.1551 | 433.5053 | 106.9394 | 769.1492 | 266.533 | 4.4724 | 271.0054 | 15.5976 | 4296.6222 | 863.4758
|  |  | 928-Regulatory Commission Expense Allocated | 979706 | LABOR_M | TOTAL | 979706 | 577888.829 | 144972.8639 | 1437.9061 | 76.2758 | 146487.0459 | 43203.9981 | 11258.9513 | 774.1332 | 190.0684 | 55427.151 | 2520.9391 | 26886.654 | 130813.0566 | 19669.4412 | 179890.0909 | 11802.093 | 254.6437 | 12056.7367 | 229.0294 | 6351.8652 | 1375.2519
[5 empty] | RSALE | PRODUCTION | 937712.2016 | 441308.7203 | 125469.0353 | 1504.5047 | 37.1729 | 127010.7129 | 54856.8417 | 16401.4664 | 1161.1797 | 498.6269 | 72918.1147 | 3113.555 | 35493.5237 | 207713.8172 | 31862.4857 | 278183.3816 | 15780.7188 | 369.6797 | 16150.3985 | 274.8979 | 1477.5755 | 388.4001
[5 empty] | RSALE | BULKTRAN | -63441.7992 | -55626.517 | 4511.5644 | 207.9393 | 14.2343 | 4733.738 | 4889.4371 | 2486.7044 | 48.5179 | -862.1221 | 6562.5373 | -13.6296 | 2483.6539 | -19892.1582 | -4478.8121 | -21900.946 | 2429.8303 | 41.0158 | 2470.8462 | 39.1634 | 203.4493 | 75.9296
[5 empty] | RSALE | SUBTRAN | -22689.1354 | -20088.0192 | 1659.0186 | 75.662 | 6.6782 | 1741.3588 | 1867.9209 | 943.2078 | 23.6457 | 0 | 2834.7744 | -4.6877 | 937.7307 | -9125.9244 | 0 | -8192.8814 | 927.7619 | 15.53 | 943.2919 | 14.0859 | 42.3883 | 15.8659
[5 empty] | RSALE | DISTPRI | 245296.7527 | 133507.501 | 51511.4672 | 718.0355 | 0 | 52229.5027 | 25264.5273 | 8223.3511 | 0 | 0 | 33487.8784 | 1171.3163 | 15993.7701 | 0 | 0 | 17165.0865 | 7972.4492 | 174.5048 | 8146.9541 | 134.9015 | 486.0241 | 138.9045
[5 empty] | RSALE | DISTSEC | 100100.435 | 64271.2206 | 22300.637 | 0 | 0 | 22300.637 | 8958.2274 | 0 | 0 | 0 | 8958.2274 | 321.1773 | 0 | 0 | 0 | 321.1773 | 2904.6785 | 0 | 2904.6785 | 46.5689 | 1010.4731 | 287.4523
[5 empty] | RSALE | ENERGY | 826439.1758 | 296839.6813 | 98754.3321 | 1101.2124 | 28.8685 | 99884.413 | 48440.8084 | 13730.1039 | 1039.8882 | 850.4797 | 64061.2803 | 3216.1861 | 38559.6497 | 261315.4697 | 41904.9802 | 344996.2857 | 13391.6565 | 313.3631 | 13705.0196 | 309.3373 | 5293.2516 | 1349.9068
[5 empty] | RSALE | CUSTOMER | 266626.1395 | 175047.3362 | 58590.8217 | 581.0697 | 99.5843 | 59271.4757 | 1114.4009 | 529.2631 | 206.7352 | -161.8108 | 1688.5884 | 13.6818 | 286.2769 | 421.4327 | 96.2819 | 817.6734 | 427.0565 | 6.3462 | 433.4027 | 24.8907 | 24819.0227 | 4523.7497
|  |  | 928- Rate Case Expense | 2290043.77 | RSALE | TOTAL | 2290043.77 | 1035259.9232 | 362796.8762 | 4188.4237 | 186.5383 | 367171.8382 | 145392.1638 | 42314.0966 | 2479.9667 | 325.1738 | 190511.4009 | 7817.5993 | 93754.605 | 440432.637 | 69384.9357 | 611389.777 | 43834.1518 | 920.4398 | 44754.5915 | 843.8456 | 33332.1846 | 6780.2089
[5 empty] | LABOR_M | PRODUCTION | 167195.517 | 81983.1376 | 20738.546 | 242.4651 | 5.9733 | 20986.9844 | 8677.2678 | 2471.2433 | 195.563 | 41.2799 | 11385.3541 | 521.2461 | 5682.4971 | 37951.3414 | 5953.8484 | 50108.9329 | 2355.2465 | 56.8565 | 2412.103 | 41.0633 | 222.6531 | 55.2888
[5 empty] | LABOR_M | BULKTRAN | 44987.8377 | 22059.4676 | 5580.1875 | 65.2409 | 1.6072 | 5647.0357 | 2334.8205 | 664.9454 | 52.6208 | 11.1073 | 3063.494 | 140.2534 | 1529.0078 | 10211.69 | 1602.0212 | 13482.9724 | 633.7338 | 15.2986 | 649.0323 | 11.049 | 59.91 | 14.8767
[5 empty] | LABOR_M | SUBTRAN | 17253.2216 | 8193.5861 | 2097.4371 | 24.4419 | 0.80131 | 2122.6804 | 914.165 | 259.118 | 26.5422 | 0 | 1199.8252 | 51.1973 | 591.7328 | 4820.1048 | 0 | 5463.035 | 248.0992 | 5.9359 | 254.0351 | 4.074 | 12.7977 | 3.188
[5 empty] | LABOR_M | DISTPRI | 114879.035 | 76336.9641 | 19218.7183 | 224.2756 | 0 | 19442.9938 | 8287.6437 | 2352.683 | 0 | 0 | 10640.3267 | 472.6748 | 5467.1449 | 0 | 0 | 5939.8197 | 2249.1269 | 53.8872 | 2303.0141 | 38.6957 | 141.8462 | 35.3748
[5 empty] | LABOR_M | DISTSEC | 45913.8672 | 34279.3741 | 7695.2652 | 0 | 0 | 7695.2652 | 2712.6621 | 0 | 0 | 0 | 2712.6621 | 120.0639 | 0 | 0 | 0 | 120.0639 | 754.9743 | 0 | 754.9743 | 12.3108 | 271.8416 | 67.375
[5 empty] | LABOR_M | ENERGY | 120596.4971 | 43840.7437 | 14150.3084 | 161.9942 | 4.1057 | 14316.4083 | 6847.5847 | 1911.3656 | 151.3243 | 31.0208 | 8941.2953 | 456.2858 | 5452.9848 | 38550.0512 | 6178.0184 | 50637.3402 | 1857.379 | 43.655 | 1901.034 | 42.6474 | 733.8382 | 183.19
[5 empty] | LABOR_M | CUSTOMER | 176978.3007 | 139014.5696 | 32297.9851 | 291.0668 | 41.062 | 32630.1139 | 557.2971 | 245.0108 | 117.4312 | 50.0298 | 969.769 | 8.1083 | 152.4541 | 304.3432 | 75.077 | 539.9825 | 187.12 | 3.1398 | 190.2598 | 10.9503 | 3016.451 | 606.2047
|  |  | 930-General Advertising Expense | 687804.2764 | LABOR_M | TOTAL | 687804.2764 | 405707.8428 | 101778.4476 | 1009.4844 | 53.5496 | 102841.4816 | 30331.4409 | 7904.3661 | 543.4815 | 133.4378 | 38912.7263 | 1769.8296 | 18875.8215 | 91837.5306 | 13808.9649 | 126292.1466 | 8285.6796 | 178.773 | 8464.4527 | 160.7905 | 4459.3378 | 965.498
[5 empty] | LABOR_M | PRODUCTION | 16660.3779 | 8169.2983 | 2066.5148 | 24.1607 | 0.59521 | 2091.2707 | 864.6557 | 246.2497 | 19.4871 | 4.1134 | 1134.5059 | 51.9401 | 566.2386 | 3781.7024 | 593.2776 | 4993.1587 | 234.6911 | 5.6655 | 240.3566 | 4.0918 | 22.1865 | 5.5093
[5 empty] | LABOR_M | BULKTRAN | 4482.8617 | 2198.1395 | 556.0438 | 6.501 | 0.16016 | 562.705 | 232.6557 | 66.2592 | 5.2435 | 1.1068 | 305.2652 | 13.9757 | 152.3596 | 1017.5549 | 159.6351 | 1343.5253 | 63.1491 | 1.5244 | 64.6735 | 1.101 | 5.9698 | 1.4824
[5 empty] | LABOR_M | SUBTRAN | 1719.2159 | 816.4587 | 209.0014 | 2.4355 | 0.079847 | 211.5168 | 91.093 | 25.8201 | 2.6448 | 0 | 119.5579 | 5.1016 | 58.9639 | 480.3046 | 0 | 544.37 | 24.7221 | 0.59149 | 25.3136 | 0.40596 | 1.2752 | 0.31768
[5 empty] | LABOR_M | DISTPRI | 11447.2455 | 7606.6792 | 1915.0699 | 22.3482 | 0 | 1937.4181 | 825.8312 | 234.4356 | 0 | 0 | 1060.2668 | 47.1002 | 544.7796 | 0 | 0 | 591.8797 | 224.1167 | 5.3697 | 229.4863 | 3.8559 | 14.1344 | 3.525
[5 empty] | LABOR_M | DISTSEC | 4575.1369 | 3415.8053 | 766.803 | 0 | 0 | 766.803 | 270.3061 | 0 | 0 | 0 | 270.3061 | 11.9639 | 0 | 0 | 0 | 11.9639 | 75.2302 | 0 | 75.2302 | 1.2267 | 27.088 | 6.7137
[5 empty] | LABOR_M | ENERGY | 12016.9682 | 4368.5583 | 1410.0228 | 16.1421 | 0.40912 | 1426.574 | 682.335 | 190.4601 | 15.0789 | 3.0911 | 890.965 | 45.4671 | 543.3686 | 3841.3615 | 615.6153 | 5045.8125 | 185.0805 | 4.35 | 189.4306 | 4.2496 | 73.1241 | 18.2542
[5 empty] | LABOR_M | CUSTOMER | 17635.1939 | 13852.2569 | 3218.3676 | 29.0037 | 4.0917 | 3251.4629 | 55.5325 | 24.4144 | 11.7016 | 4.9853 | 96.6337 | 0.80796 | 15.1915 | 30.3266 | 7.4811 | 53.8071 | 18.6458 | 0.31287 | 18.9586 | 1.0912 | 300.5775 | 60.4059
|  |  | 931-Rent | 68537 | LABOR_M | TOTAL | 68537 | 40427.1962 | 10141.8233 | 100.5912 | 5.336 | 10247.7505 | 3022.4092 | 787.6391 | 54.1558 | 13.2966 | 3877.5006 | 176.3566 | 1880.9016 | 9151.2499 | 1376.0092 | 12584.5174 | 825.6355 | 17.814 | 843.4495 | 16.0221 | 444.3555 | 96.2081
[6 empty] | PRODUCTION | 6446633.4213 | 3142569.2213 | 808782.9067 | 9493.4832 | 233.9855 | 818510.3754 | 340763.9385 | 97826.404 | 7604.7818 | 1858.7577 | 448053.882 | 20288.0811 | 222725.9876 | 1458171.6862 | 228035.6972 | 1929221.4521 | 93383.6804 | 2243.0436 | 95626.724 | 1627.89 | 8813.7685 | 2210.1081
[6 empty] | BULKTRAN | 1610644.7829 | 765249.9812 | 212161.3996 | 2635.6817 | 74.043 | 214871.1243 | 91772.7333 | 27230.6407 | 2006.6413 | -448.7967 | 120561.2186 | 5205.4764 | 59381.065 | 360105.0602 | 55135.5712 | 479827.1728 | 26012.3198 | 610.3057 | 26622.6256 | 450.3194 | 2432.819 | 629.522
[6 empty] | SUBTRAN | 619297.1204 | 284792.4141 | 79703.9108 | 985.1365 | 36.4946 | 80725.5419 | 35883.6767 | 10584.8969 | 1011.2721 | 0 | 47479.8458 | 1900.3474 | 22955.8988 | 170228.4655 | 0 | 195084.7117 | 10159.4452 | 236.4042 | 10395.8493 | 165.6788 | 518.5869 | 134.4919
[6 empty] | DISTPRI | 4069257.4695 | 2674524.2508 | 691241.9773 | 8183.4613 | 0 | 699425.4386 | 301134.0438 | 86536.7466 | 0 | 0 | 387670.7904 | 16905.1685 | 197977.7787 | 0 | 0 | 214882.9472 | 82838.788 | 1968.2404 | 84807.0284 | 1422.9589 | 5207.6367 | 1316.4185
[6 empty] | DISTSEC | 1637190.4797 | 1211865.3563 | 279920.3134 | 0 | 0 | 279920.3134 | 99771.8792 | 0 | 0 | 0 | 99771.8792 | 4340.6401 | 0 | 0 | 0 | 4340.6401 | 28179.4724 | 0 | 28179.4724 | 458.7066 | 10111.1012 | 2543.0104
[6 empty] | ENERGY | 4635822.7732 | 1681674.3497 | 545732.0957 | 6218.2598 | 158.5597 | 552108.9152 | 264741.2594 | 74106.0255 | 5819.8957 | 1830.3594 | 346497.54 | 17629.2724 | 210807.6954 | 1479028.5571 | 237055.2736 | 1944520.7985 | 72062.2593 | 1692.3295 | 73754.5888 | 1656.4759 | 28473.6195 | 7136.4855
[6 empty] | CUSTOMER | 6031451.1178 | 4691743.1443 | 1109563.5642 | 10022.1175 | 1431.6876 | 1121017.3693 | 19229.6565 | 8475.4862 | 4016.6824 | 1461.6144 | 33183.4394 | 277.1641 | 5230.7449 | 10295.701 | 2532.4388 | 18336.0488 | 6511.0019 | 108.1596 | 6619.1615 | 381.0847 | 134343.2614 | 25827.6084
|  |  | Total A&G Operation | 25050297.1647 |  | TOTAL | 25050297.1647 | 14452418.7178 | 3727106.1675 | 37538.1401 | 1934.7704 | 3766579.0781 | 1153297.1874 | 304760.1999 | 20459.2734 | 4701.9347 | 1483218.5955 | 66546.15 | 719079.1704 | 3477829.47 | 522758.9807 | 4786213.7711 | 319146.967 | 6858.483 | 326005.45 | 6163.1143 | 189900.7933 | 39797.6448
[5 empty] | LABOR_M | PRODUCTION | 542939.454 | 266226.5157 | 67344.9566 | 787.365 | 19.3971 | 68151.7187 | 28177.9747 | 8024.9489 | 635.0582 | 134.0496 | 36972.0315 | 1692.6595 | 18452.958 | 123240.6283 | 19334.1259 | 162720.3717 | 7648.2687 | 184.632 | 7832.9007 | 133.346 | 723.0288 | 179.541
[5 empty] | LABOR_M | BULKTRAN | 146090.4721 | 71634.4283 | 18120.7249 | 211.8588 | 5.2192 | 18337.803 | 7581.9387 | 2159.2989 | 170.8772 | 36.0692 | 9948.1839 | 455.4494 | 4965.197 | 33160.7538 | 5202.2957 | 43783.6959 | 2057.9443 | 49.6795 | 2107.6239 | 35.8798 | 194.5477 | 48.3097
[5 empty] | LABOR_M | SUBTRAN | 56026.9492 | 26607.2994 | 6811.076 | 79.371 | 2.6021 | 6893.0491 | 2968.5979 | 841.4424 | 86.1914 | 0 | 3896.2316 | 166.2548 | 1921.5533 | 15652.4835 | 0 | 17740.2916 | 805.6606 | 19.276 | 824.9366 | 13.2297 | 41.5584 | 10.3526
[5 empty] | LABOR_M | DISTPRI | 373050.436 | 247891.5127 | 62409.5704 | 728.2973 | 0 | 63137.8678 | 26912.7355 | 7639.9442 | 0 | 0 | 34552.6797 | 1534.9322 | 17753.6379 | 0 | 0 | 19288.5701 | 7303.663 | 174.9897 | 7478.6527 | 125.6578 | 460.6218 | 114.8736
[5 empty] | LABOR_M | DISTSEC | 149097.5979 | 111316.5293 | 24989.0857 | 0 | 0 | 24989.0857 | 8808.9162 | 0 | 0 | 0 | 8808.9162 | 389.8875 | 0 | 0 | 0 | 389.8875 | 2451.6528 | 0 | 2451.6528 | 39.9773 | 882.7601 | 218.7889
[5 empty] | LABOR_M | ENERGY | 391616.9372 | 142365.4766 | 45950.7577 | 526.049 | 13.3327 | 46490.1394 | 22236.385 | 6206.8397 | 491.4002 | 100.7348 | 29035.3597 | 1481.7118 | 17707.6554 | 125184.8383 | 20062.0804 | 164436.286 | 6031.5275 | 141.7622 | 6173.2897 | 138.4902 | 2383.0167 | 594.879
[5 empty] | LABOR_M | CUSTOMER | 574707.4064 | 451426.5444 | 104882.3 | 945.1906 | 133.342 | 105960.8327 | 1809.7291 | 795.6316 | 381.3382 | 162.4635 | 3149.1624 | 26.3303 | 495.0693 | 988.3034 | 243.7999 | 1753.5029 | 607.6408 | 10.1961 | 617.8369 | 35.5594 | 9795.4196 | 1968.5482
|  |  | Total A&G Maintenance | 2233529.2529 | LABOR_M | TOTAL | 2233529.2529 | 1317468.3064 | 330508.4714 | 3278.1318 | 173.8932 | 333960.4964 | 98496.277 | 25668.1057 | 1764.8653 | 433.317 | 126362.565 | 5747.2255 | 61296.0708 | 298227.0074 | 44842.3019 | 410112.6056 | 26906.3577 | 580.5355 | 27486.8932 | 522.1402 | 14480.9532 | 3135.293
[6 empty] | PRODUCTION | 6989572.8753 | 3408795.737 | 876127.8632 | 10280.8482 | 253.3826 | 886662.0941 | 368941.9132 | 105851.3528 | 8239.84 | 1992.8073 | 485025.9134 | 21980.7406 | 241178.9456 | 1581412.3145 | 247369.8231 | 2091941.8238 | 101031.949 | 2427.6756 | 103459.6246 | 1761.2361 | 9536.7973 | 2389.6491
[6 empty] | BULKTRAN | 1756735.255 | 836884.4095 | 230282.1245 | 2847.5405 | 79.2622 | 233208.9273 | 99354.672 | 29389.9396 | 2177.5185 | -412.7276 | 130509.4025 | 5660.9257 | 64346.262 | 393265.814 | 60337.8668 | 523610.8686 | 28070.2642 | 659.9853 | 28730.2494 | 486.1993 | 2627.3667 | 677.8317
[6 empty] | SUBTRAN | 675324.0696 | 311399.7135 | 86514.9868 | 1064.5075 | 39.0967 | 87618.5911 | 38852.2746 | 11426.3393 | 1097.4635 | 0 | 51376.0774 | 2066.6022 | 24877.452 | 185880.9491 | 0 | 212825.0033 | 10965.1058 | 255.6801 | 11220.7859 | 178.9085 | 560.1453 | 144.8446
[6 empty] | DISTPRI | 4442307.9055 | 2922415.7634 | 753651.5477 | 8911.7586 | 0 | 762563.3063 | 328046.7793 | 94176.6908 | 0 | 0 | 422223.4701 | 18440.1007 | 215731.4166 | 0 | 0 | 234171.5173 | 90142.451 | 2143.2302 | 92285.6811 | 1548.6167 | 5668.2585 | 1431.2921
[6 empty] | DISTSEC | 1786288.0776 | 1323181.8857 | 304909.3991 | 0 | 0 | 304909.3991 | 108580.7954 | 0 | 0 | 0 | 108580.7954 | 4730.5276 | 0 | 0 | 0 | 4730.5276 | 30631.1252 | 0 | 30631.1252 | 498.6839 | 10993.8614 | 2761.7993
[6 empty] | ENERGY | 5027439.7104 | 1824039.8263 | 591682.8534 | 6744.3088 | 171.8924 | 598599.0546 | 286977.6443 | 80312.8653 | 6311.2959 | 1931.0942 | 375532.8997 | 19110.9842 | 228515.3508 | 1604213.3954 | 257117.354 | 2108957.0845 | 78093.7868 | 1834.0917 | 79927.8785 | 1794.9661 | 30856.6362 | 7731.3645
[6 empty] | CUSTOMER | 6606158.5242 | 5143169.6887 | 1214445.8641 | 10967.3082 | 1565.0297 | 1226978.202 | 21039.3856 | 9271.1178 | 4398.0207 | 1624.0778 | 36332.6019 | 303.4944 | 5725.8141 | 11284.0044 | 2776.2387 | 20089.5516 | 7118.6427 | 118.3557 | 7236.9984 | 416.644 | 144138.681 | 27796.1565
|  | Total A&G Expenses |  | 27283826.4176 |  | TOTAL | 27283826.4176 | 15769887.0241 | 4057614.6389 | 40816.2719 | 2108.6637 | 4100539.5745 | 1251793.4645 | 330428.3056 | 22224.1386 | 5135.2517 | 1609581.1604 | 72293.3754 | 780375.2412 | 3776056.4775 | 567601.2826 | 5196326.3767 | 346053.3247 | 7439.0186 | 353492.3432 | 6685.2545 | 204381.7464 | 42932.9378
[6 empty] | PRODUCTION | 118308677.845 | 57993330.3984 | 14683892.6767 | 171714.6209 | 4230.3855 | 14859837.683 | 6146283.9456 | 1751210.002 | 138446.0983 | 29477.0526 | 8065417.0986 | 369027.4299 | 4024596.692 | 26849490.2605 | 4211453.7973 | 35454568.1796 | 1669159.6963 | 40282.8527 | 1709442.549 | 29101.229 | 157779.6946 | 39201.0128
[6 empty] | BULKTRAN | 9428473.7398 | 4598667.0374 | 1181866.8569 | 13973.0135 | 353.3439 | 1196193.2142 | 497509.6627 | 142782.5264 | 11150.8961 | 1481.3942 | 652924.4794 | 29578.2169 | 325086.6941 | 2134656.8005 | 333529.208 | 2822850.9195 | 136140.3568 | 3268.8368 | 139409.1936 | 2370.3797 | 12843.7689 | 3214.7471
[6 empty] | SUBTRAN | 3617501.5848 | 1708645.1335 | 444189.1969 | 5232.5647 | 175.7432 | 449597.5049 | 194744.0729 | 55613.5175 | 5623.6853 | 0 | 255981.2758 | 10797.2431 | 125785.1559 | 1007849.408 | 0 | 1144431.807 | 53273.256 | 1267.9308 | 54541.1868 | 873.6479 | 2742.5296 | 688.4993
[6 empty] | DISTPRI | 21443154.2516 | 14219455.2797 | 3597812.5916 | 42102.0987 | 0 | 3639914.6904 | 1554527.8049 | 442348.1556 | 0 | 0 | 1996875.9605 | 88390.8201 | 1024809.3326 | 0 | 0 | 1113200.1527 | 422988.7367 | 10117.952 | 433106.6887 | 7275.1574 | 26659.9517 | 6666.3706
[6 empty] | DISTSEC | 8581040.4976 | 6396156.0153 | 1443724.8678 | 0 | 0 | 1443724.8678 | 510025.2536 | 0 | 0 | 0 | 510025.2536 | 22498.6827 | 0 | 0 | 0 | 22498.6827 | 142359.1063 | 0 | 142359.1063 | 2320.551 | 51223.4597 | 12732.5612
[6 empty] | ENERGY | 280038850.7406 | 101799620.249 | 32860416.7088 | 376160.0901 | 9534.7125 | 33246111.5114 | 15902389.0882 | 4439040.984 | 351395.1057 | 72671.6964 | 20765496.8742 | 1059637.1236 | 12663644.7842 | 89514760.0267 | 14345632.2468 | 117583674.1813 | 4313709.5672 | 101386.022 | 4415095.5892 | 99049.144 | 1704320.4687 | 425482.7229
[6 empty] | CUSTOMER | 31587310.8639 | 24468166.6196 | 5783552.5201 | 53546.6521 | 7619.9692 | 5844719.1414 | 100751.9064 | 45059.8485 | 21721.9801 | 9012.0897 | 176545.8248 | 1462.214 | 28003.621 | 56182.0621 | 13861.5355 | 99509.4326 | 33909.9858 | 575.5886 | 34485.5743 | 1986.6135 | 844673.4718 | 117224.186
|  | Total O&M Expenses |  | 473005009.5234 |  | TOTAL | 473005009.5234 | 211184040.7328 | 59995455.4188 | 662729.04 | 21914.1543 | 60680098.6131 | 24906231.7345 | 6876055.034 | 528337.7655 | 112642.2329 | 32423266.7669 | 1581391.7302 | 18191926.2798 | 119562938.5578 | 18904476.7875 | 158240733.3553 | 6771540.705 | 156899.1829 | 6928439.8879 | 142976.7226 | 2800243.345 | 605210.0999
O&M Adjustments
[5 empty] | PROD_ENERGY | PRODUCTION | 0 | 0 | 0 | 0 | 0 | 0 | 0 | 0 | 0 | 0 | 0 | 0 | 0 | 0 | 0 | 0 | 0 | 0 | 0 | 0 | 0 | 0
[5 empty] | PROD_ENERGY | BULKTRAN | 0 | 0 | 0 | 0 | 0 | 0 | 0 | 0 | 0 | 0 | 0 | 0 | 0 | 0 | 0 | 0 | 0 | 0 | 0 | 0 | 0 | 0
[5 empty] | PROD_ENERGY | SUBTRAN | 0 | 0 | 0 | 0 | 0 | 0 | 0 | 0 | 0 | 0 | 0 | 0 | 0 | 0 | 0 | 0 | 0 | 0 | 0 | 0 | 0 | 0
[5 empty] | PROD_ENERGY | DISTPRI | 0 | 0 | 0 | 0 | 0 | 0 | 0 | 0 | 0 | 0 | 0 | 0 | 0 | 0 | 0 | 0 | 0 | 0 | 0 | 0 | 0 | 0
[5 empty] | PROD_ENERGY | DISTSEC | 0 | 0 | 0 | 0 | 0 | 0 | 0 | 0 | 0 | 0 | 0 | 0 | 0 | 0 | 0 | 0 | 0 | 0 | 0 | 0 | 0 | 0
[5 empty] | PROD_ENERGY | ENERGY | -3541349 | -1287395.3864 | -415527.661 | -4757.0034 | -120.566 | -420405.2303 | -201081.1897 | -56127.7709 | -4443.6782 | -910.9337 | -262563.5724 | -13398.9575 | -160128.3853 | -1132032.7591 | -181419.1925 | -1486979.2944 | -54542.4412 | -1281.94 | -55824.3812 | -1252.3516 | -21549.3584 | -5379.4253
[5 empty] | PROD_ENERGY | CUSTOMER | 0 | 0 | 0 | 0 | 0 | 0 | 0 | 0 | 0 | 0 | 0 | 0 | 0 | 0 | 0 | 0 | 0 | 0 | 0 | 0 | 0 | 0
|  |  | Adj 19 - Env Surcharge - Remove Mitchell FGD Expenses | -3541349 | PROD_ENERGY | TOTAL | -3541349 | -1287395.3864 | -415527.661 | -4757.0034 | -120.566 | -420405.2303 | -201081.1897 | -56127.7709 | -4443.6782 | -910.9337 | -262563.5724 | -13398.9575 | -160128.3853 | -1132032.7591 | -181419.1925 | -1486979.2944 | -54542.4412 | -1281.94 | -55824.3812 | -1252.3516 | -21549.3584 | -5379.4253
[5 empty] | PROD_ENERGY | PRODUCTION | 0 | 0 | 0 | 0 | 0 | 0 | 0 | 0 | 0 | 0 | 0 | 0 | 0 | 0 | 0 | 0 | 0 | 0 | 0 | 0 | 0 | 0
[5 empty] | PROD_ENERGY | BULKTRAN | 0 | 0 | 0 | 0 | 0 | 0 | 0 | 0 | 0 | 0 | 0 | 0 | 0 | 0 | 0 | 0 | 0 | 0 | 0 | 0 | 0 | 0
[5 empty] | PROD_ENERGY | SUBTRAN | 0 | 0 | 0 | 0 | 0 | 0 | 0 | 0 | 0 | 0 | 0 | 0 | 0 | 0 | 0 | 0 | 0 | 0 | 0 | 0 | 0 | 0
[5 empty] | PROD_ENERGY | DISTPRI | 0 | 0 | 0 | 0 | 0 | 0 | 0 | 0 | 0 | 0 | 0 | 0 | 0 | 0 | 0 | 0 | 0 | 0 | 0 | 0 | 0 | 0
[5 empty] | PROD_ENERGY | DISTSEC | 0 | 0 | 0 | 0 | 0 | 0 | 0 | 0 | 0 | 0 | 0 | 0 | 0 | 0 | 0 | 0 | 0 | 0 | 0 | 0 | 0 | 0
[5 empty] | PROD_ENERGY | ENERGY | -42632032 | -15498128.3425 | -5002271.3209 | -57266.5161 | -1451.4163 | -5060989.2534 | -2420687.6285 | -675686.2777 | -53494.5949 | -10966.1472 | -3160834.6482 | -161301.4657 | -1927683.0512 | -13627817.1989 | -2183989.4406 | -17900791.1563 | -656601.5091 | -15432.4545 | -672033.9635 | -15076.2589 | -259418.9215 | -64759.4557
[5 empty] | PROD_ENERGY | CUSTOMER | 0 | 0 | 0 | 0 | 0 | 0 | 0 | 0 | 0 | 0 | 0 | 0 | 0 | 0 | 0 | 0 | 0 | 0 | 0 | 0 | 0 | 0
|  |  | Adj 9 - Fuel Under (Over) Revenue & Expense | -42632032 | PROD_ENERGY | TOTAL | -42632032 | -15498128.3425 | -5002271.3209 | -57266.5161 | -1451.4163 | -5060989.2534 | -2420687.6285 | -675686.2777 | -53494.5949 | -10966.1472 | -3160834.6482 | -161301.4657 | -1927683.0512 | -13627817.1989 | -2183989.4406 | -17900791.1563 | -656601.5091 | -15432.4545 | -672033.9635 | -15076.2589 | -259418.9215 | -64759.4557
[5 empty] | PROD_ENERGY | PRODUCTION | 0 | 0 | 0 | 0 | 0 | 0 | 0 | 0 | 0 | 0 | 0 | 0 | 0 | 0 | 0 | 0 | 0 | 0 | 0 | 0 | 0 | 0
[5 empty] | PROD_ENERGY | BULKTRAN | 0 | 0 | 0 | 0 | 0 | 0 | 0 | 0 | 0 | 0 | 0 | 0 | 0 | 0 | 0 | 0 | 0 | 0 | 0 | 0 | 0 | 0
[5 empty] | PROD_ENERGY | SUBTRAN | 0 | 0 | 0 | 0 | 0 | 0 | 0 | 0 | 0 | 0 | 0 | 0 | 0 | 0 | 0 | 0 | 0 | 0 | 0 | 0 | 0 | 0
[5 empty] | PROD_ENERGY | DISTPRI | 0 | 0 | 0 | 0 | 0 | 0 | 0 | 0 | 0 | 0 | 0 | 0 | 0 | 0 | 0 | 0 | 0 | 0 | 0 | 0 | 0 | 0
[5 empty] | PROD_ENERGY | DISTSEC | 0 | 0 | 0 | 0 | 0 | 0 | 0 | 0 | 0 | 0 | 0 | 0 | 0 | 0 | 0 | 0 | 0 | 0 | 0 | 0 | 0 | 0
[5 empty] | PROD_ENERGY | ENERGY | -3562775.15 | -1295184.4878 | -418041.7193 | -4785.7846 | -121.2954 | -422948.7993 | -202297.787 | -56467.3595 | -4470.5637 | -916.4451 | -264152.1553 | -13480.0249 | -161097.2067 | -1138881.8733 | -182516.8293 | -1495975.9342 | -54872.4382 | -1289.6961 | -56162.1343 | -1259.9287 | -21679.7381 | -5411.9724
[5 empty] | PROD_ENERGY | CUSTOMER | 0 | 0 | 0 | 0 | 0 | 0 | 0 | 0 | 0 | 0 | 0 | 0 | 0 | 0 | 0 | 0 | 0 | 0 | 0 | 0 | 0 | 0
|  |  | Adj 10 - Remove PPA Rider Revenue, Expense | -3562775.15 | PROD_ENERGY | TOTAL | -3562775.15 | -1295184.4878 | -418041.7193 | -4785.7846 | -121.2954 | -422948.7993 | -202297.787 | -56467.3595 | -4470.5637 | -916.4451 | -264152.1553 | -13480.0249 | -161097.2067 | -1138881.8733 | -182516.8293 | -1495975.9342 | -54872.4382 | -1289.6961 | -56162.1343 | -1259.9287 | -21679.7381 | -5411.9724
[5 empty] | PROD_DEMAND | PRODUCTION | 0 | 0 | 0 | 0 | 0 | 0 | 0 | 0 | 0 | 0 | 0 | 0 | 0 | 0 | 0 | 0 | 0 | 0 | 0 | 0 | 0 | 0
[5 empty] | PROD_DEMAND | BULKTRAN | 0 | 0 | 0 | 0 | 0 | 0 | 0 | 0 | 0 | 0 | 0 | 0 | 0 | 0 | 0 | 0 | 0 | 0 | 0 | 0 | 0 | 0
[5 empty] | PROD_DEMAND | SUBTRAN | 0 | 0 | 0 | 0 | 0 | 0 | 0 | 0 | 0 | 0 | 0 | 0 | 0 | 0 | 0 | 0 | 0 | 0 | 0 | 0 | 0 | 0
[5 empty] | PROD_DEMAND | DISTPRI | 0 | 0 | 0 | 0 | 0 | 0 | 0 | 0 | 0 | 0 | 0 | 0 | 0 | 0 | 0 | 0 | 0 | 0 | 0 | 0 | 0 | 0
[5 empty] | PROD_DEMAND | DISTSEC | 0 | 0 | 0 | 0 | 0 | 0 | 0 | 0 | 0 | 0 | 0 | 0 | 0 | 0 | 0 | 0 | 0 | 0 | 0 | 0 | 0 | 0
[5 empty] | PROD_DEMAND | ENERGY | 0 | 0 | 0 | 0 | 0 | 0 | 0 | 0 | 0 | 0 | 0 | 0 | 0 | 0 | 0 | 0 | 0 | 0 | 0 | 0 | 0 | 0
[5 empty] | PROD_DEMAND | CUSTOMER | 0 | 0 | 0 | 0 | 0 | 0 | 0 | 0 | 0 | 0 | 0 | 0 | 0 | 0 | 0 | 0 | 0 | 0 | 0 | 0 | 0 | 0
|  |  | Adj - Remove BSDR Rider Exp | 0 | PROD_DEMAND | TOTAL | 0 | 0 | 0 | 0 | 0 | 0 | 0 | 0 | 0 | 0 | 0 | 0 | 0 | 0 | 0 | 0 | 0 | 0 | 0 | 0 | 0 | 0
[5 empty] | CUST_TOTAL | PRODUCTION | 0 | 0 | 0 | 0 | 0 | 0 | 0 | 0 | 0 | 0 | 0 | 0 | 0 | 0 | 0 | 0 | 0 | 0 | 0 | 0 | 0 | 0
[5 empty] | CUST_TOTAL | BULKTRAN | 0 | 0 | 0 | 0 | 0 | 0 | 0 | 0 | 0 | 0 | 0 | 0 | 0 | 0 | 0 | 0 | 0 | 0 | 0 | 0 | 0 | 0
[5 empty] | CUST_TOTAL | SUBTRAN | 0 | 0 | 0 | 0 | 0 | 0 | 0 | 0 | 0 | 0 | 0 | 0 | 0 | 0 | 0 | 0 | 0 | 0 | 0 | 0 | 0 | 0
[5 empty] | CUST_TOTAL | DISTPRI | 0 | 0 | 0 | 0 | 0 | 0 | 0 | 0 | 0 | 0 | 0 | 0 | 0 | 0 | 0 | 0 | 0 | 0 | 0 | 0 | 0 | 0
[5 empty] | CUST_TOTAL | DISTSEC | 0 | 0 | 0 | 0 | 0 | 0 | 0 | 0 | 0 | 0 | 0 | 0 | 0 | 0 | 0 | 0 | 0 | 0 | 0 | 0 | 0 | 0
[5 empty] | CUST_TOTAL | ENERGY | 0 | 0 | 0 | 0 | 0 | 0 | 0 | 0 | 0 | 0 | 0 | 0 | 0 | 0 | 0 | 0 | 0 | 0 | 0 | 0 | 0 | 0
[5 empty] | CUST_TOTAL | CUSTOMER | -1143842.22 | -716897.1715 | -169552.8928 | -385.2599 | -16.5111 | -169954.6639 | -2003.3516 | -330.2228 | -38.526 | -11.0074 | -2383.1078 | -27.5186 | -187.1262 | -93.5631 | -16.5111 | -324.7191 | -698.9716 | -5.5037 | -704.4753 | -44.0297 | -253242.3559 | -291.6968
|  |  | Adj 11 & 12 - Remove HEAP & DSM Surcharge | -1143842.22 | CUST_TOTAL | TOTAL | -1143842.22 | -716897.1715 | -169552.8928 | -385.2599 | -16.5111 | -169954.6639 | -2003.3516 | -330.2228 | -38.526 | -11.0074 | -2383.1078 | -27.5186 | -187.1262 | -93.5631 | -16.5111 | -324.7191 | -698.9716 | -5.5037 | -704.4753 | -44.0297 | -253242.3559 | -291.6968
[5 empty] | CUST_TOTAL | PRODUCTION | 0 | 0 | 0 | 0 | 0 | 0 | 0 | 0 | 0 | 0 | 0 | 0 | 0 | 0 | 0 | 0 | 0 | 0 | 0 | 0 | 0 | 0
[5 empty] | CUST_TOTAL | BULKTRAN | 0 | 0 | 0 | 0 | 0 | 0 | 0 | 0 | 0 | 0 | 0 | 0 | 0 | 0 | 0 | 0 | 0 | 0 | 0 | 0 | 0 | 0
[5 empty] | CUST_TOTAL | SUBTRAN | 0 | 0 | 0 | 0 | 0 | 0 | 0 | 0 | 0 | 0 | 0 | 0 | 0 | 0 | 0 | 0 | 0 | 0 | 0 | 0 | 0 | 0
[5 empty] | CUST_TOTAL | DISTPRI | 0 | 0 | 0 | 0 | 0 | 0 | 0 | 0 | 0 | 0 | 0 | 0 | 0 | 0 | 0 | 0 | 0 | 0 | 0 | 0 | 0 | 0
[5 empty] | CUST_TOTAL | DISTSEC | 0 | 0 | 0 | 0 | 0 | 0 | 0 | 0 | 0 | 0 | 0 | 0 | 0 | 0 | 0 | 0 | 0 | 0 | 0 | 0 | 0 | 0
[5 empty] | CUST_TOTAL | ENERGY | 0 | 0 | 0 | 0 | 0 | 0 | 0 | 0 | 0 | 0 | 0 | 0 | 0 | 0 | 0 | 0 | 0 | 0 | 0 | 0 | 0 | 0
[5 empty] | CUST_TOTAL | CUSTOMER | -373893.79 | -234335.9913 | -55422.6559 | -125.932 | -5.3971 | -55553.9849 | -654.8462 | -107.9417 | -12.5932 | -3.5981 | -778.9791 | -8.9951 | -61.167 | -30.5835 | -5.3971 | -106.1427 | -228.4766 | -1.799 | -230.2756 | -14.3922 | -82778.6757 | -95.3485
|  |  | Adj 13 - Remove Economic Development Surcharge | -373893.79 | CUST_TOTAL | TOTAL | -373893.79 | -234335.9913 | -55422.6559 | -125.932 | -5.3971 | -55553.9849 | -654.8462 | -107.9417 | -12.5932 | -3.5981 | -778.9791 | -8.9951 | -61.167 | -30.5835 | -5.3971 | -106.1427 | -228.4766 | -1.799 | -230.2756 | -14.3922 | -82778.6757 | -95.3485
[5 empty] | RB_GUP | PRODUCTION | 1085249.8783 | 532144.5911 | 134611.8897 | 1573.8177 | 38.7718 | 136224.4793 | 56323.3035 | 16040.6003 | 1269.3807 | 267.9439 | 73901.2285 | 3383.3579 | 36884.537 | 246338.4746 | 38645.852 | 325252.2216 | 15287.6763 | 369.0501 | 15656.7264 | 266.5376 | 1445.2199 | 358.874
[5 empty] | RB_GUP | BULKTRAN | 1149339.6151 | 563570.5396 | 142561.4327 | 1666.76 | 41.0615 | 144269.2542 | 59649.4921 | 16987.8825 | 1344.3444 | 283.7674 | 78265.4863 | 3583.1631 | 39062.7637 | 260886.0625 | 40928.0936 | 344460.083 | 16190.4944 | 390.8445 | 16581.3388 | 282.278 | 1530.5678 | 380.0674
[5 empty] | RB_GUP | SUBTRAN | 440601.411 | 209242.4065 | 53562.9685 | 624.1812 | 20.4633 | 54207.613 | 23345.344 | 6617.1851 | 677.8176 | 0 | 30640.3467 | 1307.4441 | 15111.2829 | 123092.6621 | 0 | 139511.3891 | 6335.794 | 151.5881 | 6487.3821 | 104.0397 | 326.8197 | 81.4142
[5 empty] | RB_GUP | DISTPRI | 919178.8799 | 610793.1286 | 153774.2716 | 1794.4906 | 0 | 155568.7622 | 66311.7255 | 18824.4662 | 0 | 0 | 85136.1916 | 3782.0014 | 43744.1359 | 0 | 0 | 47526.1372 | 17995.885 | 431.1665 | 18427.0515 | 309.6149 | 1134.9506 | 283.0432
[5 empty] | RB_GUP | DISTSEC | 406539.272 | 303522.9368 | 68136.8772 | 0 | 0 | 68136.8772 | 24018.9675 | 0 | 0 | 0 | 24018.9675 | 1063.0929 | 0 | 0 | 0 | 1063.0929 | 6684.837 | 0 | 6684.837 | 109.0048 | 2406.9915 | 596.5642
[5 empty] | RB_GUP | ENERGY | 48992.2252 | 17810.2651 | 5748.5508 | 65.81 | 1.668 | 5816.0288 | 2781.8255 | 776.4907 | 61.4754 | 12.6022 | 3632.3937 | 185.3657 | 2215.2705 | 15660.9258 | 2509.8147 | 20571.3767 | 754.5587 | 17.7348 | 772.2935 | 17.3255 | 298.1211 | 74.4208
[5 empty] | RB_GUP | CUSTOMER | 851792.0479 | 617608.0293 | 150577.9054 | 1221.8501 | 173.3317 | 151973.0872 | 2512.6868 | 1024.2561 | 497.1847 | 212.9541 | 4247.0818 | 36.1925 | 637.5756 | 1289.1503 | 319.4461 | 2282.3644 | 850.3994 | 13.043 | 863.4424 | 50.4778 | 64887.1014 | 9880.4637
|  |  | Adj 18 - Wholesale Load | 4901693.3294 | RB_GUP | TOTAL | 4901693.3294 | 2854691.8971 | 708973.896 | 6946.9096 | 275.2963 | 716196.1019 | 234943.3449 | 60270.8808 | 3850.2028 | 777.2676 | 299841.6961 | 13340.6176 | 137655.5656 | 647267.2753 | 82403.2064 | 880666.6649 | 64099.6447 | 1373.427 | 65473.0717 | 1139.2782 | 72029.7721 | 11654.8475
[5 empty] | REVYEC_FXNL | PRODUCTION | -630840.3017 | -263558.2175 | -46341.9738 | -16024.1543 | -1440.6329 | -63806.7611 | -53052.5815 | -976.2308 | -3377.7906 | 58686.8923 | 1280.2895 | 0 | -5252.8978 | -279527.5226 | 0 | -284780.4203 | -19031.5811 | 0 | -19031.5811 | 0 | -943.6112 | 0
[5 empty] | REVYEC_FXNL | BULKTRAN | -54356.7448 | 33221.2462 | -1666.3458 | -2214.7164 | -551.6499 | -4432.7121 | -4728.6218 | -148.011 | -141.1351 | -101469.184 | -106486.9519 | 0 | -367.5707 | 26769.5514 | 0 | 26401.9806 | -2930.3806 | 0 | -2930.3806 | 0 | -129.9271 | 0
[5 empty] | REVYEC_FXNL | SUBTRAN | 19384.4511 | 11996.9588 | -612.7583 | -805.8599 | -258.8132 | -1677.4314 | -1806.4844 | -56.1406 | -68.7837 | 0 | -1931.4087 | 0 | -138.7803 | 12281.0657 | 0 | 12142.2854 | -1118.8829 | 0 | -1118.8829 | 0 | -27.0701 | 0
[5 empty] | REVYEC_FXNL | DISTPRI | -143621.9114 | -79733.2963 | -19025.7545 | -7647.6409 | 0 | -26673.3955 | -24433.5684 | -489.4616 | 0 | 0 | -24923.03 | 0 | -2367.0132 | 0 | 0 | -2367.0132 | -9614.791 | 0 | -9614.791 | 0 | -310.3853 | 0
[5 empty] | REVYEC_FXNL | DISTSEC | -59432.7169 | -38384.0326 | -8236.7377 | 0 | 0 | -8236.7377 | -8663.5883 | 0 | 0 | 0 | -8663.5883 | 0 | 0 | 0 | 0 | 0 | -3503.0485 | 0 | -3503.0485 | 0 | -645.3097 | 0
[5 empty] | REVYEC_FXNL | ENERGY | -554090.3042 | -177278.4758 | -36474.9013 | -11728.7754 | -1118.7954 | -49322.4721 | -46847.5737 | -817.2288 | -3024.9622 | 100098.9132 | 49409.1486 | 0 | -5706.672 | -351661.0827 | 0 | -357367.7547 | -16150.3667 | 0 | -16150.3667 | 0 | -3380.3835 | 0
[5 empty] | REVYEC_FXNL | CUSTOMER | -173960.2053 | -104541.7001 | -21640.5133 | -6188.8472 | -3859.3805 | -31688.741 | -1077.7479 | -31.5022 | -601.3782 | -19044.6429 | -20755.2712 | 0 | -42.3678 | -567.1362 | 0 | -609.504 | -515.0311 | 0 | -515.0311 | 0 | -15849.9579 | 0
|  |  | Adj 14 - Customer Annualization Adjustment | -1596917.7332 | REVYEC_FXNL | TOTAL | -1596917.7332 | -618277.5175 | -133998.9847 | -44609.9942 | -7229.2719 | -185838.2508 | -140610.1658 | -2518.5751 | -7214.0498 | 38271.9787 | -112070.812 | 0 | -13875.3019 | -592705.1244 | 0 | -606580.4263 | -52864.0818 | 0 | -52864.0818 | 0 | -21286.6448 | 0
[5 empty] | WEATHER_FXNL | PRODUCTION | -162898.8359 | -61908.5486 | -62568.4195 | -353.1425 | 0 | -62921.562 | -26758.5325 | -5416.7708 | 0 | 0 | -32175.3033 | 0 | 0 | 0 | 0 | 0 | -5794.6538 | -98.7682 | -5893.422 | 0 | 0 | 0
[5 empty] | WEATHER_FXNL | BULKTRAN | 1395.4307 | 7803.5098 | -2249.8097 | -48.8082 | 0 | -2298.6179 | -2385.0108 | -821.2624 | 0 | 0 | -3206.2732 | 0 | 0 | 0 | 0 | 0 | -892.2297 | -10.9583 | -903.188 | 0 | 0 | 0
[5 empty] | WEATHER_FXNL | SUBTRAN | 405.4777 | 2818.0275 | -827.3131 | -17.7597 | 0 | -845.0727 | -911.1502 | -311.5051 | 0 | 0 | -1222.6553 | 0 | 0 | 0 | 0 | 0 | -340.6726 | -4.1492 | -344.8218 | 0 | 0 | 0
[5 empty] | WEATHER_FXNL | DISTPRI | -62598.7389 | -18728.9651 | -25687.5418 | -168.5398 | 0 | -25856.0816 | -12323.744 | -2715.8552 | 0 | 0 | -15039.5992 | 0 | 0 | 0 | 0 | 0 | -2927.4702 | -46.6229 | -2974.093 | 0 | 0 | 0
[5 empty] | WEATHER_FXNL | DISTSEC | -25573.3326 | -9016.2233 | -11120.7965 | 0 | 0 | -11120.7965 | -4369.7197 | 0 | 0 | 0 | -4369.7197 | 0 | 0 | 0 | 0 | 0 | -1066.5931 | 0 | -1066.5931 | 0 | 0 | 0
[5 empty] | WEATHER_FXNL | ENERGY | -124311.2735 | -41641.8552 | -49246.4333 | -258.4804 | 0 | -49504.9137 | -23628.8657 | -4534.5229 | 0 | 0 | -28163.3886 | 0 | 0 | 0 | 0 | 0 | -4917.3941 | -83.7219 | -5001.116 | 0 | 0 | 0
[5 empty] | WEATHER_FXNL | CUSTOMER | -54787.4739 | -24556.339 | -29217.8473 | -136.3907 | 0 | -29354.2379 | -543.5919 | -174.7951 | 0 | 0 | -718.387 | 0 | 0 | 0 | 0 | 0 | -156.8144 | -1.6955 | -158.51 | 0 | 0 | 0
|  |  | Adj 15 - Weather Normalization Adjustment | -428368.7464 | WEATHER_FXNL | TOTAL | -428368.7464 | -145230.3939 | -180918.1611 | -983.1212 | 0 | -181901.2823 | -70920.6148 | -13974.7115 | 0 | 0 | -84895.3263 | 0 | 0 | 0 | 0 | 0 | -16095.828 | -245.916 | -16341.744 | 0 | 0 | 0
[5 empty] | TDOMX | PRODUCTION | 7.9004e-12 | 5.2356e-12 | 9.0616e-13 | 1.1799e-14 | -3.6872e-16 | 9.1759e-13 | 1.3592e-12 | -3.3981e-13 | -1.6519e-14 | -4.3263e-15 | 9.9859e-13 | 1.8878e-14 | -7.5513e-14 | 8.0548e-13 | 5.0342e-14 | 7.9918e-13 | -6.2928e-14 | -3.933e-16 | -6.3321e-14 | 4.7196e-15 | 1.2586e-14 | -4.5229e-15
[5 empty] | TDOMX | BULKTRAN | 26540.3529 | 13013.8741 | 3292.0041 | 38.4885 | 0.94818 | 3331.4408 | 1377.4158 | 392.2813 | 31.0434 | 6.5527 | 1807.2932 | 82.7418 | 902.0306 | 6024.3361 | 945.1045 | 7954.213 | 373.8681 | 9.0253 | 382.8934 | 6.5183 | 35.3436 | 8.7765
[5 empty] | TDOMX | SUBTRAN | 10178.453 | 4833.7657 | 1237.3727 | 14.4194 | 0.47273 | 1252.2648 | 539.3071 | 152.8654 | 15.6584 | 0 | 707.831 | 30.2036 | 349.0899 | 2843.5971 | 0 | 3222.8905 | 146.3649 | 3.5019 | 149.8668 | 2.4034 | 7.55 | 1.8808
[5 empty] | TDOMX | DISTPRI | 72363.2764 | 48085.2998 | 12106.0333 | 141.2731 | 0 | 12247.3064 | 5220.4569 | 1481.9749 | 0 | 0 | 6702.4318 | 297.7418 | 3443.8008 | 0 | 0 | 3741.5427 | 1416.744 | 33.944 | 1450.6881 | 24.3747 | 89.3501 | 22.2829
[5 empty] | TDOMX | DISTSEC | 28921.5335 | 21592.8679 | 4847.3127 | 0 | 0 | 4847.3127 | 1708.7288 | 0 | 0 | 0 | 1708.7288 | 75.6293 | 0 | 0 | 0 | 75.6293 | 475.5647 | 0 | 475.5647 | 7.7547 | 171.2353 | 42.4401
[5 empty] | TDOMX | ENERGY | 0 | 0 | 0 | 0 | 0 | 0 | 0 | 0 | 0 | 0 | 0 | 0 | 0 | 0 | 0 | 0 | 0 | 0 | 0 | 0 | 0 | 0
[5 empty] | TDOMX | CUSTOMER | 77404.4042 | 59647.0875 | 14873.6738 | 170.6894 | 25.3154 | 15069.6786 | 282.7484 | 142.875 | 72.6377 | 31.1298 | 529.3909 | 4.1253 | 89.3066 | 188.3517 | 46.6949 | 328.4785 | 94.885 | 1.7923 | 96.6773 | 5.5325 | 1354.0623 | 373.4966
|  |  | Adj 21 - Normalization of Major Storms | 215408.02 | TDOMX | TOTAL | 215408.02 | 147172.8949 | 36356.3966 | 364.8704 | 26.7363 | 36748.0033 | 9128.6571 | 2169.9966 | 119.3395 | 37.6825 | 11455.6757 | 490.4418 | 4784.2279 | 9056.2849 | 991.7995 | 15322.754 | 2507.4268 | 48.2635 | 2555.6902 | 46.5837 | 1657.5413 | 448.8767
[5 empty] | TDOMX | PRODUCTION | 0 | 0 | 0 | 0 | 0 | 0 | 0 | 0 | 0 | 0 | 0 | 0 | 0 | 0 | 0 | 0 | 0 | 0 | 0 | 0 | 0 | 0
[5 empty] | TDOMX | BULKTRAN | 0 | 0 | 0 | 0 | 0 | 0 | 0 | 0 | 0 | 0 | 0 | 0 | 0 | 0 | 0 | 0 | 0 | 0 | 0 | 0 | 0 | 0
[5 empty] | TDOMX | SUBTRAN | 0 | 0 | 0 | 0 | 0 | 0 | 0 | 0 | 0 | 0 | 0 | 0 | 0 | 0 | 0 | 0 | 0 | 0 | 0 | 0 | 0 | 0
[5 empty] | TDOMX | DISTPRI | 0 | 0 | 0 | 0 | 0 | 0 | 0 | 0 | 0 | 0 | 0 | 0 | 0 | 0 | 0 | 0 | 0 | 0 | 0 | 0 | 0 | 0
[5 empty] | TDOMX | DISTSEC | 0 | 0 | 0 | 0 | 0 | 0 | 0 | 0 | 0 | 0 | 0 | 0 | 0 | 0 | 0 | 0 | 0 | 0 | 0 | 0 | 0 | 0
[5 empty] | TDOMX | ENERGY | 0 | 0 | 0 | 0 | 0 | 0 | 0 | 0 | 0 | 0 | 0 | 0 | 0 | 0 | 0 | 0 | 0 | 0 | 0 | 0 | 0 | 0
[5 empty] | TDOMX | CUSTOMER | 0 | 0 | 0 | 0 | 0 | 0 | 0 | 0 | 0 | 0 | 0 | 0 | 0 | 0 | 0 | 0 | 0 | 0 | 0 | 0 | 0 | 0
|  |  | Adj 22 - Amortization of Storm Expense Reg Assets | 0 | TDOMX | TOTAL | 0 | 0 | 0 | 0 | 0 | 0 | 0 | 0 | 0 | 0 | 0 | 0 | 0 | 0 | 0 | 0 | 0 | 0 | 0 | 0 | 0 | 0
[5 empty] | RSALE | PRODUCTION | 99067.5889 | 46623.4638 | 13255.5754 | 158.9482 | 3.9273 | 13418.4509 | 5795.5256 | 1732.7851 | 122.6765 | 52.679 | 7703.6662 | 328.9414 | 3749.8262 | 21944.5871 | 3366.2137 | 29389.5684 | 1667.2042 | 39.056 | 1706.2602 | 29.0425 | 156.1032 | 41.0338
[5 empty] | RSALE | BULKTRAN | -6702.5107 | -5876.8404 | 476.6386 | 21.9684 | 1.5038 | 500.1108 | 516.5601 | 262.7158 | 5.1258 | -91.0816 | 693.3201 | -1.4399 | 262.3935 | -2101.5703 | -473.1784 | -2313.7951 | 256.7072 | 4.3332 | 261.0404 | 4.1375 | 21.494 | 8.0218
[5 empty] | RSALE | SUBTRAN | -2397.0659 | -2122.2627 | 175.2723 | 7.9936 | 0.70554 | 183.9714 | 197.3424 | 99.6482 | 2.4981 | 0 | 299.4888 | -0.49525 | 99.0695 | -964.1373 | 0 | -865.563 | 98.0164 | 1.6407 | 99.6571 | 1.4882 | 4.4782 | 1.6762
[5 empty] | RSALE | DISTPRI | 25915.1559 | 14104.8247 | 5442.0928 | 75.8591 | 0 | 5517.952 | 2669.1514 | 868.7821 | 0 | 0 | 3537.9335 | 123.7474 | 1689.7127 | 0 | 0 | 1813.4602 | 842.2748 | 18.4361 | 860.7109 | 14.2521 | 51.3476 | 14.675
[5 empty] | RSALE | DISTSEC | 10575.4289 | 6790.1376 | 2356.0217 | 0 | 0 | 2356.0217 | 946.4204 | 0 | 0 | 0 | 946.4204 | 33.9318 | 0 | 0 | 0 | 33.9318 | 306.874 | 0 | 306.874 | 4.9199 | 106.7546 | 30.3688
[5 empty] | RSALE | ENERGY | 87311.7961 | 31360.5725 | 10433.2156 | 116.3411 | 3.0499 | 10552.6066 | 5117.6833 | 1450.5605 | 109.8623 | 89.8516 | 6767.9578 | 339.7842 | 4073.7569 | 27607.5042 | 4427.185 | 36448.2302 | 1414.8042 | 33.1062 | 1447.9104 | 32.6809 | 559.2224 | 142.6152
[5 empty] | RSALE | CUSTOMER | 28168.5668 | 18493.4328 | 6190.0138 | 61.389 | 10.5209 | 6261.9236 | 117.7344 | 55.9157 | 21.8412 | -17.095 | 178.3963 | 1.4455 | 30.2446 | 44.5236 | 10.172 | 86.3857 | 45.1177 | 0.67047 | 45.7882 | 2.6297 | 2622.0846 | 477.9259
|  |  | Adj 23 - Rate Case Expense | 241938.96 | RSALE | TOTAL | 241938.96 | 109373.3283 | 38328.8302 | 442.4993 | 19.7074 | 38791.037 | 15360.4177 | 4470.4074 | 262.004 | 34.354 | 20127.1831 | 825.9152 | 9905.0035 | 46530.9072 | 7330.3923 | 64592.2182 | 4630.9984 | 97.2428 | 4728.2412 | 89.1508 | 3521.4847 | 716.3167
[5 empty] | LABOR_M | PRODUCTION | -13322.0234 | -6532.3598 | -1652.433 | -19.3195 | -0.47594 | -1672.2284 | -691.3987 | -196.907 | -15.5823 | -3.2892 | -907.1772 | -41.5325 | -452.7774 | -3023.9367 | -474.3985 | -3992.6452 | -187.6644 | -4.5303 | -192.1947 | -3.2719 | -17.7408 | -4.4054
[5 empty] | LABOR_M | BULKTRAN | -3584.5999 | -1757.6831 | -444.6255 | -5.1983 | -0.12806 | -449.9519 | -186.0369 | -52.9824 | -4.1928 | -0.88502 | -244.0971 | -11.1753 | -121.8303 | -813.6604 | -127.6479 | -1074.3139 | -50.4955 | -1.219 | -51.7144 | -0.88038 | -4.7736 | -1.1854
[5 empty] | LABOR_M | SUBTRAN | -1374.7248 | -652.8593 | -167.1223 | -1.9475 | -0.063848 | -169.1337 | -72.84 | -20.6463 | -2.1149 | 0 | -95.6012 | -4.0794 | -47.1489 | -384.0626 | 0 | -435.2909 | -19.7684 | -0.47297 | -20.2413 | -0.32462 | -1.0197 | -0.25402
[5 empty] | LABOR_M | DISTPRI | -9153.4822 | -6082.4766 | -1531.3342 | -17.8701 | 0 | -1549.2043 | -660.3537 | -187.4602 | 0 | 0 | -847.8139 | -37.6624 | -435.6183 | 0 | 0 | -473.2807 | -179.2089 | -4.2937 | -183.5026 | -3.0832 | -11.3022 | -2.8186
[5 empty] | LABOR_M | DISTSEC | -3658.3852 | -2731.3569 | -613.1534 | 0 | 0 | -613.1534 | -216.143 | 0 | 0 | 0 | -216.143 | -9.5666 | 0 | 0 | 0 | -9.5666 | -60.1558 | 0 | -60.1558 | -0.98092 | -21.6602 | -5.3684
[5 empty] | LABOR_M | ENERGY | -9609.0457 | -3493.2002 | -1127.4868 | -12.9076 | -0.32714 | -1140.7215 | -545.6108 | -152.2963 | -12.0574 | -2.4717 | -712.4362 | -36.3565 | -434.4901 | -3071.6415 | -492.2602 | -4034.7483 | -147.9947 | -3.4784 | -151.4731 | -3.3981 | -58.4717 | -14.5965
[5 empty] | LABOR_M | CUSTOMER | -14101.5088 | -11076.585 | -2573.4812 | -23.192 | -3.2718 | -2599.945 | -44.4051 | -19.5223 | -9.3568 | -3.9863 | -77.2705 | -0.64606 | -12.1474 | -24.2499 | -5.9821 | -43.0254 | -14.9096 | -0.25018 | -15.1598 | -0.87251 | -240.3487 | -48.302
|  |  | Adj 24 - Eliminate Misc Expense | -54803.77 | LABOR_M | TOTAL | -54803.77 | -32326.5209 | -8109.6365 | -80.435 | -4.2668 | -8194.3383 | -2416.7883 | -629.8144 | -43.3042 | -10.6322 | -3100.5392 | -141.0188 | -1504.0124 | -7317.551 | -1100.2888 | -10062.8711 | -660.1972 | -14.2445 | -674.4417 | -12.8117 | -355.317 | -76.9302
[5 empty] | RB_GUP | PRODUCTION | 25891.6393 | 12695.782 | 3211.5392 | 37.5478 | 0.92501 | 3250.012 | 1343.7483 | 382.6929 | 30.2846 | 6.3925 | 1763.1183 | 80.7194 | 879.9827 | 5877.0861 | 922.0038 | 7759.7919 | 364.7298 | 8.8047 | 373.5345 | 6.359 | 34.4797 | 8.5619
[5 empty] | RB_GUP | BULKTRAN | 27420.6774 | 13445.5349 | 3401.1975 | 39.7652 | 0.97964 | 3441.9423 | 1423.1037 | 405.293 | 32.0731 | 6.7701 | 1867.2398 | 85.4863 | 931.9503 | 6224.159 | 976.4529 | 8218.0486 | 386.2691 | 9.3247 | 395.5937 | 6.7345 | 36.5159 | 9.0676
[5 empty] | RB_GUP | SUBTRAN | 10511.766 | 4992.0567 | 1277.8929 | 14.8916 | 0.48821 | 1293.2726 | 556.9678 | 157.8713 | 16.1712 | 0 | 731.0103 | 31.1927 | 360.5215 | 2936.7161 | 0 | 3328.4303 | 151.1579 | 3.6166 | 154.7745 | 2.4822 | 7.7972 | 1.9424
[5 empty] | RB_GUP | DISTPRI | 21929.556 | 14572.1605 | 3668.7108 | 42.8125 | 0 | 3711.5234 | 1582.0497 | 449.1097 | 0 | 0 | 2031.1595 | 90.2301 | 1043.6374 | 0 | 0 | 1133.8675 | 429.3416 | 10.2867 | 439.6283 | 7.3867 | 27.0774 | 6.7528
[5 empty] | RB_GUP | DISTSEC | 9699.1194 | 7241.3797 | 1625.5938 | 0 | 0 | 1625.5938 | 573.0389 | 0 | 0 | 0 | 573.0389 | 25.363 | 0 | 0 | 0 | 25.363 | 159.4853 | 0 | 159.4853 | 2.6006 | 57.4254 | 14.2327
[5 empty] | RB_GUP | ENERGY | 1168.8451 | 424.9132 | 137.1476 | 1.5701 | 0.039794 | 138.7575 | 66.3681 | 18.5253 | 1.4667 | 0.30066 | 86.6608 | 4.4224 | 52.8514 | 373.6347 | 59.8786 | 490.7871 | 18.0021 | 0.42311 | 18.4252 | 0.41335 | 7.1125 | 1.7755
[5 empty] | RB_GUP | CUSTOMER | 20321.8567 | 14734.7488 | 3592.4527 | 29.1506 | 4.1353 | 3625.7386 | 59.9471 | 24.4365 | 11.8617 | 5.0806 | 101.3259 | 0.86347 | 15.2111 | 30.7562 | 7.6213 | 54.4521 | 20.2886 | 0.31118 | 20.5998 | 1.2043 | 1548.0614 | 235.7258
|  |  | Adj 25 - Annualization of Lease Costs | 116943.46 | RB_GUP | TOTAL | 116943.46 | 68106.5757 | 16914.5344 | 165.7378 | 6.568 | 17086.8401 | 5605.2237 | 1437.9287 | 91.8572 | 18.5439 | 7153.5535 | 318.2774 | 3284.1545 | 15442.3522 | 1965.9565 | 21010.7406 | 1529.2744 | 32.7669 | 1562.0413 | 27.1806 | 1718.4696 | 278.0586
[5 empty] | LABOR_M | PRODUCTION | 1211784.8467 | 594190.1166 | 150306.9951 | 1757.3174 | 43.2924 | 152107.6049 | 62890.3325 | 17910.858 | 1417.3845 | 299.1849 | 82517.7598 | 3777.8414 | 41185.0984 | 275060.3678 | 43151.7743 | 363175.0819 | 17070.1466 | 412.0796 | 17482.2262 | 297.6146 | 1613.7257 | 400.717
[5 empty] | LABOR_M | BULKTRAN | 326058.8617 | 159880.6534 | 40443.5885 | 472.8471 | 11.6488 | 40928.0844 | 16922.1049 | 4819.3324 | 381.3802 | 80.5026 | 22203.3201 | 1016.516 | 11081.8074 | 74011.3814 | 11610.9872 | 97720.692 | 4593.1195 | 110.8796 | 4703.9991 | 80.0801 | 434.2104 | 107.8222
[5 empty] | LABOR_M | SUBTRAN | 125046.3703 | 59384.7473 | 15201.619 | 177.1479 | 5.8077 | 15384.5745 | 6625.6041 | 1878.0125 | 192.3703 | 0 | 8695.987 | 371.0636 | 4288.7086 | 34934.7284 | 0 | 39594.5006 | 1798.1514 | 43.022 | 1841.1734 | 29.5273 | 92.7542 | 23.106
[5 empty] | LABOR_M | DISTPRI | 832610.0859 | 553268.2815 | 139291.7225 | 1625.4845 | 0 | 140917.207 | 60066.4491 | 17051.5672 | 0 | 0 | 77118.0163 | 3425.8103 | 39624.2881 | 0 | 0 | 43050.0984 | 16301.0222 | 390.559 | 16691.5813 | 280.4552 | 1028.0603 | 256.386
[5 empty] | LABOR_M | DISTSEC | 332770.4563 | 248447.0091 | 55773.0613 | 0 | 0 | 55773.0613 | 19660.5921 | 0 | 0 | 0 | 19660.5921 | 870.1887 | 0 | 0 | 0 | 870.1887 | 5471.8361 | 0 | 5471.8361 | 89.2253 | 1970.2295 | 488.3143
[5 empty] | LABOR_M | ENERGY | 874048.6011 | 317745.0561 | 102557.3505 | 1174.0871 | 29.7572 | 103761.1948 | 49629.3171 | 13853.026 | 1096.7546 | 224.8297 | 64803.9273 | 3307.0279 | 39521.66 | 279399.6439 | 44776.4938 | 367004.8256 | 13461.747 | 316.3986 | 13778.1456 | 309.0958 | 5318.6474 | 1327.7085
[5 empty] | LABOR_M | CUSTOMER | 1282687.6391 | 1007537.4738 | 234086.4729 | 2109.568 | 297.6057 | 236493.6466 | 4039.1287 | 1775.7677 | 851.1076 | 362.6017 | 7028.6057 | 58.7664 | 1104.9435 | 2205.7913 | 544.1362 | 3913.6375 | 1356.1916 | 22.7567 | 1378.9483 | 79.3648 | 21862.366 | 4393.5964
|  |  | Adj 26 - Pension & OPEB Expense Adjustment | 4985006.8612 | LABOR_M | TOTAL | 4985006.8612 | 2940453.3378 | 737660.81 | 7316.4519 | 388.1117 | 745365.3736 | 219833.5286 | 57288.5637 | 3938.9972 | 967.1188 | 282028.2083 | 12827.2143 | 136806.5061 | 665611.9128 | 100083.3915 | 915329.0248 | 60052.2144 | 1295.6954 | 61347.9098 | 1165.3631 | 32319.9934 | 6997.6505
[5 empty] | LABOR_M | PRODUCTION | -15019.5481 | -7364.729 | -1862.9901 | -21.7812 | -0.53659 | -1885.3079 | -779.4984 | -221.9973 | -17.5679 | -3.7083 | -1022.7719 | -46.8247 | -510.4714 | -3409.2541 | -534.8475 | -4501.3978 | -211.5771 | -5.1075 | -216.6846 | -3.6888 | -20.0014 | -4.9667
[5 empty] | LABOR_M | BULKTRAN | -4041.3583 | -1981.6514 | -501.2808 | -5.8607 | -0.14438 | -507.2859 | -209.7422 | -59.7335 | -4.727 | -0.9978 | -275.2005 | -12.5993 | -137.3542 | -917.339 | -143.9132 | -1211.2056 | -56.9297 | -1.3743 | -58.304 | -0.99256 | -5.3818 | -1.3364
[5 empty] | LABOR_M | SUBTRAN | -1549.8956 | -736.0482 | -188.4175 | -2.1957 | -0.071983 | -190.6851 | -82.1215 | -23.2772 | -2.3843 | 0 | -107.783 | -4.5992 | -53.1567 | -433.0008 | 0 | -490.7567 | -22.2873 | -0.53324 | -22.8205 | -0.36598 | -1.1496 | -0.28639
[5 empty] | LABOR_M | DISTPRI | -10319.8412 | -6857.5206 | -1726.4605 | -20.1472 | 0 | -1746.6077 | -744.4976 | -211.3468 | 0 | 0 | -955.8444 | -42.4614 | -491.1259 | 0 | 0 | -533.5873 | -202.0441 | -4.8408 | -206.8849 | -3.4761 | -12.7424 | -3.1778
[5 empty] | LABOR_M | DISTSEC | -4124.5456 | -3079.393 | -691.2829 | 0 | 0 | -691.2829 | -243.6845 | 0 | 0 | 0 | -243.6845 | -10.7856 | 0 | 0 | 0 | -10.7856 | -67.821 | 0 | -67.821 | -1.1059 | -24.4201 | -6.0524
[5 empty] | LABOR_M | ENERGY | -10833.4537 | -3938.3123 | -1271.1539 | -14.5523 | -0.36883 | -1286.075 | -615.1339 | -171.7023 | -13.5938 | -2.7867 | -803.2166 | -40.9892 | -489.8539 | -3463.0375 | -554.9852 | -4548.8658 | -166.8525 | -3.9216 | -170.7741 | -3.8311 | -65.9223 | -16.4564
[5 empty] | LABOR_M | CUSTOMER | -15898.3575 | -12487.9904 | -2901.4004 | -26.1472 | -3.6887 | -2931.2363 | -50.0633 | -22.0099 | -10.5491 | -4.4943 | -87.1165 | -0.72838 | -13.6953 | -27.3398 | -6.7443 | -48.5078 | -16.8094 | -0.28206 | -17.0915 | -0.98369 | -270.9746 | -54.4567
|  |  | Adj 27 - Employee Related Group Benefit Expenses | -61787 | LABOR_M | TOTAL | -61787 | -36445.645 | -9142.9861 | -90.6843 | -4.8105 | -9238.4808 | -2724.7413 | -710.0669 | -48.8222 | -11.987 | -3495.6174 | -158.9878 | -1695.6574 | -8249.9712 | -1240.4903 | -11345.1066 | -744.3212 | -16.0596 | -760.3808 | -14.4442 | -400.5923 | -86.7328
[5 empty] | TRAN_LSE | PRODUCTION | 5725020 | 2807223.0073 | 710118.2653 | 8302.3626 | 204.5329 | 718625.1608 | 297122.3914 | 84618.9985 | 6696.3657 | 1413.4847 | 389851.2403 | 17848.2322 | 194577.0429 | 1299509.6542 | 203868.5097 | 1715803.4391 | 80647.0975 | 1946.8504 | 82593.948 | 1406.066 | 7623.9703 | 1893.1682
[5 empty] | TRAN_LSE | BULKTRAN | 0 | 0 | 0 | 0 | 0 | 0 | 0 | 0 | 0 | 0 | 0 | 0 | 0 | 0 | 0 | 0 | 0 | 0 | 0 | 0 | 0 | 0
[5 empty] | TRAN_LSE | SUBTRAN | 0 | 0 | 0 | 0 | 0 | 0 | 0 | 0 | 0 | 0 | 0 | 0 | 0 | 0 | 0 | 0 | 0 | 0 | 0 | 0 | 0 | 0
[5 empty] | TRAN_LSE | DISTPRI | 0 | 0 | 0 | 0 | 0 | 0 | 0 | 0 | 0 | 0 | 0 | 0 | 0 | 0 | 0 | 0 | 0 | 0 | 0 | 0 | 0 | 0
[5 empty] | TRAN_LSE | DISTSEC | 0 | 0 | 0 | 0 | 0 | 0 | 0 | 0 | 0 | 0 | 0 | 0 | 0 | 0 | 0 | 0 | 0 | 0 | 0 | 0 | 0 | 0
[5 empty] | TRAN_LSE | ENERGY | 0 | 0 | 0 | 0 | 0 | 0 | 0 | 0 | 0 | 0 | 0 | 0 | 0 | 0 | 0 | 0 | 0 | 0 | 0 | 0 | 0 | 0
[5 empty] | TRAN_LSE | CUSTOMER | 0 | 0 | 0 | 0 | 0 | 0 | 0 | 0 | 0 | 0 | 0 | 0 | 0 | 0 | 0 | 0 | 0 | 0 | 0 | 0 | 0 | 0
|  |  | Adj 16 - PJM LSE OATT Expense | 5725020 | TRAN_LSE | TOTAL | 5725020 | 2807223.0073 | 710118.2653 | 8302.3626 | 204.5329 | 718625.1608 | 297122.3914 | 84618.9985 | 6696.3657 | 1413.4847 | 389851.2403 | 17848.2322 | 194577.0429 | 1299509.6542 | 203868.5097 | 1715803.4391 | 80647.0975 | 1946.8504 | 82593.948 | 1406.066 | 7623.9703 | 1893.1682
[5 empty] | CUST_TOTAL | PRODUCTION | 0 | 0 | 0 | 0 | 0 | 0 | 0 | 0 | 0 | 0 | 0 | 0 | 0 | 0 | 0 | 0 | 0 | 0 | 0 | 0 | 0 | 0
[5 empty] | CUST_TOTAL | BULKTRAN | 0 | 0 | 0 | 0 | 0 | 0 | 0 | 0 | 0 | 0 | 0 | 0 | 0 | 0 | 0 | 0 | 0 | 0 | 0 | 0 | 0 | 0
[5 empty] | CUST_TOTAL | SUBTRAN | 0 | 0 | 0 | 0 | 0 | 0 | 0 | 0 | 0 | 0 | 0 | 0 | 0 | 0 | 0 | 0 | 0 | 0 | 0 | 0 | 0 | 0
[5 empty] | CUST_TOTAL | DISTPRI | 0 | 0 | 0 | 0 | 0 | 0 | 0 | 0 | 0 | 0 | 0 | 0 | 0 | 0 | 0 | 0 | 0 | 0 | 0 | 0 | 0 | 0
[5 empty] | CUST_TOTAL | DISTSEC | 0 | 0 | 0 | 0 | 0 | 0 | 0 | 0 | 0 | 0 | 0 | 0 | 0 | 0 | 0 | 0 | 0 | 0 | 0 | 0 | 0 | 0
[5 empty] | CUST_TOTAL | ENERGY | 0 | 0 | 0 | 0 | 0 | 0 | 0 | 0 | 0 | 0 | 0 | 0 | 0 | 0 | 0 | 0 | 0 | 0 | 0 | 0 | 0 | 0
[5 empty] | CUST_TOTAL | CUSTOMER | 0 | 0 | 0 | 0 | 0 | 0 | 0 | 0 | 0 | 0 | 0 | 0 | 0 | 0 | 0 | 0 | 0 | 0 | 0 | 0 | 0 | 0
|  |  | Adj - Normalize bad debt expense |  | CUST_TOTAL | TOTAL | 0 | 0 | 0 | 0 | 0 | 0 | 0 | 0 | 0 | 0 | 0 | 0 | 0 | 0 | 0 | 0 | 0 | 0 | 0 | 0 | 0 | 0
[5 empty] | LABOR_M | PRODUCTION | -750296.5213 | -367902.585 | -93065.0485 | -1088.072 | -26.8052 | -94179.9257 | -38939.5839 | -11089.8023 | -877.5969 | -185.2452 | -51092.2284 | -2339.1126 | -25500.4312 | -170308.1514 | -26718.1309 | -224865.8261 | -10569.2621 | -255.1459 | -10824.4079 | -184.273 | -999.1648 | -248.1105
[5 empty] | LABOR_M | BULKTRAN | -201884.7078 | -98992.7365 | -25041.3131 | -292.771 | -7.2126 | -25341.2967 | -10477.5996 | -2983.9689 | -236.1378 | -49.8445 | -13747.5509 | -629.3926 | -6861.4834 | -45825.3642 | -7189.1338 | -60505.3739 | -2843.9055 | -68.6529 | -2912.5584 | -49.5829 | -268.8485 | -66.7599
[5 empty] | LABOR_M | SUBTRAN | -77424.5172 | -36769.0431 | -9412.3325 | -109.684 | -3.5959 | -9525.6124 | -4102.3518 | -1162.8024 | -119.1092 | 0 | -5384.2634 | -229.7501 | -2655.4245 | -21630.4117 | 0 | -24515.5864 | -1113.355 | -26.6378 | -1139.9928 | -18.2823 | -57.4303 | -14.3065
[5 empty] | LABOR_M | DISTPRI | -515524.2309 | -342565.1576 | -86244.7613 | -1006.4455 | 0 | -87251.2067 | -37191.1301 | -10557.7583 | 0 | 0 | -47748.8883 | -2121.1468 | -24534.0298 | 0 | 0 | -26655.1766 | -10093.0461 | -241.821 | -10334.8671 | -173.6484 | -636.5405 | -158.7456
[5 empty] | LABOR_M | DISTSEC | -206040.302 | -153830.0525 | -34532.8083 | 0 | 0 | -34532.8083 | -12173.179 | 0 | 0 | 0 | -12173.179 | -538.7917 | 0 | 0 | 0 | -538.7917 | -3387.9773 | 0 | -3387.9773 | -55.2453 | -1219.9 | -302.3479
[5 empty] | LABOR_M | ENERGY | -541181.5692 | -196737.0783 | -63500.0706 | -726.9553 | -18.4246 | -64245.4506 | -30728.8081 | -8577.3289 | -679.0736 | -139.207 | -40124.4176 | -2047.6007 | -24470.4859 | -172994.8856 | -27724.1027 | -227237.0749 | -8335.0621 | -195.9034 | -8530.9655 | -191.3818 | -3293.128 | -822.0726
[5 empty] | LABOR_M | CUSTOMER | -794197.1516 | -623833.4006 | -144938.4904 | -1306.1737 | -184.2674 | -146428.9316 | -2500.893 | -1099.4958 | -526.9773 | -224.5108 | -4351.8768 | -36.3862 | -684.144 | -1365.752 | -336.9109 | -2423.1931 | -839.7083 | -14.0902 | -853.7985 | -49.14 | -13536.4435 | -2720.3675
|  |  | Adj 29 - Severance Related Payroll Expense | -3086549 | LABOR_M | TOTAL | -3086549 | -1820630.0536 | -456734.8248 | -4530.1015 | -240.3058 | -461505.2321 | -136113.5454 | -35471.1566 | -2438.8949 | -598.8075 | -174622.4044 | -7942.1808 | -84705.9987 | -412124.5649 | -61968.2782 | -566741.0226 | -37182.3164 | -802.2511 | -37984.5675 | -721.5537 | -20011.4556 | -4332.7104
[5 empty] | LABOR_M | PRODUCTION | 761078.3044 | 373189.356 | 94402.396 | 1103.7076 | 27.1904 | 95533.294 | 39499.1469 | 11249.1631 | 890.208 | 187.9072 | 51826.4252 | 2372.7257 | 25866.8731 | 172755.4846 | 27102.0712 | 228097.1546 | 10721.1427 | 258.8123 | 10979.955 | 186.921 | 1013.5228 | 251.6758
[5 empty] | LABOR_M | BULKTRAN | 204785.797 | 100415.2651 | 25401.1575 | 296.9782 | 7.3162 | 25705.4519 | 10628.163 | 3026.8486 | 239.5311 | 50.5608 | 13945.1036 | 638.437 | 6960.0831 | 46483.8761 | 7292.4418 | 61374.8379 | 2884.7725 | 69.6395 | 2954.4119 | 50.2954 | 272.7119 | 67.7192
[5 empty] | LABOR_M | SUBTRAN | 78537.1097 | 37297.4154 | 9547.588 | 111.2602 | 3.6476 | 9662.4957 | 4161.3027 | 1179.5119 | 120.8208 | 0 | 5461.6354 | 233.0516 | 2693.583 | 21941.2414 | 0 | 24867.8761 | 1129.354 | 27.0205 | 1156.3745 | 18.545 | 58.2555 | 14.5121
[5 empty] | LABOR_M | DISTPRI | 522932.3293 | 347487.829 | 87484.101 | 1020.9081 | 0 | 88505.0091 | 37725.5677 | 10709.4736 | 0 | 0 | 48435.0413 | 2151.6277 | 24886.5845 | 0 | 0 | 27038.2122 | 10238.0834 | 245.296 | 10483.3795 | 176.1438 | 645.6876 | 161.0268
[5 empty] | LABOR_M | DISTSEC | 209001.1072 | 156040.5949 | 35029.0458 | 0 | 0 | 35029.0458 | 12348.1079 | 0 | 0 | 0 | 12348.1079 | 546.5341 | 0 | 0 | 0 | 546.5341 | 3436.6626 | 0 | 3436.6626 | 56.0392 | 1237.43 | 306.6926
[5 empty] | LABOR_M | ENERGY | 548958.3643 | 199564.1959 | 64412.5685 | 737.4017 | 18.6894 | 65168.6596 | 31170.382 | 8700.5854 | 688.8319 | 141.2074 | 40701.0067 | 2077.0248 | 24822.1275 | 175480.8272 | 28122.4989 | 230502.4783 | 8454.8372 | 198.7185 | 8653.5557 | 194.1319 | 3340.4504 | 833.8858
[5 empty] | LABOR_M | CUSTOMER | 805609.788 | 632797.9049 | 147021.2607 | 1324.9435 | 186.9154 | 148533.1196 | 2536.8309 | 1115.2956 | 534.55 | 227.737 | 4414.4134 | 36.9091 | 693.9751 | 1385.3779 | 341.7523 | 2458.0144 | 851.7749 | 14.2927 | 866.0676 | 49.8462 | 13730.9626 | 2759.4593
|  |  | Adjs 30 - Total Incentive Compensation & Payroll Adjs | 3130902.8 | LABOR_M | TOTAL | 3130902.8 | 1846792.5611 | 463298.1177 | 4595.1992 | 243.759 | 468137.0759 | 138069.5011 | 35980.8782 | 2473.9419 | 607.4124 | 177131.7335 | 8056.3101 | 85923.2264 | 418046.8071 | 62858.7642 | 574885.1077 | 37716.6274 | 813.7795 | 38530.4069 | 731.9225 | 20299.0208 | 4394.9716
[5 empty] | RB_GUP | PRODUCTION | -5351.6174 | -2624.1277 | -663.8023 | -7.7609 | -0.19119 | -671.7543 | -277.7432 | -79.0999 | -6.2596 | -1.3213 | -364.424 | -16.6841 | -181.8862 | -1214.7518 | -190.5716 | -1603.8937 | -75.3871 | -1.8199 | -77.2069 | -1.3144 | -7.1267 | -1.7697
[5 empty] | RB_GUP | BULKTRAN | -5667.6586 | -2779.0963 | -703.0033 | -8.2192 | -0.20248 | -711.425 | -294.1454 | -83.7712 | -6.6293 | -1.3993 | -385.9452 | -17.6694 | -192.6275 | -1286.4893 | -201.8259 | -1698.6121 | -79.8391 | -1.9273 | -81.7664 | -1.392 | -7.5476 | -1.8742
[5 empty] | RB_GUP | SUBTRAN | -2172.7071 | -1031.8226 | -264.1313 | -3.078 | -0.10091 | -267.3102 | -115.1213 | -32.6309 | -3.3425 | 0 | -151.0946 | -6.4473 | -74.5172 | -606.9983 | 0 | -687.9628 | -31.2433 | -0.74752 | -31.9908 | -0.51304 | -1.6116 | -0.40147
[5 empty] | RB_GUP | DISTPRI | -4532.683 | -3011.9617 | -758.2964 | -8.849 | 0 | -767.1454 | -326.9984 | -92.8278 | 0 | 0 | -419.8262 | -18.6499 | -215.7124 | 0 | 0 | -234.3623 | -88.7419 | -2.1262 | -90.868 | -1.5268 | -5.5967 | -1.3958
[5 empty] | RB_GUP | DISTSEC | -2004.7389 | -1496.7416 | -335.9987 | 0 | 0 | -335.9987 | -118.4431 | 0 | 0 | 0 | -118.4431 | -5.2424 | 0 | 0 | 0 | -5.2424 | -32.9645 | 0 | -32.9645 | -0.53753 | -11.8694 | -2.9418
[5 empty] | RB_GUP | ENERGY | -241.592 | -87.8265 | -28.3474 | -0.32452 | -0.008225 | -28.6802 | -13.7178 | -3.8291 | -0.30315 | -0.062144 | -17.9122 | -0.91408 | -10.924 | -77.2276 | -12.3765 | -101.4422 | -3.7209 | -0.087454 | -3.8084 | -0.085436 | -1.4701 | -0.36699
[5 empty] | RB_GUP | CUSTOMER | -4200.383 | -3045.5676 | -742.5344 | -6.0252 | -0.85474 | -749.4143 | -12.3906 | -5.0508 | -2.4517 | -1.0501 | -20.9433 | -0.17847 | -3.144 | -6.3571 | -1.5753 | -11.2549 | -4.1935 | -0.064318 | -4.2578 | -0.24892 | -319.9733 | -48.7228
|  |  | Adj 36 - Remove Non-Recoverable Business Expenses | -24171.38 | RB_GUP | TOTAL | -24171.38 | -14077.144 | -3496.1138 | -34.2568 | -1.3575 | -3531.7281 | -1158.5598 | -297.2096 | -18.9862 | -3.8329 | -1478.5885 | -65.7857 | -678.8113 | -3191.8242 | -406.3492 | -4342.7704 | -316.0901 | -6.7727 | -322.8628 | -5.618 | -355.1954 | -57.4727
[5 empty] | TOTOHLINES | PRODUCTION | 0 | 0 | 0 | 0 | 0 | 0 | 0 | 0 | 0 | 0 | 0 | 0 | 0 | 0 | 0 | 0 | 0 | 0 | 0 | 0 | 0 | 0
[5 empty] | TOTOHLINES | BULKTRAN | 0 | 0 | 0 | 0 | 0 | 0 | 0 | 0 | 0 | 0 | 0 | 0 | 0 | 0 | 0 | 0 | 0 | 0 | 0 | 0 | 0 | 0
[5 empty] | TOTOHLINES | SUBTRAN | 0 | 0 | 0 | 0 | 0 | 0 | 0 | 0 | 0 | 0 | 0 | 0 | 0 | 0 | 0 | 0 | 0 | 0 | 0 | 0 | 0 | 0
[5 empty] | TOTOHLINES | DISTPRI | 246835.9161 | 164022.134 | 41294.4793 | 481.8918 | 0 | 41776.371 | 17807.3233 | 5055.1144 | 0 | 0 | 22862.4377 | 1015.6171 | 11747.0321 | 0 | 0 | 12762.6492 | 4832.6075 | 115.7853 | 4948.3928 | 83.1439 | 304.7792 | 76.0083
[5 empty] | TOTOHLINES | DISTSEC | 104790.061 | 78236.4442 | 17563.045 | 0 | 0 | 17563.045 | 6191.1585 | 0 | 0 | 0 | 6191.1585 | 274.0241 | 0 | 0 | 0 | 274.0241 | 1723.0918 | 0 | 1723.0918 | 28.0972 | 620.4291 | 153.7711
[5 empty] | TOTOHLINES | ENERGY | 0 | 0 | 0 | 0 | 0 | 0 | 0 | 0 | 0 | 0 | 0 | 0 | 0 | 0 | 0 | 0 | 0 | 0 | 0 | 0 | 0 | 0
[5 empty] | TOTOHLINES | CUSTOMER | 270348.0229 | 217662.3591 | 51479.1857 | 116.9716 | 0 | 51596.1573 | 608.2521 | 100.2613 | 0 | 0 | 708.5135 | 8.3551 | 56.8148 | 0 | 0 | 65.1699 | 212.2198 | 1.671 | 213.8909 | 13.3682 | 0 | 88.5642
|  |  | Adj 50 - Veg Management Tree Trimming 1 | 621974 | TOTOHLINES | TOTAL | 621974 | 459920.9373 | 110336.71 | 598.8633 | 0 | 110935.5733 | 24606.734 | 5155.3757 | 0 | 0 | 29762.1097 | 1297.9963 | 11803.8469 | 0 | 0 | 13101.8432 | 6767.9191 | 117.4563 | 6885.3754 | 124.6092 | 925.2083 | 318.3436
[5 empty] | TDOMX | PRODUCTION | -2.4874e-10 | -1.6484e-10 | -2.853e-11 | -3.7148e-13 | 1.1609e-14 | -2.889e-11 | -4.2795e-11 | 1.0699e-11 | 5.2007e-13 | 1.3621e-13 | -3.144e-11 | -5.9437e-13 | 2.3775e-12 | -2.536e-11 | -1.585e-12 | -2.5162e-11 | 1.9812e-12 | 1.2383e-14 | 1.9936e-12 | -1.4859e-13 | -3.9625e-13 | 1.424e-13
[5 empty] | TDOMX | BULKTRAN | -835600.1299 | -409730.6052 | -103645.9112 | -1211.7784 | -29.8528 | -104887.5423 | -43366.7496 | -12350.6374 | -977.3737 | -206.3064 | -56901.0671 | -2605.0538 | -28399.6567 | -189671.0292 | -29755.8005 | -250431.5402 | -11770.9152 | -284.1542 | -12055.0694 | -205.2235 | -1112.763 | -276.319
[5 empty] | TDOMX | SUBTRAN | -320459.8174 | -152186.9465 | -38957.6127 | -453.9817 | -14.8834 | -39426.4778 | -16979.6204 | -4812.8351 | -492.9928 | 0 | -22285.4482 | -950.935 | -10990.7931 | -89528.2018 | 0 | -101469.9299 | -4608.1727 | -110.2536 | -4718.4263 | -75.6705 | -237.7037 | -59.2145
[5 empty] | TDOMX | DISTPRI | -2278295.3714 | -1513924.208 | -381148.0211 | -4447.8608 | 0 | -385595.8819 | -164361.5845 | -46658.7028 | 0 | 0 | -211020.2873 | -9374.1451 | -108425.1004 | 0 | 0 | -117799.2454 | -44604.9648 | -1068.6981 | -45673.6628 | -767.4178 | -2813.1116 | -701.5566
[5 empty] | TDOMX | DISTSEC | -910569.5489 | -679832.8297 | -152613.4616 | 0 | 0 | -152613.4616 | -53797.8541 | 0 | 0 | 0 | -53797.8541 | -2381.123 | 0 | 0 | 0 | -2381.123 | -14972.7453 | 0 | -14972.7453 | -244.1497 | -5391.1968 | -1336.1888
[5 empty] | TDOMX | ENERGY | 0 | 0 | 0 | 0 | 0 | 0 | 0 | 0 | 0 | 0 | 0 | 0 | 0 | 0 | 0 | 0 | 0 | 0 | 0 | 0 | 0 | 0
[5 empty] | TDOMX | CUSTOMER | -2437010.9325 | -1877937.1251 | -468284.7976 | -5374.0098 | -797.0328 | -474455.8402 | -8902.0911 | -4498.2967 | -2286.9344 | -980.0942 | -16667.4163 | -129.8804 | -2811.7414 | -5930.0903 | -1470.1502 | -10341.8623 | -2987.372 | -56.4283 | -3043.8003 | -174.1851 | -42631.485 | -11759.2182
|  |  | Adj 50 - Veg Management Tree Trimming 2 | -6781935.8 | TDOMX | TOTAL | -6781935.8 | -4633611.7145 | -1144649.8042 | -11487.6307 | -841.769 | -1156979.2039 | -287407.8997 | -68320.4719 | -3757.3008 | -1186.4005 | -360672.0729 | -15441.1372 | -150627.2915 | -285129.3213 | -31225.9508 | -482423.7008 | -78944.17 | -1519.5342 | -80463.7042 | -1466.6466 | -52186.2601 | -14132.497
[5 empty] | CUST_TOTAL | PRODUCTION | 0 | 0 | 0 | 0 | 0 | 0 | 0 | 0 | 0 | 0 | 0 | 0 | 0 | 0 | 0 | 0 | 0 | 0 | 0 | 0 | 0 | 0
[5 empty] | CUST_TOTAL | BULKTRAN | 0 | 0 | 0 | 0 | 0 | 0 | 0 | 0 | 0 | 0 | 0 | 0 | 0 | 0 | 0 | 0 | 0 | 0 | 0 | 0 | 0 | 0
[5 empty] | CUST_TOTAL | SUBTRAN | 0 | 0 | 0 | 0 | 0 | 0 | 0 | 0 | 0 | 0 | 0 | 0 | 0 | 0 | 0 | 0 | 0 | 0 | 0 | 0 | 0 | 0
[5 empty] | CUST_TOTAL | DISTPRI | 0 | 0 | 0 | 0 | 0 | 0 | 0 | 0 | 0 | 0 | 0 | 0 | 0 | 0 | 0 | 0 | 0 | 0 | 0 | 0 | 0 | 0
[5 empty] | CUST_TOTAL | DISTSEC | 0 | 0 | 0 | 0 | 0 | 0 | 0 | 0 | 0 | 0 | 0 | 0 | 0 | 0 | 0 | 0 | 0 | 0 | 0 | 0 | 0 | 0
[5 empty] | CUST_TOTAL | ENERGY | 0 | 0 | 0 | 0 | 0 | 0 | 0 | 0 | 0 | 0 | 0 | 0 | 0 | 0 | 0 | 0 | 0 | 0 | 0 | 0 | 0 | 0
[5 empty] | CUST_TOTAL | CUSTOMER | 114528.72 | 71780.2805 | 16976.7084 | 38.5747 | 1.6532 | 17016.9362 | 200.5882 | 33.064 | 3.8575 | 1.1021 | 238.6118 | 2.7553 | 18.7363 | 9.3681 | 1.6532 | 32.5129 | 69.9855 | 0.55107 | 70.5365 | 4.4085 | 25356.2269 | 29.2065
|  |  | Adj 40 - KPSC Maintenance Assesment | 114528.72 | CUST_TOTAL | TOTAL | 114528.72 | 71780.2805 | 16976.7084 | 38.5747 | 1.6532 | 17016.9362 | 200.5882 | 33.064 | 3.8575 | 1.1021 | 238.6118 | 2.7553 | 18.7363 | 9.3681 | 1.6532 | 32.5129 | 69.9855 | 0.55107 | 70.5365 | 4.4085 | 25356.2269 | 29.2065
[5 empty] | LABOR_M | PRODUCTION | -410639.1657 | -201354.0064 | -50934.7342 | -595.5045 | -14.6706 | -51544.9093 | -21311.7318 | -6069.4766 | -480.311 | -101.3852 | -27962.9046 | -1280.2022 | -13956.4499 | -93210.0779 | -14622.9 | -123069.6299 | -5784.5836 | -139.642 | -5924.2256 | -100.8531 | -546.8454 | -135.7915
[5 empty] | LABOR_M | BULKTRAN | -110492.0063 | -54178.9727 | -13705.1734 | -160.2343 | -3.9475 | -13869.3552 | -5734.4165 | -1633.1337 | -129.2388 | -27.28 | -7524.069 | -344.4681 | -3755.307 | -25080.3367 | -3934.6309 | -33114.7427 | -1556.4766 | -37.5739 | -1594.0505 | -27.1369 | -147.1415 | -36.5379
[5 empty] | LABOR_M | SUBTRAN | -42374.6322 | -20123.7894 | -5151.3932 | -60.0303 | -1.968 | -5213.3915 | -2245.2274 | -636.4046 | -65.1888 | 0 | -2946.8208 | -125.7428 | -1453.3205 | -11838.3785 | 0 | -13417.4418 | -609.342 | -14.5789 | -623.9209 | -10.006 | -31.4317 | -7.83
[5 empty] | LABOR_M | DISTPRI | -282147.703 | -187486.7689 | -47201.9739 | -550.8301 | 0 | -47752.804 | -20354.7986 | -5778.2876 | 0 | 0 | -26133.0862 | -1160.909 | -13427.536 | 0 | 0 | -14588.4449 | -5523.9494 | -132.3493 | -5656.2987 | -95.0382 | -348.3802 | -86.8819
[5 empty] | LABOR_M | DISTSEC | -112766.3735 | -84191.5731 | -18899.8925 | 0 | 0 | -18899.8925 | -6662.4114 | 0 | 0 | 0 | -6662.4114 | -294.882 | 0 | 0 | 0 | -294.882 | -1854.2485 | 0 | -1854.2485 | -30.2359 | -667.6543 | -165.4757
[5 empty] | LABOR_M | ENERGY | -296190.0286 | -107674.6958 | -34753.7477 | -397.8645 | -10.0839 | -35161.6961 | -16817.9536 | -4694.3936 | -371.6587 | -76.1883 | -21960.1943 | -1120.657 | -13392.7582 | -94680.5342 | -15173.4709 | -124367.4204 | -4561.8004 | -107.2184 | -4669.0188 | -104.7437 | -1802.3372 | -449.9224
[5 empty] | LABOR_M | CUSTOMER | -434666.0907 | -341425.5829 | -79325.1989 | -714.8722 | -100.85 | -80140.9211 | -1368.745 | -601.7568 | -288.416 | -122.8753 | -2381.7931 | -19.9143 | -374.4337 | -747.4795 | -184.3922 | -1326.2196 | -459.5745 | -7.7116 | -467.2861 | -26.8945 | -7408.5295 | -1488.8639
|  |  | Adj 46 - Remove Pension Settlement Costs from Rate Base | -1689276 | LABOR_M | TOTAL | -1689276 | -996435.3893 | -249972.1138 | -2479.3359 | -131.5199 | -252582.9697 | -74495.2844 | -19413.4529 | -1334.8133 | -327.7289 | -95571.2794 | -4346.7754 | -46359.8053 | -225556.8068 | -33915.3939 | -310178.7814 | -20349.9749 | -439.0741 | -20789.049 | -394.9082 | -10952.3198 | -2371.3033
[5 empty] | LABOR_M | PRODUCTION | 34219.9305 | 16779.5005 | 4244.5612 | 49.6254 | 1.2225 | 4295.4091 | 1775.9777 | 505.7897 | 40.0259 | 8.4488 | 2330.242 | 106.6835 | 1163.0375 | 7767.5065 | 1218.575 | 10255.8025 | 482.0486 | 11.6368 | 493.6855 | 8.4044 | 45.5704 | 11.316
[5 empty] | LABOR_M | BULKTRAN | 9207.6672 | 4514.9144 | 1142.0978 | 13.3529 | 0.32895 | 1155.7796 | 477.868 | 136.0945 | 10.7699 | 2.2733 | 627.0058 | 28.7057 | 312.9423 | 2090.0281 | 327.8859 | 2759.5619 | 129.7064 | 3.1312 | 132.8375 | 2.2614 | 12.2618 | 3.0448
[5 empty] | LABOR_M | SUBTRAN | 3531.2194 | 1676.9825 | 429.2828 | 5.0025 | 0.164 | 434.4493 | 187.1023 | 53.0337 | 5.4324 | 0 | 245.5684 | 10.4786 | 121.11 | 986.5315 | 0 | 1118.1202 | 50.7785 | 1.2149 | 51.9934 | 0.83383 | 2.6193 | 0.6525
[5 empty] | LABOR_M | DISTPRI | 23512.3086 | 15623.8974 | 3933.4978 | 45.9025 | 0 | 3979.4003 | 1696.2332 | 481.524 | 0 | 0 | 2177.7572 | 96.7424 | 1118.9613 | 0 | 0 | 1215.7037 | 460.3291 | 11.0291 | 471.3582 | 7.9199 | 29.0317 | 7.2402
[5 empty] | LABOR_M | DISTSEC | 9397.1978 | 7015.9644 | 1574.991 | 0 | 0 | 1574.991 | 555.2009 | 0 | 0 | 0 | 555.2009 | 24.5735 | 0 | 0 | 0 | 24.5735 | 154.5207 | 0 | 154.5207 | 2.5197 | 55.6379 | 13.7896
[5 empty] | LABOR_M | ENERGY | 24682.5024 | 8972.8913 | 2896.1456 | 33.1554 | 0.84032 | 2930.1413 | 1401.4961 | 391.1995 | 30.9716 | 6.349 | 1830.0162 | 93.3881 | 1116.0632 | 7890.0445 | 1264.4559 | 10363.9517 | 380.15 | 8.9349 | 389.0849 | 8.7286 | 150.1948 | 37.4935
[5 empty] | LABOR_M | CUSTOMER | 36222.1742 | 28452.1319 | 6610.4332 | 59.5727 | 8.4042 | 6678.4101 | 114.0621 | 50.1464 | 24.0347 | 10.2396 | 198.4828 | 1.6595 | 31.2028 | 62.29 | 15.366 | 110.5183 | 38.2979 | 0.64263 | 38.9405 | 2.2412 | 617.3775 | 124.072
|  |  | Adj 47 - Request to Defer and Amortize Direct Pension Settlement Costs | 140773 | LABOR_M | TOTAL | 140773 | 83036.2824 | 20831.0095 | 206.6113 | 10.96 | 21048.5808 | 6207.9404 | 1617.7877 | 111.2344 | 27.3107 | 7964.2733 | 362.2313 | 3863.3171 | 18796.4006 | 2826.2828 | 25848.2318 | 1695.8312 | 36.5895 | 1732.4207 | 32.909 | 912.6933 | 197.6086
[5 empty] | TRANS_TOTAL | PRODUCTION | 0 | 0 | 0 | 0 | 0 | 0 | 0 | 0 | 0 | 0 | 0 | 0 | 0 | 0 | 0 | 0 | 0 | 0 | 0 | 0 | 0 | 0
[5 empty] | TRANS_TOTAL | BULKTRAN | 0 | 0 | 0 | 0 | 0 | 0 | 0 | 0 | 0 | 0 | 0 | 0 | 0 | 0 | 0 | 0 | 0 | 0 | 0 | 0 | 0 | 0
[5 empty] | TRANS_TOTAL | SUBTRAN | 0 | 0 | 0 | 0 | 0 | 0 | 0 | 0 | 0 | 0 | 0 | 0 | 0 | 0 | 0 | 0 | 0 | 0 | 0 | 0 | 0 | 0
[5 empty] | TRANS_TOTAL | DISTPRI | 0 | 0 | 0 | 0 | 0 | 0 | 0 | 0 | 0 | 0 | 0 | 0 | 0 | 0 | 0 | 0 | 0 | 0 | 0 | 0 | 0 | 0
[5 empty] | TRANS_TOTAL | DISTSEC | 0 | 0 | 0 | 0 | 0 | 0 | 0 | 0 | 0 | 0 | 0 | 0 | 0 | 0 | 0 | 0 | 0 | 0 | 0 | 0 | 0 | 0
[5 empty] | TRANS_TOTAL | ENERGY | 0 | 0 | 0 | 0 | 0 | 0 | 0 | 0 | 0 | 0 | 0 | 0 | 0 | 0 | 0 | 0 | 0 | 0 | 0 | 0 | 0 | 0
[5 empty] | TRANS_TOTAL | CUSTOMER | 0 | 0 | 0 | 0 | 0 | 0 | 0 | 0 | 0 | 0 | 0 | 0 | 0 | 0 | 0 | 0 | 0 | 0 | 0 | 0 | 0 | 0
|  |  | Adj - Def and Amortize GreenHat Default Charges | 0 | TRANS_TOTAL | TOTAL | 0 | 0 | 0 | 0 | 0 | 0 | 0 | 0 | 0 | 0 | 0 | 0 | 0 | 0 | 0 | 0 | 0 | 0 | 0 | 0 | 0 | 0
[5 empty] | RB_GUP_EPIS_D | PRODUCTION | 0 | 0 | 0 | 0 | 0 | 0 | 0 | 0 | 0 | 0 | 0 | 0 | 0 | 0 | 0 | 0 | 0 | 0 | 0 | 0 | 0 | 0
[5 empty] | RB_GUP_EPIS_D | BULKTRAN | 0 | 0 | 0 | 0 | 0 | 0 | 0 | 0 | 0 | 0 | 0 | 0 | 0 | 0 | 0 | 0 | 0 | 0 | 0 | 0 | 0 | 0
[5 empty] | RB_GUP_EPIS_D | SUBTRAN | 0 | 0 | 0 | 0 | 0 | 0 | 0 | 0 | 0 | 0 | 0 | 0 | 0 | 0 | 0 | 0 | 0 | 0 | 0 | 0 | 0 | 0
[5 empty] | RB_GUP_EPIS_D | DISTPRI | 9053.3472 | 6015.937 | 1514.5821 | 17.6746 | 0 | 1532.2567 | 653.1298 | 185.4094 | 0 | 0 | 838.5392 | 37.2504 | 430.8529 | 0 | 0 | 468.1033 | 177.2484 | 4.2467 | 181.4951 | 3.0495 | 11.1786 | 2.7878
[5 empty] | RB_GUP_EPIS_D | DISTSEC | 4027.2744 | 3006.7702 | 674.9801 | 0 | 0 | 674.9801 | 237.9376 | 0 | 0 | 0 | 237.9376 | 10.5313 | 0 | 0 | 0 | 10.5313 | 66.2216 | 0 | 66.2216 | 1.0798 | 23.8442 | 5.9097
[5 empty] | RB_GUP_EPIS_D | ENERGY | 0 | 0 | 0 | 0 | 0 | 0 | 0 | 0 | 0 | 0 | 0 | 0 | 0 | 0 | 0 | 0 | 0 | 0 | 0 | 0 | 0 | 0
[5 empty] | RB_GUP_EPIS_D | CUSTOMER | 8067.4584 | 5792.9343 | 1419.9755 | 11.549 | 1.6476 | 1433.1722 | 23.7423 | 9.6759 | 4.7276 | 2.0261 | 40.1719 | 0.34184 | 6.0261 | 12.2587 | 3.0391 | 21.6658 | 8.0386 | 0.12293 | 8.1615 | 0.47744 | 669.588 | 101.2873
|  |  | Adj 17 - Removal of Pole Rental Rev & Exp to prior periods | 21148.08 | RB_GUP_EPIS_D | TOTAL | 21148.08 | 14815.6416 | 3609.5377 | 29.2237 | 1.6476 | 3640.409 | 914.8096 | 195.0853 | 4.7276 | 2.0261 | 1116.6486 | 48.1235 | 436.8789 | 12.2587 | 3.0391 | 500.3003 | 251.5086 | 4.3697 | 255.8782 | 4.6068 | 704.6108 | 109.9848
[5 empty] | LABOR_M | PRODUCTION | 0 | 0 | 0 | 0 | 0 | 0 | 0 | 0 | 0 | 0 | 0 | 0 | 0 | 0 | 0 | 0 | 0 | 0 | 0 | 0 | 0 | 0
[5 empty] | LABOR_M | BULKTRAN | 0 | 0 | 0 | 0 | 0 | 0 | 0 | 0 | 0 | 0 | 0 | 0 | 0 | 0 | 0 | 0 | 0 | 0 | 0 | 0 | 0 | 0
[5 empty] | LABOR_M | SUBTRAN | 0 | 0 | 0 | 0 | 0 | 0 | 0 | 0 | 0 | 0 | 0 | 0 | 0 | 0 | 0 | 0 | 0 | 0 | 0 | 0 | 0 | 0
[5 empty] | LABOR_M | DISTPRI | 0 | 0 | 0 | 0 | 0 | 0 | 0 | 0 | 0 | 0 | 0 | 0 | 0 | 0 | 0 | 0 | 0 | 0 | 0 | 0 | 0 | 0
[5 empty] | LABOR_M | DISTSEC | 0 | 0 | 0 | 0 | 0 | 0 | 0 | 0 | 0 | 0 | 0 | 0 | 0 | 0 | 0 | 0 | 0 | 0 | 0 | 0 | 0 | 0
[5 empty] | LABOR_M | ENERGY | 0 | 0 | 0 | 0 | 0 | 0 | 0 | 0 | 0 | 0 | 0 | 0 | 0 | 0 | 0 | 0 | 0 | 0 | 0 | 0 | 0 | 0
[5 empty] | LABOR_M | CUSTOMER | 0 | 0 | 0 | 0 | 0 | 0 | 0 | 0 | 0 | 0 | 0 | 0 | 0 | 0 | 0 | 0 | 0 | 0 | 0 | 0 | 0 | 0
|  |  | Adj - Removal Non-Ongoing Exp - COVID-19 Pandemic |  | LABOR_M | TOTAL | 0 | 0 | 0 | 0 | 0 | 0 | 0 | 0 | 0 | 0 | 0 | 0 | 0 | 0 | 0 | 0 | 0 | 0 | 0 | 0 | 0 | 0
[5 empty] | CUST_903 | PRODUCTION | 0 | 0 | 0 | 0 | 0 | 0 | 0 | 0 | 0 | 0 | 0 | 0 | 0 | 0 | 0 | 0 | 0 | 0 | 0 | 0 | 0 | 0
[5 empty] | CUST_903 | BULKTRAN | 0 | 0 | 0 | 0 | 0 | 0 | 0 | 0 | 0 | 0 | 0 | 0 | 0 | 0 | 0 | 0 | 0 | 0 | 0 | 0 | 0 | 0
[5 empty] | CUST_903 | SUBTRAN | 0 | 0 | 0 | 0 | 0 | 0 | 0 | 0 | 0 | 0 | 0 | 0 | 0 | 0 | 0 | 0 | 0 | 0 | 0 | 0 | 0 | 0
[5 empty] | CUST_903 | DISTPRI | 0 | 0 | 0 | 0 | 0 | 0 | 0 | 0 | 0 | 0 | 0 | 0 | 0 | 0 | 0 | 0 | 0 | 0 | 0 | 0 | 0 | 0
[5 empty] | CUST_903 | DISTSEC | 0 | 0 | 0 | 0 | 0 | 0 | 0 | 0 | 0 | 0 | 0 | 0 | 0 | 0 | 0 | 0 | 0 | 0 | 0 | 0 | 0 | 0
[5 empty] | CUST_903 | ENERGY | 0 | 0 | 0 | 0 | 0 | 0 | 0 | 0 | 0 | 0 | 0 | 0 | 0 | 0 | 0 | 0 | 0 | 0 | 0 | 0 | 0 | 0
[5 empty] | CUST_903 | CUSTOMER | 0 | 0 | 0 | 0 | 0 | 0 | 0 | 0 | 0 | 0 | 0 | 0 | 0 | 0 | 0 | 0 | 0 | 0 | 0 | 0 | 0 | 0
|  |  | Adj - Removal Prior Period Insurance Proceeds |  | CUST_903 | TOTAL | 0 | 0 | 0 | 0 | 0 | 0 | 0 | 0 | 0 | 0 | 0 | 0 | 0 | 0 | 0 | 0 | 0 | 0 | 0 | 0 | 0 | 0
[5 empty] | PROD_ENERGY | PRODUCTION | 0 | 0 | 0 | 0 | 0 | 0 | 0 | 0 | 0 | 0 | 0 | 0 | 0 | 0 | 0 | 0 | 0 | 0 | 0 | 0 | 0 | 0
[5 empty] | PROD_ENERGY | BULKTRAN | 0 | 0 | 0 | 0 | 0 | 0 | 0 | 0 | 0 | 0 | 0 | 0 | 0 | 0 | 0 | 0 | 0 | 0 | 0 | 0 | 0 | 0
[5 empty] | PROD_ENERGY | SUBTRAN | 0 | 0 | 0 | 0 | 0 | 0 | 0 | 0 | 0 | 0 | 0 | 0 | 0 | 0 | 0 | 0 | 0 | 0 | 0 | 0 | 0 | 0
[5 empty] | PROD_ENERGY | DISTPRI | 0 | 0 | 0 | 0 | 0 | 0 | 0 | 0 | 0 | 0 | 0 | 0 | 0 | 0 | 0 | 0 | 0 | 0 | 0 | 0 | 0 | 0
[5 empty] | PROD_ENERGY | DISTSEC | 0 | 0 | 0 | 0 | 0 | 0 | 0 | 0 | 0 | 0 | 0 | 0 | 0 | 0 | 0 | 0 | 0 | 0 | 0 | 0 | 0 | 0
[5 empty] | PROD_ENERGY | ENERGY | 0 | 0 | 0 | 0 | 0 | 0 | 0 | 0 | 0 | 0 | 0 | 0 | 0 | 0 | 0 | 0 | 0 | 0 | 0 | 0 | 0 | 0
[5 empty] | PROD_ENERGY | CUSTOMER | 0 | 0 | 0 | 0 | 0 | 0 | 0 | 0 | 0 | 0 | 0 | 0 | 0 | 0 | 0 | 0 | 0 | 0 | 0 | 0 | 0 | 0
|  |  | Adj - Removal Rockport - Energy |  | PROD_ENERGY | TOTAL | 0 | 0 | 0 | 0 | 0 | 0 | 0 | 0 | 0 | 0 | 0 | 0 | 0 | 0 | 0 | 0 | 0 | 0 | 0 | 0 | 0 | 0
[5 empty] | PROD_ENERGY | PRODUCTION | 0 | 0 | 0 | 0 | 0 | 0 | 0 | 0 | 0 | 0 | 0 | 0 | 0 | 0 | 0 | 0 | 0 | 0 | 0 | 0 | 0 | 0
[5 empty] | PROD_ENERGY | BULKTRAN | 0 | 0 | 0 | 0 | 0 | 0 | 0 | 0 | 0 | 0 | 0 | 0 | 0 | 0 | 0 | 0 | 0 | 0 | 0 | 0 | 0 | 0
[5 empty] | PROD_ENERGY | SUBTRAN | 0 | 0 | 0 | 0 | 0 | 0 | 0 | 0 | 0 | 0 | 0 | 0 | 0 | 0 | 0 | 0 | 0 | 0 | 0 | 0 | 0 | 0
[5 empty] | PROD_ENERGY | DISTPRI | 0 | 0 | 0 | 0 | 0 | 0 | 0 | 0 | 0 | 0 | 0 | 0 | 0 | 0 | 0 | 0 | 0 | 0 | 0 | 0 | 0 | 0
[5 empty] | PROD_ENERGY | DISTSEC | 0 | 0 | 0 | 0 | 0 | 0 | 0 | 0 | 0 | 0 | 0 | 0 | 0 | 0 | 0 | 0 | 0 | 0 | 0 | 0 | 0 | 0
[5 empty] | PROD_ENERGY | ENERGY | 0 | 0 | 0 | 0 | 0 | 0 | 0 | 0 | 0 | 0 | 0 | 0 | 0 | 0 | 0 | 0 | 0 | 0 | 0 | 0 | 0 | 0
[5 empty] | PROD_ENERGY | CUSTOMER | 0 | 0 | 0 | 0 | 0 | 0 | 0 | 0 | 0 | 0 | 0 | 0 | 0 | 0 | 0 | 0 | 0 | 0 | 0 | 0 | 0 | 0
|  |  | Adj - Amoritization Deferred Plant Maintenance Costs |  | PROD_ENERGY | TOTAL | 0 | 0 | 0 | 0 | 0 | 0 | 0 | 0 | 0 | 0 | 0 | 0 | 0 | 0 | 0 | 0 | 0 | 0 | 0 | 0 | 0 | 0
[5 empty] | PROD_ENERGY | PRODUCTION | 0 | 0 | 0 | 0 | 0 | 0 | 0 | 0 | 0 | 0 | 0 | 0 | 0 | 0 | 0 | 0 | 0 | 0 | 0 | 0 | 0 | 0
[5 empty] | PROD_ENERGY | BULKTRAN | 0 | 0 | 0 | 0 | 0 | 0 | 0 | 0 | 0 | 0 | 0 | 0 | 0 | 0 | 0 | 0 | 0 | 0 | 0 | 0 | 0 | 0
[5 empty] | PROD_ENERGY | SUBTRAN | 0 | 0 | 0 | 0 | 0 | 0 | 0 | 0 | 0 | 0 | 0 | 0 | 0 | 0 | 0 | 0 | 0 | 0 | 0 | 0 | 0 | 0
[5 empty] | PROD_ENERGY | DISTPRI | 0 | 0 | 0 | 0 | 0 | 0 | 0 | 0 | 0 | 0 | 0 | 0 | 0 | 0 | 0 | 0 | 0 | 0 | 0 | 0 | 0 | 0
[5 empty] | PROD_ENERGY | DISTSEC | 0 | 0 | 0 | 0 | 0 | 0 | 0 | 0 | 0 | 0 | 0 | 0 | 0 | 0 | 0 | 0 | 0 | 0 | 0 | 0 | 0 | 0
[5 empty] | PROD_ENERGY | ENERGY | 1212197.65 | 440673.2186 | 142234.4011 | 1628.314 | 41.2695 | 143903.9847 | 68829.7441 | 19212.4391 | 1521.0634 | 311.811 | 89875.0576 | 4586.44 | 54811.6699 | 387492.8594 | 62099.4765 | 508990.4458 | 18669.7835 | 438.8058 | 19108.5893 | 428.6778 | 7376.3082 | 1841.368
[5 empty] | PROD_ENERGY | CUSTOMER | 0 | 0 | 0 | 0 | 0 | 0 | 0 | 0 | 0 | 0 | 0 | 0 | 0 | 0 | 0 | 0 | 0 | 0 | 0 | 0 | 0 | 0
|  |  | Adj 40 - Non-FAC Eligibile Cost Adj5 | 1212197.65 | PROD_ENERGY | TOTAL | 1212197.65 | 440673.2186 | 142234.4011 | 1628.314 | 41.2695 | 143903.9847 | 68829.7441 | 19212.4391 | 1521.0634 | 311.811 | 89875.0576 | 4586.44 | 54811.6699 | 387492.8594 | 62099.4765 | 508990.4458 | 18669.7835 | 438.8058 | 19108.5893 | 428.6778 | 7376.3082 | 1841.368
[5 empty] | RSALE | PRODUCTION | 0 | 0 | 0 | 0 | 0 | 0 | 0 | 0 | 0 | 0 | 0 | 0 | 0 | 0 | 0 | 0 | 0 | 0 | 0 | 0 | 0 | 0
[5 empty] | RSALE | BULKTRAN | 0 | 0 | 0 | 0 | 0 | 0 | 0 | 0 | 0 | 0 | 0 | 0 | 0 | 0 | 0 | 0 | 0 | 0 | 0 | 0 | 0 | 0
[5 empty] | RSALE | SUBTRAN | 0 | 0 | 0 | 0 | 0 | 0 | 0 | 0 | 0 | 0 | 0 | 0 | 0 | 0 | 0 | 0 | 0 | 0 | 0 | 0 | 0 | 0
[5 empty] | RSALE | DISTPRI | 0 | 0 | 0 | 0 | 0 | 0 | 0 | 0 | 0 | 0 | 0 | 0 | 0 | 0 | 0 | 0 | 0 | 0 | 0 | 0 | 0 | 0
[5 empty] | RSALE | DISTSEC | 0 | 0 | 0 | 0 | 0 | 0 | 0 | 0 | 0 | 0 | 0 | 0 | 0 | 0 | 0 | 0 | 0 | 0 | 0 | 0 | 0 | 0
[5 empty] | RSALE | ENERGY | 0 | 0 | 0 | 0 | 0 | 0 | 0 | 0 | 0 | 0 | 0 | 0 | 0 | 0 | 0 | 0 | 0 | 0 | 0 | 0 | 0 | 0
[5 empty] | RSALE | CUSTOMER | 0 | 0 | 0 | 0 | 0 | 0 | 0 | 0 | 0 | 0 | 0 | 0 | 0 | 0 | 0 | 0 | 0 | 0 | 0 | 0 | 0 | 0
|  |  | Adj - Removal of Regulatory Asset Amortization |  | RSALE | TOTAL | 0 | 0 | 0 | 0 | 0 | 0 | 0 | 0 | 0 | 0 | 0 | 0 | 0 | 0 | 0 | 0 | 0 | 0 | 0 | 0 | 0 | 0
[6 empty] | PRODUCTION | 6953944.1747 | 3471601.2434 | 853061.8205 | -5126.4081 | -1163.4501 | 846771.9623 | 322939.3559 | 108390.603 | 5691.2176 | 60627.9842 | 497649.1607 | 24174.1454 | 258451.484 | 1478559.4664 | 275734.1511 | 2036919.2469 | 84585.3368 | 2541.2762 | 87126.613 | 1907.5439 | 9398.1016 | 2570.3029
[6 empty] | BULKTRAN | 522418.6856 | 320567.9518 | 68760.654 | -1397.4264 | -529.3505 | 66833.8771 | 23612.3848 | 7896.9475 | 544.8333 | -101416.5517 | -69362.3861 | 1813.2513 | 19678.1412 | 156793.6054 | 20254.8355 | 198539.8334 | 4633.7651 | 191.3179 | 4825.0831 | 147.0971 | 666.7223 | 200.5068
[6 empty] | SUBTRAN | 240442.8981 | 118619.5885 | 25850.9153 | -499.6406 | -247.7483 | 25103.5264 | 9298.0536 | 3081.8859 | 276.8528 | 0 | 12656.7923 | 661.3852 | 7610.2243 | 73631.3512 | 0 | 81902.9607 | 1845.8929 | 74.2315 | 1920.1244 | 54.1572 | 142.8574 | 42.8913
[6 empty] | DISTPRI | -631863.1067 | -384416.8624 | -114814.6526 | -8621.8865 | 0 | -123436.5391 | -66664.5888 | -11584.2788 | 0 | 0 | -78248.8676 | -1734.2059 | -22167.1301 | 0 | 0 | -23901.3361 | -20540.6801 | -240.0024 | -20780.6825 | -137.8499 | -816.5958 | -124.3733
[6 empty] | DISTSEC | -208448.493 | -140668.0981 | -39463.203 | 0 | 0 | -39463.203 | -20004.8702 | 0 | 0 | 0 | -20004.8702 | -316.5225 | 0 | 0 | 0 | -316.5225 | -6466.4604 | 0 | -6466.4604 | -31.0141 | -1332.0329 | -166.2918
[6 empty] | ENERGY | -48475253.4327 | -17595008.5481 | -5693823.4625 | -76192.4847 | -2745.9717 | -5772761.9189 | -2784267.4524 | -762829.8835 | -63000.0598 | 87871.623 | -3522225.7728 | -180833.5124 | -2166800.4279 | -15630774.8006 | -2448622.8547 | -20427031.5957 | -757145.6971 | -17384.2998 | -774529.9969 | -16900.9254 | -294199.6742 | -72595.0008
[6 empty] | CUSTOMER | -1951407.435 | -1275631.0706 | -341771.7298 | -9142.5913 | -4261.7248 | -355176.046 | -6662.4044 | -2558.9 | -1755.3801 | -19560.4835 | -30537.1679 | -72.8335 | -1505.9303 | -3564.6835 | -737.782 | -5881.2293 | -2374.6619 | -31.971 | -2406.6329 | -101.1961 | -283630.9134 | 1956.8213
|  | Total Operations and Maintenance Expense Adjustments |  | -43550166.709 |  | TOTAL | -43550166.709 | -15484935.7955 | -5242199.6581 | -100980.4376 | -8948.2454 | -5352128.3411 | -2521749.5215 | -657603.6259 | -58242.5363 | 27522.572 | -3210073.1116 | -156308.2924 | -1904733.6389 | -13925355.0611 | -2153371.6501 | -18139768.6426 | -695462.5047 | -14849.4475 | -710311.9522 | -15062.1874 | -569771.535 | -68115.1437
[6 empty] | PRODUCTION | 125262622.0197 | 61464931.6417 | 15536954.4972 | 166588.2128 | 3066.9354 | 15706609.6453 | 6469223.3015 | 1859600.605 | 144137.316 | 90105.0368 | 8563066.2593 | 393201.5753 | 4283048.176 | 28328049.7269 | 4487187.9483 | 37491487.4265 | 1753745.0331 | 42824.1289 | 1796569.162 | 31008.773 | 167177.7962 | 41771.3157
[6 empty] | BULKTRAN | 9950892.4254 | 4919234.9893 | 1250627.5109 | 12575.5871 | -176.0066 | 1263027.0914 | 521122.0476 | 150679.4739 | 11695.7294 | -99935.1575 | 583562.0934 | 31391.4682 | 344764.8353 | 2291450.4059 | 353784.0435 | 3021390.7529 | 140774.1219 | 3460.1548 | 144234.2767 | 2517.4768 | 13510.4912 | 3415.2538
[6 empty] | SUBTRAN | 3857944.4829 | 1827264.7219 | 470040.1122 | 4732.9242 | -72.0051 | 474701.0313 | 204042.1266 | 58695.4034 | 5900.538 | 0 | 268638.0681 | 11458.6282 | 133395.3802 | 1081480.7592 | 0 | 1226334.7677 | 55119.1489 | 1342.1623 | 56461.3112 | 927.8051 | 2885.387 | 731.3906
[6 empty] | DISTPRI | 20811291.1448 | 13835038.4173 | 3482997.9391 | 33480.2122 | 0 | 3516478.1513 | 1487863.2161 | 430763.8768 | 0 | 0 | 1918627.0929 | 86656.6141 | 1002642.2025 | 0 | 0 | 1089298.8166 | 402448.0566 | 9877.9496 | 412326.0062 | 7137.3075 | 25843.3558 | 6541.9972
[6 empty] | DISTSEC | 8372592.0046 | 6255487.9172 | 1404261.6647 | 0 | 0 | 1404261.6647 | 490020.3834 | 0 | 0 | 0 | 490020.3834 | 22182.1602 | 0 | 0 | 0 | 22182.1602 | 135892.646 | 0 | 135892.646 | 2289.5369 | 49891.4268 | 12566.2694
[6 empty] | ENERGY | 231563597.308 | 84204611.701 | 27166593.2463 | 299967.6054 | 6788.7408 | 27473349.5925 | 13118121.6358 | 3676211.1004 | 288395.0458 | 160543.3194 | 17243271.1014 | 878803.6112 | 10496844.3562 | 73883985.2261 | 11897009.3921 | 97156642.5856 | 3556563.8701 | 84001.7222 | 3640565.5923 | 82148.2186 | 1410120.7945 | 352887.7221
[6 empty] | CUSTOMER | 29635903.4289 | 23192535.5489 | 5441780.7903 | 44404.0608 | 3358.2443 | 5489543.0954 | 94089.502 | 42500.9486 | 19966.6 | -10548.3938 | 146008.6569 | 1389.3805 | 26497.6907 | 52617.3786 | 13123.7534 | 93628.2033 | 31535.3238 | 543.6176 | 32078.9415 | 1885.4173 | 561042.5584 | 119181.0072
| Adjusted Operating & Maintenance Expenses |  |  | 429454842.8144 |  | TOTAL | 429454842.8144 | 195699104.9373 | 54753255.7607 | 561748.6024 | 12965.9089 | 55327970.272 | 22384482.213 | 6218451.4082 | 470095.2292 | 140164.8049 | 29213193.6553 | 1425083.4378 | 16287192.6409 | 105637583.4967 | 16751105.1374 | 140100964.7127 | 6076078.2004 | 142049.7354 | 6218127.9358 | 127914.5352 | 2230471.81 | 537094.9561
Depreciation, Amortization & Reg. Debits Expense
[5 empty] | RB_GUP-Land_P | PRODUCTION | 41821684.0952 | 20506966.5779 | 5187465.1548 | 60649.3579 | 1494.1277 | 5249608.6404 | 2170500.5035 | 618147.8882 | 48917.4343 | 10325.6079 | 2847891.4338 | 130382.624 | 1421399.3351 | 9493011.7686 | 1489274.1703 | 12534067.8981 | 589132.8652 | 14221.8827 | 603354.748 | 10271.4134 | 55693.6531 | 13829.7305
[5 empty] | RB_GUP-Land_P | BULKTRAN | 739208.2476 | 362465.5285 | 91689.6847 | 1071.9919 | 26.4091 | 92788.0856 | 38364.1144 | 10925.9115 | 864.6273 | 182.5076 | 50337.1608 | 2304.544 | 25123.5725 | 167791.2486 | 26323.2764 | 221542.6415 | 10413.064 | 251.3752 | 10664.4392 | 181.5497 | 984.3986 | 244.4438
[5 empty] | RB_GUP-Land_P | SUBTRAN | 283492.7037 | 134631.1974 | 34463.6 | 401.612 | 13.1665 | 34878.3785 | 15020.9113 | 4257.6434 | 436.1229 | 0 | 19714.6775 | 841.2385 | 9722.934 | 79200.5443 | 0 | 89764.7168 | 4076.5902 | 97.5351 | 4174.1253 | 66.9414 | 210.283 | 52.3837
[5 empty] | RB_GUP-Land_P | DISTPRI | 534660.642 | 355281.277 | 89446.1922 | 1043.805 | 0 | 90489.9972 | 38571.6757 | 10949.6654 | 0 | 0 | 49521.3411 | 2199.8844 | 25444.7402 | 0 | 0 | 27644.6246 | 10467.7029 | 250.7975 | 10718.5004 | 180.0943 | 660.169 | 164.6383
[5 empty] | RB_GUP-Land_P | DISTSEC | 225982.1579 | 168718.6773 | 37875.1073 | 0 | 0 | 37875.1073 | 13351.3746 | 0 | 0 | 0 | 13351.3746 | 590.9393 | 0 | 0 | 0 | 590.9393 | 3715.8867 | 0 | 3715.8867 | 60.5923 | 1337.9695 | 331.6109
[5 empty] | RB_GUP-Land_P | ENERGY | 42185.1631 | 15335.677 | 4949.8375 | 56.6662 | 1.4362 | 5007.94 | 2395.314 | 668.6037 | 52.9339 | 10.8512 | 3127.7028 | 159.6107 | 1907.4771 | 13484.9704 | 2161.0969 | 17713.1551 | 649.719 | 15.2707 | 664.9897 | 14.9182 | 256.6997 | 64.0806
[5 empty] | RB_GUP-Land_P | CUSTOMER | 603483.9905 | 484661.2576 | 114423.9468 | 336.1403 | 14.3637 | 114774.4508 | 1413.4295 | 286.5549 | 41.0779 | 17.5006 | 1758.563 | 19.5737 | 167.1436 | 106.4605 | 26.2622 | 319.4401 | 490.586 | 4.4458 | 495.0318 | 30.6104 | 1055.1673 | 389.4697
|  |  | Production & Reg Debits | 44250697 | RB_GUP-Land_P | TOTAL | 44250697 | 22028060.1926 | 5560313.5232 | 63559.5734 | 1549.5032 | 5625422.5998 | 2279617.323 | 645236.2671 | 50312.1963 | 10536.4673 | 2985702.2536 | 136498.4146 | 1483765.2024 | 9753594.9925 | 1517784.8058 | 12891643.4154 | 618946.414 | 14841.3071 | 633787.7211 | 10806.1197 | 60198.3403 | 15076.3576
[5 empty] | RB_GUP-Land_T | PRODUCTION | 348492.7721 | 170880.9625 | 43226.239 | 505.3805 | 12.4503 | 43744.0698 | 18086.4007 | 5150.9181 | 407.6204 | 86.0415 | 23730.9808 | 1086.4556 | 11844.2718 | 79103.6052 | 12409.8609 | 104444.1935 | 4909.141 | 118.5085 | 5027.6495 | 85.5899 | 464.0855 | 115.2407
[5 empty] | RB_GUP-Land_T | BULKTRAN | 17324452.3992 | 8494922.5268 | 2148885.0841 | 25123.7351 | 618.936 | 2174627.7553 | 899120.4795 | 256065.0987 | 20263.8363 | 4277.3386 | 1179726.753 | 54010.4401 | 588808.5488 | 3932439.2135 | 616925.4068 | 5192183.6092 | 244045.7505 | 5891.3536 | 249937.1041 | 4254.8887 | 23070.8558 | 5728.9063
[5 empty] | RB_GUP-Land_T | SUBTRAN | 7068513.8287 | 3356849.9936 | 859304.0656 | 10013.6616 | 328.2901 | 869646.0172 | 374526.461 | 106158.6797 | 10874.1438 | 0 | 491559.2845 | 20975.1639 | 242428.4384 | 1974760.3225 | 0 | 2238163.9248 | 101644.358 | 2431.909 | 104076.267 | 1669.0955 | 5243.1281 | 1306.1181
[5 empty] | RB_GUP-Land_T | DISTPRI | 0 | 0 | 0 | 0 | 0 | 0 | 0 | 0 | 0 | 0 | 0 | 0 | 0 | 0 | 0 | 0 | 0 | 0 | 0 | 0 | 0 | 0
[5 empty] | RB_GUP-Land_T | DISTSEC | 0 | 0 | 0 | 0 | 0 | 0 | 0 | 0 | 0 | 0 | 0 | 0 | 0 | 0 | 0 | 0 | 0 | 0 | 0 | 0 | 0 | 0
[5 empty] | RB_GUP-Land_T | ENERGY | 0 | 0 | 0 | 0 | 0 | 0 | 0 | 0 | 0 | 0 | 0 | 0 | 0 | 0 | 0 | 0 | 0 | 0 | 0 | 0 | 0 | 0
[5 empty] | RB_GUP-Land_T | CUSTOMER | 0 | 0 | 0 | 0 | 0 | 0 | 0 | 0 | 0 | 0 | 0 | 0 | 0 | 0 | 0 | 0 | 0 | 0 | 0 | 0 | 0 | 0
|  |  | Transmission & Reg. Debits | 24741459 | RB_GUP-Land_T | TOTAL | 24741459 | 12022653.4828 | 3051415.3887 | 35642.7772 | 959.6763 | 3088017.8423 | 1291733.3412 | 367374.6965 | 31545.6005 | 4363.38 | 1695017.0182 | 76072.0595 | 843081.2591 | 5986303.1412 | 629335.2677 | 7534791.7275 | 350599.2495 | 8441.7711 | 359041.0206 | 6009.5741 | 28778.0694 | 7150.2651
[5 empty] | RB_GUP-Land_D | PRODUCTION | 0 | 0 | 0 | 0 | 0 | 0 | 0 | 0 | 0 | 0 | 0 | 0 | 0 | 0 | 0 | 0 | 0 | 0 | 0 | 0 | 0 | 0
[5 empty] | RB_GUP-Land_D | BULKTRAN | 0 | 0 | 0 | 0 | 0 | 0 | 0 | 0 | 0 | 0 | 0 | 0 | 0 | 0 | 0 | 0 | 0 | 0 | 0 | 0 | 0 | 0
[5 empty] | RB_GUP-Land_D | SUBTRAN | 0 | 0 | 0 | 0 | 0 | 0 | 0 | 0 | 0 | 0 | 0 | 0 | 0 | 0 | 0 | 0 | 0 | 0 | 0 | 0 | 0 | 0
[5 empty] | RB_GUP-Land_D | DISTPRI | 17435884.9499 | 11586122.083 | 2916940.9411 | 34039.6554 | 0 | 2950980.5966 | 1257865.7333 | 357080.9052 | 0 | 0 | 1614946.6385 | 71740.7046 | 829781.5986 | 0 | 0 | 901522.3032 | 341363.5666 | 8178.7889 | 349542.3554 | 5873.0785 | 21528.8545 | 5369.0402
[5 empty] | RB_GUP-Land_D | DISTSEC | 7938720.1147 | 5927062.4262 | 1330546.9735 | 0 | 0 | 1330546.9735 | 469031.8349 | 0 | 0 | 0 | 469031.8349 | 20759.61 | 0 | 0 | 0 | 20759.61 | 130538.5563 | 0 | 130538.5563 | 2128.5975 | 47002.6723 | 11649.444
[5 empty] | RB_GUP-Land_D | ENERGY | 0 | 0 | 0 | 0 | 0 | 0 | 0 | 0 | 0 | 0 | 0 | 0 | 0 | 0 | 0 | 0 | 0 | 0 | 0 | 0 | 0 | 0
[5 empty] | RB_GUP-Land_D | CUSTOMER | 15902887.9354 | 11419257.6588 | 2799111.0036 | 22765.8971 | 3247.8817 | 2825124.7824 | 46801.7475 | 19073.5404 | 9319.1801 | 3993.8505 | 79188.3185 | 673.8464 | 11878.8601 | 24164.917 | 5990.8124 | 42708.4359 | 15845.9823 | 242.329 | 16088.3113 | 941.1398 | 1319917.8958 | 199661.3928
|  |  | Distribution | 41277493 | RB_GUP-Land_D | TOTAL | 41277493 | 28932442.168 | 7046598.9182 | 56805.5525 | 3247.8817 | 7106652.3525 | 1773699.3157 | 376154.4456 | 9319.1801 | 3993.8505 | 2163166.7919 | 93174.161 | 841660.4587 | 24164.917 | 5990.8124 | 964990.3492 | 487748.1052 | 8421.1179 | 496169.223 | 8942.8159 | 1388449.4226 | 216679.877
[5 empty] | RB_GUP-Land_G | PRODUCTION | 3484085.2069 | 1708396.5038 | 432157.8865 | 5052.583 | 124.4729 | 437334.9424 | 180820.2816 | 51496.7285 | 4075.2187 | 860.2068 | 237252.4357 | 10861.9292 | 118414.0836 | 790844.8114 | 124068.6074 | 1044189.4316 | 49079.542 | 1184.7981 | 50264.3401 | 855.692 | 4639.7326 | 1152.1286
[5 empty] | RB_GUP-Land_G | BULKTRAN | 937474.0571 | 459683.7639 | 116282.118 | 1359.5148 | 33.4923 | 117675.1252 | 48653.8971 | 13856.391 | 1096.5323 | 231.4586 | 63838.279 | 2922.6544 | 31862.0598 | 212795.1671 | 33383.5408 | 280963.4222 | 13205.9908 | 318.7974 | 13524.7883 | 230.2438 | 1248.4278 | 310.007
[5 empty] | RB_GUP-Land_G | SUBTRAN | 359529.3423 | 170741.1345 | 43707.211 | 509.3299 | 16.698 | 44233.2389 | 19049.7261 | 5399.6018 | 553.097 | 0 | 25002.4249 | 1066.8702 | 12330.7585 | 100443.2187 | 0 | 113840.8474 | 5169.9876 | 123.6954 | 5293.683 | 84.896 | 266.6838 | 66.4337
[5 empty] | RB_GUP-Land_G | DISTPRI | 2393894.008 | 1590739.3465 | 400487.1253 | 4673.5412 | 0 | 405160.6665 | 172701.1419 | 49026.123 | 0 | 0 | 221727.2649 | 9849.7807 | 113926.4914 | 0 | 0 | 123776.2721 | 46868.1801 | 1122.9229 | 47991.103 | 806.3558 | 2955.8463 | 737.1529
[5 empty] | RB_GUP-Land_G | DISTSEC | 956771.0203 | 714326.9296 | 160356.93 | 0 | 0 | 160356.93 | 56527.5083 | 0 | 0 | 0 | 56527.5083 | 2501.939 | 0 | 0 | 0 | 2501.939 | 15732.4488 | 0 | 15732.4488 | 256.5376 | 5664.7412 | 1403.9858
[5 empty] | RB_GUP-Land_G | ENERGY | 2513036.7074 | 913570.4679 | 294869.6288 | 3375.6978 | 85.5569 | 298330.8834 | 142692.6323 | 39829.7791 | 3153.3538 | 646.4231 | 186322.1884 | 9508.2614 | 113631.4185 | 803320.9598 | 128739.9492 | 1055200.5888 | 38704.7864 | 909.6992 | 39614.4856 | 888.7025 | 15292.0056 | 3817.3852
[5 empty] | RB_GUP-Land_G | CUSTOMER | 3687942.658 | 2896839.6637 | 673037.9734 | 6065.3628 | 855.6663 | 679959.0026 | 11613.1743 | 5105.6307 | 2447.0775 | 1042.5408 | 20208.4233 | 168.9634 | 3176.8984 | 6342.021 | 1564.4832 | 11252.366 | 3899.2788 | 65.4293 | 3964.7081 | 228.1872 | 62857.9787 | 12632.3285
|  |  | General & Intangible | 14332733 | RB_GUP-Land_G | TOTAL | 14332733 | 8454297.8099 | 2120898.873 | 21036.0295 | 1115.8865 | 2143050.789 | 632058.3616 | 164714.2542 | 11325.2793 | 2780.6293 | 810878.5244 | 36880.3982 | 393341.7102 | 1913746.178 | 287756.5806 | 2631724.867 | 172660.2147 | 3725.3423 | 176385.5569 | 3350.6149 | 92925.4161 | 20119.4218
[6 empty] | PRODUCTION | 45654262.0742 | 22386244.0442 | 5662849.2802 | 66207.3214 | 1631.0509 | 5730687.6526 | 2369407.1859 | 674795.5348 | 53400.2734 | 11271.8562 | 3108874.8502 | 142331.0088 | 1551657.6905 | 10362960.1852 | 1625752.6387 | 13682701.5232 | 643121.5483 | 15525.1893 | 658646.7376 | 11212.6953 | 60797.4712 | 15097.0999
[6 empty] | BULKTRAN | 19001134.7039 | 9317071.8192 | 2356856.8868 | 27555.2419 | 678.8374 | 2385090.966 | 986138.4909 | 280847.4012 | 22224.9959 | 4691.3048 | 1293902.1928 | 59237.6384 | 645794.1812 | 4313025.6293 | 676632.224 | 5694689.6729 | 267664.8053 | 6461.5263 | 274126.3316 | 4666.6822 | 25303.6822 | 6283.357
[6 empty] | SUBTRAN | 7711535.8747 | 3662222.3255 | 937474.8765 | 10924.6034 | 358.1546 | 948757.6346 | 408597.0984 | 115815.9249 | 11863.3636 | 0 | 536276.3869 | 22883.2726 | 264482.1309 | 2154404.0855 | 0 | 2441769.489 | 110890.9358 | 2653.1395 | 113544.0753 | 1820.933 | 5720.095 | 1424.9355
[6 empty] | DISTPRI | 20364439.5999 | 13532142.7065 | 3406874.2586 | 39757.0017 | 0 | 3446631.2603 | 1469138.5509 | 417056.6936 | 0 | 0 | 1886195.2445 | 83790.3697 | 969152.8302 | 0 | 0 | 1052943.1999 | 398699.4496 | 9552.5092 | 408251.9589 | 6859.5287 | 25144.8699 | 6270.8314
[6 empty] | DISTSEC | 9121473.2929 | 6810108.0331 | 1528779.0107 | 0 | 0 | 1528779.0107 | 538910.7178 | 0 | 0 | 0 | 538910.7178 | 23852.4882 | 0 | 0 | 0 | 23852.4882 | 149986.8918 | 0 | 149986.8918 | 2445.7274 | 54005.383 | 13385.0408
[6 empty] | ENERGY | 2555221.8705 | 928906.1448 | 299819.4663 | 3432.3641 | 86.9931 | 303338.8234 | 145087.9463 | 40498.3829 | 3206.2877 | 657.2743 | 189449.8912 | 9667.8721 | 115538.8955 | 816805.9302 | 130901.046 | 1072913.7439 | 39354.5055 | 924.9699 | 40279.4753 | 903.6207 | 15548.7053 | 3881.4659
[6 empty] | CUSTOMER | 20194314.5839 | 14800758.58 | 3586572.9239 | 29167.4002 | 4117.9117 | 3619858.2358 | 59828.3513 | 24465.726 | 11807.3356 | 5053.8919 | 101155.3048 | 862.3835 | 15222.9021 | 30613.3986 | 7581.5579 | 54280.242 | 20235.8471 | 312.2042 | 20548.0512 | 1199.9374 | 1383831.0417 | 212683.191
|  | Total Depreciation & Amort Expense |  | 124602382 |  | TOTAL | 124602382 | 71437453.6533 | 17779226.7031 | 177043.9327 | 6872.9477 | 17963143.5835 | 5977108.3416 | 1553479.6634 | 102502.2561 | 21674.3271 | 7654764.5882 | 342625.0333 | 3561848.6304 | 17677809.2287 | 2440867.4666 | 24023150.3591 | 1629953.9833 | 35429.5383 | 1665383.5217 | 29109.1247 | 1570351.2483 | 259025.9214
Depreciation & Amortization Adjustments
[5 empty] | RB_GUP-Land_P | PRODUCTION | -197828.4015 | -97003.7555 | -24538.1783 | -286.8886 | -7.0676 | -24832.1345 | -10267.0816 | -2924.0145 | -231.3933 | -48.843 | -13471.3325 | -616.7467 | -6723.6211 | -44904.6322 | -7044.6883 | -59289.6884 | -2786.7652 | -67.2735 | -2854.0387 | -48.5867 | -263.4467 | -65.4185
[5 empty] | RB_GUP-Land_P | BULKTRAN | -3496.6642 | -1714.5645 | -433.7182 | -5.0708 | -0.12492 | -438.9139 | -181.4731 | -51.6827 | -4.0899 | -0.86331 | -238.109 | -10.9011 | -118.8416 | -793.7001 | -124.5165 | -1047.9594 | -49.2567 | -1.1891 | -50.4458 | -0.85878 | -4.6565 | -1.1563
[5 empty] | RB_GUP-Land_P | SUBTRAN | -1341.0007 | -636.8437 | -163.0226 | -1.8997 | -0.062281 | -164.9846 | -71.0532 | -20.1399 | -2.063 | 0 | -93.256 | -3.9793 | -45.9922 | -374.641 | 0 | -424.6125 | -19.2834 | -0.46137 | -19.7448 | -0.31665 | -0.9947 | -0.24779
[5 empty] | RB_GUP-Land_P | DISTPRI | -2529.0961 | -1680.581 | -423.1058 | -4.9375 | 0 | -428.0433 | -182.4549 | -51.795 | 0 | 0 | -234.25 | -10.4061 | -120.3608 | 0 | 0 | -130.7669 | -49.5152 | -1.1863 | -50.7015 | -0.8519 | -3.1228 | -0.77879
[5 empty] | RB_GUP-Land_P | DISTSEC | -1068.9596 | -798.0871 | -179.16 | 0 | 0 | -179.16 | -63.1558 | 0 | 0 | 0 | -63.1558 | -2.7953 | 0 | 0 | 0 | -2.7953 | -17.5772 | 0 | -17.5772 | -0.28662 | -6.329 | -1.5686
[5 empty] | RB_GUP-Land_P | ENERGY | -199.5478 | -72.5421 | -23.4141 | -0.26805 | -0.0067936 | -23.689 | -11.3305 | -3.1627 | -0.25039 | -0.051329 | -14.7949 | -0.755 | -9.0229 | -63.7877 | -10.2226 | -83.7882 | -3.0734 | -0.072235 | -3.1456 | -0.070567 | -1.2143 | -0.30312
[5 empty] | RB_GUP-Land_P | CUSTOMER | -2854.6501 | -2292.5849 | -541.2577 | -1.59 | -0.067944 | -542.9156 | -6.6859 | -1.3555 | -0.19431 | -0.082783 | -8.3185 | -0.092589 | -0.79064 | -0.50359 | -0.12423 | -1.511 | -2.3206 | -0.02103 | -2.3416 | -0.1448 | -4.9912 | -1.8423
|  |  | Adj 7 - Decommissioning Rider Removal | -209318.32 | RB_GUP-Land_P | TOTAL | -209318.32 | -104198.9588 | -26301.8566 | -300.6548 | -7.3296 | -26609.8409 | -10783.2351 | -3052.1501 | -237.9909 | -49.8405 | -14123.2166 | -645.6761 | -7018.6293 | -46137.2646 | -7179.5517 | -60981.1218 | -2927.7917 | -70.2036 | -2997.9953 | -51.116 | -284.7552 | -71.3154
[5 empty] | RB_GUP-Land_P | PRODUCTION | -7963381.0071 | -3904787.4731 | -987759.3976 | -11548.4098 | -284.5009 | -999592.3083 | -413290.9245 | -117703.2264 | -9314.5022 | -1966.1272 | -542274.7803 | -24826.5113 | -270652.5266 | -1807590.2789 | -283576.7593 | -2386646.0761 | -112178.3967 | -2708.0275 | -114886.4242 | -1955.8079 | -10604.7805 | -2633.3567
[5 empty] | RB_GUP-Land_P | BULKTRAN | -140754.6598 | -69018.0505 | -17458.8831 | -204.1209 | -5.0286 | -17668.0326 | -7305.0157 | -2080.4326 | -164.636 | -34.7518 | -9584.8362 | -438.8145 | -4783.848 | -31949.5896 | -5012.2869 | -42184.539 | -1982.7799 | -47.865 | -2030.645 | -34.5694 | -187.442 | -46.5452
[5 empty] | RB_GUP-Land_P | SUBTRAN | -53980.6194 | -25635.4937 | -6562.3081 | -76.472 | -2.5071 | -6641.2872 | -2860.1727 | -810.7095 | -83.0433 | 0 | -3753.9255 | -160.1825 | -1851.3704 | -15080.7918 | 0 | -17092.3447 | -776.2347 | -18.5719 | -794.8066 | -12.7465 | -40.0406 | -9.9745
[5 empty] | RB_GUP-Land_P | DISTPRI | -101806.192 | -67650.0776 | -17031.6936 | -198.7538 | 0 | -17230.4473 | -7344.538 | -2084.9557 | 0 | 0 | -9429.4937 | -418.886 | -4845.0024 | 0 | 0 | -5263.8884 | -1993.1839 | -47.755 | -2040.9389 | -34.2923 | -125.7046 | -31.3492
[5 empty] | RB_GUP-Land_P | DISTSEC | -43029.8794 | -32126.1838 | -7211.9026 | 0 | 0 | -7211.9026 | -2542.2717 | 0 | 0 | 0 | -2542.2717 | -112.5224 | 0 | 0 | 0 | -112.5224 | -707.5521 | 0 | -707.5521 | -11.5375 | -254.7664 | -63.1429
[5 empty] | RB_GUP-Land_P | ENERGY | -8032.592 | -2920.1081 | -942.5121 | -10.79 | -0.27347 | -953.5755 | -456.0983 | -127.3107 | -10.0793 | -2.0662 | -595.5544 | -30.3919 | -363.2079 | -2567.71 | -411.5004 | -3372.8102 | -123.7148 | -2.9077 | -126.6225 | -2.8406 | -48.8789 | -12.2018
[5 empty] | RB_GUP-Land_P | CUSTOMER | -114911.0337 | -92285.6728 | -21787.776 | -64.0054 | -2.735 | -21854.5164 | -269.135 | -54.5637 | -7.8218 | -3.3323 | -334.8528 | -3.7271 | -31.8263 | -20.2714 | -5.0007 | -60.8255 | -93.4138 | -0.84654 | -94.2604 | -5.8286 | -200.9173 | -74.16
|  |  | Adj 49 - Remove Mitchell from Rate Base and Cost of Service | -8425895.9835 | RB_GUP-Land_P | TOTAL | -8425895.9835 | -4194423.0596 | -1058754.473 | -12102.5518 | -295.0451 | -1071152.07 | -434068.1559 | -122861.1986 | -9580.0826 | -2006.2775 | -568515.7146 | -25991.0356 | -282527.7816 | -1857208.6418 | -289005.5472 | -2454733.0062 | -117855.2759 | -2825.9738 | -120681.2497 | -2057.6227 | -11462.5303 | -2870.7304
[5 empty] | RB_GUP-Land_P | PRODUCTION | -8842116.8466 | -4335669.368 | -1096755.7627 | -12822.7431 | -315.8948 | -1109894.4005 | -458896.3712 | -130691.4337 | -10342.3303 | -2183.0836 | -602113.2188 | -27566.0443 | -300518.2426 | -2007052.5877 | -314868.6265 | -2650005.5011 | -124556.9552 | -3006.8504 | -127563.8056 | -2171.6255 | -11774.9871 | -2923.94
[5 empty] | RB_GUP-Land_P | BULKTRAN | -156286.5255 | -76633.9908 | -19385.4199 | -226.645 | -5.5835 | -19617.6484 | -8111.1029 | -2310.0023 | -182.8032 | -38.5865 | -10642.4948 | -487.2364 | -5311.7317 | -35475.1335 | -5565.3781 | -46839.4797 | -2201.5739 | -53.1468 | -2254.7207 | -38.384 | -208.1257 | -51.6813
[5 empty] | RB_GUP-Land_P | SUBTRAN | -59937.2231 | -28464.2956 | -7286.4397 | -84.9105 | -2.7837 | -7374.1339 | -3175.7844 | -900.1689 | -92.2069 | 0 | -4168.1603 | -177.8582 | -2055.6637 | -16744.9131 | 0 | -18978.435 | -861.8899 | -20.6213 | -882.5112 | -14.153 | -44.4589 | -11.0752
[5 empty] | RB_GUP-Land_P | DISTPRI | -113040.208 | -75115.0661 | -18911.0912 | -220.6857 | 0 | -19131.7769 | -8154.9864 | -2315.0244 | 0 | 0 | -10470.0108 | -465.1088 | -5379.6343 | 0 | 0 | -5844.7431 | -2213.1259 | -53.0247 | -2266.1506 | -38.0763 | -139.5757 | -34.8085
[5 empty] | RB_GUP-Land_P | DISTSEC | -47778.101 | -35671.2144 | -8007.7149 | 0 | 0 | -8007.7149 | -2822.8039 | 0 | 0 | 0 | -2822.8039 | -124.9389 | 0 | 0 | 0 | -124.9389 | -785.6284 | 0 | -785.6284 | -12.8107 | -282.8792 | -70.1106
[5 empty] | RB_GUP-Land_P | ENERGY | -8918.9651 | -3242.3335 | -1046.5155 | -11.9806 | -0.30365 | -1058.7998 | -506.4274 | -141.359 | -11.1915 | -2.2942 | -661.2721 | -33.7456 | -403.2868 | -2851.0493 | -456.9082 | -3744.99 | -137.3663 | -3.2286 | -140.5949 | -3.1541 | -54.2725 | -13.5482
[5 empty] | RB_GUP-Land_P | CUSTOMER | -127591.1307 | -102469.1273 | -24191.9934 | -71.0682 | -3.0368 | -24266.0985 | -298.8332 | -60.5847 | -8.6849 | -3.7001 | -371.8028 | -4.1384 | -35.3382 | -22.5083 | -5.5525 | -67.5374 | -103.7218 | -0.93995 | -104.6617 | -6.4718 | -223.0879 | -82.3433
|  |  | Adj 19 - Env Surcharge - Remove Mitchell FGD Expenses | -9355669 | RB_GUP-Land_P | TOTAL | -9355669 | -4657265.3957 | -1175584.9373 | -13438.0331 | -327.6025 | -1189350.5729 | -481966.3094 | -136418.5731 | -10637.2167 | -2227.6644 | -631249.7635 | -28859.0705 | -313703.8973 | -2062146.192 | -320896.4654 | -2725605.6252 | -130860.2614 | -3137.8117 | -133998.0732 | -2284.6754 | -12727.387 | -3187.5071
[5 empty] | RB_GUP-Land_P | PRODUCTION | 1871802.4026 | 917825.0503 | 232174.0492 | 2714.4678 | 66.8723 | 234955.3892 | 97144.5351 | 27666.2867 | 2189.3851 | 462.1406 | 127462.3474 | 5835.5017 | 63617.206 | 424876.2961 | 66655.0626 | 560984.0664 | 26367.6687 | 636.5252 | 27004.1939 | 459.715 | 2492.6666 | 618.9737
[5 empty] | RB_GUP-Land_P | BULKTRAN | 33084.5542 | 16222.7768 | 4103.7317 | 47.9789 | 1.182 | 4152.8926 | 1717.0528 | 489.0082 | 38.6979 | 8.1684 | 2252.9274 | 103.1439 | 1124.4493 | 7509.7899 | 1178.1441 | 9915.5273 | 466.0548 | 11.2507 | 477.3056 | 8.1256 | 44.0585 | 10.9405
[5 empty] | RB_GUP-Land_P | SUBTRAN | 12688.2103 | 6025.654 | 1542.4785 | 17.9748 | 0.58929 | 1561.0427 | 672.2871 | 190.5583 | 19.5194 | 0 | 882.3648 | 37.6511 | 435.1669 | 3544.7585 | 0 | 4017.5764 | 182.4549 | 4.3654 | 186.8203 | 2.9961 | 9.4116 | 2.3445
[5 empty] | RB_GUP-Land_P | DISTPRI | 23929.6694 | 15901.2331 | 4003.3203 | 46.7173 | 0 | 4050.0376 | 1726.3426 | 490.0714 | 0 | 0 | 2216.414 | 98.4597 | 1138.8237 | 0 | 0 | 1237.2834 | 468.5003 | 11.2249 | 479.7252 | 8.0604 | 29.547 | 7.3687
[5 empty] | RB_GUP-Land_P | DISTSEC | 10114.2256 | 7551.2986 | 1695.1665 | 0 | 0 | 1695.1665 | 597.5641 | 0 | 0 | 0 | 597.5641 | 26.4485 | 0 | 0 | 0 | 26.4485 | 166.311 | 0 | 166.311 | 2.7119 | 59.8832 | 14.8418
[5 empty] | RB_GUP-Land_P | ENERGY | 1888.0705 | 686.375 | 221.5386 | 2.5362 | 0.06428 | 224.1391 | 107.2065 | 29.9245 | 2.3691 | 0.48566 | 139.9858 | 7.1437 | 85.3725 | 603.5434 | 96.7237 | 792.7831 | 29.0793 | 0.68347 | 29.7628 | 0.66769 | 11.489 | 2.868
[5 empty] | RB_GUP-Land_P | CUSTOMER | 27009.9784 | 21691.8598 | 5121.2433 | 15.0445 | 0.64287 | 5136.9307 | 63.2605 | 12.8253 | 1.8385 | 0.78327 | 78.7076 | 0.87606 | 7.4808 | 4.7648 | 1.1754 | 14.2971 | 21.957 | 0.19898 | 22.156 | 1.37 | 47.2259 | 17.4314
|  |  | Adj 8 - Environmental Surcharge Revenue Sync | 1980517.1109 | RB_GUP-Land_P | TOTAL | 1980517.111 | 985904.2476 | 248861.5281 | 2844.7195 | 69.3507 | 251775.5984 | 102028.2486 | 28878.6743 | 2251.8101 | 471.578 | 133630.311 | 6109.2246 | 66408.4991 | 436539.1527 | 67931.1058 | 576987.9822 | 27702.0261 | 664.2486 | 28366.2747 | 483.6467 | 2694.2817 | 674.7687
[5 empty] | RB_GUP-Land_P | PRODUCTION | 439924.3008 | 215713.7649 | 54567.1948 | 637.9735 | 15.7168 | 55220.8851 | 22831.5989 | 6502.3273 | 514.5648 | 108.6156 | 29957.1066 | 1371.5011 | 14951.7678 | 99857.4461 | 15665.7464 | 131846.4614 | 6197.1169 | 149.6007 | 6346.7175 | 108.0455 | 585.8442 | 145.4756
[5 empty] | RB_GUP-Land_P | BULKTRAN | 7775.767 | 3812.7923 | 964.4882 | 11.2763 | 0.2778 | 976.0423 | 403.554 | 114.9302 | 9.0951 | 1.9198 | 529.499 | 24.2416 | 264.2761 | 1765.0042 | 276.8958 | 2330.4177 | 109.5355 | 2.6442 | 112.1797 | 1.9097 | 10.3549 | 2.5713
[5 empty] | RB_GUP-Land_P | SUBTRAN | 2982.0733 | 1416.192 | 362.5243 | 4.2246 | 0.1385 | 366.8873 | 158.0057 | 44.7864 | 4.5876 | 0 | 207.3796 | 8.849 | 102.276 | 833.1143 | 0 | 944.2394 | 42.8818 | 1.026 | 43.9078 | 0.70416 | 2.212 | 0.55103
[5 empty] | RB_GUP-Land_P | DISTPRI | 5624.1209 | 3737.2208 | 940.8888 | 10.9798 | 0 | 951.8686 | 405.7373 | 115.1801 | 0 | 0 | 520.9174 | 23.1407 | 267.6544 | 0 | 0 | 290.7951 | 110.1103 | 2.6382 | 112.7484 | 1.8944 | 6.9443 | 1.7318
[5 empty] | RB_GUP-Land_P | DISTSEC | 2377.1172 | 1774.7599 | 398.4101 | 0 | 0 | 398.4101 | 140.4437 | 0 | 0 | 0 | 140.4437 | 6.2161 | 0 | 0 | 0 | 6.2161 | 39.0876 | 0 | 39.0876 | 0.63737 | 14.0742 | 3.4882
[5 empty] | RB_GUP-Land_P | ENERGY | 443.7478 | 161.3167 | 52.0676 | 0.59607 | 0.015107 | 52.6788 | 25.1964 | 7.0331 | 0.55681 | 0.11414 | 32.9005 | 1.679 | 20.0648 | 141.8491 | 22.7327 | 186.3255 | 6.8344 | 0.16063 | 6.9951 | 0.15693 | 2.7002 | 0.67407
[5 empty] | RB_GUP-Land_P | CUSTOMER | 6348.077 | 5098.175 | 1203.631 | 3.5359 | 0.15109 | 1207.318 | 14.8679 | 3.0143 | 0.4321 | 0.18409 | 18.4984 | 0.2059 | 1.7582 | 1.1199 | 0.27625 | 3.3602 | 5.1605 | 0.046766 | 5.2073 | 0.32199 | 11.0994 | 4.0969
|  |  | Adj 28 - NERC Compliance & Cyber Security | 465475.204 | RB_GUP-Land_P | TOTAL | 465475.204 | 231714.2216 | 58489.2046 | 668.5862 | 16.2993 | 59174.0901 | 23979.404 | 6787.2712 | 529.2364 | 110.8336 | 31406.7452 | 1435.8334 | 15607.7973 | 102598.5335 | 15965.6512 | 135607.8154 | 6510.727 | 156.1164 | 6666.8434 | 113.6701 | 633.2292 | 158.5889
[5 empty] | RB_GUP-Land_P | PRODUCTION | 519598.331 | 254781.3613 | 64449.7775 | 753.5159 | 18.5632 | 65221.8567 | 26966.5955 | 7679.954 | 607.7569 | 128.2868 | 35382.5932 | 1619.8916 | 17659.66 | 117942.4784 | 18502.9463 | 155724.9762 | 7319.4674 | 176.6946 | 7496.162 | 127.6134 | 691.9456 | 171.8225
[5 empty] | RB_GUP-Land_P | BULKTRAN | 9184.0245 | 4503.3214 | 1139.1652 | 13.3186 | 0.32811 | 1152.8119 | 476.641 | 135.745 | 10.7422 | 2.2675 | 625.3958 | 28.632 | 312.1387 | 2084.6615 | 327.044 | 2752.4761 | 129.3733 | 3.1231 | 132.4965 | 2.2556 | 12.2303 | 3.037
[5 empty] | RB_GUP-Land_P | SUBTRAN | 3522.1522 | 1672.6764 | 428.1805 | 4.9897 | 0.16358 | 433.3338 | 186.6219 | 52.8975 | 5.4185 | 0 | 244.9379 | 10.4517 | 120.7991 | 983.9984 | 0 | 1115.2491 | 50.6481 | 1.2118 | 51.8599 | 0.83169 | 2.6126 | 0.65082
[5 empty] | RB_GUP-Land_P | DISTPRI | 6642.697 | 4414.0632 | 1111.2917 | 12.9684 | 0 | 1124.2601 | 479.2198 | 136.0401 | 0 | 0 | 615.2599 | 27.3317 | 316.1289 | 0 | 0 | 343.4606 | 130.0522 | 3.1159 | 133.1681 | 2.2375 | 8.202 | 2.0455
[5 empty] | RB_GUP-Land_P | DISTSEC | 2807.6333 | 2096.184 | 470.5655 | 0 | 0 | 470.5655 | 165.8793 | 0 | 0 | 0 | 165.8793 | 7.3419 | 0 | 0 | 0 | 7.3419 | 46.1667 | 0 | 46.1667 | 0.75281 | 16.6231 | 4.12
[5 empty] | RB_GUP-Land_P | ENERGY | 524.1142 | 190.5326 | 61.4975 | 0.70403 | 0.017844 | 62.2193 | 29.7597 | 8.3068 | 0.65766 | 0.13482 | 38.859 | 1.983 | 23.6988 | 167.5391 | 26.8498 | 220.0707 | 8.0722 | 0.18973 | 8.2619 | 0.18535 | 3.1893 | 0.79615
[5 empty] | RB_GUP-Land_P | CUSTOMER | 7497.7678 | 6021.4978 | 1421.6188 | 4.1763 | 0.17846 | 1425.9735 | 17.5606 | 3.5602 | 0.51036 | 0.21743 | 21.8486 | 0.24319 | 2.0766 | 1.3227 | 0.32629 | 3.9688 | 6.0951 | 0.055235 | 6.1503 | 0.38031 | 13.1095 | 4.8388
|  |  | Adj 18 - Wholesale Load Production | 549776.72 | RB_GUP-Land_P | TOTAL | 549776.72 | 273679.6367 | 69082.0967 | 789.6728 | 19.2512 | 69891.0208 | 28322.2778 | 8016.5038 | 625.0856 | 130.9065 | 37094.7737 | 1695.875 | 18434.5021 | 121180 | 18857.1663 | 160167.5434 | 7689.875 | 184.3904 | 7874.2654 | 134.2567 | 747.9124 | 187.3107
[5 empty] | RB_GUP-Land_T | PRODUCTION | 7054.2047 | 3458.9793 | 874.9873 | 10.2299 | 0.25202 | 885.4692 | 366.1057 | 104.2651 | 8.2511 | 1.7417 | 480.3635 | 21.9921 | 239.7522 | 1601.2184 | 251.2009 | 2114.1636 | 99.371 | 2.3989 | 101.7699 | 1.7325 | 9.394 | 2.3327
[5 empty] | RB_GUP-Land_T | BULKTRAN | 350682.2635 | 171954.5641 | 43497.8185 | 508.5557 | 12.5285 | 44018.9026 | 18200.033 | 5183.28 | 410.1814 | 86.5821 | 23880.0765 | 1093.2815 | 11918.6864 | 79600.593 | 12487.8289 | 105100.3898 | 4939.9839 | 119.253 | 5059.2369 | 86.1276 | 467.0012 | 115.9648
[5 empty] | RB_GUP-Land_T | SUBTRAN | 143081.1417 | 67949.4928 | 17394.0675 | 202.6969 | 6.6453 | 17603.4097 | 7581.1797 | 2148.8683 | 220.1149 | 0 | 9950.1628 | 424.5801 | 4907.2462 | 39973.178 | 0 | 45305.0043 | 2057.4892 | 49.2268 | 2106.716 | 33.7859 | 106.1316 | 26.4385
[5 empty] | RB_GUP-Land_T | DISTPRI | 0 | 0 | 0 | 0 | 0 | 0 | 0 | 0 | 0 | 0 | 0 | 0 | 0 | 0 | 0 | 0 | 0 | 0 | 0 | 0 | 0 | 0
[5 empty] | RB_GUP-Land_T | DISTSEC | 0 | 0 | 0 | 0 | 0 | 0 | 0 | 0 | 0 | 0 | 0 | 0 | 0 | 0 | 0 | 0 | 0 | 0 | 0 | 0 | 0 | 0
[5 empty] | RB_GUP-Land_T | ENERGY | 0 | 0 | 0 | 0 | 0 | 0 | 0 | 0 | 0 | 0 | 0 | 0 | 0 | 0 | 0 | 0 | 0 | 0 | 0 | 0 | 0 | 0
[5 empty] | RB_GUP-Land_T | CUSTOMER | 0 | 0 | 0 | 0 | 0 | 0 | 0 | 0 | 0 | 0 | 0 | 0 | 0 | 0 | 0 | 0 | 0 | 0 | 0 | 0 | 0 | 0
|  |  | Adj 18 - Wholesale Load Transmission | 500817.61 | RB_GUP-Land_T | TOTAL | 500817.61 | 243363.0362 | 61766.8733 | 721.4825 | 19.4258 | 62507.7816 | 26147.3183 | 7436.4134 | 638.5473 | 88.3237 | 34310.6028 | 1539.8537 | 17065.6848 | 121174.9894 | 12739.0298 | 152519.5578 | 7096.8441 | 170.8787 | 7267.7228 | 121.646 | 582.5268 | 144.736
[5 empty] | RB_GUP-Land_D | PRODUCTION | 0 | 0 | 0 | 0 | 0 | 0 | 0 | 0 | 0 | 0 | 0 | 0 | 0 | 0 | 0 | 0 | 0 | 0 | 0 | 0 | 0 | 0
[5 empty] | RB_GUP-Land_D | BULKTRAN | 0 | 0 | 0 | 0 | 0 | 0 | 0 | 0 | 0 | 0 | 0 | 0 | 0 | 0 | 0 | 0 | 0 | 0 | 0 | 0 | 0 | 0
[5 empty] | RB_GUP-Land_D | SUBTRAN | 0 | 0 | 0 | 0 | 0 | 0 | 0 | 0 | 0 | 0 | 0 | 0 | 0 | 0 | 0 | 0 | 0 | 0 | 0 | 0 | 0 | 0
[5 empty] | RB_GUP-Land_D | DISTPRI | 17453.1939 | 11597.6239 | 2919.8366 | 34.0734 | 0 | 2953.9101 | 1259.1144 | 357.4354 | 0 | 0 | 1616.5498 | 71.8119 | 830.6053 | 0 | 0 | 902.4173 | 341.7024 | 8.1869 | 349.8894 | 5.8789 | 21.5502 | 5.3744
[5 empty] | RB_GUP-Land_D | DISTSEC | 7946.601 | 5932.9463 | 1331.8678 | 0 | 0 | 1331.8678 | 469.4975 | 0 | 0 | 0 | 469.4975 | 20.7802 | 0 | 0 | 0 | 20.7802 | 130.6681 | 0 | 130.6681 | 2.1307 | 47.0493 | 11.661
[5 empty] | RB_GUP-Land_D | ENERGY | 0 | 0 | 0 | 0 | 0 | 0 | 0 | 0 | 0 | 0 | 0 | 0 | 0 | 0 | 0 | 0 | 0 | 0 | 0 | 0 | 0 | 0
[5 empty] | RB_GUP-Land_D | CUSTOMER | 15918.6751 | 11430.5938 | 2801.8897 | 22.7885 | 3.2511 | 2827.9293 | 46.8482 | 19.0925 | 9.3284 | 3.9978 | 79.2669 | 0.67452 | 11.8907 | 24.1889 | 5.9968 | 42.7508 | 15.8617 | 0.24257 | 16.1043 | 0.94207 | 1321.2282 | 199.8596
|  |  | Adj 18 - Wholesale Load Distribution | 41318.47 | RB_GUP-Land_D | TOTAL | 41318.47 | 28961.164 | 7053.5942 | 56.8619 | 3.2511 | 7113.7073 | 1775.4601 | 376.5279 | 9.3284 | 3.9978 | 2165.3142 | 93.2667 | 842.496 | 24.1889 | 5.9968 | 965.9483 | 488.2323 | 8.4295 | 496.6618 | 8.9517 | 1389.8278 | 216.895
[5 empty] | RB_GUP-Land_G | PRODUCTION | 71103.8247 | 34865.2568 | 8819.5543 | 103.114 | 2.5403 | 8925.2085 | 3690.2122 | 1050.9543 | 83.1678 | 17.5553 | 4841.8895 | 221.6722 | 2416.6155 | 16139.7002 | 2532.014 | 21310.0019 | 1001.6239 | 24.1796 | 1025.8035 | 17.4631 | 94.6885 | 23.5128
[5 empty] | RB_GUP-Land_G | BULKTRAN | 19132.1357 | 9381.3072 | 2373.1059 | 27.7452 | 0.68352 | 2401.5347 | 992.9373 | 282.7837 | 22.3782 | 4.7236 | 1302.8228 | 59.646 | 650.2465 | 4342.7613 | 681.2972 | 5733.951 | 269.5102 | 6.5061 | 276.0163 | 4.6989 | 25.4781 | 6.3267
[5 empty] | RB_GUP-Land_G | SUBTRAN | 7337.3382 | 3484.5152 | 891.9845 | 10.3945 | 0.34078 | 902.7197 | 388.7702 | 110.196 | 11.2877 | 0 | 510.2539 | 21.7729 | 251.6483 | 2049.8629 | 0 | 2323.2841 | 105.51 | 2.5244 | 108.0344 | 1.7326 | 5.4425 | 1.3558
[5 empty] | RB_GUP-Land_G | DISTPRI | 48855.0106 | 32464.0888 | 8173.2118 | 95.3785 | 0 | 8268.5903 | 3524.5153 | 1000.5338 | 0 | 0 | 4525.0491 | 201.0161 | 2325.0319 | 0 | 0 | 2526.048 | 956.4941 | 22.9168 | 979.4109 | 16.4563 | 60.3234 | 15.0439
[5 empty] | RB_GUP-Land_G | DISTSEC | 19525.9515 | 14578.1098 | 3272.5925 | 0 | 0 | 3272.5925 | 1153.6233 | 0 | 0 | 0 | 1153.6233 | 51.06 | 0 | 0 | 0 | 51.06 | 321.0706 | 0 | 321.0706 | 5.2355 | 115.607 | 28.6528
[5 empty] | RB_GUP-Land_G | ENERGY | 51286.4958 | 18644.307 | 6017.7513 | 68.8918 | 1.7461 | 6088.3892 | 2912.0964 | 812.8531 | 64.3542 | 13.1923 | 3802.496 | 194.0463 | 2319.01 | 16394.3157 | 2627.3476 | 21534.7195 | 789.8941 | 18.5653 | 808.4594 | 18.1368 | 312.0819 | 77.9059
[5 empty] | RB_GUP-Land_G | CUSTOMER | 75264.1835 | 59119.2142 | 13735.4775 | 123.783 | 17.4626 | 13876.7231 | 237.0037 | 104.1966 | 49.9404 | 21.2764 | 412.4171 | 3.4482 | 64.8347 | 129.4291 | 31.9282 | 229.6403 | 79.5772 | 1.3353 | 80.9125 | 4.6569 | 1282.8167 | 257.8028
|  |  | Adj 18 - Wholesale Load General | 292504.94 | RB_GUP-Land_G | TOTAL | 292504.94 | 172536.7991 | 43283.6778 | 429.307 | 22.7732 | 43735.758 | 12899.1584 | 3361.5175 | 231.1283 | 56.7476 | 16548.5518 | 752.6617 | 8027.3869 | 39056.0691 | 5872.587 | 53708.7047 | 3523.6801 | 76.0274 | 3599.7075 | 68.3799 | 1896.4383 | 410.6007
[5 empty] | RB_GUP-Land_P | PRODUCTION | 2131821.9389 | 1045323.7883 | 264426.2722 | 3091.5453 | 76.1618 | 267593.9794 | 110639.2698 | 31509.5209 | 2493.5213 | 526.3384 | 145168.6504 | 6646.1345 | 72454.5257 | 483897.5568 | 75914.3831 | 638912.6002 | 30030.5068 | 724.9474 | 30755.4542 | 523.5759 | 2838.9328 | 704.9578
[5 empty] | RB_GUP-Land_P | BULKTRAN | 37680.4616 | 18476.3474 | 4673.7975 | 54.6438 | 1.3462 | 4729.7874 | 1955.5755 | 556.9383 | 44.0736 | 9.3032 | 2565.8905 | 117.472 | 1280.651 | 8553.0048 | 1341.8048 | 11292.9327 | 530.7964 | 12.8136 | 543.61 | 9.2543 | 50.1788 | 12.4603
[5 empty] | RB_GUP-Land_P | SUBTRAN | 14450.7802 | 6862.7016 | 1756.7504 | 20.4718 | 0.67115 | 1777.8933 | 765.6772 | 217.0295 | 22.231 | 0 | 1004.9376 | 42.8814 | 495.6176 | 4037.175 | 0 | 4575.674 | 207.8004 | 4.9718 | 212.7722 | 3.4123 | 10.719 | 2.6702
[5 empty] | RB_GUP-Land_P | DISTPRI | 27253.8352 | 18110.1368 | 4559.4375 | 53.207 | 0 | 4612.6445 | 1966.1557 | 558.1491 | 0 | 0 | 2524.3049 | 112.1371 | 1297.0223 | 0 | 0 | 1409.1593 | 533.5815 | 12.7842 | 546.3657 | 9.1801 | 33.6515 | 8.3923
[5 empty] | RB_GUP-Land_P | DISTSEC | 11519.233 | 8600.2796 | 1930.6488 | 0 | 0 | 1930.6488 | 680.5741 | 0 | 0 | 0 | 680.5741 | 30.1226 | 0 | 0 | 0 | 30.1226 | 189.4139 | 0 | 189.4139 | 3.0886 | 68.2018 | 16.9036
[5 empty] | RB_GUP-Land_P | ENERGY | 2150.3499 | 781.722 | 252.3134 | 2.8885 | 0.073209 | 255.2751 | 122.0989 | 34.0815 | 2.6983 | 0.55313 | 159.4318 | 8.136 | 97.2319 | 687.384 | 110.1599 | 902.9118 | 33.1188 | 0.77841 | 33.8972 | 0.76044 | 13.085 | 3.2665
[5 empty] | RB_GUP-Land_P | CUSTOMER | 30762.0422 | 24705.1625 | 5832.6556 | 17.1344 | 0.73217 | 5850.5222 | 72.0483 | 14.6069 | 2.0939 | 0.89208 | 89.6411 | 0.99775 | 8.52 | 5.4267 | 1.3387 | 16.2832 | 25.0072 | 0.22662 | 25.2338 | 1.5603 | 53.7862 | 19.8529
|  |  | Adj 37 & 48 - Annualization Depreciation/Amortization Exp Production | 2255638.641 | RB_GUP-Land_P | TOTAL | 2255638.641 | 1122860.1384 | 283431.8754 | 3239.8909 | 78.9845 | 286750.7508 | 116201.3995 | 32890.3261 | 2564.618 | 537.0867 | 152193.4304 | 6957.8813 | 75633.5685 | 497180.5473 | 77367.6866 | 657139.6838 | 31550.225 | 756.522 | 32306.747 | 550.832 | 3068.5551 | 768.5035
[5 empty] | RB_GUP-Land_T | PRODUCTION | -22428.7599 | -10997.7836 | -2782.0116 | -32.5259 | -0.80129 | -2815.3388 | -1164.0286 | -331.5096 | -26.2342 | -5.5376 | -1527.3099 | -69.9235 | -762.2894 | -5091.0547 | -798.6903 | -6721.9579 | -315.949 | -7.6271 | -323.5761 | -5.5085 | -29.8682 | -7.4168
[5 empty] | RB_GUP-Land_T | BULKTRAN | -1114990.0804 | -546727.4886 | -138300.7957 | -1616.9467 | -39.8343 | -139957.5767 | -57866.7881 | -16480.1772 | -1304.1668 | -275.2866 | -75926.4187 | -3476.0755 | -37895.3214 | -253089.1375 | -39704.9034 | -334165.4377 | -15706.62 | -379.1635 | -16085.7836 | -273.8418 | -1484.8247 | -368.7085
[5 empty] | RB_GUP-Land_T | SUBTRAN | -454924.7861 | -216044.6032 | -55304.2305 | -644.4725 | -21.1285 | -55969.8316 | -24104.2706 | -6832.3011 | -699.8526 | 0 | -31636.4243 | -1349.9474 | -15602.5309 | -127094.2434 | 0 | -144046.7218 | -6541.7624 | -156.516 | -6698.2784 | -107.4219 | -337.4442 | -84.0609
[5 empty] | RB_GUP-Land_T | DISTPRI | 0 | 0 | 0 | 0 | 0 | 0 | 0 | 0 | 0 | 0 | 0 | 0 | 0 | 0 | 0 | 0 | 0 | 0 | 0 | 0 | 0 | 0
[5 empty] | RB_GUP-Land_T | DISTSEC | 0 | 0 | 0 | 0 | 0 | 0 | 0 | 0 | 0 | 0 | 0 | 0 | 0 | 0 | 0 | 0 | 0 | 0 | 0 | 0 | 0 | 0
[5 empty] | RB_GUP-Land_T | ENERGY | 0 | 0 | 0 | 0 | 0 | 0 | 0 | 0 | 0 | 0 | 0 | 0 | 0 | 0 | 0 | 0 | 0 | 0 | 0 | 0 | 0 | 0
[5 empty] | RB_GUP-Land_T | CUSTOMER | 0 | 0 | 0 | 0 | 0 | 0 | 0 | 0 | 0 | 0 | 0 | 0 | 0 | 0 | 0 | 0 | 0 | 0 | 0 | 0 | 0 | 0
|  |  | Adj 37 & 48 - Annualization Depreciation/Amortization Exp Transmission | -1592343.6264 | RB_GUP-Land_T | TOTAL | -1592343.6264 | -773769.8753 | -196387.0379 | -2293.9451 | -61.7641 | -198742.7471 | -83135.0873 | -23643.9879 | -2030.2536 | -280.8242 | -109090.1529 | -4895.9465 | -54260.1416 | -385274.4356 | -40503.5937 | -484934.1174 | -22564.3314 | -543.3067 | -23107.6381 | -386.7721 | -1852.1371 | -460.1862
[5 empty] | RB_GUP-Land_D | PRODUCTION | 0 | 0 | 0 | 0 | 0 | 0 | 0 | 0 | 0 | 0 | 0 | 0 | 0 | 0 | 0 | 0 | 0 | 0 | 0 | 0 | 0 | 0
[5 empty] | RB_GUP-Land_D | BULKTRAN | 0 | 0 | 0 | 0 | 0 | 0 | 0 | 0 | 0 | 0 | 0 | 0 | 0 | 0 | 0 | 0 | 0 | 0 | 0 | 0 | 0 | 0
[5 empty] | RB_GUP-Land_D | SUBTRAN | 0 | 0 | 0 | 0 | 0 | 0 | 0 | 0 | 0 | 0 | 0 | 0 | 0 | 0 | 0 | 0 | 0 | 0 | 0 | 0 | 0 | 0
[5 empty] | RB_GUP-Land_D | DISTPRI | 1916157.3206 | 1273283.9607 | 320564.041 | 3740.8675 | 0 | 324304.9085 | 138236.0941 | 39242.2405 | 0 | 0 | 177478.3346 | 7884.1124 | 91190.7878 | 0 | 0 | 99074.9002 | 37514.9468 | 898.8271 | 38413.774 | 645.4357 | 2365.9638 | 590.0432
[5 empty] | RB_GUP-Land_D | DISTSEC | 872444.1981 | 651368.3756 | 146223.5689 | 0 | 0 | 146223.5689 | 51545.3495 | 0 | 0 | 0 | 51545.3495 | 2281.4259 | 0 | 0 | 0 | 2281.4259 | 14345.8397 | 0 | 14345.8397 | 233.9272 | 5165.4685 | 1280.2429
[5 empty] | RB_GUP-Land_D | ENERGY | 0 | 0 | 0 | 0 | 0 | 0 | 0 | 0 | 0 | 0 | 0 | 0 | 0 | 0 | 0 | 0 | 0 | 0 | 0 | 0 | 0 | 0
[5 empty] | RB_GUP-Land_D | CUSTOMER | 1747685.0314 | 1254946.0048 | 307614.8447 | 2501.9115 | 356.9336 | 310473.6897 | 5143.3874 | 2096.1313 | 1024.1531 | 438.9135 | 8702.5853 | 74.0539 | 1305.4551 | 2655.66 | 658.3743 | 4693.5434 | 1741.4313 | 26.6313 | 1768.0626 | 103.4288 | 145055.4615 | 21942.2553
|  |  | Adj 37 & 48 - Annualization Depreciation/Amortization Exp Distribution | 4536286.5501 | RB_GUP-Land_D | TOTAL | 4536286.5501 | 3179598.3411 | 774402.4545 | 6242.7789 | 356.9336 | 781002.167 | 194924.8311 | 41338.3718 | 1024.1531 | 438.9135 | 237726.2695 | 10239.5922 | 92496.2429 | 2655.66 | 658.3743 | 106049.8694 | 53602.2178 | 925.4584 | 54527.6762 | 982.7916 | 152586.8938 | 23812.5414
[5 empty] | RB_GUP-Land_G | PRODUCTION | -21680.7487 | -10631.0016 | -2689.23 | -31.4412 | -0.77457 | -2721.4458 | -1125.2076 | -320.4536 | -25.3593 | -5.3529 | -1476.3733 | -67.5916 | -736.8666 | -4921.2653 | -772.0535 | -6497.777 | -305.4119 | -7.3728 | -312.7847 | -5.3248 | -28.8721 | -7.1695
[5 empty] | RB_GUP-Land_G | BULKTRAN | -5833.7091 | -2860.5179 | -723.5998 | -8.46 | -0.20842 | -732.2682 | -302.7632 | -86.2255 | -6.8235 | -1.4403 | -397.2525 | -18.1871 | -198.2711 | -1324.1807 | -207.7389 | -1748.3778 | -82.1782 | -1.9838 | -84.162 | -1.4328 | -7.7687 | -1.9291
[5 empty] | RB_GUP-Land_G | SUBTRAN | -2237.2775 | -1062.4871 | -271.981 | -3.1695 | -0.10391 | -275.2544 | -118.5425 | -33.6006 | -3.4418 | 0 | -155.585 | -6.6389 | -76.7318 | -625.0376 | 0 | -708.4083 | -32.1718 | -0.76973 | -32.9415 | -0.52829 | -1.6595 | -0.4134
[5 empty] | RB_GUP-Land_G | DISTPRI | -14896.7122 | -9898.8452 | -2492.1494 | -29.0825 | 0 | -2521.2319 | -1074.6838 | -305.0795 | 0 | 0 | -1379.7634 | -61.2932 | -708.9412 | 0 | 0 | -770.2344 | -291.6511 | -6.9877 | -298.6388 | -5.0178 | -18.3936 | -4.5872
[5 empty] | RB_GUP-Land_G | DISTSEC | -5953.7901 | -4445.1102 | -997.8683 | 0 | 0 | -997.8683 | -351.7591 | 0 | 0 | 0 | -351.7591 | -15.5691 | 0 | 0 | 0 | -15.5691 | -97.8998 | 0 | -97.8998 | -1.5964 | -35.2505 | -8.7367
[5 empty] | RB_GUP-Land_G | ENERGY | -15638.1128 | -5684.9619 | -1834.9133 | -21.0063 | -0.5324 | -1856.452 | -887.947 | -247.8526 | -19.6227 | -4.0226 | -1159.4448 | -59.168 | -707.105 | -4998.9018 | -801.1223 | -6566.2972 | -240.852 | -5.6609 | -246.5128 | -5.5302 | -95.159 | -23.7548
[5 empty] | RB_GUP-Land_G | CUSTOMER | -22949.3119 | -18026.44 | -4188.1775 | -37.7435 | -5.3246 | -4231.2456 | -72.2664 | -31.7713 | -15.2277 | -6.4875 | -125.7529 | -1.0514 | -19.7692 | -39.4651 | -9.7355 | -70.0212 | -24.2644 | -0.40715 | -24.6716 | -1.42 | -391.1523 | -78.6084
|  |  | Adj 37 & 48 - Annualization Depreciation/Amortization Exp General | -89189.6622 | RB_GUP-Land_G | TOTAL | -89189.6622 | -52609.3639 | -13197.9193 | -130.9029 | -6.9439 | -13335.7662 | -3933.1697 | -1024.9831 | -70.4749 | -17.3033 | -5045.931 | -229.4992 | -2447.6849 | -11908.8505 | -1790.6503 | -16376.6849 | -1074.4292 | -23.182 | -1097.6112 | -20.8502 | -578.2558 | -125.199
[5 empty] | RB_GUP-Land_D | PRODUCTION | 0 | 0 | 0 | 0 | 0 | 0 | 0 | 0 | 0 | 0 | 0 | 0 | 0 | 0 | 0 | 0 | 0 | 0 | 0 | 0 | 0 | 0
[5 empty] | RB_GUP-Land_D | BULKTRAN | 0 | 0 | 0 | 0 | 0 | 0 | 0 | 0 | 0 | 0 | 0 | 0 | 0 | 0 | 0 | 0 | 0 | 0 | 0 | 0 | 0 | 0
[5 empty] | RB_GUP-Land_D | SUBTRAN | 0 | 0 | 0 | 0 | 0 | 0 | 0 | 0 | 0 | 0 | 0 | 0 | 0 | 0 | 0 | 0 | 0 | 0 | 0 | 0 | 0 | 0
[5 empty] | RB_GUP-Land_D | DISTPRI | 247107.8536 | 164202.8361 | 41339.9731 | 482.4227 | 0 | 41822.3958 | 17826.9415 | 5060.6835 | 0 | 0 | 22887.6251 | 1016.736 | 11759.9738 | 0 | 0 | 12776.7098 | 4837.9316 | 115.9128 | 4953.8444 | 83.2355 | 305.1149 | 76.092
[5 empty] | RB_GUP-Land_D | DISTSEC | 112510.4974 | 84000.5356 | 18857.0071 | 0 | 0 | 18857.0071 | 6647.2938 | 0 | 0 | 0 | 6647.2938 | 294.2129 | 0 | 0 | 0 | 294.2129 | 1850.041 | 0 | 1850.041 | 30.1673 | 666.1394 | 165.1003
[5 empty] | RB_GUP-Land_D | ENERGY | 0 | 0 | 0 | 0 | 0 | 0 | 0 | 0 | 0 | 0 | 0 | 0 | 0 | 0 | 0 | 0 | 0 | 0 | 0 | 0 | 0 | 0
[5 empty] | RB_GUP-Land_D | CUSTOMER | 225381.6491 | 161837.9714 | 39670.0434 | 322.6468 | 46.0302 | 40038.7203 | 663.2918 | 270.3173 | 132.0749 | 56.6023 | 1122.2863 | 9.55 | 168.3516 | 342.4742 | 84.904 | 605.2799 | 224.5752 | 3.4344 | 228.0095 | 13.3382 | 18706.3679 | 2829.6756
|  |  | Adj 50 - Veg Management Tree Trimming & Dist Investments | 585000 | RB_GUP-Land_D | TOTAL | 585000 | 410041.3431 | 99867.0236 | 805.0694 | 46.0302 | 100718.1232 | 25137.5271 | 5331.0009 | 132.0749 | 56.6023 | 30657.2052 | 1320.4989 | 11928.3254 | 342.4742 | 84.904 | 13676.2025 | 6912.5478 | 119.3472 | 7031.895 | 126.7409 | 19677.6222 | 3070.8679
[5 empty] | RB_GUP-Land_P | PRODUCTION | 107145.7316 | 52538.1506 | 13290.1092 | 155.3816 | 3.8279 | 13449.3187 | 5560.7484 | 1583.6739 | 125.3248 | 26.4539 | 7296.2009 | 334.0358 | 3641.5767 | 24320.7731 | 3815.4697 | 32111.8555 | 1509.3384 | 36.436 | 1545.7743 | 26.315 | 142.6852 | 35.4313
[5 empty] | RB_GUP-Land_P | BULKTRAN | 1893.8264 | 928.6244 | 234.9059 | 2.7464 | 0.067659 | 237.7199 | 98.2876 | 27.9918 | 2.2151 | 0.46758 | 128.9621 | 5.9042 | 64.3657 | 429.8755 | 67.4393 | 567.5847 | 26.6779 | 0.64401 | 27.3219 | 0.46512 | 2.522 | 0.62626
[5 empty] | RB_GUP-Land_P | SUBTRAN | 726.2987 | 344.9205 | 88.2946 | 1.0289 | 0.033732 | 89.3572 | 38.4831 | 10.9079 | 1.1173 | 0 | 50.5083 | 2.1552 | 24.9098 | 202.9091 | 0 | 229.9742 | 10.4441 | 0.24988 | 10.694 | 0.1715 | 0.53874 | 0.13421
[5 empty] | RB_GUP-Land_P | DISTPRI | 1369.7824 | 910.2185 | 229.1581 | 2.6742 | 0 | 231.8323 | 98.8193 | 28.0527 | 0 | 0 | 126.872 | 5.636 | 65.1886 | 0 | 0 | 70.8246 | 26.8179 | 0.64253 | 27.4604 | 0.4614 | 1.6913 | 0.4218
[5 empty] | RB_GUP-Land_P | DISTSEC | 578.9586 | 432.2515 | 97.0347 | 0 | 0 | 97.0347 | 34.2058 | 0 | 0 | 0 | 34.2058 | 1.514 | 0 | 0 | 0 | 1.514 | 9.52 | 0 | 9.52 | 0.15524 | 3.4278 | 0.84958
[5 empty] | RB_GUP-Land_P | ENERGY | 108.077 | 39.2895 | 12.6813 | 0.14518 | 0.0036795 | 12.8302 | 6.1367 | 1.7129 | 0.13561 | 0.0278 | 8.0131 | 0.40892 | 4.8869 | 34.548 | 5.5367 | 45.3805 | 1.6646 | 0.039123 | 1.7037 | 0.03822 | 0.65766 | 0.16417
[5 empty] | RB_GUP-Land_P | CUSTOMER | 1546.1054 | 1241.6857 | 293.1503 | 0.86118 | 0.036799 | 294.0482 | 3.6212 | 0.73414 | 0.10524 | 0.044836 | 4.5054 | 0.050147 | 0.42822 | 0.27275 | 0.067283 | 0.81839 | 1.2569 | 0.01139 | 1.2683 | 0.078423 | 2.7033 | 0.99781
|  |  | Adj 38 - ARO Depreciation Expense | 113368.78 | RB_GUP-Land_P | TOTAL | 113368.78 | 56435.1407 | 14245.334 | 162.8375 | 3.9698 | 14412.1413 | 5840.302 | 1653.0734 | 128.8981 | 26.9941 | 7649.2676 | 349.7043 | 3801.356 | 24988.3785 | 3888.513 | 33027.9518 | 1585.7197 | 38.0229 | 1623.7426 | 27.6849 | 154.2261 | 38.6251
[6 empty] | PRODUCTION | -11898985.0297 | -5834583.0301 | -1475922.6357 | -17255.7805 | -425.1049 | -1493603.5211 | -617544.5479 | -175873.6557 | -13917.8474 | -2937.8122 | -810273.8632 | -37096.0884 | -404412.4424 | -2700924.3498 | -423723.9949 | -3566156.8755 | -167618.385 | -4046.3691 | -171664.754 | -2922.3929 | -15845.7977 | -3934.7951
[6 empty] | BULKTRAN | -961928.6061 | -471674.8788 | -119315.4038 | -1394.9786 | -34.366 | -120744.7484 | -49923.0619 | -14217.843 | -1125.1359 | -237.4964 | -65503.5371 | -2998.8935 | -32693.2 | -218346.0512 | -34254.3697 | -288292.5144 | -13550.4767 | -327.1135 | -13877.5902 | -236.2498 | -1280.9938 | -318.0937
[6 empty] | SUBTRAN | -387632.9122 | -184087.5706 | -47123.7017 | -549.143 | -18.0032 | -47690.848 | -20538.7987 | -5821.6761 | -596.3313 | 0 | -26956.8061 | -1150.265 | -13294.6251 | -108294.6307 | 0 | -122739.5208 | -5574.1135 | -133.3644 | -5707.4779 | -91.5322 | -287.5299 | -71.6267
[6 empty] | DISTPRI | 2062121.2753 | 1370276.8121 | 344983.1191 | 4025.8294 | 0 | 349008.9484 | 148766.277 | 42231.5319 | 0 | 0 | 190997.8089 | 8484.6874 | 98137.278 | 0 | 0 | 106621.9654 | 40372.6611 | 967.2956 | 41339.9566 | 694.602 | 2546.1919 | 634.99
[6 empty] | DISTSEC | 941993.6856 | 703294.1455 | 157880.2161 | 0 | 0 | 157880.2161 | 55654.4406 | 0 | 0 | 0 | 55654.4406 | 2463.2965 | 0 | 0 | 0 | 2463.2965 | 15489.461 | 0 | 15489.461 | 252.5754 | 5577.2492 | 1382.3012
[6 empty] | ENERGY | 23611.6376 | 8583.5972 | 2770.4947 | 31.7169 | 0.80386 | 2803.0154 | 1340.6914 | 374.227 | 29.6278 | 6.0736 | 1750.6199 | 89.3364 | 1067.6421 | 7547.7303 | 1209.5967 | 9914.3056 | 363.657 | 8.5472 | 372.2042 | 8.3499 | 143.6785 | 35.8669
[6 empty] | CUSTOMER | 1869107.3835 | 1331018.34 | 326985.3496 | 2837.4749 | 414.2544 | 330237.0789 | 5614.9691 | 2376.2033 | 1188.5483 | 509.309 | 9689.0298 | 81.0903 | 1483.0716 | 3081.9106 | 763.9745 | 5410.0469 | 1897.2014 | 29.9679 | 1927.1692 | 112.2118 | 165673.6498 | 25039.8571
|  | Total Depreciation & Amort Adjustments |  | -8351712.566 |  | TOTAL | -8351712.566 | -3077172.5848 | -809742.5617 | -12304.8809 | -62.4159 | -822109.8585 | -476630.0305 | -150931.2124 | -14421.1385 | -2659.9259 | -644642.3074 | -30126.8363 | -349712.2758 | -3016935.3908 | -456004.7933 | -3852779.2962 | -128619.9947 | -3501.0363 | -132121.031 | -2182.4358 | 156526.448 | 22768.4997
[6 empty] | PRODUCTION | 33755277.0445 | 16551661.014 | 4186926.6445 | 48951.5409 | 1205.946 | 4237084.1315 | 1751862.6379 | 498921.8792 | 39482.426 | 8334.044 | 2298600.9871 | 105234.9203 | 1147245.2481 | 7662035.8354 | 1202028.6438 | 10116544.6478 | 475503.1633 | 11478.8202 | 486981.9835 | 8290.3024 | 44951.6736 | 11162.3048
[6 empty] | BULKTRAN | 18039206.0978 | 8845396.9404 | 2237541.483 | 26160.2633 | 644.4714 | 2264346.2176 | 936215.429 | 266629.5582 | 21099.86 | 4453.8084 | 1228398.6556 | 56238.745 | 613100.9812 | 4094679.578 | 642377.8544 | 5406397.1585 | 254114.3286 | 6134.4128 | 260248.7414 | 4430.4324 | 24022.6884 | 5965.2633
[6 empty] | SUBTRAN | 7323902.9625 | 3478134.7548 | 890351.1748 | 10375.4605 | 340.1514 | 901066.7866 | 388058.2996 | 109994.2488 | 11267.0323 | 0 | 509319.5808 | 21733.0076 | 251187.5058 | 2046109.4548 | 0 | 2319029.9682 | 105316.8223 | 2519.7751 | 107836.5974 | 1729.4008 | 5432.5651 | 1353.3088
[6 empty] | DISTPRI | 22426560.8752 | 14902419.5186 | 3751857.3777 | 43782.831 | 0 | 3795640.2087 | 1617904.8279 | 459288.2255 | 0 | 0 | 2077193.0534 | 92275.057 | 1067290.1082 | 0 | 0 | 1159565.1653 | 439072.1107 | 10519.8048 | 449591.9155 | 7554.1307 | 27691.0617 | 6905.8213
[6 empty] | DISTSEC | 10063466.9784 | 7513402.1786 | 1686659.2269 | 0 | 0 | 1686659.2269 | 594565.1584 | 0 | 0 | 0 | 594565.1584 | 26315.7847 | 0 | 0 | 0 | 26315.7847 | 165476.3528 | 0 | 165476.3528 | 2698.3028 | 59582.6322 | 14767.342
[6 empty] | ENERGY | 2578833.5081 | 937489.742 | 302589.961 | 3464.081 | 87.7969 | 306141.8389 | 146428.6377 | 40872.6099 | 3235.9155 | 663.3479 | 191200.511 | 9757.2085 | 116606.5377 | 824353.6605 | 132110.6428 | 1082828.0494 | 39718.1625 | 933.5171 | 40651.6796 | 911.9706 | 15692.3838 | 3917.3327
[6 empty] | CUSTOMER | 22063421.9674 | 16131776.92 | 3913558.2735 | 32004.8751 | 4532.1661 | 3950095.3147 | 65443.3204 | 26841.9293 | 12995.8839 | 5563.2009 | 110844.3345 | 943.4738 | 16705.9737 | 33695.3092 | 8345.5323 | 59690.2889 | 22133.0485 | 342.172 | 22475.2205 | 1312.1492 | 1549504.6915 | 237723.0481
| Adjusted Depreciation & Amortization Expense |  |  | 116250669.434 |  | TOTAL | 116250669.434 | 68360281.0685 | 16969484.1413 | 164739.0518 | 6810.5318 | 17141033.7249 | 5500478.3111 | 1402548.451 | 88081.1176 | 19014.4012 | 7010122.2808 | 312498.197 | 3212136.3547 | 14660873.8379 | 1984862.6733 | 20170371.0629 | 1501333.9886 | 31928.5021 | 1533262.4907 | 26926.6889 | 1726877.6962 | 281794.4211
Taxes Other Than Income
[5 empty] | LABOR_M | PRODUCTION | 524105.3406 | 256991.3416 | 65008.8166 | 760.0519 | 18.7243 | 65787.5928 | 27200.5045 | 7746.5701 | 613.0286 | 129.3995 | 35689.5028 | 1633.9426 | 17812.8404 | 118965.5145 | 18663.4413 | 157075.7387 | 7382.9567 | 178.2273 | 7561.1839 | 128.7204 | 697.9475 | 173.3129
[5 empty] | LABOR_M | BULKTRAN | 141022.7164 | 69149.4901 | 17492.1322 | 204.5096 | 5.0382 | 17701.68 | 7318.9276 | 2084.3946 | 164.9496 | 34.8179 | 9603.0898 | 439.6502 | 4792.9585 | 32010.4351 | 5021.8324 | 42264.8762 | 1986.556 | 47.9562 | 2034.5122 | 34.6352 | 187.799 | 46.6339
[5 empty] | LABOR_M | SUBTRAN | 54083.4214 | 25684.3146 | 6574.8055 | 76.6177 | 2.5119 | 6653.9351 | 2865.6197 | 812.2534 | 83.2015 | 0 | 3761.0746 | 160.4876 | 1854.8962 | 15109.512 | 0 | 17124.8958 | 777.7129 | 18.6073 | 796.3202 | 12.7708 | 40.1168 | 9.9935
[5 empty] | LABOR_M | DISTPRI | 360109.6299 | 239292.3644 | 60244.6349 | 703.0333 | 0 | 60947.6682 | 25979.1553 | 7374.9209 | 0 | 0 | 33354.0763 | 1481.6867 | 17137.7791 | 0 | 0 | 18619.4658 | 7050.305 | 168.9195 | 7219.2245 | 121.2988 | 444.6432 | 110.8887
[5 empty] | LABOR_M | DISTSEC | 143925.5276 | 107455.0525 | 24122.2354 | 0 | 0 | 24122.2354 | 8503.3423 | 0 | 0 | 0 | 8503.3423 | 376.3627 | 0 | 0 | 0 | 376.3627 | 2366.607 | 0 | 2366.607 | 38.5905 | 852.1379 | 211.1993
[5 empty] | LABOR_M | ENERGY | 378032.0748 | 137426.9379 | 44356.7646 | 507.8008 | 12.8702 | 44877.4355 | 21465.0234 | 5991.5297 | 474.3539 | 97.2404 | 28028.1475 | 1430.3125 | 17093.3917 | 120842.2815 | 19366.1437 | 158732.1294 | 5822.2988 | 136.8446 | 5959.1434 | 133.6861 | 2300.3518 | 574.2431
[5 empty] | LABOR_M | CUSTOMER | 554771.2895 | 435766.9369 | 101244.0211 | 912.4028 | 128.7165 | 102285.1404 | 1746.9512 | 768.0318 | 368.1099 | 156.8277 | 3039.9206 | 25.4169 | 477.8957 | 954.02 | 235.3427 | 1692.6753 | 586.5622 | 9.8424 | 596.4047 | 34.3258 | 9455.6247 | 1900.2609
|  |  | Federal Insurance Contribution Excise | 2156050 | LABOR_M | TOTAL | 2156050 | 1271766.4379 | 319043.4103 | 3164.4161 | 167.861 | 322375.6874 | 95079.524 | 24777.7007 | 1703.6436 | 418.2856 | 121979.1538 | 5547.8591 | 59169.7616 | 287881.7632 | 43286.7602 | 395886.1439 | 25972.9987 | 560.3973 | 26533.396 | 504.0276 | 13978.6211 | 3026.5323
[5 empty] | LABOR_M | PRODUCTION | 2370.8167 | 1162.5132 | 294.0706 | 3.4381 | 0.0847 | 297.5935 | 123.0428 | 35.042 | 2.7731 | 0.58535 | 161.4433 | 7.3912 | 80.5773 | 538.1465 | 84.425 | 710.54 | 33.3972 | 0.80622 | 34.2034 | 0.58227 | 3.1572 | 0.78399
[5 empty] | LABOR_M | BULKTRAN | 637.9233 | 312.8012 | 79.1265 | 0.92511 | 0.022791 | 80.0744 | 33.1075 | 9.4289 | 0.74616 | 0.1575 | 43.4401 | 1.9888 | 21.6812 | 144.8008 | 22.7165 | 191.1873 | 8.9863 | 0.21693 | 9.2032 | 0.15667 | 0.84952 | 0.21095
[5 empty] | LABOR_M | SUBTRAN | 244.6491 | 116.1843 | 29.7415 | 0.34658 | 0.011362 | 30.0994 | 12.9628 | 3.6743 | 0.37637 | 0 | 17.0134 | 0.72597 | 8.3907 | 68.3486 | 0 | 77.4653 | 3.518 | 0.084171 | 3.6022 | 0.057769 | 0.18147 | 0.045206
[5 empty] | LABOR_M | DISTPRI | 1628.9739 | 1082.451 | 272.5196 | 3.1802 | 0 | 275.6998 | 117.518 | 33.3608 | 0 | 0 | 150.8788 | 6.7025 | 77.5236 | 0 | 0 | 84.2261 | 31.8924 | 0.76412 | 32.6565 | 0.5487 | 2.0114 | 0.50161
[5 empty] | LABOR_M | DISTSEC | 651.0543 | 486.0783 | 109.1181 | 0 | 0 | 109.1181 | 38.4653 | 0 | 0 | 0 | 38.4653 | 1.7025 | 0 | 0 | 0 | 1.7025 | 10.7055 | 0 | 10.7055 | 0.17457 | 3.8547 | 0.95537
[5 empty] | LABOR_M | ENERGY | 1710.047 | 621.6576 | 200.65 | 2.2971 | 0.058219 | 203.0053 | 97.0981 | 27.103 | 2.1458 | 0.43987 | 126.7867 | 6.4701 | 77.3228 | 546.6361 | 87.6037 | 718.0327 | 26.3375 | 0.61902 | 26.9565 | 0.60474 | 10.4058 | 2.5976
[5 empty] | LABOR_M | CUSTOMER | 2509.5357 | 1971.2135 | 457.9824 | 4.1273 | 0.58226 | 462.6919 | 7.9024 | 3.4742 | 1.6652 | 0.70942 | 13.7512 | 0.11497 | 2.1618 | 4.3156 | 1.0646 | 7.6569 | 2.6533 | 0.044523 | 2.6979 | 0.15527 | 42.773 | 8.5959
|  |  | Federal Unemployment Tax | 9753 | LABOR_M | TOTAL | 9753 | 5752.8991 | 1443.2088 | 14.3144 | 0.75933 | 1458.2825 | 430.097 | 112.0832 | 7.7065 | 1.8921 | 551.7788 | 25.096 | 267.6574 | 1302.2476 | 195.8098 | 1790.8108 | 117.4902 | 2.535 | 120.0251 | 2.28 | 63.233 | 13.6907
[5 empty] | LABOR_M | PRODUCTION | 4050.0541 | 1985.9153 | 502.3594 | 5.8733 | 0.14469 | 508.3774 | 210.1935 | 59.8621 | 4.7372 | 0.99994 | 275.7927 | 12.6264 | 137.6497 | 919.3128 | 144.2228 | 1213.8118 | 57.0522 | 1.3773 | 58.4295 | 0.99469 | 5.3934 | 1.3393
[5 empty] | LABOR_M | BULKTRAN | 1089.7611 | 534.3566 | 135.1715 | 1.5804 | 0.038933 | 136.7907 | 56.5574 | 16.1073 | 1.2747 | 0.26906 | 74.2084 | 3.3974 | 37.0379 | 247.3625 | 38.8065 | 326.6043 | 15.3512 | 0.37058 | 15.7218 | 0.26765 | 1.4512 | 0.36037
[5 empty] | LABOR_M | SUBTRAN | 417.9327 | 198.477 | 50.8072 | 0.59207 | 0.01941 | 51.4187 | 22.1442 | 6.2767 | 0.64294 | 0 | 29.0639 | 1.2402 | 14.3338 | 116.7596 | 0 | 132.3336 | 6.0098 | 0.14379 | 6.1536 | 0.098687 | 0.31001 | 0.077225
[5 empty] | LABOR_M | DISTPRI | 2782.7678 | 1849.1455 | 465.5439 | 5.4327 | 0 | 470.9766 | 200.7554 | 56.9901 | 0 | 0 | 257.7455 | 11.4498 | 132.4332 | 0 | 0 | 143.883 | 54.4816 | 1.3053 | 55.787 | 0.93734 | 3.436 | 0.8569
[5 empty] | LABOR_M | DISTSEC | 1112.1928 | 830.3651 | 186.406 | 0 | 0 | 186.406 | 65.7101 | 0 | 0 | 0 | 65.7101 | 2.9084 | 0 | 0 | 0 | 2.9084 | 18.2881 | 0 | 18.2881 | 0.29821 | 6.5849 | 1.6321
[5 empty] | LABOR_M | ENERGY | 2921.2645 | 1061.9745 | 342.7694 | 3.9241 | 0.099455 | 346.793 | 165.8722 | 46.2999 | 3.6656 | 0.75143 | 216.5891 | 11.0528 | 132.0902 | 933.8157 | 149.653 | 1226.6116 | 44.9921 | 1.0575 | 46.0496 | 1.0331 | 17.7761 | 4.4375
[5 empty] | LABOR_M | CUSTOMER | 4287.0269 | 3367.414 | 782.369 | 7.0506 | 0.99466 | 790.4143 | 13.4997 | 5.935 | 2.8446 | 1.2119 | 23.4912 | 0.19641 | 3.693 | 7.3722 | 1.8186 | 13.0802 | 4.5327 | 0.076058 | 4.6088 | 0.26525 | 73.0689 | 14.6844
|  |  | Kentucky Unemployment | 16661 | LABOR_M | TOTAL | 16661 | 9827.6481 | 2465.4262 | 24.4532 | 1.2972 | 2491.1766 | 734.7325 | 191.4711 | 13.165 | 3.2323 | 942.6009 | 42.8714 | 457.2377 | 2224.6228 | 334.5009 | 3059.2329 | 200.7078 | 4.3305 | 205.0383 | 3.8949 | 108.0206 | 23.3877
[5 empty] | RB_GUP | PRODUCTION | 2942597.1564 | 1442881.6736 | 364992.9586 | 4267.3229 | 105.1277 | 369365.4092 | 152717.6332 | 43493.2322 | 3441.8581 | 726.5156 | 200379.2391 | 9173.7946 | 100010.4547 | 667933.634 | 104786.1662 | 881904.0494 | 41451.7189 | 1000.6596 | 42452.3786 | 722.7024 | 3918.6367 | 973.0676
[5 empty] | RB_GUP | BULKTRAN | 3116373.059 | 1528091.4566 | 386547.7205 | 4519.3308 | 111.336 | 391178.3873 | 161736.4159 | 46061.7373 | 3645.118 | 769.4201 | 212212.6914 | 9715.5556 | 105916.6002 | 707378.6426 | 110974.3427 | 933985.141 | 43899.6618 | 1059.7539 | 44959.4157 | 765.3818 | 4150.0529 | 1030.5324
[5 empty] | RB_GUP | SUBTRAN | 1194667.2237 | 567349.6239 | 145233.1321 | 1692.434 | 55.4851 | 146981.0512 | 63299.6551 | 17942.1443 | 1837.8663 | 0 | 83079.6657 | 3545.065 | 40973.4375 | 333759.1875 | 0 | 378277.6899 | 17179.1675 | 411.023 | 17590.1905 | 282.098 | 886.1542 | 220.7503
[5 empty] | RB_GUP | DISTPRI | 2492304.5028 | 1656132.9878 | 416950.7348 | 4865.6657 | 0 | 421816.4005 | 179800.7064 | 51041.5359 | 0 | 0 | 230842.2423 | 10254.6949 | 118609.8911 | 0 | 0 | 128864.586 | 48794.8823 | 1169.085 | 49963.9674 | 839.5043 | 3077.3581 | 767.4565
[5 empty] | RB_GUP | DISTSEC | 1102309.5506 | 822986.2528 | 184749.5081 | 0 | 0 | 184749.5081 | 65126.1493 | 0 | 0 | 0 | 65126.1493 | 2882.5196 | 0 | 0 | 0 | 2882.5196 | 18125.5788 | 0 | 18125.5788 | 295.5607 | 6526.4292 | 1617.5521
[5 empty] | RB_GUP | ENERGY | 132839.8052 | 48291.5839 | 15586.8889 | 178.4403 | 4.5226 | 15769.8518 | 7542.7714 | 2105.413 | 166.6871 | 34.1701 | 9849.0417 | 502.6093 | 6006.5877 | 42463.7649 | 6805.2288 | 55778.1907 | 2045.9456 | 48.0869 | 2094.0325 | 46.9771 | 808.3396 | 201.788
[5 empty] | RB_GUP | CUSTOMER | 2309588.7023 | 1674611.2274 | 408283.9585 | 3312.9813 | 469.9798 | 412066.9196 | 6813.0163 | 2777.2158 | 1348.0899 | 577.4137 | 11515.7357 | 98.134 | 1728.7522 | 3495.4622 | 866.1609 | 6188.5094 | 2305.8125 | 35.3655 | 2341.178 | 136.8678 | 175937.9142 | 26790.3503
|  |  | Kentucky Real & Personal Property | 13290680 | RB_GUP | TOTAL | 13290680 | 7740344.8059 | 1922344.9015 | 18836.1749 | 746.4511 | 1941927.5276 | 637036.3476 | 163421.2785 | 10439.6194 | 2107.5196 | 813004.765 | 36172.373 | 373245.7234 | 1755030.691 | 223431.8986 | 2387880.686 | 173802.7675 | 3723.974 | 177526.7416 | 3089.092 | 195304.8848 | 31601.4972
[5 empty] | RSALE | PRODUCTION | 0 | 0 | 0 | 0 | 0 | 0 | 0 | 0 | 0 | 0 | 0 | 0 | 0 | 0 | 0 | 0 | 0 | 0 | 0 | 0 | 0 | 0
[5 empty] | RSALE | BULKTRAN | 0 | 0 | 0 | 0 | 0 | 0 | 0 | 0 | 0 | 0 | 0 | 0 | 0 | 0 | 0 | 0 | 0 | 0 | 0 | 0 | 0 | 0
[5 empty] | RSALE | SUBTRAN | 0 | 0 | 0 | 0 | 0 | 0 | 0 | 0 | 0 | 0 | 0 | 0 | 0 | 0 | 0 | 0 | 0 | 0 | 0 | 0 | 0 | 0
[5 empty] | RSALE | DISTPRI | 0 | 0 | 0 | 0 | 0 | 0 | 0 | 0 | 0 | 0 | 0 | 0 | 0 | 0 | 0 | 0 | 0 | 0 | 0 | 0 | 0 | 0
[5 empty] | RSALE | DISTSEC | 0 | 0 | 0 | 0 | 0 | 0 | 0 | 0 | 0 | 0 | 0 | 0 | 0 | 0 | 0 | 0 | 0 | 0 | 0 | 0 | 0 | 0
[5 empty] | RSALE | ENERGY | 0 | 0 | 0 | 0 | 0 | 0 | 0 | 0 | 0 | 0 | 0 | 0 | 0 | 0 | 0 | 0 | 0 | 0 | 0 | 0 | 0 | 0
[5 empty] | RSALE | CUSTOMER | 0 | 0 | 0 | 0 | 0 | 0 | 0 | 0 | 0 | 0 | 0 | 0 | 0 | 0 | 0 | 0 | 0 | 0 | 0 | 0 | 0 | 0
|  |  | Kentucky PSC Maintenance | 0 | RSALE | TOTAL | 0 | 0 | 0 | 0 | 0 | 0 | 0 | 0 | 0 | 0 | 0 | 0 | 0 | 0 | 0 | 0 | 0 | 0 | 0 | 0 | 0 | 0
[5 empty] | TDPLANT | PRODUCTION | 322.526 | 158.1483 | 40.0054 | 0.46772 | 0.011523 | 40.4846 | 16.7388 | 4.7671 | 0.37725 | 0.07963 | 21.9627 | 1.0055 | 10.9617 | 73.2095 | 11.4852 | 96.6619 | 4.5434 | 0.10968 | 4.653 | 0.079212 | 0.42951 | 0.10665
[5 empty] | TDPLANT | BULKTRAN | 17065.0343 | 8367.7187 | 2116.7075 | 24.7475 | 0.60967 | 2142.0647 | 885.657 | 252.2308 | 19.9604 | 4.2133 | 1162.0614 | 53.2017 | 579.9917 | 3873.5545 | 607.6875 | 5114.4353 | 240.3914 | 5.8031 | 246.1945 | 4.1912 | 22.7254 | 5.6431
[5 empty] | TDPLANT | SUBTRAN | 6541.8264 | 3106.7252 | 795.2758 | 9.2675 | 0.30383 | 804.8472 | 346.6198 | 98.2486 | 10.0639 | 0 | 454.9323 | 19.4123 | 224.3647 | 1827.6175 | 0 | 2071.3944 | 94.0707 | 2.2507 | 96.3214 | 1.5447 | 4.8525 | 1.2088
[5 empty] | TDPLANT | DISTPRI | 13187.2426 | 8762.9049 | 2206.1632 | 25.7451 | 0 | 2231.9083 | 951.3587 | 270.0702 | 0 | 0 | 1221.4289 | 54.2595 | 627.5868 | 0 | 0 | 681.8463 | 258.1827 | 6.1858 | 264.3686 | 4.442 | 16.2829 | 4.0608
[5 empty] | TDPLANT | DISTSEC | 5866.1889 | 4379.707 | 983.1862 | 0 | 0 | 983.1862 | 346.5835 | 0 | 0 | 0 | 346.5835 | 15.34 | 0 | 0 | 0 | 15.34 | 96.4594 | 0 | 96.4594 | 1.5729 | 34.7319 | 8.6082
[5 empty] | TDPLANT | ENERGY | 0 | 0 | 0 | 0 | 0 | 0 | 0 | 0 | 0 | 0 | 0 | 0 | 0 | 0 | 0 | 0 | 0 | 0 | 0 | 0 | 0 | 0
[5 empty] | TDPLANT | CUSTOMER | 11751.1819 | 8438.0758 | 2068.3578 | 16.8225 | 2.4 | 2087.5803 | 34.5834 | 14.0941 | 6.8863 | 2.9512 | 58.5149 | 0.49793 | 8.7777 | 17.8563 | 4.4268 | 31.5587 | 11.7091 | 0.17907 | 11.8882 | 0.69544 | 975.332 | 147.5366
|  |  | Kentucky Sales & Use | 54734 | TDPLANT | TOTAL | 54734 | 33213.2799 | 8209.6958 | 77.0504 | 3.325 | 8290.0712 | 2581.5411 | 639.4107 | 37.2878 | 7.2441 | 3265.4838 | 143.7168 | 1451.6826 | 5792.2376 | 623.5995 | 8011.2365 | 705.3566 | 14.5284 | 719.885 | 12.5254 | 1054.3541 | 167.1641
[5 empty] | LABOR_M | PRODUCTION | 0 | 0 | 0 | 0 | 0 | 0 | 0 | 0 | 0 | 0 | 0 | 0 | 0 | 0 | 0 | 0 | 0 | 0 | 0 | 0 | 0 | 0
[5 empty] | LABOR_M | BULKTRAN | 0 | 0 | 0 | 0 | 0 | 0 | 0 | 0 | 0 | 0 | 0 | 0 | 0 | 0 | 0 | 0 | 0 | 0 | 0 | 0 | 0 | 0
[5 empty] | LABOR_M | SUBTRAN | 0 | 0 | 0 | 0 | 0 | 0 | 0 | 0 | 0 | 0 | 0 | 0 | 0 | 0 | 0 | 0 | 0 | 0 | 0 | 0 | 0 | 0
[5 empty] | LABOR_M | DISTPRI | 0 | 0 | 0 | 0 | 0 | 0 | 0 | 0 | 0 | 0 | 0 | 0 | 0 | 0 | 0 | 0 | 0 | 0 | 0 | 0 | 0 | 0
[5 empty] | LABOR_M | DISTSEC | 0 | 0 | 0 | 0 | 0 | 0 | 0 | 0 | 0 | 0 | 0 | 0 | 0 | 0 | 0 | 0 | 0 | 0 | 0 | 0 | 0 | 0
[5 empty] | LABOR_M | ENERGY | 0 | 0 | 0 | 0 | 0 | 0 | 0 | 0 | 0 | 0 | 0 | 0 | 0 | 0 | 0 | 0 | 0 | 0 | 0 | 0 | 0 | 0
[5 empty] | LABOR_M | CUSTOMER | 0 | 0 | 0 | 0 | 0 | 0 | 0 | 0 | 0 | 0 | 0 | 0 | 0 | 0 | 0 | 0 | 0 | 0 | 0 | 0 | 0 | 0
|  |  | Regis Fee | 0 | LABOR_M | TOTAL | 0 | 0 | 0 | 0 | 0 | 0 | 0 | 0 | 0 | 0 | 0 | 0 | 0 | 0 | 0 | 0 | 0 | 0 | 0 | 0 | 0 | 0
[5 empty] | LABOR_M | PRODUCTION | 1311022.2656 | 642850.4821 | 162616.1755 | 1901.2304 | 46.8378 | 164564.2437 | 68040.648 | 19377.6425 | 1533.4592 | 323.6862 | 89275.4359 | 4087.2224 | 44557.8942 | 297586.0505 | 46685.6283 | 392916.7954 | 18468.0823 | 445.8263 | 18913.9086 | 321.9873 | 1745.8795 | 433.5331
[5 empty] | LABOR_M | BULKTRAN | 352760.9944 | 172973.8551 | 43755.6594 | 511.5702 | 12.6028 | 44279.8324 | 18307.9169 | 5214.0049 | 412.6128 | 87.0953 | 24021.6298 | 1099.7621 | 11989.3365 | 80072.4396 | 12561.8527 | 105723.3909 | 4969.2665 | 119.9599 | 5089.2265 | 86.6382 | 469.7694 | 116.6522
[5 empty] | LABOR_M | SUBTRAN | 135286.8673 | 64247.9778 | 16446.5343 | 191.6551 | 6.2833 | 16644.4727 | 7168.1987 | 2031.8097 | 208.1242 | 0 | 9408.1326 | 401.4513 | 4639.9264 | 37795.6589 | 0 | 42837.0366 | 1945.4085 | 46.5452 | 1991.9537 | 31.9454 | 100.3501 | 24.9983
[5 empty] | LABOR_M | DISTPRI | 900795.5201 | 598577.4108 | 150698.8226 | 1758.6013 | 0 | 152457.4238 | 64985.5067 | 18447.9813 | 0 | 0 | 83433.488 | 3706.3622 | 42869.2635 | 0 | 0 | 46575.6257 | 17635.9716 | 422.5433 | 18058.5149 | 303.4227 | 1112.2519 | 277.3824
[5 empty] | LABOR_M | DISTSEC | 360022.2257 | 268793.2281 | 60340.5178 | 0 | 0 | 60340.5178 | 21270.6687 | 0 | 0 | 0 | 21270.6687 | 941.4516 | 0 | 0 | 0 | 941.4516 | 5919.9444 | 0 | 5919.9444 | 96.5322 | 2131.5787 | 528.3041
[5 empty] | LABOR_M | ENERGY | 945627.5843 | 343766.3414 | 110956.1408 | 1270.2373 | 32.1941 | 112258.5722 | 53693.6404 | 14987.5001 | 1186.5717 | 243.2418 | 70110.954 | 3577.8523 | 42758.2309 | 302280.6855 | 48443.4019 | 397060.1706 | 14564.1779 | 342.3096 | 14906.4875 | 334.4088 | 5754.2105 | 1436.4393
[5 empty] | LABOR_M | CUSTOMER | 1387731.5426 | 1090048.3408 | 253256.656 | 2282.3281 | 321.9777 | 255860.9618 | 4369.9075 | 1921.1917 | 920.8079 | 392.2964 | 7604.2035 | 63.579 | 1195.4313 | 2386.4315 | 588.6975 | 4234.1394 | 1467.255 | 24.6203 | 1491.8753 | 85.8643 | 23652.7538 | 4753.4038
|  |  | Kentucky Business Occup Taxes | 5393247 | LABOR_M | TOTAL | 5393247 | 3181257.6359 | 798070.5064 | 7915.6225 | 419.8956 | 806406.0245 | 237836.4868 | 61980.1302 | 4261.5758 | 1046.3197 | 305124.5125 | 13877.681 | 148010.0828 | 720121.266 | 108279.5804 | 990288.6103 | 64970.1062 | 1401.8046 | 66371.9108 | 1260.7989 | 34966.7939 | 7570.7132
[5 empty] | RSALE | PRODUCTION | 7942.5572 | 3737.9483 | 1062.7408 | 12.7434 | 0.31486 | 1075.799 | 464.6453 | 138.9228 | 9.8354 | 4.2234 | 617.6269 | 26.3723 | 300.6352 | 1759.3659 | 269.8798 | 2356.2532 | 133.665 | 3.1312 | 136.7962 | 2.3284 | 12.5153 | 3.2898
[5 empty] | RSALE | BULKTRAN | -537.3612 | -471.1646 | 38.2136 | 1.7613 | 0.12057 | 40.0954 | 41.4142 | 21.0627 | 0.41095 | -7.3023 | 55.5856 | -0.11544 | 21.0369 | -168.4894 | -37.9362 | -185.5042 | 20.581 | 0.34741 | 20.9284 | 0.33172 | 1.7232 | 0.64313
[5 empty] | RSALE | SUBTRAN | -192.1802 | -170.1484 | 14.0521 | 0.64087 | 0.056565 | 14.7496 | 15.8216 | 7.9891 | 0.20028 | 0 | 24.0109 | -0.039705 | 7.9427 | -77.2979 | 0 | -69.3949 | 7.8583 | 0.13154 | 7.9898 | 0.11931 | 0.35904 | 0.13439
[5 empty] | RSALE | DISTPRI | 2077.6988 | 1130.8277 | 436.3095 | 6.0819 | 0 | 442.3914 | 213.9942 | 69.653 | 0 | 0 | 283.6471 | 9.9212 | 135.4695 | 0 | 0 | 145.3908 | 67.5278 | 1.4781 | 69.0059 | 1.1426 | 4.1167 | 1.1765
[5 empty] | RSALE | DISTSEC | 847.8651 | 544.3865 | 188.8896 | 0 | 0 | 188.8896 | 75.8775 | 0 | 0 | 0 | 75.8775 | 2.7204 | 0 | 0 | 0 | 2.7204 | 24.603 | 0 | 24.603 | 0.39444 | 8.5589 | 2.4348
[5 empty] | RSALE | ENERGY | 7000.0586 | 2514.2748 | 836.4634 | 9.3274 | 0.24452 | 846.0353 | 410.3006 | 116.296 | 8.808 | 7.2037 | 542.6083 | 27.2416 | 326.6058 | 2213.3796 | 354.9412 | 2922.1681 | 113.4293 | 2.6542 | 116.0835 | 2.6201 | 44.8346 | 11.4339
[5 empty] | RSALE | CUSTOMER | 2258.3617 | 1482.6761 | 496.2727 | 4.9217 | 0.84349 | 502.0379 | 9.4391 | 4.4829 | 1.7511 | -1.3706 | 14.3026 | 0.11589 | 2.4248 | 3.5696 | 0.81552 | 6.9258 | 3.6172 | 0.053753 | 3.671 | 0.21083 | 210.2207 | 38.3168
|  |  | Gross Receipts | 19397 | RSALE | TOTAL | 19397 | 8768.8004 | 3072.9417 | 35.4766 | 1.58 | 3109.9983 | 1231.4925 | 358.4065 | 21.0057 | 2.7543 | 1613.659 | 66.2162 | 794.115 | 3730.5278 | 587.7004 | 5178.5593 | 371.2816 | 7.7963 | 379.0778 | 7.1475 | 282.3284 | 57.4293
[5 empty] | RSALE | PRODUCTION | 0 | 0 | 0 | 0 | 0 | 0 | 0 | 0 | 0 | 0 | 0 | 0 | 0 | 0 | 0 | 0 | 0 | 0 | 0 | 0 | 0 | 0
[5 empty] | RSALE | BULKTRAN | 0 | 0 | 0 | 0 | 0 | 0 | 0 | 0 | 0 | 0 | 0 | 0 | 0 | 0 | 0 | 0 | 0 | 0 | 0 | 0 | 0 | 0
[5 empty] | RSALE | SUBTRAN | 0 | 0 | 0 | 0 | 0 | 0 | 0 | 0 | 0 | 0 | 0 | 0 | 0 | 0 | 0 | 0 | 0 | 0 | 0 | 0 | 0 | 0
[5 empty] | RSALE | DISTPRI | 0 | 0 | 0 | 0 | 0 | 0 | 0 | 0 | 0 | 0 | 0 | 0 | 0 | 0 | 0 | 0 | 0 | 0 | 0 | 0 | 0 | 0
[5 empty] | RSALE | DISTSEC | 0 | 0 | 0 | 0 | 0 | 0 | 0 | 0 | 0 | 0 | 0 | 0 | 0 | 0 | 0 | 0 | 0 | 0 | 0 | 0 | 0 | 0
[5 empty] | RSALE | ENERGY | 0 | 0 | 0 | 0 | 0 | 0 | 0 | 0 | 0 | 0 | 0 | 0 | 0 | 0 | 0 | 0 | 0 | 0 | 0 | 0 | 0 | 0
[5 empty] | RSALE | CUSTOMER | 0 | 0 | 0 | 0 | 0 | 0 | 0 | 0 | 0 | 0 | 0 | 0 | 0 | 0 | 0 | 0 | 0 | 0 | 0 | 0 | 0 | 0
|  |  | Business Franchise Taxes | 0 | RSALE | TOTAL | 0 | 0 | 0 | 0 | 0 | 0 | 0 | 0 | 0 | 0 | 0 | 0 | 0 | 0 | 0 | 0 | 0 | 0 | 0 | 0 | 0 | 0
[5 empty] | LABOR_M | PRODUCTION | 3544.6785 | 1738.108 | 439.6737 | 5.1405 | 0.12664 | 444.9408 | 183.965 | 52.3923 | 4.1461 | 0.87517 | 241.3786 | 11.0508 | 120.4735 | 804.5987 | 126.2263 | 1062.3494 | 49.9331 | 1.2054 | 51.1385 | 0.87057 | 4.7204 | 1.1722
[5 empty] | LABOR_M | BULKTRAN | 953.7781 | 467.6783 | 118.3044 | 1.3832 | 0.034075 | 119.7217 | 49.5001 | 14.0974 | 1.1156 | 0.23548 | 64.9485 | 2.9735 | 32.4162 | 216.496 | 33.9641 | 285.8498 | 13.4357 | 0.32434 | 13.76 | 0.23425 | 1.2701 | 0.3154
[5 empty] | LABOR_M | SUBTRAN | 365.7821 | 173.7106 | 44.4673 | 0.51819 | 0.016988 | 45.0025 | 19.381 | 5.4935 | 0.56272 | 0 | 25.4373 | 1.0854 | 12.5452 | 102.1901 | 0 | 115.8207 | 5.2599 | 0.12585 | 5.3857 | 0.086373 | 0.27132 | 0.067589
[5 empty] | LABOR_M | DISTPRI | 2435.5273 | 1618.4046 | 407.4522 | 4.7548 | 0 | 412.207 | 175.7047 | 49.8788 | 0 | 0 | 225.5834 | 10.0211 | 115.9078 | 0 | 0 | 125.9289 | 47.6833 | 1.1425 | 48.8257 | 0.82038 | 3.0073 | 0.74997
[5 empty] | LABOR_M | DISTSEC | 973.4107 | 726.7501 | 163.1458 | 0 | 0 | 163.1458 | 57.5106 | 0 | 0 | 0 | 57.5106 | 2.5455 | 0 | 0 | 0 | 2.5455 | 16.0061 | 0 | 16.0061 | 0.261 | 5.7633 | 1.4284
[5 empty] | LABOR_M | ENERGY | 2556.7421 | 929.4588 | 299.9978 | 3.4344 | 0.087045 | 303.5193 | 145.1743 | 40.5225 | 3.2082 | 0.65767 | 189.5626 | 9.6736 | 115.6076 | 817.2919 | 130.9789 | 1073.5521 | 39.3779 | 0.92552 | 40.3034 | 0.90416 | 15.558 | 3.8838
[5 empty] | LABOR_M | CUSTOMER | 3752.0813 | 2947.2199 | 684.7431 | 6.1708 | 0.87055 | 691.7845 | 11.8151 | 5.1944 | 2.4896 | 1.0607 | 20.5599 | 0.1719 | 3.2321 | 6.4523 | 1.5917 | 11.4481 | 3.9671 | 0.066567 | 4.0337 | 0.23216 | 63.9512 | 12.852
|  |  | Federal Excise | 14582 | LABOR_M | TOTAL | 14582 | 8601.3303 | 2157.7844 | 21.4019 | 1.1353 | 2180.3215 | 643.0508 | 167.5789 | 11.5222 | 2.829 | 824.9809 | 37.5218 | 400.1825 | 1947.029 | 292.7611 | 2677.4944 | 175.663 | 3.7901 | 179.4532 | 3.4089 | 94.5415 | 20.4693
[5 empty] | RB_GUP | PRODUCTION | 23013.962 | 11284.7332 | 2854.5987 | 33.3746 | 0.8222 | 2888.7955 | 1194.3999 | 340.1592 | 26.9187 | 5.6821 | 1567.1599 | 71.748 | 782.1787 | 5223.8884 | 819.5294 | 6897.3445 | 324.1926 | 7.8261 | 332.0187 | 5.6522 | 30.6475 | 7.6103
[5 empty] | RB_GUP | BULKTRAN | 24373.058 | 11951.1563 | 3023.1778 | 35.3455 | 0.87076 | 3059.3942 | 1264.9355 | 360.2474 | 28.5084 | 6.0176 | 1659.7089 | 75.9851 | 828.3705 | 5532.3866 | 867.9269 | 7304.6691 | 343.3379 | 8.2883 | 351.6262 | 5.986 | 32.4574 | 8.0598
[5 empty] | RB_GUP | SUBTRAN | 9343.4557 | 4437.224 | 1135.8639 | 13.2365 | 0.43395 | 1149.5343 | 495.0647 | 140.325 | 14.3739 | 0 | 649.7635 | 27.7258 | 320.452 | 2610.3204 | 0 | 2958.4982 | 134.3577 | 3.2146 | 137.5723 | 2.2063 | 6.9306 | 1.7265
[5 empty] | RB_GUP | DISTPRI | 19492.237 | 12952.5652 | 3260.9589 | 38.0542 | 0 | 3299.0131 | 1406.2158 | 399.1943 | 0 | 0 | 1805.4101 | 80.2017 | 927.6443 | 0 | 0 | 1007.846 | 381.6233 | 9.1434 | 390.7667 | 6.5657 | 24.0679 | 6.0023
[5 empty] | RB_GUP | DISTSEC | 8621.1291 | 6436.5502 | 1444.9202 | 0 | 0 | 1444.9202 | 509.3496 | 0 | 0 | 0 | 509.3496 | 22.5441 | 0 | 0 | 0 | 22.5441 | 141.7596 | 0 | 141.7596 | 2.3116 | 51.043 | 12.6508
[5 empty] | RB_GUP | ENERGY | 1038.936 | 377.687 | 121.9046 | 1.3956 | 0.035371 | 123.3355 | 58.9918 | 16.4664 | 1.3037 | 0.26724 | 77.0291 | 3.9309 | 46.9773 | 332.1078 | 53.2235 | 436.2395 | 16.0013 | 0.37609 | 16.3774 | 0.36741 | 6.322 | 1.5782
[5 empty] | RB_GUP | CUSTOMER | 18063.2223 | 13097.083 | 3193.1763 | 25.9107 | 3.6757 | 3222.7627 | 53.2844 | 21.7205 | 10.5434 | 4.5159 | 90.0642 | 0.7675 | 13.5205 | 27.3379 | 6.7742 | 48.4001 | 18.0337 | 0.27659 | 18.3103 | 1.0704 | 1376.005 | 209.5265
|  |  | Taxes on Capital Leases | 103946 | RB_GUP | TOTAL | 103946 | 60536.9989 | 15034.6004 | 147.3171 | 5.838 | 15187.7555 | 4982.2417 | 1278.1128 | 81.6479 | 16.4828 | 6358.4853 | 282.903 | 2919.1433 | 13726.0411 | 1747.454 | 18675.5415 | 1359.3061 | 29.1251 | 1388.4312 | 24.1597 | 1527.4735 | 247.1543
[6 empty] | PRODUCTION | 4818969.3569 | 2362790.8636 | 597811.3993 | 6989.6429 | 172.1943 | 604973.2365 | 250151.771 | 71248.5904 | 5637.1336 | 1192.0469 | 328229.5418 | 15025.1537 | 163813.6654 | 1093803.7208 | 171591.0043 | 1444233.5442 | 67905.5413 | 1639.1691 | 69544.7104 | 1183.9175 | 6419.327 | 1594.2158
[6 empty] | BULKTRAN | 3653738.9634 | 1791377.3483 | 453306.2134 | 5301.1536 | 130.6738 | 458738.0408 | 189694.4321 | 54033.3112 | 4274.6965 | 894.924 | 248897.3639 | 11392.3989 | 124219.4294 | 829307.6282 | 130091.1932 | 1095010.6497 | 51497.5678 | 1243.0207 | 52740.5885 | 897.8227 | 4868.0982 | 1209.0511
[6 empty] | SUBTRAN | 1400758.9781 | 665144.0889 | 170324.6797 | 1985.3085 | 65.1223 | 172375.1105 | 74245.4676 | 21048.2147 | 2155.4121 | 0 | 97449.0943 | 4157.1538 | 48056.2892 | 391312.2966 | 0 | 443525.7397 | 20153.3633 | 482.1262 | 20635.4895 | 330.9274 | 1039.526 | 259.0018
[6 empty] | DISTPRI | 3794814.1 | 2521399.0619 | 634943.1395 | 7410.5492 | 0 | 642353.6887 | 273830.9152 | 77743.5853 | 0 | 0 | 351574.5004 | 15615.2996 | 180633.4989 | 0 | 0 | 196248.7985 | 74322.5501 | 1780.567 | 76103.1171 | 1278.6825 | 4687.1753 | 1169.0756
[6 empty] | DISTSEC | 1624329.1446 | 1212638.3705 | 272287.9272 | 0 | 0 | 272287.9272 | 95993.6567 | 0 | 0 | 0 | 95993.6567 | 4248.0947 | 0 | 0 | 0 | 4248.0947 | 26719.9518 | 0 | 26719.9518 | 435.6961 | 9620.6824 | 2384.7652
[6 empty] | ENERGY | 1471726.5126 | 534989.9159 | 172701.5796 | 1976.8569 | 50.1114 | 174728.548 | 83578.8722 | 23331.1304 | 1846.744 | 383.9722 | 109140.7188 | 5569.1431 | 66556.8141 | 470429.9629 | 75391.1747 | 617947.0948 | 22672.5604 | 532.8735 | 23205.4339 | 520.6014 | 8957.7984 | 2236.4015
[6 empty] | CUSTOMER | 4294712.9443 | 3231730.1874 | 770467.5369 | 6572.716 | 930.0406 | 777970.2934 | 13060.3991 | 5521.3405 | 2663.1878 | 1135.6164 | 22380.5438 | 188.9946 | 3435.8891 | 6902.8176 | 1706.6926 | 12234.394 | 4404.1429 | 70.5248 | 4474.6677 | 259.6873 | 211787.6435 | 33875.5272
|  | Total Taxes Other Than Income |  | 21059050 |  | TOTAL | 21059050 | 12320069.8365 | 3071842.4756 | 30236.2271 | 1348.1425 | 3103426.8452 | 980555.5139 | 252926.1725 | 16577.174 | 3606.5595 | 1253665.4199 | 56196.2384 | 586715.5863 | 2791756.4261 | 378780.0648 | 3813448.3156 | 267675.6777 | 5748.2813 | 273423.959 | 4907.3349 | 247380.2508 | 42728.0381
Taxes Other Than Income Adjustments
[5 empty] | RB_GUP | PRODUCTION | -41808.2031 | -20500.3563 | -5185.793 | -60.6298 | -1.4936 | -5247.9165 | -2169.8009 | -617.9486 | -48.9017 | -10.3223 | -2846.9734 | -130.3406 | -1420.9412 | -9489.9517 | -1488.7941 | -12530.0276 | -588.943 | -14.2173 | -603.1603 | -10.2681 | -55.6757 | -13.8253
[5 empty] | RB_GUP | BULKTRAN | -44277.1983 | -21711.0106 | -5492.0415 | -64.2103 | -1.5819 | -5557.8336 | -2297.9391 | -654.4418 | -51.7896 | -10.9319 | -3015.1022 | -138.0379 | -1504.8552 | -10050.3835 | -1576.7153 | -13269.9919 | -623.7232 | -15.0569 | -638.7801 | -10.8745 | -58.9636 | -14.6417
[5 empty] | RB_GUP | SUBTRAN | -16973.7437 | -8060.8616 | -2063.4616 | -24.046 | -0.78833 | -2088.2959 | -899.3568 | -254.9207 | -26.1123 | 0 | -1180.3898 | -50.368 | -582.1476 | -4742.0259 | 0 | -5374.5415 | -244.0803 | -5.8398 | -249.9201 | -4.008 | -12.5904 | -3.1364
[5 empty] | RB_GUP | DISTPRI | -35410.4783 | -23530.2152 | -5924.0053 | -69.131 | 0 | -5993.1363 | -2554.5952 | -725.1944 | 0 | 0 | -3279.7895 | -145.6979 | -1685.2006 | 0 | 0 | -1830.8985 | -693.2741 | -16.6103 | -709.8844 | -11.9276 | -43.7229 | -10.904
[5 empty] | RB_GUP | DISTSEC | -15661.5327 | -11692.9279 | -2624.9074 | 0 | 0 | -2624.9074 | -925.3075 | 0 | 0 | 0 | -925.3075 | -40.9546 | 0 | 0 | 0 | -40.9546 | -257.5269 | 0 | -257.5269 | -4.1993 | -92.727 | -22.9821
[5 empty] | RB_GUP | ENERGY | -1887.3781 | -686.1233 | -221.4574 | -2.5353 | -0.064256 | -224.0569 | -107.1671 | -29.9136 | -2.3683 | -0.48549 | -139.9345 | -7.141 | -85.3412 | -603.322 | -96.6882 | -792.4924 | -29.0686 | -0.68322 | -29.7519 | -0.66745 | -11.4848 | -2.867
[5 empty] | RB_GUP | CUSTOMER | -32814.4657 | -23792.7527 | -5800.8683 | -47.0706 | -6.6774 | -5854.6164 | -96.7988 | -39.4585 | -19.1536 | -8.2039 | -163.6147 | -1.3943 | -24.562 | -49.6633 | -12.3064 | -87.9259 | -32.7608 | -0.50247 | -33.2633 | -1.9446 | -2499.7129 | -380.6353
|  |  | Adj 19 - Env Surcharge - Remove Mitchell FGD Expenses | -188833 | RB_GUP | TOTAL | -188833 | -109974.2474 | -27312.5344 | -267.623 | -10.6055 | -27590.7629 | -9050.9654 | -2321.8775 | -148.3253 | -29.9435 | -11551.1117 | -513.9344 | -5303.0477 | -24935.3465 | -3174.5039 | -33926.8325 | -2469.3769 | -52.9099 | -2522.2868 | -43.8896 | -2774.8774 | -448.9917
[5 empty] | LABOR_M | PRODUCTION | 4818.1034 | 2362.5229 | 597.6264 | 6.9872 | 0.17213 | 604.7857 | 250.0544 | 71.2143 | 5.6356 | 1.1896 | 328.0938 | 15.0208 | 163.7535 | 1093.6507 | 171.5731 | 1443.9982 | 67.8716 | 1.6384 | 69.51 | 1.1833 | 6.4162 | 1.5933
[5 empty] | LABOR_M | BULKTRAN | 1296.4226 | 635.6917 | 160.8053 | 1.8801 | 0.046316 | 162.7316 | 67.2829 | 19.1619 | 1.5164 | 0.32008 | 88.2813 | 4.0417 | 44.0617 | 294.2721 | 46.1657 | 388.5412 | 18.2624 | 0.44086 | 18.7033 | 0.3184 | 1.7264 | 0.42871
[5 empty] | LABOR_M | SUBTRAN | 497.1892 | 236.1161 | 60.4422 | 0.70435 | 0.023091 | 61.1697 | 26.3437 | 7.4671 | 0.76487 | 0 | 34.5756 | 1.4754 | 17.0521 | 138.9018 | 0 | 157.4293 | 7.1495 | 0.17106 | 7.3206 | 0.1174 | 0.36879 | 0.09187
[5 empty] | LABOR_M | DISTPRI | 3310.4899 | 2199.8161 | 553.8293 | 6.463 | 0 | 560.2923 | 238.8265 | 67.7977 | 0 | 0 | 306.6242 | 13.6212 | 157.5477 | 0 | 0 | 171.1689 | 64.8135 | 1.5529 | 66.3664 | 1.1151 | 4.0876 | 1.0194
[5 empty] | LABOR_M | DISTSEC | 1323.1082 | 987.8349 | 221.7558 | 0 | 0 | 221.7558 | 78.1713 | 0 | 0 | 0 | 78.1713 | 3.4599 | 0 | 0 | 0 | 3.4599 | 21.7562 | 0 | 21.7562 | 0.35476 | 7.8337 | 1.9416
[5 empty] | LABOR_M | ENERGY | 3475.251 | 1263.3666 | 407.772 | 4.6682 | 0.11832 | 412.5585 | 197.3281 | 55.0802 | 4.3607 | 0.89393 | 257.6629 | 13.1489 | 157.1396 | 1110.9038 | 178.0331 | 1459.2254 | 53.5244 | 1.258 | 54.7824 | 1.229 | 21.1471 | 5.279
[5 empty] | LABOR_M | CUSTOMER | 5100.0156 | 4006.0079 | 930.7369 | 8.3877 | 1.1833 | 940.3079 | 16.0597 | 7.0605 | 3.384 | 1.4417 | 27.946 | 0.23366 | 4.3933 | 8.7703 | 2.1635 | 15.5608 | 5.3923 | 0.090481 | 5.4828 | 0.31556 | 86.9256 | 17.4691
|  |  | Adj 18 Wholesale Load - Payroll | 19820.58 | LABOR_M | TOTAL | 19820.58 | 11691.3561 | 2932.9679 | 29.0905 | 1.5431 | 2963.6015 | 874.0666 | 227.7815 | 15.6616 | 3.8453 | 1121.3551 | 51.0015 | 543.948 | 2646.4987 | 397.9354 | 3639.3836 | 238.7699 | 5.1517 | 243.9217 | 4.6335 | 128.5055 | 27.8229
[5 empty] | LABOR_M | PRODUCTION | 60078.7793 | 29459.2039 | 7452.0331 | 87.1256 | 2.1464 | 7541.3051 | 3118.0241 | 887.998 | 70.2722 | 14.8332 | 4091.1275 | 187.3007 | 2041.9057 | 13637.1495 | 2139.4111 | 18005.767 | 846.3166 | 20.4304 | 866.7469 | 14.7554 | 80.0065 | 19.867
[5 empty] | LABOR_M | BULKTRAN | 16165.5912 | 7926.6831 | 2005.1426 | 23.4432 | 0.57753 | 2029.1633 | 838.9768 | 238.9365 | 18.9084 | 3.9912 | 1100.8129 | 50.3976 | 549.4222 | 3669.3919 | 575.6582 | 4844.8699 | 227.7211 | 5.4973 | 233.2184 | 3.9703 | 21.5276 | 5.3457
[5 empty] | LABOR_M | SUBTRAN | 6199.6429 | 2944.2216 | 753.6773 | 8.7828 | 0.28794 | 762.748 | 328.4892 | 93.1095 | 9.5375 | 0 | 431.1362 | 18.3969 | 212.6288 | 1732.0202 | 0 | 1963.0459 | 89.1501 | 2.133 | 91.2831 | 1.4639 | 4.5986 | 1.1456
[5 empty] | LABOR_M | DISTPRI | 41279.7682 | 27430.3504 | 6905.9096 | 80.5895 | 0 | 6986.4991 | 2978.0195 | 845.3954 | 0 | 0 | 3823.4149 | 169.8474 | 1964.5227 | 0 | 0 | 2134.3701 | 808.1843 | 19.3634 | 827.5478 | 13.9046 | 50.9699 | 12.7113
[5 empty] | LABOR_M | DISTSEC | 16498.3436 | 12317.6924 | 2765.1587 | 0 | 0 | 2765.1587 | 974.7476 | 0 | 0 | 0 | 974.7476 | 43.1429 | 0 | 0 | 0 | 43.1429 | 271.2868 | 0 | 271.2868 | 4.4237 | 97.6815 | 24.21
[5 empty] | LABOR_M | ENERGY | 43334.2381 | 15753.4031 | 5084.6654 | 58.2098 | 1.4753 | 5144.3505 | 2460.5596 | 686.8157 | 54.3757 | 11.1468 | 3212.8978 | 163.9583 | 1959.4345 | 13852.2854 | 2219.9626 | 18195.6409 | 667.4166 | 15.6866 | 683.1033 | 15.3246 | 263.6919 | 65.8261
[5 empty] | LABOR_M | CUSTOMER | 63594.0512 | 49952.4497 | 11605.715 | 104.5897 | 14.7549 | 11725.0597 | 200.255 | 88.0403 | 42.1969 | 17.9773 | 348.4695 | 2.9136 | 54.7817 | 109.3604 | 26.9776 | 194.0333 | 67.2383 | 1.1282 | 68.3665 | 3.9348 | 1083.9088 | 217.829
|  |  | Adjs 30 - Total Incentive Compensation & Payroll Adjs | 247150.4146 | LABOR_M | TOTAL | 247150.4146 | 145784.0043 | 36572.3017 | 362.7405 | 19.2421 | 36954.2844 | 10899.0718 | 2840.2954 | 195.2906 | 47.9485 | 13982.6064 | 635.9573 | 6782.6957 | 33000.2074 | 4962.0096 | 45380.8699 | 2977.3138 | 64.239 | 3041.5528 | 57.7772 | 1602.3849 | 346.9348
[5 empty] | RB_GUP | PRODUCTION | 78983.1731 | 38728.8395 | 9796.8905 | 114.5406 | 2.8218 | 9914.2528 | 4099.1419 | 1167.4155 | 92.384 | 19.5006 | 5378.442 | 246.2367 | 2684.412 | 17928.2161 | 2812.5983 | 23671.4632 | 1112.6186 | 26.859 | 1139.4776 | 19.3983 | 105.1814 | 26.1184
[5 empty] | RB_GUP | BULKTRAN | 83647.5466 | 41015.982 | 10375.4486 | 121.3048 | 2.9884 | 10499.7418 | 4341.2179 | 1236.3575 | 97.8398 | 20.6522 | 5696.0674 | 260.7783 | 2842.9407 | 18986.972 | 2978.6971 | 25069.3881 | 1178.3246 | 28.4452 | 1206.7698 | 20.5439 | 111.3929 | 27.6608
[5 empty] | RB_GUP | SUBTRAN | 32066.4376 | 15228.4092 | 3898.248 | 45.4272 | 1.4893 | 3945.1645 | 1699.0459 | 481.5907 | 49.3307 | 0 | 2229.9674 | 95.1542 | 1099.7809 | 8958.535 | 0 | 10153.4701 | 461.1114 | 11.0324 | 472.1438 | 7.5719 | 23.7855 | 5.9252
[5 empty] | RB_GUP | DISTPRI | 66896.7268 | 44452.7849 | 11191.5054 | 130.6009 | 0 | 11322.1063 | 4826.0871 | 1370.0219 | 0 | 0 | 6196.109 | 275.2495 | 3183.6453 | 0 | 0 | 3458.8948 | 1309.7187 | 31.3798 | 1341.0985 | 22.5334 | 82.6003 | 20.5995
[5 empty] | RB_GUP | DISTSEC | 29587.4363 | 22090.0321 | 4958.9195 | 0 | 0 | 4958.9195 | 1748.0714 | 0 | 0 | 0 | 1748.0714 | 77.3706 | 0 | 0 | 0 | 77.3706 | 486.5143 | 0 | 486.5143 | 7.9332 | 175.1779 | 43.4172
[5 empty] | RB_GUP | ENERGY | 3565.5949 | 1296.2095 | 418.3726 | 4.7896 | 0.12139 | 423.2835 | 202.4579 | 56.5121 | 4.4741 | 0.91717 | 264.3612 | 13.4907 | 161.2247 | 1139.7832 | 182.6613 | 1497.1599 | 54.9159 | 1.2907 | 56.2066 | 1.2609 | 21.6969 | 5.4163
[5 empty] | RB_GUP | CUSTOMER | 61992.3947 | 44948.7651 | 10958.8778 | 88.9248 | 12.6149 | 11060.4174 | 182.8703 | 74.5441 | 36.1845 | 15.4985 | 309.0975 | 2.634 | 46.402 | 93.8228 | 23.2489 | 166.1077 | 61.891 | 0.94926 | 62.8403 | 3.6737 | 4722.4047 | 719.0882
|  |  | Adj 18 - Wholesale Load | 356739.31 | RB_GUP | TOTAL | 356739.31 | 207761.0224 | 51598.2624 | 505.5877 | 20.0357 | 52123.8858 | 17098.8924 | 4386.4418 | 280.2131 | 56.5686 | 21822.1159 | 970.914 | 10018.4055 | 47107.3292 | 5997.2057 | 64093.8544 | 4665.0946 | 99.9564 | 4765.0509 | 82.9153 | 5242.2397 | 848.2257
[5 empty] | RB_GUP | PRODUCTION | 943799.9005 | 462785.5964 | 117066.761 | 1368.6885 | 33.7183 | 118469.1678 | 48982.2015 | 13949.8905 | 1103.9314 | 233.0205 | 64269.0439 | 2942.3757 | 32077.0572 | 214231.0564 | 33608.8047 | 282859.294 | 13295.1016 | 320.9486 | 13616.0502 | 231.7974 | 1256.8519 | 312.0988
[5 empty] | RB_GUP | BULKTRAN | 999536.269 | 490115.5299 | 123980.1715 | 1449.5168 | 35.7096 | 125465.3979 | 51874.8592 | 14773.7052 | 1169.1244 | 246.7815 | 68064.4704 | 3116.1385 | 33971.3768 | 226882.5316 | 35593.5821 | 299563.6291 | 14080.2476 | 339.9023 | 14420.1499 | 245.4863 | 1331.0757 | 330.5299
[5 empty] | RB_GUP | SUBTRAN | 383174.0286 | 181970.0388 | 46581.6448 | 542.8263 | 17.7961 | 47142.2672 | 20302.544 | 5754.7102 | 589.4718 | 0 | 26646.726 | 1137.0336 | 13141.699 | 107048.9337 | 0 | 121327.6664 | 5509.9953 | 131.8303 | 5641.8256 | 90.4793 | 284.2225 | 70.8028
[5 empty] | RB_GUP | DISTPRI | 799374.3678 | 531183.1916 | 133731.5443 | 1560.5992 | 0 | 135292.1435 | 57668.7463 | 16370.9111 | 0 | 0 | 74039.6574 | 3289.0605 | 38042.5853 | 0 | 0 | 41331.6458 | 15650.3261 | 374.9689 | 16025.295 | 269.2601 | 987.0227 | 246.1517
[5 empty] | RB_GUP | DISTSEC | 353551.5019 | 263962.1743 | 59256.0103 | 0 | 0 | 59256.0103 | 20888.3683 | 0 | 0 | 0 | 20888.3683 | 924.5308 | 0 | 0 | 0 | 924.5308 | 5813.5445 | 0 | 5813.5445 | 94.7973 | 2093.2676 | 518.8089
[5 empty] | RB_GUP | ENERGY | 42606.6459 | 15488.8997 | 4999.2926 | 57.2324 | 1.4506 | 5057.9756 | 2419.2462 | 675.2839 | 53.4627 | 10.9596 | 3158.9525 | 161.2054 | 1926.5352 | 13619.7022 | 2182.6889 | 17890.1318 | 656.2105 | 15.4233 | 671.6338 | 15.0673 | 259.2644 | 64.7209
[5 empty] | RB_GUP | CUSTOMER | 740770.6429 | 537109.8474 | 130951.7881 | 1062.5958 | 150.7399 | 132165.1239 | 2185.1867 | 890.756 | 432.3824 | 185.198 | 3693.523 | 31.4752 | 554.4749 | 1121.1242 | 277.8099 | 1984.8842 | 739.5595 | 11.343 | 750.9025 | 43.8986 | 56429.8057 | 8592.6576
|  |  | Adj 42 - Property Tax Expense Annualization | 4262813.3567 | RB_GUP | TOTAL | 4262813.3567 | 2482615.2781 | 616567.2127 | 6041.459 | 239.4145 | 622848.0862 | 204321.1522 | 52415.2571 | 3348.3726 | 675.9596 | 260760.7415 | 11601.8198 | 119713.7283 | 562903.3481 | 71662.8857 | 765881.782 | 55744.9851 | 1194.4164 | 56939.4015 | 990.7862 | 62641.5105 | 10135.7707
[5 empty] | TDPLANT | PRODUCTION | 0 | 0 | 0 | 0 | 0 | 0 | 0 | 0 | 0 | 0 | 0 | 0 | 0 | 0 | 0 | 0 | 0 | 0 | 0 | 0 | 0 | 0
[5 empty] | TDPLANT | BULKTRAN | 0 | 0 | 0 | 0 | 0 | 0 | 0 | 0 | 0 | 0 | 0 | 0 | 0 | 0 | 0 | 0 | 0 | 0 | 0 | 0 | 0 | 0
[5 empty] | TDPLANT | SUBTRAN | 0 | 0 | 0 | 0 | 0 | 0 | 0 | 0 | 0 | 0 | 0 | 0 | 0 | 0 | 0 | 0 | 0 | 0 | 0 | 0 | 0 | 0
[5 empty] | TDPLANT | DISTPRI | 0 | 0 | 0 | 0 | 0 | 0 | 0 | 0 | 0 | 0 | 0 | 0 | 0 | 0 | 0 | 0 | 0 | 0 | 0 | 0 | 0 | 0
[5 empty] | TDPLANT | DISTSEC | 0 | 0 | 0 | 0 | 0 | 0 | 0 | 0 | 0 | 0 | 0 | 0 | 0 | 0 | 0 | 0 | 0 | 0 | 0 | 0 | 0 | 0
[5 empty] | TDPLANT | ENERGY | 0 | 0 | 0 | 0 | 0 | 0 | 0 | 0 | 0 | 0 | 0 | 0 | 0 | 0 | 0 | 0 | 0 | 0 | 0 | 0 | 0 | 0
[5 empty] | TDPLANT | CUSTOMER | 0 | 0 | 0 | 0 | 0 | 0 | 0 | 0 | 0 | 0 | 0 | 0 | 0 | 0 | 0 | 0 | 0 | 0 | 0 | 0 | 0 | 0
|  |  | Adj - Sales and Use Tax |  | TDPLANT | TOTAL | 0 | 0 | 0 | 0 | 0 | 0 | 0 | 0 | 0 | 0 | 0 | 0 | 0 | 0 | 0 | 0 | 0 | 0 | 0 | 0 | 0 | 0
[5 empty] | LABOR_M | PRODUCTION | 289399.8333 | 141905.1585 | 35896.4873 | 419.6845 | 10.3391 | 36326.511 | 15019.5406 | 4277.4914 | 338.5014 | 71.4517 | 19706.9851 | 902.2284 | 9835.872 | 65690.2294 | 10305.5557 | 86733.8855 | 4076.7118 | 98.4133 | 4175.1251 | 71.0767 | 385.3918 | 95.6997
[5 empty] | LABOR_M | BULKTRAN | 77869.7477 | 38182.8792 | 9658.7837 | 112.9259 | 2.782 | 9774.4916 | 4041.3563 | 1150.9584 | 91.0817 | 19.2257 | 5302.6221 | 242.7655 | 2646.5698 | 17675.4822 | 2772.9492 | 23337.7666 | 1096.934 | 26.4804 | 1123.4144 | 19.1248 | 103.6986 | 25.7502
[5 empty] | LABOR_M | SUBTRAN | 29863.7162 | 14182.3328 | 3630.4679 | 42.3067 | 1.387 | 3674.1616 | 1582.3343 | 448.5091 | 45.9421 | 0 | 2076.7855 | 88.6178 | 1024.2343 | 8343.1515 | 0 | 9456.0036 | 429.4366 | 10.2746 | 439.7111 | 7.0518 | 22.1517 | 5.5182
[5 empty] | LABOR_M | DISTPRI | 198844.8863 | 132132.1593 | 33265.8074 | 388.2001 | 0 | 33654.0074 | 14345.1376 | 4072.2746 | 0 | 0 | 18417.4122 | 818.1559 | 9463.1175 | 0 | 0 | 10281.2734 | 3893.0286 | 93.2737 | 3986.3024 | 66.9786 | 245.5225 | 61.2304
[5 empty] | LABOR_M | DISTSEC | 79472.6183 | 59334.3969 | 13319.7858 | 0 | 0 | 13319.7858 | 4695.3649 | 0 | 0 | 0 | 4695.3649 | 207.8195 | 0 | 0 | 0 | 207.8195 | 1306.7901 | 0 | 1306.7901 | 21.3089 | 470.5325 | 116.6198
[5 empty] | LABOR_M | ENERGY | 208741.2796 | 75884.2351 | 24492.8629 | 280.3968 | 7.1066 | 24780.3664 | 11852.5299 | 3308.3954 | 261.9282 | 53.6941 | 15476.5475 | 789.7882 | 9438.6077 | 66726.5403 | 10693.5731 | 87648.5093 | 3214.9497 | 75.5627 | 3290.5124 | 73.8186 | 1270.2054 | 317.0849
[5 empty] | LABOR_M | CUSTOMER | 306332.9187 | 240621.2437 | 55904.7973 | 503.8094 | 71.0745 | 56479.6813 | 964.6293 | 424.0909 | 203.2625 | 86.5969 | 1678.5796 | 14.0347 | 263.8839 | 526.7896 | 129.9512 | 934.6594 | 323.8872 | 5.4348 | 329.322 | 18.954 | 5221.1951 | 1049.2837
|  |  | Adj 44 - State Business and Occupation Taxes | 1190525 | LABOR_M | TOTAL | 1190525 | 702242.4056 | 176168.9924 | 1747.3234 | 92.6893 | 178009.005 | 52500.893 | 13681.7198 | 940.7158 | 230.9684 | 67354.297 | 3063.4099 | 32672.2852 | 158962.1929 | 23902.0292 | 218599.9172 | 14341.738 | 309.4395 | 14651.1775 | 278.3133 | 7718.6975 | 1671.1868
[6 empty] | PRODUCTION | 1335271.5865 | 654740.9649 | 165624.0053 | 1936.3965 | 47.7041 | 167608.1059 | 69299.1618 | 19736.0611 | 1561.8228 | 329.6733 | 90926.7189 | 4162.8217 | 45382.0592 | 303090.3504 | 47549.1489 | 400184.3802 | 18809.6771 | 454.0725 | 19263.7496 | 327.943 | 1778.1721 | 441.552
[6 empty] | BULKTRAN | 1134238.3788 | 556165.7554 | 140688.3103 | 1644.8603 | 40.522 | 142373.6926 | 58865.7541 | 16764.6778 | 1326.6809 | 280.039 | 77237.1518 | 3536.0837 | 38549.5159 | 257458.2662 | 40390.3371 | 339934.203 | 15977.7666 | 385.7091 | 16363.4757 | 278.5692 | 1510.4576 | 375.0736
[6 empty] | SUBTRAN | 434827.2707 | 206500.2568 | 52861.0187 | 616.0012 | 20.1951 | 53497.215 | 23039.4002 | 6530.466 | 668.9347 | 0 | 30238.8009 | 1290.3099 | 14913.2475 | 121479.5164 | 0 | 137683.0738 | 6252.7626 | 149.6015 | 6402.3641 | 102.6762 | 322.5367 | 80.3473
[6 empty] | DISTPRI | 1074295.7607 | 713868.0872 | 179724.5908 | 2097.3216 | 0 | 181821.9123 | 77502.2219 | 22001.2064 | 0 | 0 | 99503.4283 | 4420.2365 | 51126.2179 | 0 | 0 | 55546.4544 | 21032.7972 | 503.9284 | 21536.7257 | 361.8642 | 1326.4803 | 330.8084
[6 empty] | DISTSEC | 464771.4757 | 346999.2027 | 77896.7228 | 0 | 0 | 77896.7228 | 27459.416 | 0 | 0 | 0 | 27459.416 | 1215.369 | 0 | 0 | 0 | 1215.369 | 7642.3651 | 0 | 7642.3651 | 124.6185 | 2751.7662 | 682.0154
[6 empty] | ENERGY | 299835.6313 | 108999.9908 | 35181.5081 | 402.7615 | 10.208 | 35594.4776 | 17024.9545 | 4752.1737 | 376.2332 | 77.1261 | 22230.4874 | 1134.4504 | 13557.6006 | 95845.8929 | 15360.2308 | 125898.1748 | 4617.9485 | 108.5381 | 4726.4866 | 106.0329 | 1824.521 | 455.4602
[6 empty] | CUSTOMER | 1144975.5575 | 852845.5613 | 204551.0467 | 1721.2369 | 243.6901 | 206515.9737 | 3452.2022 | 1445.0333 | 698.2567 | 298.5087 | 5894.0008 | 49.8969 | 899.3737 | 1810.204 | 447.8448 | 3207.3194 | 1165.2075 | 18.4433 | 1183.6508 | 68.832 | 65044.5271 | 10215.6923
|  | Total Adjustments to Taxes Other Than Income |  | 5888215.6613 |  | TOTAL | 5888215.6613 | 3440119.819 | 856527.2027 | 8418.5781 | 362.3193 | 865308.1 | 276643.1106 | 71229.6182 | 4631.9283 | 985.347 | 353490.0041 | 15809.1681 | 164428.015 | 779684.2299 | 103747.5617 | 1063668.9746 | 75498.5246 | 1620.293 | 77118.8175 | 1370.536 | 74558.4608 | 12580.9491
[6 empty] | PRODUCTION | 6154240.9435 | 3017531.8285 | 763435.4046 | 8926.0394 | 219.8984 | 772581.3424 | 319450.9327 | 90984.6515 | 7198.9564 | 1521.7201 | 419156.2607 | 19187.9754 | 209195.7247 | 1396894.0712 | 219140.1532 | 1844417.9244 | 86715.2185 | 2093.2416 | 88808.4601 | 1511.8605 | 8197.4992 | 2035.7677
[6 empty] | BULKTRAN | 4787977.3422 | 2347543.1037 | 593994.5237 | 6946.014 | 171.1958 | 601111.7334 | 248560.1862 | 70797.989 | 5601.3775 | 1174.963 | 326134.5157 | 14928.4826 | 162768.9454 | 1086765.8944 | 170481.5304 | 1434944.8528 | 67475.3344 | 1628.7298 | 69104.0642 | 1176.3918 | 6378.5558 | 1584.1248
[6 empty] | SUBTRAN | 1835586.2488 | 871644.3457 | 223185.6984 | 2601.3097 | 85.3175 | 225872.3256 | 97284.8678 | 27578.6806 | 2824.3468 | 0 | 127687.8952 | 5447.4637 | 62969.5367 | 512791.813 | 0 | 581208.8134 | 26406.1259 | 631.7277 | 27037.8536 | 433.6036 | 1362.0627 | 339.349
[6 empty] | DISTPRI | 4869109.8608 | 3235267.149 | 814667.7303 | 9507.8707 | 0 | 824175.601 | 351333.1371 | 99744.7916 | 0 | 0 | 451077.9287 | 20035.5361 | 231759.7169 | 0 | 0 | 251795.2529 | 95355.3473 | 2284.4955 | 97639.8427 | 1640.5468 | 6013.6555 | 1499.884
[6 empty] | DISTSEC | 2089100.6203 | 1559637.5732 | 350184.65 | 0 | 0 | 350184.65 | 123453.0727 | 0 | 0 | 0 | 123453.0727 | 5463.4637 | 0 | 0 | 0 | 5463.4637 | 34362.3169 | 0 | 34362.3169 | 560.3146 | 12372.4486 | 3066.7805
[6 empty] | ENERGY | 1771562.1438 | 643989.9066 | 207883.0877 | 2379.6185 | 60.3194 | 210323.0256 | 100603.8267 | 28083.3041 | 2222.9772 | 461.0982 | 131371.2063 | 6703.5935 | 80114.4147 | 566275.8557 | 90751.4056 | 743845.2696 | 27290.5089 | 641.4116 | 27931.9205 | 626.6344 | 10782.3193 | 2691.8616
[6 empty] | CUSTOMER | 5439688.5018 | 4084575.7487 | 975018.5836 | 8293.9529 | 1173.7307 | 984486.2672 | 16512.6012 | 6966.3738 | 3361.4444 | 1434.1251 | 28274.5446 | 238.8914 | 4335.2629 | 8713.0217 | 2154.5374 | 15441.7134 | 5569.3504 | 88.9681 | 5658.3185 | 328.5194 | 276832.1705 | 44091.2196
| Adjusted Taxes Other Than Income |  |  | 26947265.6613 |  | TOTAL | 26947265.6613 | 15760189.6555 | 3928369.6783 | 38654.8052 | 1710.4617 | 3968734.9452 | 1257198.6245 | 324155.7907 | 21209.1023 | 4591.9065 | 1607155.4239 | 72005.4064 | 751143.6013 | 3571440.656 | 482527.6265 | 4877117.2902 | 343174.2023 | 7368.5743 | 350542.7765 | 6277.871 | 321938.7117 | 55308.9873
Other Expenses
[5 empty] | RB_GUP_EPIS_D | PRODUCTION | 0 | 0 | 0 | 0 | 0 | 0 | 0 | 0 | 0 | 0 | 0 | 0 | 0 | 0 | 0 | 0 | 0 | 0 | 0 | 0 | 0 | 0
[5 empty] | RB_GUP_EPIS_D | BULKTRAN | 0 | 0 | 0 | 0 | 0 | 0 | 0 | 0 | 0 | 0 | 0 | 0 | 0 | 0 | 0 | 0 | 0 | 0 | 0 | 0 | 0 | 0
[5 empty] | RB_GUP_EPIS_D | SUBTRAN | 0 | 0 | 0 | 0 | 0 | 0 | 0 | 0 | 0 | 0 | 0 | 0 | 0 | 0 | 0 | 0 | 0 | 0 | 0 | 0 | 0 | 0
[5 empty] | RB_GUP_EPIS_D | DISTPRI | -6571.6572 | -4366.8574 | -1099.4071 | -12.8297 | 0 | -1112.2368 | -474.0948 | -134.5853 | 0 | 0 | -608.6801 | -27.0394 | -312.7481 | 0 | 0 | -339.7875 | -128.6613 | -3.0826 | -131.744 | -2.2136 | -8.1143 | -2.0236
[5 empty] | RB_GUP_EPIS_D | DISTSEC | -2923.324 | -2182.5588 | -489.9555 | 0 | 0 | -489.9555 | -172.7145 | 0 | 0 | 0 | -172.7145 | -7.6444 | 0 | 0 | 0 | -7.6444 | -48.069 | 0 | -48.069 | -0.78383 | -17.3081 | -4.2897
[5 empty] | RB_GUP_EPIS_D | ENERGY | 0 | 0 | 0 | 0 | 0 | 0 | 0 | 0 | 0 | 0 | 0 | 0 | 0 | 0 | 0 | 0 | 0 | 0 | 0 | 0 | 0 | 0
[5 empty] | RB_GUP_EPIS_D | CUSTOMER | -5856.0188 | -4204.9839 | -1030.734 | -8.3832 | -1.196 | -1040.3132 | -17.2341 | -7.0236 | -3.4317 | -1.4707 | -29.16 | -0.24813 | -4.3742 | -8.8984 | -2.206 | -15.7268 | -5.8351 | -0.089234 | -5.9243 | -0.34656 | -486.0415 | -73.5225
|  |  | Gain/Loss on Disposition of Utility Plant | -15351 | RB_GUP_EPIS_D | TOTAL | -15351 | -10754.4001 | -2620.0966 | -21.2129 | -1.196 | -2642.5055 | -664.0434 | -141.6088 | -3.4317 | -1.4707 | -810.5546 | -34.9319 | -317.1223 | -8.8984 | -2.206 | -363.1587 | -182.5654 | -3.1719 | -185.7373 | -3.344 | -511.4639 | -79.8359
[5 empty] | RB_GUP | PRODUCTION | 998051.6778 | 489387.5711 | 123796.0262 | 1447.3638 | 35.6565 | 125279.0466 | 51797.8105 | 14751.7622 | 1167.3879 | 246.415 | 67963.3756 | 3111.5102 | 33920.9198 | 226545.5476 | 35540.7157 | 299118.6932 | 14059.3345 | 339.3975 | 14398.7319 | 245.1217 | 1329.0987 | 330.039
[5 empty] | RB_GUP | BULKTRAN | 1056991.9003 | 518288.4918 | 131106.8354 | 1532.8383 | 37.7622 | 132677.4359 | 54856.7448 | 15622.9316 | 1236.3283 | 260.9671 | 71976.9718 | 3295.2613 | 35924.1292 | 239924.2586 | 37639.5827 | 316783.2318 | 14889.6124 | 359.4407 | 15249.0531 | 259.5974 | 1407.5889 | 349.5295
[5 empty] | RB_GUP | SUBTRAN | 405199.7483 | 192430.0929 | 49259.2643 | 574.0292 | 18.8191 | 49852.1126 | 21469.5807 | 6085.5042 | 623.356 | 0 | 28178.4408 | 1202.3929 | 13897.114 | 113202.3513 | 0 | 128301.8582 | 5826.7225 | 139.4082 | 5966.1307 | 95.6802 | 300.5602 | 74.8727
[5 empty] | RB_GUP | DISTPRI | 845324.2352 | 561716.8166 | 141418.7394 | 1650.306 | 0 | 143069.0454 | 60983.6777 | 17311.9485 | 0 | 0 | 78295.6263 | 3478.1232 | 40229.3602 | 0 | 0 | 43707.4834 | 16549.9426 | 396.5229 | 16946.4656 | 284.7378 | 1043.759 | 260.3011
[5 empty] | RB_GUP | DISTSEC | 373874.451 | 279135.3239 | 62662.1813 | 0 | 0 | 62662.1813 | 22089.0795 | 0 | 0 | 0 | 22089.0795 | 977.675 | 0 | 0 | 0 | 977.675 | 6147.7203 | 0 | 6147.7203 | 100.2464 | 2213.5934 | 548.6312
[5 empty] | RB_GUP | ENERGY | 45055.7733 | 16379.237 | 5286.6634 | 60.5223 | 1.5339 | 5348.7196 | 2558.31 | 714.1008 | 56.5359 | 11.5896 | 3340.5363 | 170.4719 | 2037.2768 | 14402.5939 | 2308.1549 | 18918.4975 | 693.931 | 16.3098 | 710.2408 | 15.9334 | 274.1676 | 68.4412
[5 empty] | RB_GUP | CUSTOMER | 783351.8341 | 567984.1502 | 138479.1965 | 1123.6763 | 159.4048 | 139762.2775 | 2310.7962 | 941.9587 | 457.2367 | 195.8436 | 3905.8351 | 33.2845 | 586.3473 | 1185.569 | 293.779 | 2098.9799 | 782.0711 | 11.995 | 794.0661 | 46.422 | 59673.5201 | 9086.5833
|  |  | A/R Factoring | 4507849.62 | RB_GUP | TOTAL | 4507849.62 | 2625321.6835 | 652008.9065 | 6388.7359 | 253.1766 | 658650.819 | 216065.9994 | 55428.2059 | 3540.8447 | 714.8153 | 275749.8654 | 12268.719 | 126595.1473 | 595260.3203 | 75782.2323 | 809906.4188 | 58949.3344 | 1263.0742 | 60212.4086 | 1047.7389 | 66242.2879 | 10718.3979
[5 empty] | PROD_ENERGY | PRODUCTION | 0 | 0 | 0 | 0 | 0 | 0 | 0 | 0 | 0 | 0 | 0 | 0 | 0 | 0 | 0 | 0 | 0 | 0 | 0 | 0 | 0 | 0
[5 empty] | PROD_ENERGY | BULKTRAN | 0 | 0 | 0 | 0 | 0 | 0 | 0 | 0 | 0 | 0 | 0 | 0 | 0 | 0 | 0 | 0 | 0 | 0 | 0 | 0 | 0 | 0
[5 empty] | PROD_ENERGY | SUBTRAN | 0 | 0 | 0 | 0 | 0 | 0 | 0 | 0 | 0 | 0 | 0 | 0 | 0 | 0 | 0 | 0 | 0 | 0 | 0 | 0 | 0 | 0
[5 empty] | PROD_ENERGY | DISTPRI | 0 | 0 | 0 | 0 | 0 | 0 | 0 | 0 | 0 | 0 | 0 | 0 | 0 | 0 | 0 | 0 | 0 | 0 | 0 | 0 | 0 | 0
[5 empty] | PROD_ENERGY | DISTSEC | 0 | 0 | 0 | 0 | 0 | 0 | 0 | 0 | 0 | 0 | 0 | 0 | 0 | 0 | 0 | 0 | 0 | 0 | 0 | 0 | 0 | 0
[5 empty] | PROD_ENERGY | ENERGY | -178191 | -64778.2162 | -20908.2159 | -239.3594 | -6.0665 | -21153.6418 | -10117.8557 | -2824.196 | -223.5937 | -45.8357 | -13211.4811 | -674.1989 | -8057.2226 | -56960.7936 | -9128.5178 | -74820.7328 | -2744.4265 | -64.5037 | -2808.9302 | -63.0149 | -1084.3048 | -270.678
[5 empty] | PROD_ENERGY | CUSTOMER | 0 | 0 | 0 | 0 | 0 | 0 | 0 | 0 | 0 | 0 | 0 | 0 | 0 | 0 | 0 | 0 | 0 | 0 | 0 | 0 | 0 | 0
|  |  | Gain/Loss on Disposition of Allowances | -178191 | PROD_ENERGY | TOTAL | -178191 | -64778.2162 | -20908.2159 | -239.3594 | -6.0665 | -21153.6418 | -10117.8557 | -2824.196 | -223.5937 | -45.8357 | -13211.4811 | -674.1989 | -8057.2226 | -56960.7936 | -9128.5178 | -74820.7328 | -2744.4265 | -64.5037 | -2808.9302 | -63.0149 | -1084.3048 | -270.678
[5 empty] | PROD_DEMAND | PRODUCTION | 2038296 | 999464.0066 | 252825.5307 | 2955.915 | 72.8205 | 255854.2661 | 105785.374 | 30127.1552 | 2384.1271 | 503.2472 | 138799.9035 | 6354.5595 | 69275.8468 | 462668.3103 | 72583.9155 | 610882.6321 | 28713.0274 | 693.143 | 29406.1704 | 500.6059 | 2714.385 | 674.0304
[5 empty] | PROD_DEMAND | BULKTRAN | 0 | 0 | 0 | 0 | 0 | 0 | 0 | 0 | 0 | 0 | 0 | 0 | 0 | 0 | 0 | 0 | 0 | 0 | 0 | 0 | 0 | 0
[5 empty] | PROD_DEMAND | SUBTRAN | 0 | 0 | 0 | 0 | 0 | 0 | 0 | 0 | 0 | 0 | 0 | 0 | 0 | 0 | 0 | 0 | 0 | 0 | 0 | 0 | 0 | 0
[5 empty] | PROD_DEMAND | DISTPRI | 0 | 0 | 0 | 0 | 0 | 0 | 0 | 0 | 0 | 0 | 0 | 0 | 0 | 0 | 0 | 0 | 0 | 0 | 0 | 0 | 0 | 0
[5 empty] | PROD_DEMAND | DISTSEC | 0 | 0 | 0 | 0 | 0 | 0 | 0 | 0 | 0 | 0 | 0 | 0 | 0 | 0 | 0 | 0 | 0 | 0 | 0 | 0 | 0 | 0
[5 empty] | PROD_DEMAND | ENERGY | 0 | 0 | 0 | 0 | 0 | 0 | 0 | 0 | 0 | 0 | 0 | 0 | 0 | 0 | 0 | 0 | 0 | 0 | 0 | 0 | 0 | 0
[5 empty] | PROD_DEMAND | CUSTOMER | 0 | 0 | 0 | 0 | 0 | 0 | 0 | 0 | 0 | 0 | 0 | 0 | 0 | 0 | 0 | 0 | 0 | 0 | 0 | 0 | 0 | 0
|  |  | Accretion | 2038296 | PROD_DEMAND | TOTAL | 2038296 | 999464.0066 | 252825.5307 | 2955.915 | 72.8205 | 255854.2661 | 105785.374 | 30127.1552 | 2384.1271 | 503.2472 | 138799.9035 | 6354.5595 | 69275.8468 | 462668.3103 | 72583.9155 | 610882.6321 | 28713.0274 | 693.143 | 29406.1704 | 500.6059 | 2714.385 | 674.0304
[5 empty] | RB_GUP | PRODUCTION | -62.6571 | -30.7234 | -7.7718 | -0.090865 | -0.0022385 | -7.8649 | -3.2518 | -0.92611 | -0.073288 | -0.01547 | -4.2667 | -0.19534 | -2.1295 | -14.2224 | -2.2312 | -18.7785 | -0.88264 | -0.021307 | -0.90394 | -0.015389 | -0.08344 | -0.02072
[5 empty] | RB_GUP | BULKTRAN | -66.3573 | -32.5378 | -8.2308 | -0.096231 | -0.0023707 | -8.3294 | -3.4439 | -0.9808 | -0.077616 | -0.016383 | -4.5187 | -0.20687 | -2.2553 | -15.0623 | -2.363 | -19.8875 | -0.93476 | -0.022565 | -0.95733 | -0.016297 | -0.088368 | -0.021943
[5 empty] | RB_GUP | SUBTRAN | -25.4382 | -12.0806 | -3.0925 | -0.036037 | -0.0011815 | -3.1297 | -1.3478 | -0.38204 | -0.039134 | 0 | -1.769 | -0.075485 | -0.87245 | -7.1068 | 0 | -8.0547 | -0.3658 | -0.008752 | -0.37455 | -0.0060067 | -0.018869 | -0.0047005
[5 empty] | RB_GUP | DISTPRI | -53.0689 | -35.2642 | -8.8782 | -0.10361 | 0 | -8.9818 | -3.8285 | -1.0868 | 0 | 0 | -4.9154 | -0.21835 | -2.5256 | 0 | 0 | -2.7439 | -1.039 | -0.024893 | -1.0639 | -0.017876 | -0.065527 | -0.016342
[5 empty] | RB_GUP | DISTSEC | -23.4716 | -17.5239 | -3.9339 | 0 | 0 | -3.9339 | -1.3867 | 0 | 0 | 0 | -1.3867 | -0.061378 | 0 | 0 | 0 | -0.061378 | -0.38595 | 0 | -0.38595 | -0.0062934 | -0.13897 | -0.034443
[5 empty] | RB_GUP | ENERGY | -2.8286 | -1.0283 | -0.33189 | -0.0037996 | -9.6299e-05 | -0.33579 | -0.16061 | -0.044831 | -0.0035493 | -0.00072759 | -0.20972 | -0.010702 | -0.1279 | -0.90419 | -0.1449 | -1.1877 | -0.043565 | -0.0010239 | -0.044588 | -0.0010003 | -0.017212 | -0.0042967
[5 empty] | RB_GUP | CUSTOMER | -49.1783 | -35.6577 | -8.6936 | -0.070544 | -0.010007 | -8.7742 | -0.14507 | -0.059136 | -0.028705 | -0.012295 | -0.24521 | -0.0020896 | -0.036811 | -0.074429 | -0.018443 | -0.13177 | -0.049098 | -0.00075304 | -0.049851 | -0.0029143 | -3.7463 | -0.57045
|  |  | Interest Income - Corp. Borrowing Program | -283 | RB_GUP | TOTAL | -283 | -164.8161 | -40.9327 | -0.40108 | -0.015894 | -41.3497 | -13.5645 | -3.4797 | -0.22229 | -0.044876 | -17.3114 | -0.77022 | -7.9476 | -37.3701 | -4.7576 | -50.8454 | -3.7008 | -0.079295 | -3.7801 | -0.065776 | -4.1586 | -0.67289
[5 empty] | RB_GUP | PRODUCTION | 0 | 0 | 0 | 0 | 0 | 0 | 0 | 0 | 0 | 0 | 0 | 0 | 0 | 0 | 0 | 0 | 0 | 0 | 0 | 0 | 0 | 0
[5 empty] | RB_GUP | BULKTRAN | 0 | 0 | 0 | 0 | 0 | 0 | 0 | 0 | 0 | 0 | 0 | 0 | 0 | 0 | 0 | 0 | 0 | 0 | 0 | 0 | 0 | 0
[5 empty] | RB_GUP | SUBTRAN | 0 | 0 | 0 | 0 | 0 | 0 | 0 | 0 | 0 | 0 | 0 | 0 | 0 | 0 | 0 | 0 | 0 | 0 | 0 | 0 | 0 | 0
[5 empty] | RB_GUP | DISTPRI | 0 | 0 | 0 | 0 | 0 | 0 | 0 | 0 | 0 | 0 | 0 | 0 | 0 | 0 | 0 | 0 | 0 | 0 | 0 | 0 | 0 | 0
[5 empty] | RB_GUP | DISTSEC | 0 | 0 | 0 | 0 | 0 | 0 | 0 | 0 | 0 | 0 | 0 | 0 | 0 | 0 | 0 | 0 | 0 | 0 | 0 | 0 | 0 | 0
[5 empty] | RB_GUP | ENERGY | 0 | 0 | 0 | 0 | 0 | 0 | 0 | 0 | 0 | 0 | 0 | 0 | 0 | 0 | 0 | 0 | 0 | 0 | 0 | 0 | 0 | 0
[5 empty] | RB_GUP | CUSTOMER | 0 | 0 | 0 | 0 | 0 | 0 | 0 | 0 | 0 | 0 | 0 | 0 | 0 | 0 | 0 | 0 | 0 | 0 | 0 | 0 | 0 | 0
|  |  | Interest Expense - Corp. Borrowing Program | 0 | RB_GUP | TOTAL | 0 | 0 | 0 | 0 | 0 | 0 | 0 | 0 | 0 | 0 | 0 | 0 | 0 | 0 | 0 | 0 | 0 | 0 | 0 | 0 | 0 | 0
[5 empty] | RB_GUP | PRODUCTION | 148224.0317 | 72680.6041 | 18385.3667 | 214.9529 | 5.2955 | 18605.6151 | 7692.6681 | 2190.8341 | 173.3727 | 36.5959 | 10093.4709 | 462.1009 | 5037.7106 | 33645.0458 | 5278.2719 | 44423.1292 | 2087.9993 | 50.4051 | 2138.4044 | 36.4038 | 197.3889 | 49.0152
[5 empty] | RB_GUP | BULKTRAN | 156977.4436 | 76972.7776 | 19471.1197 | 227.647 | 5.6082 | 19704.3749 | 8146.9608 | 2320.2144 | 183.6113 | 38.7571 | 10689.5436 | 489.3904 | 5335.214 | 35631.9635 | 5589.9818 | 47046.5496 | 2211.3067 | 53.3818 | 2264.6885 | 38.5537 | 209.0458 | 51.9098
[5 empty] | RB_GUP | SUBTRAN | 60177.5857 | 28578.4442 | 7315.66 | 85.251 | 2.7949 | 7403.7059 | 3188.5201 | 903.7788 | 92.5767 | 0 | 4184.8756 | 178.5714 | 2063.9074 | 16812.0642 | 0 | 19054.5431 | 865.3463 | 20.704 | 886.0503 | 14.2098 | 44.6372 | 11.1196
[5 empty] | RB_GUP | DISTPRI | 125541.9624 | 83422.4651 | 21002.5755 | 245.0925 | 0 | 21247.668 | 9056.8923 | 2571.0561 | 0 | 0 | 11627.9484 | 516.5478 | 5974.5984 | 0 | 0 | 6491.1462 | 2457.888 | 58.889 | 2516.7769 | 42.2874 | 155.0122 | 38.6582
[5 empty] | RB_GUP | DISTSEC | 55525.3598 | 41455.3314 | 9306.1726 | 0 | 0 | 9306.1726 | 3280.5239 | 0 | 0 | 0 | 3280.5239 | 145.1978 | 0 | 0 | 0 | 145.1978 | 913.0187 | 0 | 913.0187 | 14.8879 | 328.7482 | 81.4791
[5 empty] | RB_GUP | ENERGY | 6691.3854 | 2432.5359 | 785.1403 | 8.9884 | 0.22781 | 794.3564 | 379.9433 | 106.0535 | 8.3963 | 1.7212 | 496.1143 | 25.3174 | 302.5629 | 2138.9779 | 342.7919 | 2809.6501 | 103.058 | 2.4222 | 105.4803 | 2.3663 | 40.7176 | 10.1644
[5 empty] | RB_GUP | CUSTOMER | 116338.2315 | 84353.248 | 20566.014 | 166.881 | 23.6737 | 20756.5687 | 343.1842 | 139.8935 | 67.9058 | 29.0854 | 580.0688 | 4.9432 | 87.0804 | 176.0729 | 43.6301 | 311.7266 | 116.148 | 1.7814 | 117.9294 | 6.8943 | 8862.3164 | 1349.4792
|  |  | Other Interest Expense | 669476 | RB_GUP | TOTAL | 669476 | 389895.4064 | 96832.0489 | 948.8128 | 37.6001 | 97818.4618 | 32088.6927 | 8231.8304 | 525.8628 | 106.1596 | 40952.5455 | 1822.069 | 18801.0737 | 88404.1243 | 11254.6757 | 120281.9427 | 8754.7651 | 187.5834 | 8942.3485 | 155.6032 | 9837.8663 | 1591.8255
[5 empty] | CUST_DEP_FXNL | PRODUCTION | 381065.5799 | 227685.0105 | 50096.5066 | 3495.5755 | 440.6996 | 54032.7817 | 15320.5461 | 18342.7654 | 4403.1696 | 273.8114 | 38340.2925 | 2629.0849 | 20557.0068 | 29077.589 | 8282.2322 | 60545.913 | 330.6852 | 0 | 330.6852 | 0 | 130.897 | 0
[5 empty] | CUST_DEP_FXNL | BULKTRAN | 403569.5149 | 241131.0129 | 53054.9699 | 3702.0077 | 466.7253 | 57223.7029 | 16225.3053 | 19426.0026 | 4663.2 | 289.9814 | 40604.4892 | 2784.3463 | 21771.0066 | 30794.7742 | 8771.3418 | 64121.4689 | 350.2139 | 0 | 350.2139 | 0 | 138.6271 | 0
[5 empty] | CUST_DEP_FXNL | SUBTRAN | 151482.4451 | 89527.0953 | 19933.734 | 1386.3565 | 232.596 | 21552.6866 | 6350.1854 | 7566.8909 | 2351.1826 | 0 | 16268.2589 | 1015.9675 | 8422.0318 | 14529.7557 | 0 | 23967.755 | 137.0485 | 0 | 137.0485 | 0 | 29.6008 | 0
[5 empty] | CUST_DEP_FXNL | DISTPRI | 389924.0987 | 261335.8141 | 57227.8855 | 3985.7077 | 0 | 61213.5932 | 18037.5046 | 21526.1748 | 0 | 0 | 39563.6794 | 2938.8563 | 24380.0945 | 0 | 0 | 27318.9508 | 389.266 | 0 | 389.266 | 0 | 102.7951 | 0
[5 empty] | CUST_DEP_FXNL | DISTSEC | 162945.8548 | 129866.251 | 25357.4891 | 0 | 0 | 25357.4891 | 6533.4183 | 0 | 0 | 0 | 6533.4183 | 826.091 | 0 | 0 | 0 | 826.091 | 144.5986 | 0 | 144.5986 | 0 | 218.0069 | 0
[5 empty] | CUST_DEP_FXNL | ENERGY | 15604.0698 | 7620.3545 | 2139.3527 | 146.1693 | 18.9588 | 2304.4808 | 756.6865 | 887.9335 | 213.2429 | 12.8781 | 1870.741 | 144.041 | 1234.6456 | 1848.6027 | 537.881 | 3765.1702 | 16.3217 | 0 | 16.3217 | 0 | 27.0015 | 0
[5 empty] | CUST_DEP_FXNL | CUSTOMER | 335270.437 | 264251.6583 | 56038.3414 | 2713.8271 | 1970.1752 | 60722.3436 | 683.4779 | 1171.2585 | 1724.6116 | 217.6175 | 3796.9654 | 28.1239 | 355.3426 | 152.1702 | 68.4608 | 604.0975 | 18.3948 | 0 | 18.3948 | 0 | 5876.9773 | 0
|  |  | Interest on Customer Deposits | 1839862 | CUST_DEP_FXNL | TOTAL | 1839862 | 1221417.1966 | 263848.2791 | 15429.6439 | 3129.1548 | 282407.0779 | 63907.1241 | 68921.0256 | 13355.4065 | 794.2885 | 146977.8447 | 10366.5109 | 76720.1279 | 76402.8918 | 17659.9157 | 181149.4463 | 1386.5288 | 0 | 1386.5288 | 0 | 6523.9057 | 0
[6 empty] | PRODUCTION | 3565574.6324 | 1789186.4689 | 445095.6584 | 8113.7164 | 554.4699 | 453763.8447 | 180593.1469 | 65411.5908 | 8127.984 | 1060.0541 | 255192.7758 | 12557.0602 | 128789.3544 | 751922.2704 | 121682.9041 | 1014951.5891 | 45190.1638 | 1082.9242 | 46273.088 | 782.116 | 4371.6861 | 1053.0638
[6 empty] | BULKTRAN | 1617472.5015 | 836359.7444 | 203624.6942 | 5462.3968 | 510.0933 | 209597.1843 | 79225.567 | 37368.1678 | 6083.062 | 589.6893 | 123266.486 | 6568.7911 | 63028.0945 | 306335.934 | 51998.5432 | 427931.3629 | 17450.1983 | 412.7999 | 17862.9981 | 298.1348 | 1755.1735 | 401.4174
[6 empty] | SUBTRAN | 616834.3408 | 310523.5517 | 76505.5659 | 2045.6007 | 254.2088 | 78805.3754 | 31006.9383 | 14555.7918 | 3067.0761 | 0 | 48629.8062 | 2396.8564 | 24382.1808 | 144537.0644 | 0 | 171316.1015 | 6828.7514 | 160.1034 | 6988.8549 | 109.884 | 374.7794 | 85.9876
[6 empty] | DISTPRI | 1354165.5701 | 902072.9741 | 218540.9151 | 5868.173 | 0 | 224409.0881 | 87600.1514 | 41273.5073 | 0 | 0 | 128873.6586 | 6906.2697 | 70268.7794 | 0 | 0 | 77175.049 | 19267.3963 | 452.3044 | 19719.7007 | 324.7937 | 1293.3865 | 296.9193
[6 empty] | DISTSEC | 589398.87 | 448256.8236 | 96831.9535 | 0 | 0 | 96831.9535 | 31728.9205 | 0 | 0 | 0 | 31728.9205 | 1941.2579 | 0 | 0 | 0 | 1941.2579 | 7156.8827 | 0 | 7156.8827 | 114.3442 | 2742.9015 | 625.7861
[6 empty] | ENERGY | -110842.6001 | -38347.1171 | -12697.3914 | -23.6833 | 14.6539 | -12706.4208 | -6423.0765 | -1116.153 | 54.5778 | -19.6475 | -7504.2992 | -334.3794 | -4482.8652 | -38571.5233 | -5939.8349 | -49328.6028 | -1931.1593 | -45.7727 | -1976.932 | -44.7162 | -742.4354 | -192.0766
[6 empty] | CUSTOMER | 1229055.3054 | 912348.4149 | 214044.1243 | 3995.9305 | 2152.0477 | 220192.1026 | 3320.0791 | 2246.0279 | 2246.2936 | 441.0635 | 8253.4641 | 66.1013 | 1024.3593 | 1504.8392 | 403.6455 | 2998.9454 | 910.7298 | 13.6865 | 924.4163 | 52.9668 | 73923.0259 | 10361.9695
|  | Total Other Expenses |  | 8861658.62 |  | TOTAL | 8861658.62 | 5160400.8606 | 1241945.52 | 25462.1342 | 3485.4736 | 1270893.1278 | 407051.7266 | 159738.9326 | 19578.9935 | 2071.1594 | 588440.8121 | 30101.9573 | 283009.9031 | 1165728.5847 | 168145.2579 | 1646985.703 | 94872.9629 | 2076.0457 | 96949.0087 | 1637.5234 | 83718.5175 | 12633.0671
Other Expense Adjustments
[5 empty] | CUST_DEP_FXNL | PRODUCTION | -50511.3156 | -30180.2892 | -6640.433 | -463.3484 | -58.416 | -7162.1974 | -2030.7815 | -2431.3852 | -583.6525 | -36.2945 | -5082.1137 | -348.4926 | -2724.8891 | -3854.3163 | -1097.8332 | -8025.5312 | -43.8333 | 0 | -43.8333 | 0 | -17.3508 | 0
[5 empty] | CUST_DEP_FXNL | BULKTRAN | -53494.2755 | -31962.5947 | -7032.5856 | -490.7115 | -61.8657 | -7585.1629 | -2150.7099 | -2574.9713 | -618.1203 | -38.4379 | -5382.2394 | -369.0729 | -2885.8082 | -4081.934 | -1162.666 | -8499.4812 | -46.4218 | 0 | -46.4218 | 0 | -18.3754 | 0
[5 empty] | CUST_DEP_FXNL | SUBTRAN | -20079.4246 | -11867.0686 | -2642.2726 | -183.7655 | -30.8313 | -2856.8693 | -841.735 | -1003.0127 | -311.6559 | 0 | -2156.4035 | -134.6694 | -1116.364 | -1925.96 | 0 | -3176.9934 | -18.1662 | 0 | -18.1662 | 0 | -3.9237 | 0
[5 empty] | CUST_DEP_FXNL | DISTPRI | -51685.5372 | -34640.798 | -7585.7174 | -528.3168 | 0 | -8114.0341 | -2390.922 | -2853.3551 | 0 | 0 | -5244.2771 | -389.5537 | -3231.6502 | 0 | 0 | -3621.2039 | -51.5983 | 0 | -51.5983 | 0 | -13.6258 | 0
[5 empty] | CUST_DEP_FXNL | DISTSEC | -21598.9318 | -17214.1372 | -3361.2066 | 0 | 0 | -3361.2066 | -866.023 | 0 | 0 | 0 | -866.023 | -109.5007 | 0 | 0 | 0 | -109.5007 | -19.167 | 0 | -19.167 | 0 | -28.8974 | 0
[5 empty] | CUST_DEP_FXNL | ENERGY | -2068.3634 | -1010.0994 | -283.5772 | -19.3752 | -2.513 | -305.4654 | -100.3009 | -117.6981 | -28.2659 | -1.707 | -247.972 | -19.093 | -163.6557 | -245.0375 | -71.2976 | -499.0839 | -2.1635 | 0 | -2.1635 | 0 | -3.5791 | 0
[5 empty] | CUST_DEP_FXNL | CUSTOMER | -44441.0404 | -35027.3013 | -7428.0399 | -359.7254 | -261.1523 | -8048.9176 | -90.5969 | -155.2536 | -228.6021 | -28.8458 | -503.2985 | -3.7279 | -47.1017 | -20.1706 | -9.0747 | -80.0748 | -2.4383 | 0 | -2.4383 | 0 | -779.0099 | 0
|  |  | Adj 20 - Interest on Customer Deposits | -243878.8885 | CUST_DEP_FXNL | TOTAL | -243878.8885 | -161902.2885 | -34973.8323 | -2045.2427 | -414.7783 | -37433.8533 | -8471.0692 | -9135.676 | -1770.2967 | -105.2852 | -19482.3272 | -1374.1102 | -10169.469 | -10127.4184 | -2340.8716 | -24011.8692 | -183.7883 | 0 | -183.7883 | 0 | -864.7621 | 0
[5 empty] | PROD_DEMAND | PRODUCTION | 28502.25 | 13975.8764 | 3535.3533 | 41.3337 | 1.0183 | 3577.7052 | 1479.2362 | 421.2792 | 33.3381 | 7.0371 | 1940.8906 | 88.8582 | 968.7099 | 6469.6628 | 1014.9678 | 8542.1987 | 401.5049 | 9.6925 | 411.1974 | 7.0002 | 37.9563 | 9.4252
[5 empty] | PROD_DEMAND | BULKTRAN | 0 | 0 | 0 | 0 | 0 | 0 | 0 | 0 | 0 | 0 | 0 | 0 | 0 | 0 | 0 | 0 | 0 | 0 | 0 | 0 | 0 | 0
[5 empty] | PROD_DEMAND | SUBTRAN | 0 | 0 | 0 | 0 | 0 | 0 | 0 | 0 | 0 | 0 | 0 | 0 | 0 | 0 | 0 | 0 | 0 | 0 | 0 | 0 | 0 | 0
[5 empty] | PROD_DEMAND | DISTPRI | 0 | 0 | 0 | 0 | 0 | 0 | 0 | 0 | 0 | 0 | 0 | 0 | 0 | 0 | 0 | 0 | 0 | 0 | 0 | 0 | 0 | 0
[5 empty] | PROD_DEMAND | DISTSEC | 0 | 0 | 0 | 0 | 0 | 0 | 0 | 0 | 0 | 0 | 0 | 0 | 0 | 0 | 0 | 0 | 0 | 0 | 0 | 0 | 0 | 0
[5 empty] | PROD_DEMAND | ENERGY | 0 | 0 | 0 | 0 | 0 | 0 | 0 | 0 | 0 | 0 | 0 | 0 | 0 | 0 | 0 | 0 | 0 | 0 | 0 | 0 | 0 | 0
[5 empty] | PROD_DEMAND | CUSTOMER | 0 | 0 | 0 | 0 | 0 | 0 | 0 | 0 | 0 | 0 | 0 | 0 | 0 | 0 | 0 | 0 | 0 | 0 | 0 | 0 | 0 | 0
|  |  | Adj 18 - Wholesale Load | 28502.25 | PROD_DEMAND | TOTAL | 28502.25 | 13975.8764 | 3535.3533 | 41.3337 | 1.0183 | 3577.7052 | 1479.2362 | 421.2792 | 33.3381 | 7.0371 | 1940.8906 | 88.8582 | 968.7099 | 6469.6628 | 1014.9678 | 8542.1987 | 401.5049 | 9.6925 | 411.1974 | 7.0002 | 37.9563 | 9.4252
[5 empty] | PROD_DEMAND | PRODUCTION | 124566.65 | 61080.3745 | 15450.9597 | 180.6452 | 4.4503 | 15636.0552 | 6464.8754 | 1841.1648 | 145.7015 | 30.755 | 8482.4967 | 388.347 | 4233.6639 | 28275.109 | 4435.8303 | 37332.9502 | 1754.743 | 42.3601 | 1797.1031 | 30.5936 | 165.8846 | 41.1921
[5 empty] | PROD_DEMAND | BULKTRAN | 0 | 0 | 0 | 0 | 0 | 0 | 0 | 0 | 0 | 0 | 0 | 0 | 0 | 0 | 0 | 0 | 0 | 0 | 0 | 0 | 0 | 0
[5 empty] | PROD_DEMAND | SUBTRAN | 0 | 0 | 0 | 0 | 0 | 0 | 0 | 0 | 0 | 0 | 0 | 0 | 0 | 0 | 0 | 0 | 0 | 0 | 0 | 0 | 0 | 0
[5 empty] | PROD_DEMAND | DISTPRI | 0 | 0 | 0 | 0 | 0 | 0 | 0 | 0 | 0 | 0 | 0 | 0 | 0 | 0 | 0 | 0 | 0 | 0 | 0 | 0 | 0 | 0
[5 empty] | PROD_DEMAND | DISTSEC | 0 | 0 | 0 | 0 | 0 | 0 | 0 | 0 | 0 | 0 | 0 | 0 | 0 | 0 | 0 | 0 | 0 | 0 | 0 | 0 | 0 | 0
[5 empty] | PROD_DEMAND | ENERGY | 0 | 0 | 0 | 0 | 0 | 0 | 0 | 0 | 0 | 0 | 0 | 0 | 0 | 0 | 0 | 0 | 0 | 0 | 0 | 0 | 0 | 0
[5 empty] | PROD_DEMAND | CUSTOMER | 0 | 0 | 0 | 0 | 0 | 0 | 0 | 0 | 0 | 0 | 0 | 0 | 0 | 0 | 0 | 0 | 0 | 0 | 0 | 0 | 0 | 0
|  |  | Adj 39 - ARO Depreciation | 124566.65 | PROD_DEMAND | TOTAL | 124566.65 | 61080.3745 | 15450.9597 | 180.6452 | 4.4503 | 15636.0552 | 6464.8754 | 1841.1648 | 145.7015 | 30.755 | 8482.4967 | 388.347 | 4233.6639 | 28275.109 | 4435.8303 | 37332.9502 | 1754.743 | 42.3601 | 1797.1031 | 30.5936 | 165.8846 | 41.1921
[6 empty] | PRODUCTION | 102557.5844 | 44875.9617 | 12345.88 | -241.3695 | -52.9474 | 12051.5631 | 5913.33 | -168.9412 | -404.6129 | 1.4976 | 5341.2735 | 128.7126 | 2477.4846 | 30890.4555 | 4352.965 | 37849.6177 | 2112.4147 | 52.0526 | 2164.4673 | 37.5938 | 186.4901 | 50.6173
[6 empty] | BULKTRAN | -53494.2755 | -31962.5947 | -7032.5856 | -490.7115 | -61.8657 | -7585.1629 | -2150.7099 | -2574.9713 | -618.1203 | -38.4379 | -5382.2394 | -369.0729 | -2885.8082 | -4081.934 | -1162.666 | -8499.4812 | -46.4218 | 0 | -46.4218 | 0 | -18.3754 | 0
[6 empty] | SUBTRAN | -20079.4246 | -11867.0686 | -2642.2726 | -183.7655 | -30.8313 | -2856.8693 | -841.735 | -1003.0127 | -311.6559 | 0 | -2156.4035 | -134.6694 | -1116.364 | -1925.96 | 0 | -3176.9934 | -18.1662 | 0 | -18.1662 | 0 | -3.9237 | 0
[6 empty] | DISTPRI | -51685.5372 | -34640.798 | -7585.7174 | -528.3168 | 0 | -8114.0341 | -2390.922 | -2853.3551 | 0 | 0 | -5244.2771 | -389.5537 | -3231.6502 | 0 | 0 | -3621.2039 | -51.5983 | 0 | -51.5983 | 0 | -13.6258 | 0
[6 empty] | DISTSEC | -21598.9318 | -17214.1372 | -3361.2066 | 0 | 0 | -3361.2066 | -866.023 | 0 | 0 | 0 | -866.023 | -109.5007 | 0 | 0 | 0 | -109.5007 | -19.167 | 0 | -19.167 | 0 | -28.8974 | 0
[6 empty] | ENERGY | -2068.3634 | -1010.0994 | -283.5772 | -19.3752 | -2.513 | -305.4654 | -100.3009 | -117.6981 | -28.2659 | -1.707 | -247.972 | -19.093 | -163.6557 | -245.0375 | -71.2976 | -499.0839 | -2.1635 | 0 | -2.1635 | 0 | -3.5791 | 0
[6 empty] | CUSTOMER | -44441.0404 | -35027.3013 | -7428.0399 | -359.7254 | -261.1523 | -8048.9176 | -90.5969 | -155.2536 | -228.6021 | -28.8458 | -503.2985 | -3.7279 | -47.1017 | -20.1706 | -9.0747 | -80.0748 | -2.4383 | 0 | -2.4383 | 0 | -779.0099 | 0
|  | Total Adjustments to Other Expenses |  | -90809.9885 |  | TOTAL | -90809.9885 | -86846.0375 | -15987.5193 | -1823.2639 | -409.3097 | -18220.0929 | -526.9577 | -6873.232 | -1591.2571 | -67.4931 | -9058.9399 | -896.905 | -4967.0952 | 24617.3533 | 3109.9266 | 21863.2798 | 1972.4596 | 52.0526 | 2024.5122 | 37.5938 | -660.9213 | 50.6173
[6 empty] | PRODUCTION | 3668132.2168 | 1834062.4306 | 457441.5384 | 7872.3469 | 501.5224 | 465815.4078 | 186506.477 | 65242.6495 | 7723.3711 | 1061.5517 | 260534.0493 | 12685.7728 | 131266.839 | 782812.7258 | 126035.8691 | 1052801.2068 | 47302.5785 | 1134.9768 | 48437.5553 | 819.7098 | 4558.1761 | 1103.6811
[6 empty] | BULKTRAN | 1563978.226 | 804397.1497 | 196592.1085 | 4971.6853 | 448.2276 | 202012.0214 | 77074.8571 | 34793.1965 | 5464.9417 | 551.2514 | 117884.2467 | 6199.7182 | 60142.2863 | 302254 | 50835.8772 | 419431.8816 | 17403.7764 | 412.7999 | 17816.5763 | 298.1348 | 1736.7981 | 401.4174
[6 empty] | SUBTRAN | 596754.9162 | 298656.4832 | 73863.2933 | 1861.8352 | 223.3776 | 75948.5061 | 30165.2033 | 13552.7791 | 2755.4202 | 0 | 46473.4027 | 2262.187 | 23265.8167 | 142611.1044 | 0 | 168139.1081 | 6810.5853 | 160.1034 | 6970.6887 | 109.884 | 370.8557 | 85.9876
[6 empty] | DISTPRI | 1302480.0329 | 867432.1761 | 210955.1977 | 5339.8562 | 0 | 216295.0539 | 85209.2293 | 38420.1522 | 0 | 0 | 123629.3815 | 6516.716 | 67037.1292 | 0 | 0 | 73553.8452 | 19215.798 | 452.3044 | 19668.1024 | 324.7937 | 1279.7607 | 296.9193
[6 empty] | DISTSEC | 567799.9381 | 431042.6864 | 93470.7469 | 0 | 0 | 93470.7469 | 30862.8975 | 0 | 0 | 0 | 30862.8975 | 1831.7572 | 0 | 0 | 0 | 1831.7572 | 7137.7158 | 0 | 7137.7158 | 114.3442 | 2714.004 | 625.7861
[6 empty] | ENERGY | -112910.9635 | -39357.2165 | -12980.9686 | -43.0584 | 12.1408 | -13011.8862 | -6523.3775 | -1233.8511 | 26.3119 | -21.3545 | -7752.2712 | -353.4724 | -4646.521 | -38816.5608 | -6011.1326 | -49827.6867 | -1933.3228 | -45.7727 | -1979.0955 | -44.7162 | -746.0145 | -192.0766
[6 empty] | CUSTOMER | 1184614.265 | 877321.1136 | 206616.0844 | 3636.2051 | 1890.8954 | 212143.1849 | 3229.4822 | 2090.7743 | 2017.6915 | 412.2177 | 7750.1657 | 62.3734 | 977.2576 | 1484.6687 | 394.5708 | 2918.8705 | 908.2915 | 13.6865 | 921.978 | 52.9668 | 73144.016 | 10361.9695
| Total Adjusted Other Expenses |  |  | 8770848.6315 |  | TOTAL | 8770848.6315 | 5073554.823 | 1225958.0007 | 23638.8703 | 3076.1639 | 1252673.0349 | 406524.7689 | 152865.7006 | 17987.7364 | 2003.6663 | 579381.8722 | 29205.0523 | 278042.8079 | 1190345.9381 | 171255.1845 | 1668848.9828 | 96845.4226 | 2128.0983 | 98973.5209 | 1675.1171 | 83057.5962 | 12683.6844
[6 empty] | PRODUCTION | 168840272.2245 | 82868186.9149 | 20944758.0847 | 232338.14 | 4994.3023 | 21182090.527 | 8727043.3492 | 2514749.7852 | 198542.0693 | 101022.3526 | 11541357.5564 | 530310.2438 | 5770755.9879 | 38169792.3593 | 6034392.6144 | 50505251.2054 | 2363265.9933 | 57531.1675 | 2420797.1609 | 41630.6455 | 224885.1451 | 56073.0694
[6 empty] | BULKTRAN | 34342054.0914 | 16916572.1831 | 4278755.6261 | 50653.5496 | 1087.8881 | 4330497.0638 | 1782972.52 | 522900.2176 | 43861.9085 | -93755.1347 | 2255979.5114 | 108758.414 | 1180777.0482 | 7775149.8782 | 1217479.3054 | 10282164.6458 | 479767.5614 | 11636.0973 | 491403.6586 | 8422.4358 | 45648.5335 | 11366.0593
[6 empty] | SUBTRAN | 13614188.6105 | 6475700.3056 | 1657440.2787 | 19571.5296 | 576.8414 | 1677588.6497 | 719550.4973 | 209821.112 | 22747.3374 | 0 | 952118.9467 | 40901.2866 | 470818.2394 | 3782993.1315 | 0 | 4294712.6575 | 193652.6824 | 4653.7686 | 198306.4509 | 3200.6935 | 10050.8706 | 2510.0361
[6 empty] | DISTPRI | 49409441.9137 | 32840157.261 | 8260478.2448 | 92110.7702 | 0 | 8352589.015 | 3542310.4104 | 1028217.0461 | 0 | 0 | 4570527.4566 | 205483.9232 | 2368729.1568 | 0 | 0 | 2574213.08 | 956091.3125 | 23134.5542 | 979225.8668 | 16656.7787 | 60827.8338 | 15244.6219
[6 empty] | DISTSEC | 21092959.5415 | 15759570.3554 | 3534576.2886 | 0 | 0 | 3534576.2886 | 1238901.512 | 0 | 0 | 0 | 1238901.512 | 55793.1659 | 0 | 0 | 0 | 55793.1659 | 342869.0314 | 0 | 342869.0314 | 5662.4986 | 124560.5116 | 31026.178
[6 empty] | ENERGY | 235801081.9963 | 85746734.1331 | 27664085.3264 | 305768.2464 | 6948.9979 | 27976802.5707 | 13358630.7227 | 3743933.1634 | 293880.2505 | 161646.411 | 17558090.5475 | 894910.9408 | 10688918.7877 | 75235798.1816 | 12113860.3079 | 98933488.2179 | 3621639.2186 | 85530.8782 | 3707170.0968 | 83642.1074 | 1435849.4832 | 359304.8398
[6 empty] | CUSTOMER | 58323628.1631 | 44286209.3311 | 10536973.7318 | 88339.0939 | 10955.0366 | 10636267.8622 | 179274.9059 | 78400.026 | 38341.6199 | -3138.8501 | 292877.7017 | 2634.1192 | 48516.1849 | 96510.3781 | 24018.394 | 171679.0761 | 60146.0142 | 988.4443 | 61134.4585 | 3579.0527 | 2460523.4364 | 411357.2444
| Total Operating Expense Before Income Tax |  |  | 581423626.5411 |  | TOTAL | 581423626.5411 | 284893130.4843 | 76877067.581 | 788781.3297 | 24563.0663 | 77690411.977 | 29548683.9175 | 8098021.3504 | 597373.1855 | 165774.7788 | 38409853.2322 | 1838792.0935 | 20528515.4047 | 125060243.9287 | 19389750.6216 | 166817302.0486 | 8017431.8138 | 183474.9101 | 8200906.7239 | 162794.2122 | 4362345.8141 | 886882.0489
[6 empty] | PRODUCTION | 15533461.8315 | 2640036.2489 | 4435075.7942 | 38587.4214 | -550.8769 | 4473112.3387 | 2384741.3023 | 938219.393 | 31999.2954 | 153803.7502 | 3508763.7407 | 91920.6912 | 1536900.7938 | 2087550.5714 | 182326.3672 | 3898698.4236 | 871661.6246 | 18783.6374 | 890445.262 | 15731.253 | 80714.788 | 25959.7766
[6 empty] | BULKTRAN | 19997440.7027 | 3439568.828 | 5724601.0477 | 102041.8733 | 3981.4428 | 5830624.3638 | 3177970.4157 | 1187250.5326 | 51908.08 | -355088.9254 | 4062040.1029 | 109403.4861 | 1891405.2976 | 3197719.8088 | 138463.741 | 5336992.3335 | 1151270.0059 | 23295.9867 | 1174565.9926 | 19331.3394 | 102221.3572 | 32096.3853
[6 empty] | SUBTRAN | 7750733.9845 | 1234848.3919 | 2092911.8643 | 37100.3787 | 1876.1911 | 2131888.434 | 1210764.2338 | 449753.3714 | 25345.0234 | 0 | 1685862.6287 | 38810.2571 | 711943.0975 | 1464891.8892 | 0 | 2215645.2439 | 438796.5805 | 8799.367 | 447595.9475 | 6939.6149 | 21256.4237 | 6697.2999
[6 empty] | DISTPRI | 17548360.6849 | 3977664.2368 | 5697999.2623 | 84304.4776 | 0 | 5782303.7399 | 3206943.4273 | 1204392.5794 | 0 | 0 | 4411336.0068 | 110120.4445 | 1972873.3191 | 0 | 0 | 2082993.7636 | 1158973.1413 | 23804.464 | 1182777.6053 | 19648.2988 | 69599.5955 | 22037.4383
[6 empty] | DISTSEC | 6290370.1156 | 1971319.6113 | 2507562.4509 | 0 | 0 | 2507562.4509 | 1153683.7139 | 0 | 0 | 0 | 1153683.7139 | 30732.0239 | 0 | 0 | 0 | 30732.0239 | 427543.4762 | 0 | 427543.4762 | 6867.2601 | 146553.9528 | 46107.6267
[6 empty] | ENERGY | 2657557.3831 | -71333.315 | 867136.1039 | -12922.6131 | -1051.1054 | 853162.3854 | 508000.6399 | 253031.1494 | 4278.6628 | 304272.3811 | 1069582.8333 | 28069.3325 | 504616.2999 | -97951.6788 | 51984.3655 | 486718.3191 | 194485.3056 | 4769.8131 | 199255.1187 | 5610.1599 | 84928.5952 | 29633.2866
[6 empty] | CUSTOMER | 14263953.161 | 3773836.3589 | 5349726.8137 | 52032.8125 | 6868.6999 | 5408628.3261 | 116677.3733 | 63345.7287 | 15617.2456 | -84261.4697 | 111378.8777 | 1018.2047 | 27861.8337 | 14000.7268 | 1480.707 | 44361.4722 | 52682.3311 | 696.2797 | 53378.6109 | 3098.2112 | 4084732.4129 | 784538.8912
| Gross Operating Income |  |  | 84041877.8633 |  | TOTAL | 84041877.8633 | 16965940.3607 | 26675013.337 | 301144.3504 | 11124.3515 | 26987282.0388 | 11758781.1061 | 4095992.7545 | 129148.3072 | 18725.7361 | 16002647.904 | 410074.44 | 6645600.6416 | 6666211.3174 | 374255.1807 | 14096141.5797 | 4295412.4651 | 80149.548 | 4375562.0131 | 77226.1373 | 4590007.1251 | 947070.7046
[5 empty] | RATEBASE | PRODUCTION | 1915413.8625 | 934952.6315 | 237294.8932 | 2505.9506 | 27.4917 | 239828.3355 | 99924.6619 | 26996.0258 | 1840.4821 | 340.4604 | 129101.6302 | 5818.9931 | 64272.4442 | 440847.0119 | 68697.2946 | 579635.7438 | 27517.7087 | 664.1626 | 28181.8713 | 479.5212 | 2588.5268 | 645.6023
[5 empty] | RATEBASE | BULKTRAN | 2438559.3341 | 1191233.406 | 302135.4256 | 3221.3793 | 41.9138 | 305398.7186 | 127031.9779 | 34660.4562 | 2423.8068 | 779.9956 | 164896.2366 | 7445.7093 | 82043.7018 | 559675.691 | 87410.7931 | 736575.8951 | 34895.574 | 843.1369 | 35738.7108 | 608.8998 | 3287.6762 | 819.791
[5 empty] | RATEBASE | SUBTRAN | 910936.7457 | 430817.2317 | 110583.4331 | 1172.1296 | 19.7368 | 111775.2995 | 48438.1832 | 13138.5854 | 1184.9448 | 0 | 62761.7133 | 2645.2019 | 30910.4657 | 257325.661 | 0 | 290881.3287 | 13308.4876 | 318.7045 | 13627.192 | 218.7241 | 684.1084 | 171.1479
[5 empty] | RATEBASE | DISTPRI | 1748978.1501 | 1161954.0172 | 293411.2836 | 3098.6901 | 0 | 296509.9737 | 127233.0201 | 34425.6701 | 0 | 0 | 161658.6903 | 7057.864 | 82615.869 | 0 | 0 | 89673.7331 | 34992.0146 | 838.8788 | 35830.8934 | 602.3026 | 2197.9611 | 550.5787
[5 empty] | RATEBASE | DISTSEC | 768504.5786 | 572918.9861 | 129000.7166 | 0 | 0 | 129000.7166 | 45729.6013 | 0 | 0 | 0 | 45729.6013 | 1968.1867 | 0 | 0 | 0 | 1968.1867 | 12899.2466 | 0 | 12899.2466 | 210.4377 | 4625.784 | 1151.6195
[5 empty] | RATEBASE | ENERGY | 492118.6337 | 178656.2924 | 57719.6948 | 669.6226 | 16.9814 | 58406.2988 | 28014.5594 | 7722.4819 | 601.899 | -68.9752 | 36269.9651 | 1848.141 | 22147.2705 | 157898.2062 | 25171.3211 | 207064.9388 | 7621.3677 | 178.3781 | 7799.7458 | 174.0965 | 2999.5172 | 747.7791
[5 empty] | RATEBASE | CUSTOMER | 1568509.1157 | 1127682.3392 | 276644.9008 | 2041.5027 | 135.1049 | 278821.5084 | 4660.1356 | 1813.5837 | 769.0219 | 419.5112 | 7662.2525 | 65.221 | 1167.6555 | 2433.902 | 599.859 | 4266.6375 | 1599.0972 | 24.5679 | 1623.6651 | 94.946 | 128759.1273 | 19598.6397
|  |  | Allowance for Borrowed Funds Used During Construction | 9843020.4204 | RATEBASE | TOTAL | 9843020.4204 | 5598214.9041 | 1406790.3477 | 12709.2748 | 241.2286 | 1419740.8511 | 481032.1394 | 118756.8032 | 6820.1546 | 1470.9921 | 608080.0893 | 26849.317 | 283157.4069 | 1418180.472 | 181879.2678 | 1910066.4637 | 132833.4964 | 2867.8287 | 135701.3251 | 2388.9278 | 145142.701 | 23685.1583
[5 empty] | RATEBASE | PRODUCTION | -11367463.2212 | -5548690.9955 | -1408281.0111 | -14872.1389 | -163.1561 | -1423316.3061 | -593025.8421 | -160214.1117 | -10922.7634 | -2020.5407 | -766183.2579 | -34534.1501 | -381439.5729 | -2616307.7816 | -407699.8634 | -3439981.368 | -163310.1583 | -3941.6255 | -167251.7838 | -2845.8283 | -15362.2064 | -3831.4752
[5 empty] | RATEBASE | BULKTRAN | -14472190.1025 | -7069648.0773 | -1793092.0339 | -19118.0146 | -248.7468 | -1812458.7953 | -753900.4309 | -205700.4332 | -14384.638 | -4629.0632 | -978614.5653 | -44188.2707 | -486907.1802 | -3321523.853 | -518759.4156 | -4371378.7194 | -207095.7934 | -5003.7893 | -212099.5828 | -3613.6555 | -19511.4691 | -4865.2377
[5 empty] | RATEBASE | SUBTRAN | -5406163.2089 | -2556783.749 | -656282.7667 | -6956.2721 | -117.1325 | -663356.1712 | -287467.5164 | -77973.9508 | -7032.3266 | 0 | -372473.7938 | -15698.5581 | -183445.2539 | -1527158.2004 | 0 | -1726302.0125 | -78982.2742 | -1891.4248 | -80873.699 | -1298.0683 | -4059.9982 | -1015.7168
[5 empty] | RATEBASE | DISTPRI | -10379712.283 | -6895882.8241 | -1741316.6104 | -18389.8877 | 0 | -1759706.4981 | -755093.5624 | -204307.0412 | 0 | 0 | -959400.6036 | -41886.5141 | -490302.8381 | 0 | 0 | -532189.3522 | -207668.1424 | -4978.5188 | -212646.6613 | -3574.5032 | -13044.3047 | -3267.5357
[5 empty] | RATEBASE | DISTSEC | -4560866.82 | -3400119.2278 | -765584.3626 | 0 | 0 | -765584.3626 | -271392.8153 | 0 | 0 | 0 | -271392.8153 | -11680.6558 | 0 | 0 | 0 | -11680.6558 | -76553.54 | 0 | -76553.54 | -1248.8909 | -27452.777 | -6834.5505
[5 empty] | RATEBASE | ENERGY | -2920590.9902 | -1060276.7752 | -342550.7776 | -3974.0291 | -100.7799 | -346625.5866 | -166258.8332 | -45830.8416 | -3572.1078 | 409.3493 | -215252.4333 | -10968.217 | -131438.0606 | -937083.1475 | -149384.9827 | -1228874.4078 | -45230.7562 | -1058.6257 | -46289.3819 | -1033.2154 | -17801.3232 | -4437.8669
[5 empty] | RATEBASE | CUSTOMER | -9308677.3743 | -6692489.6845 | -1641812.6634 | -12115.7663 | -801.8111 | -1654730.2408 | -27656.6444 | -10763.1287 | -4563.9372 | -2489.6858 | -45473.3961 | -387.0688 | -6929.7198 | -14444.55 | -3560.001 | -25321.3396 | -9490.2096 | -145.8037 | -9636.0133 | -563.4786 | -764150.5958 | -116312.6257
|  |  | Interest Synchronization Tax & Wholesale PTBI Change | -58415664 | RATEBASE | TOTAL | -58415664 | -33223891.3334 | -8348920.2257 | -75426.1087 | -1431.6265 | -8425777.9608 | -2854795.6447 | -704789.5072 | -40475.7731 | -8729.9403 | -3608790.8654 | -159343.4346 | -1680462.6255 | -8416517.5325 | -1079404.2627 | -11335727.8553 | -788330.8742 | -17019.7879 | -805350.6621 | -14177.6403 | -861382.6743 | -140565.0084
[6 empty] | PRODUCTION | 6081412.4728 | -1973702.1152 | 3264089.6763 | 26221.233 | -686.5412 | 3289624.3681 | 1891640.122 | 805001.3071 | 22917.014 | 152123.6699 | 2871682.1131 | 63205.5342 | 1219733.6652 | -87910.1983 | -156676.2016 | 1038352.7994 | 735869.175 | 15506.1745 | 751375.3495 | 13364.9458 | 67941.1084 | 22773.9038
[6 empty] | BULKTRAN | 7963809.9343 | -2438845.8434 | 4233644.4394 | 86145.2379 | 3774.6097 | 4323564.2871 | 2551101.9627 | 1016210.5556 | 39947.2488 | -358937.993 | 3248321.7742 | 72660.9247 | 1486541.8192 | 435871.6468 | -292884.8815 | 1702189.5092 | 979069.7865 | 19135.3342 | 998205.1207 | 16326.5837 | 85997.5643 | 28050.9385
[6 empty] | SUBTRAN | 3255507.5213 | -891118.1254 | 1547212.5307 | 31316.2362 | 1778.7954 | 1580307.5623 | 971734.9006 | 384918.006 | 19497.6416 | 0 | 1376150.5482 | 25756.901 | 559408.3093 | 195059.3498 | 0 | 780224.5601 | 373122.7939 | 7226.6466 | 380349.4405 | 5860.2707 | 17880.5339 | 5852.7311
[6 empty] | DISTPRI | 8917626.552 | -1756264.5701 | 4250093.9354 | 69013.28 | 0 | 4319107.2155 | 2579082.885 | 1034511.2083 | 0 | 0 | 3613594.0934 | 75291.7944 | 1565186.3501 | 0 | 0 | 1640478.1444 | 986297.0134 | 19664.824 | 1005961.8374 | 16676.0982 | 58753.2519 | 19320.4813
[6 empty] | DISTSEC | 2498007.8742 | -855880.6305 | 1870978.8048 | 0 | 0 | 1870978.8048 | 928020.4998 | 0 | 0 | 0 | 928020.4998 | 21019.5549 | 0 | 0 | 0 | 21019.5549 | 363889.1828 | 0 | 363889.1828 | 5828.8069 | 123726.9598 | 40424.6958
[6 empty] | ENERGY | 229085.0266 | -952953.7977 | 582305.0211 | -16227.0196 | -1134.9039 | 564943.0976 | 369756.3661 | 214922.7897 | 1308.454 | 304612.7552 | 890600.3651 | 18949.2565 | 395325.5098 | -877136.6202 | -72229.2961 | -535091.1499 | 156875.9171 | 3889.5655 | 160765.4826 | 4751.041 | 70126.7892 | 25943.1988
[6 empty] | CUSTOMER | 6523784.9024 | -1790970.9863 | 3984559.0511 | 41958.5489 | 6201.9937 | 4032719.5937 | 93680.8645 | 54396.1837 | 11822.3303 | -86331.6443 | 73567.7342 | 696.3569 | 22099.7694 | 1990.0788 | -1479.4349 | 23306.7701 | 44791.2187 | 575.0439 | 45366.2627 | 2629.6785 | 3449340.9444 | 687824.9052
| Taxable Income Before Schedule M Adjustments |  |  | 35469234.2837 |  | TOTAL | 35469234.2837 | -10659736.0686 | 19732883.459 | 238427.5165 | 9933.9536 | 19981244.9291 | 9385017.6008 | 3509960.0505 | 95492.6887 | 11466.7879 | 13001937.1279 | 277580.3224 | 5248295.423 | -332125.7432 | -523269.8141 | 4670480.1881 | 3639915.0873 | 65997.5888 | 3705912.6761 | 65437.4248 | 3873767.1518 | 830190.8545
Schedule M Income Adjustments
[5 empty] | RB_GUP | PRODUCTION | -67874.4276 | -33281.7448 | -8418.9873 | -98.4308 | -2.4249 | -8519.843 | -3522.6099 | -1003.222 | -79.3905 | -16.7579 | -4621.9803 | -211.6042 | -2306.8575 | -15406.6665 | -2417.0149 | -20342.1431 | -956.1321 | -23.0814 | -979.2135 | -16.67 | -90.3879 | -22.4449
[5 empty] | RB_GUP | BULKTRAN | -71882.771 | -35247.2076 | -8916.173 | -104.2436 | -2.5681 | -9022.9847 | -3730.6386 | -1062.4676 | -84.0789 | -17.7476 | -4894.9327 | -224.1006 | -2443.0896 | -16316.5115 | -2559.7523 | -21543.4541 | -1012.5968 | -24.4445 | -1037.0412 | -17.6544 | -95.7258 | -23.7704
[5 empty] | RB_GUP | SUBTRAN | -27556.3897 | -13086.5793 | -3349.9712 | -39.038 | -1.2798 | -3390.289 | -1460.0802 | -413.8564 | -42.3925 | 0 | -1916.3292 | -81.771 | -945.1 | -7698.544 | 0 | -8725.4151 | -396.2575 | -9.4807 | -405.7382 | -6.5069 | -20.4402 | -5.0919
[5 empty] | RB_GUP | DISTPRI | -57487.9035 | -38200.6345 | -9617.4539 | -112.2322 | 0 | -9729.6861 | -4147.3125 | -1177.3324 | 0 | 0 | -5324.6449 | -236.5365 | -2735.8752 | 0 | 0 | -2972.4116 | -1125.5107 | -26.9663 | -1152.477 | -19.3641 | -70.9828 | -17.7023
[5 empty] | RB_GUP | DISTSEC | -25426.0525 | -18983.1356 | -4261.4624 | 0 | 0 | -4261.4624 | -1502.2104 | 0 | 0 | 0 | -1502.2104 | -66.4887 | 0 | 0 | 0 | -66.4887 | -418.0876 | 0 | -418.0876 | -6.8175 | -150.5397 | -37.3107
[5 empty] | RB_GUP | ENERGY | -3064.1047 | -1113.9016 | -359.5297 | -4.1159 | -0.10432 | -363.75 | -173.9828 | -48.5638 | -3.8448 | -0.78817 | -227.1796 | -11.5933 | -138.5489 | -979.4761 | -156.9705 | -1286.5889 | -47.1921 | -1.1092 | -48.3013 | -1.0836 | -18.6453 | -4.6545
[5 empty] | RB_GUP | CUSTOMER | -53273.351 | -38626.8566 | -9417.5446 | -76.4178 | -10.8406 | -9504.803 | -157.1501 | -64.0597 | -31.0953 | -13.3187 | -265.6238 | -2.2636 | -39.8757 | -80.6269 | -19.979 | -142.7452 | -53.1862 | -0.81575 | -54.002 | -3.157 | -4058.2127 | -617.9506
|  |  | Book vs. Tax Depreciation - Normalized | -306565 | RB_GUP | TOTAL | -306565 | -178540.0601 | -44341.1221 | -434.4783 | -17.2178 | -44792.8182 | -14693.9846 | -3769.502 | -240.802 | -48.6124 | -18752.901 | -834.3579 | -8609.3469 | -40481.8251 | -5153.7167 | -55079.2467 | -4008.9631 | -85.8978 | -4094.8609 | -71.2535 | -4504.9344 | -728.9253
[5 empty] | BULK_TRANS | PRODUCTION | 0 | 0 | 0 | 0 | 0 | 0 | 0 | 0 | 0 | 0 | 0 | 0 | 0 | 0 | 0 | 0 | 0 | 0 | 0 | 0 | 0 | 0
[5 empty] | BULK_TRANS | BULKTRAN | 0 | 0 | 0 | 0 | 0 | 0 | 0 | 0 | 0 | 0 | 0 | 0 | 0 | 0 | 0 | 0 | 0 | 0 | 0 | 0 | 0 | 0
[5 empty] | BULK_TRANS | SUBTRAN | 0 | 0 | 0 | 0 | 0 | 0 | 0 | 0 | 0 | 0 | 0 | 0 | 0 | 0 | 0 | 0 | 0 | 0 | 0 | 0 | 0 | 0
[5 empty] | BULK_TRANS | DISTPRI | 0 | 0 | 0 | 0 | 0 | 0 | 0 | 0 | 0 | 0 | 0 | 0 | 0 | 0 | 0 | 0 | 0 | 0 | 0 | 0 | 0 | 0
[5 empty] | BULK_TRANS | DISTSEC | 0 | 0 | 0 | 0 | 0 | 0 | 0 | 0 | 0 | 0 | 0 | 0 | 0 | 0 | 0 | 0 | 0 | 0 | 0 | 0 | 0 | 0
[5 empty] | BULK_TRANS | ENERGY | 0 | 0 | 0 | 0 | 0 | 0 | 0 | 0 | 0 | 0 | 0 | 0 | 0 | 0 | 0 | 0 | 0 | 0 | 0 | 0 | 0 | 0
[5 empty] | BULK_TRANS | CUSTOMER | 0 | 0 | 0 | 0 | 0 | 0 | 0 | 0 | 0 | 0 | 0 | 0 | 0 | 0 | 0 | 0 | 0 | 0 | 0 | 0 | 0 | 0
|  |  | AFUDC - HR/J | 0 | BULK_TRANS | TOTAL | 0 | 0 | 0 | 0 | 0 | 0 | 0 | 0 | 0 | 0 | 0 | 0 | 0 | 0 | 0 | 0 | 0 | 0 | 0 | 0 | 0 | 0
[5 empty] | RB_GUP_CWIP | PRODUCTION | 0 | 0 | 0 | 0 | 0 | 0 | 0 | 0 | 0 | 0 | 0 | 0 | 0 | 0 | 0 | 0 | 0 | 0 | 0 | 0 | 0 | 0
[5 empty] | RB_GUP_CWIP | BULKTRAN | 0 | 0 | 0 | 0 | 0 | 0 | 0 | 0 | 0 | 0 | 0 | 0 | 0 | 0 | 0 | 0 | 0 | 0 | 0 | 0 | 0 | 0
[5 empty] | RB_GUP_CWIP | SUBTRAN | 0 | 0 | 0 | 0 | 0 | 0 | 0 | 0 | 0 | 0 | 0 | 0 | 0 | 0 | 0 | 0 | 0 | 0 | 0 | 0 | 0 | 0
[5 empty] | RB_GUP_CWIP | DISTPRI | 0 | 0 | 0 | 0 | 0 | 0 | 0 | 0 | 0 | 0 | 0 | 0 | 0 | 0 | 0 | 0 | 0 | 0 | 0 | 0 | 0 | 0
[5 empty] | RB_GUP_CWIP | DISTSEC | 0 | 0 | 0 | 0 | 0 | 0 | 0 | 0 | 0 | 0 | 0 | 0 | 0 | 0 | 0 | 0 | 0 | 0 | 0 | 0 | 0 | 0
[5 empty] | RB_GUP_CWIP | ENERGY | 0 | 0 | 0 | 0 | 0 | 0 | 0 | 0 | 0 | 0 | 0 | 0 | 0 | 0 | 0 | 0 | 0 | 0 | 0 | 0 | 0 | 0
[5 empty] | RB_GUP_CWIP | CUSTOMER | 0 | 0 | 0 | 0 | 0 | 0 | 0 | 0 | 0 | 0 | 0 | 0 | 0 | 0 | 0 | 0 | 0 | 0 | 0 | 0 | 0 | 0
|  |  | ABFUDC | 0 | RB_GUP_CWIP | TOTAL | 0 | 0 | 0 | 0 | 0 | 0 | 0 | 0 | 0 | 0 | 0 | 0 | 0 | 0 | 0 | 0 | 0 | 0 | 0 | 0 | 0 | 0
[5 empty] | BULK_TRANS | PRODUCTION | 0 | 0 | 0 | 0 | 0 | 0 | 0 | 0 | 0 | 0 | 0 | 0 | 0 | 0 | 0 | 0 | 0 | 0 | 0 | 0 | 0 | 0
[5 empty] | BULK_TRANS | BULKTRAN | 38037 | 18651.1735 | 4718.0217 | 55.1608 | 1.3589 | 4774.5414 | 1974.0795 | 562.2081 | 44.4906 | 9.3912 | 2590.1694 | 118.5836 | 1292.7688 | 8633.9347 | 1354.5012 | 11399.7882 | 535.8189 | 12.9349 | 548.7537 | 9.3419 | 50.6536 | 12.5782
[5 empty] | BULK_TRANS | SUBTRAN | 0 | 0 | 0 | 0 | 0 | 0 | 0 | 0 | 0 | 0 | 0 | 0 | 0 | 0 | 0 | 0 | 0 | 0 | 0 | 0 | 0 | 0
[5 empty] | BULK_TRANS | DISTPRI | 0 | 0 | 0 | 0 | 0 | 0 | 0 | 0 | 0 | 0 | 0 | 0 | 0 | 0 | 0 | 0 | 0 | 0 | 0 | 0 | 0 | 0
[5 empty] | BULK_TRANS | DISTSEC | 0 | 0 | 0 | 0 | 0 | 0 | 0 | 0 | 0 | 0 | 0 | 0 | 0 | 0 | 0 | 0 | 0 | 0 | 0 | 0 | 0 | 0
[5 empty] | BULK_TRANS | ENERGY | 0 | 0 | 0 | 0 | 0 | 0 | 0 | 0 | 0 | 0 | 0 | 0 | 0 | 0 | 0 | 0 | 0 | 0 | 0 | 0 | 0 | 0
[5 empty] | BULK_TRANS | CUSTOMER | 0 | 0 | 0 | 0 | 0 | 0 | 0 | 0 | 0 | 0 | 0 | 0 | 0 | 0 | 0 | 0 | 0 | 0 | 0 | 0 | 0 | 0
|  |  | ABFUDC - HR/J | 38037 | BULK_TRANS | TOTAL | 38037 | 18651.1735 | 4718.0217 | 55.1608 | 1.3589 | 4774.5414 | 1974.0795 | 562.2081 | 44.4906 | 9.3912 | 2590.1694 | 118.5836 | 1292.7688 | 8633.9347 | 1354.5012 | 11399.7882 | 535.8189 | 12.9349 | 548.7537 | 9.3419 | 50.6536 | 12.5782
[5 empty] | RB_GUP | PRODUCTION | 0 | 0 | 0 | 0 | 0 | 0 | 0 | 0 | 0 | 0 | 0 | 0 | 0 | 0 | 0 | 0 | 0 | 0 | 0 | 0 | 0 | 0
[5 empty] | RB_GUP | BULKTRAN | 0 | 0 | 0 | 0 | 0 | 0 | 0 | 0 | 0 | 0 | 0 | 0 | 0 | 0 | 0 | 0 | 0 | 0 | 0 | 0 | 0 | 0
[5 empty] | RB_GUP | SUBTRAN | 0 | 0 | 0 | 0 | 0 | 0 | 0 | 0 | 0 | 0 | 0 | 0 | 0 | 0 | 0 | 0 | 0 | 0 | 0 | 0 | 0 | 0
[5 empty] | RB_GUP | DISTPRI | 0 | 0 | 0 | 0 | 0 | 0 | 0 | 0 | 0 | 0 | 0 | 0 | 0 | 0 | 0 | 0 | 0 | 0 | 0 | 0 | 0 | 0
[5 empty] | RB_GUP | DISTSEC | 0 | 0 | 0 | 0 | 0 | 0 | 0 | 0 | 0 | 0 | 0 | 0 | 0 | 0 | 0 | 0 | 0 | 0 | 0 | 0 | 0 | 0
[5 empty] | RB_GUP | ENERGY | 0 | 0 | 0 | 0 | 0 | 0 | 0 | 0 | 0 | 0 | 0 | 0 | 0 | 0 | 0 | 0 | 0 | 0 | 0 | 0 | 0 | 0
[5 empty] | RB_GUP | CUSTOMER | 0 | 0 | 0 | 0 | 0 | 0 | 0 | 0 | 0 | 0 | 0 | 0 | 0 | 0 | 0 | 0 | 0 | 0 | 0 | 0 | 0 | 0
|  |  | Interest Capitalization |  | RB_GUP | TOTAL | 0 | 0 | 0 | 0 | 0 | 0 | 0 | 0 | 0 | 0 | 0 | 0 | 0 | 0 | 0 | 0 | 0 | 0 | 0 | 0 | 0 | 0
[5 empty] | RB_GUP | PRODUCTION | -375908.9557 | -184324.2939 | -46626.8791 | -545.1391 | -13.4298 | -47185.448 | -19509.2712 | -5556.1447 | -439.6882 | -92.8104 | -25597.9145 | -1171.9278 | -12776.0694 | -85326.7442 | -13386.1539 | -112660.8953 | -5295.3468 | -127.8316 | -5423.1784 | -92.3233 | -500.5954 | -124.3068
[5 empty] | RB_GUP | BULKTRAN | -398108.3648 | -195209.6169 | -49380.4426 | -577.3325 | -14.2229 | -49971.9979 | -20661.3967 | -5884.2644 | -465.6541 | -98.2914 | -27109.6066 | -1241.1364 | -13530.5638 | -90365.7391 | -14176.6769 | -119314.1162 | -5608.065 | -135.3807 | -5743.4457 | -97.7755 | -530.1582 | -131.6478
[5 empty] | RB_GUP | SUBTRAN | -152615.5585 | -72477.4046 | -18553.1461 | -216.2039 | -7.0881 | -18776.4381 | -8086.3625 | -2292.0612 | -234.7825 | 0 | -10613.2062 | -452.8726 | -5234.2476 | -42636.848 | 0 | -48323.9682 | -2194.5929 | -52.5071 | -2247.1 | -36.0373 | -113.2038 | -28.2003
[5 empty] | RB_GUP | DISTPRI | -318385.2675 | -211566.5818 | -53264.3468 | -621.5758 | 0 | -53885.9226 | -22969.0617 | -6520.4204 | 0 | 0 | -29489.4821 | -1310.01 | -15152.0979 | 0 | 0 | -16462.1079 | -6233.4164 | -149.3475 | -6382.7639 | -107.2444 | -393.1243 | -98.0405
[5 empty] | RB_GUP | DISTSEC | -140817.1115 | -105134.3036 | -23601.258 | 0 | 0 | -23601.258 | -8319.6923 | 0 | 0 | 0 | -8319.6923 | -368.2342 | 0 | 0 | 0 | -368.2342 | -2315.4945 | 0 | -2315.4945 | -37.7571 | -833.734 | -206.638
[5 empty] | RB_GUP | ENERGY | -16969.9316 | -6169.1213 | -1991.1836 | -22.7953 | -0.57774 | -2014.5566 | -963.569 | -268.9609 | -21.2938 | -4.3651 | -1258.1889 | -64.207 | -767.3256 | -5424.633 | -869.3499 | -7125.5154 | -261.3641 | -6.143 | -267.5071 | -6.0012 | -103.2632 | -25.7779
[5 empty] | RB_GUP | CUSTOMER | -295043.8103 | -213927.1277 | -52157.1891 | -423.2245 | -60.0387 | -52640.4524 | -870.3447 | -354.7819 | -172.2149 | -73.7631 | -1471.1046 | -12.5364 | -220.8435 | -446.536 | -110.6498 | -790.5656 | -294.5614 | -4.5178 | -299.0793 | -17.4845 | -22475.6003 | -3422.396
|  |  | Capitalized Relocation Costs | -1697849 | RB_GUP | TOTAL | -1697849 | -988808.4499 | -245574.4453 | -2406.2712 | -95.3571 | -248076.0737 | -81379.6981 | -20876.6334 | -1333.6336 | -269.23 | -103859.1951 | -4620.9244 | -47681.1479 | -224200.5002 | -28542.8304 | -305045.4029 | -22202.841 | -475.7278 | -22678.5688 | -394.6233 | -24949.6793 | -4037.0072
[5 empty] | RB_GUP | PRODUCTION | 0 | 0 | 0 | 0 | 0 | 0 | 0 | 0 | 0 | 0 | 0 | 0 | 0 | 0 | 0 | 0 | 0 | 0 | 0 | 0 | 0 | 0
[5 empty] | RB_GUP | BULKTRAN | 0 | 0 | 0 | 0 | 0 | 0 | 0 | 0 | 0 | 0 | 0 | 0 | 0 | 0 | 0 | 0 | 0 | 0 | 0 | 0 | 0 | 0
[5 empty] | RB_GUP | SUBTRAN | 0 | 0 | 0 | 0 | 0 | 0 | 0 | 0 | 0 | 0 | 0 | 0 | 0 | 0 | 0 | 0 | 0 | 0 | 0 | 0 | 0 | 0
[5 empty] | RB_GUP | DISTPRI | 0 | 0 | 0 | 0 | 0 | 0 | 0 | 0 | 0 | 0 | 0 | 0 | 0 | 0 | 0 | 0 | 0 | 0 | 0 | 0 | 0 | 0
[5 empty] | RB_GUP | DISTSEC | 0 | 0 | 0 | 0 | 0 | 0 | 0 | 0 | 0 | 0 | 0 | 0 | 0 | 0 | 0 | 0 | 0 | 0 | 0 | 0 | 0 | 0
[5 empty] | RB_GUP | ENERGY | 0 | 0 | 0 | 0 | 0 | 0 | 0 | 0 | 0 | 0 | 0 | 0 | 0 | 0 | 0 | 0 | 0 | 0 | 0 | 0 | 0 | 0
[5 empty] | RB_GUP | CUSTOMER | 0 | 0 | 0 | 0 | 0 | 0 | 0 | 0 | 0 | 0 | 0 | 0 | 0 | 0 | 0 | 0 | 0 | 0 | 0 | 0 | 0 | 0
|  |  | Book/Tax Unit of Property |  | RB_GUP | TOTAL | 0 | 0 | 0 | 0 | 0 | 0 | 0 | 0 | 0 | 0 | 0 | 0 | 0 | 0 | 0 | 0 | 0 | 0 | 0 | 0 | 0 | 0
[5 empty] | RB_GUP | PRODUCTION | -8273853.8667 | -4057025.6408 | -1026269.7344 | -11998.6542 | -295.5929 | -1038563.9815 | -429404.1326 | -122292.189 | -9677.652 | -2042.7817 | -563416.7552 | -25794.4366 | -281204.6105 | -1878063.8281 | -294632.7275 | -2479695.6026 | -116551.9596 | -2813.6069 | -119365.5665 | -2032.0601 | -11018.2351 | -2736.0249
[5 empty] | RB_GUP | BULKTRAN | -8762468.6336 | -4296614.4309 | -1086876.3822 | -12707.2381 | -313.0493 | -1099896.6695 | -454762.7144 | -129514.1886 | -10249.1684 | -2163.4187 | -596689.4902 | -27317.7343 | -297811.2278 | -1988973.4156 | -312032.3461 | -2626134.7238 | -123434.9684 | -2979.7653 | -126414.7336 | -2152.0639 | -11668.9201 | -2897.6016
[5 empty] | RB_GUP | SUBTRAN | -3359108.129 | -1595246.522 | -408359.5706 | -4758.705 | -156.0104 | -413274.286 | -177982.941 | -50448.8627 | -5167.6244 | 0 | -233599.4282 | -9967.844 | -115207.1507 | -938448.1113 | 0 | -1063623.1061 | -48303.5611 | -1155.6949 | -49459.2559 | -793.1897 | -2491.646 | -620.6951
[5 empty] | RB_GUP | DISTPRI | -7007742.5319 | -4656635.481 | -1172362.123 | -13681.0458 | 0 | -1186043.1688 | -505555.0219 | -143516.1481 | 0 | 0 | -649071.1701 | -28833.6605 | -333501.6156 | 0 | 0 | -362335.2761 | -137199.115 | -3287.1774 | -140486.2924 | -2360.478 | -8652.7681 | -2157.8974
[5 empty] | RB_GUP | DISTSEC | -3099421.2434 | -2314033.3617 | -519469.8258 | 0 | 0 | -519469.8258 | -183118.5899 | 0 | 0 | 0 | -183118.5899 | -8104.9307 | 0 | 0 | 0 | -8104.9307 | -50964.6352 | 0 | -50964.6352 | -831.0433 | -18350.7012 | -4548.1556
[5 empty] | RB_GUP | ENERGY | -373512.6074 | -135783.9647 | -43826.4684 | -501.7299 | -12.7163 | -44340.9146 | -21208.4038 | -5919.8995 | -468.6829 | -96.0779 | -27693.064 | -1413.2127 | -16889.036 | -119397.582 | -19134.6167 | -156834.4474 | -5752.6918 | -135.2086 | -5887.9004 | -132.0878 | -2272.8506 | -567.3779
[5 empty] | RB_GUP | CUSTOMER | -6493990.9881 | -4708591.7108 | -1147993.2961 | -9315.2823 | -1321.4666 | -1158630.045 | -19156.5132 | -7808.8424 | -3790.4946 | -1623.5443 | -32379.3945 | -275.9286 | -4860.8227 | -9828.3733 | -2435.4299 | -17400.5545 | -6483.3734 | -99.439 | -6582.8124 | -384.8383 | -494693.8076 | -75327.825
|  |  | Percent Repair Allowance | -37370098 | RB_GUP | TOTAL | -37370098 | -21763931.1119 | -5405157.4005 | -52962.6553 | -2098.8356 | -5460218.8913 | -1791188.3168 | -459500.1303 | -29353.6223 | -5925.8226 | -2285967.892 | -101707.7474 | -1049474.4633 | -4934711.3103 | -628235.1201 | -6714128.6411 | -488690.3044 | -10470.892 | -499161.1964 | -8685.7611 | -549148.9287 | -88855.5775
[5 empty] | RB_GUP | PRODUCTION | -2949341.0934 | -1446188.5153 | -365829.461 | -4277.1028 | -105.3686 | -370211.9325 | -153067.6362 | -43592.9114 | -3449.7463 | -728.1806 | -200838.4745 | -9194.8194 | -100239.6618 | -669464.4253 | -105026.3184 | -883925.2249 | -41546.7193 | -1002.953 | -42549.6723 | -724.3587 | -3927.6175 | -975.2977
[5 empty] | RB_GUP | BULKTRAN | -3123515.2612 | -1531593.5848 | -387433.6227 | -4529.6883 | -111.5912 | -392074.9022 | -162107.0886 | -46167.303 | -3653.472 | -771.1835 | -212699.0471 | -9737.822 | -106159.3432 | -708999.8353 | -111228.6772 | -936125.6776 | -44000.2725 | -1062.1827 | -45062.4551 | -767.1359 | -4159.5641 | -1032.8942
[5 empty] | RB_GUP | SUBTRAN | -1197405.1998 | -568649.8937 | -145565.9819 | -1696.3128 | -55.6123 | -147317.907 | -63444.7272 | -17983.2647 | -1842.0783 | 0 | -83270.0703 | -3553.1897 | -41067.3417 | -334524.1073 | 0 | -379144.6387 | -17218.5393 | -411.965 | -17630.5043 | -282.7445 | -888.1851 | -221.2562
[5 empty] | RB_GUP | DISTPRI | -2498016.4449 | -1659928.5657 | -417906.3157 | -4876.8169 | 0 | -422783.1326 | -180212.7793 | -51158.5145 | 0 | 0 | -231371.2939 | -10278.197 | -118881.725 | 0 | 0 | -129159.9219 | -48906.712 | -1171.7644 | -50078.4763 | -841.4283 | -3084.4108 | -769.2154
[5 empty] | RB_GUP | DISTSEC | -1104835.8584 | -824872.3987 | -185172.9229 | 0 | 0 | -185172.9229 | -65275.4074 | 0 | 0 | 0 | -65275.4074 | -2889.1259 | 0 | 0 | 0 | -2889.1259 | -18167.1196 | 0 | -18167.1196 | -296.238 | -6541.3867 | -1621.2593
[5 empty] | RB_GUP | ENERGY | -133144.2517 | -48402.2601 | -15622.6115 | -178.8493 | -4.5329 | -15805.9936 | -7560.0582 | -2110.2382 | -167.0692 | -34.2484 | -9871.614 | -503.7612 | -6020.3538 | -42561.0847 | -6820.8252 | -55906.0249 | -2050.6345 | -48.1972 | -2098.8317 | -47.0847 | -810.1922 | -202.2505
[5 empty] | RB_GUP | CUSTOMER | -2314881.8906 | -1678449.1542 | -409219.6765 | -3320.5741 | -471.0569 | -413011.3075 | -6828.6306 | -2783.5807 | -1351.1795 | -578.7371 | -11542.1278 | -98.3589 | -1732.7142 | -3503.4732 | -868.146 | -6202.6924 | -2311.0971 | -35.4465 | -2346.5436 | -137.1815 | -176341.1342 | -26851.7493
|  |  | Removal Costs | -13321140 | RB_GUP | TOTAL | -13321140 | -7758084.3725 | -1926750.5922 | -18879.3443 | -748.1619 | -1946378.0984 | -638496.3276 | -163795.8125 | -10463.5453 | -2112.3496 | -814868.035 | -36255.274 | -374101.1397 | -1759052.9258 | -223943.9669 | -2393353.3063 | -174201.0942 | -3732.5088 | -177933.6029 | -3096.1717 | -195752.4907 | -31673.9225
[5 empty] | PROD_DEMAND | PRODUCTION | 7544471 | 3699377.9182 | 935798.7673 | 10940.911 | 269.5349 | 947009.2132 | 391549.9449 | 111511.5022 | 8824.517 | 1862.7 | 513748.6641 | 23520.524 | 256414.9746 | 1712502.821 | 268659.3338 | 2261097.6534 | 106277.3036 | 2565.573 | 108842.8765 | 1852.9235 | 10046.9209 | 2494.8302
[5 empty] | PROD_DEMAND | BULKTRAN | 0 | 0 | 0 | 0 | 0 | 0 | 0 | 0 | 0 | 0 | 0 | 0 | 0 | 0 | 0 | 0 | 0 | 0 | 0 | 0 | 0 | 0
[5 empty] | PROD_DEMAND | SUBTRAN | 0 | 0 | 0 | 0 | 0 | 0 | 0 | 0 | 0 | 0 | 0 | 0 | 0 | 0 | 0 | 0 | 0 | 0 | 0 | 0 | 0 | 0
[5 empty] | PROD_DEMAND | DISTPRI | 0 | 0 | 0 | 0 | 0 | 0 | 0 | 0 | 0 | 0 | 0 | 0 | 0 | 0 | 0 | 0 | 0 | 0 | 0 | 0 | 0 | 0
[5 empty] | PROD_DEMAND | DISTSEC | 0 | 0 | 0 | 0 | 0 | 0 | 0 | 0 | 0 | 0 | 0 | 0 | 0 | 0 | 0 | 0 | 0 | 0 | 0 | 0 | 0 | 0
[5 empty] | PROD_DEMAND | ENERGY | 0 | 0 | 0 | 0 | 0 | 0 | 0 | 0 | 0 | 0 | 0 | 0 | 0 | 0 | 0 | 0 | 0 | 0 | 0 | 0 | 0 | 0
[5 empty] | PROD_DEMAND | CUSTOMER | 0 | 0 | 0 | 0 | 0 | 0 | 0 | 0 | 0 | 0 | 0 | 0 | 0 | 0 | 0 | 0 | 0 | 0 | 0 | 0 | 0 | 0
|  |  | Tax Amortization of Pollution Control | 7544471 | PROD_DEMAND | TOTAL | 7544471 | 3699377.9182 | 935798.7673 | 10940.911 | 269.5349 | 947009.2132 | 391549.9449 | 111511.5022 | 8824.517 | 1862.7 | 513748.6641 | 23520.524 | 256414.9746 | 1712502.821 | 268659.3338 | 2261097.6534 | 106277.3036 | 2565.573 | 108842.8765 | 1852.9235 | 10046.9209 | 2494.8302
[5 empty] | RB_GUP | PRODUCTION | 0 | 0 | 0 | 0 | 0 | 0 | 0 | 0 | 0 | 0 | 0 | 0 | 0 | 0 | 0 | 0 | 0 | 0 | 0 | 0 | 0 | 0
[5 empty] | RB_GUP | BULKTRAN | 0 | 0 | 0 | 0 | 0 | 0 | 0 | 0 | 0 | 0 | 0 | 0 | 0 | 0 | 0 | 0 | 0 | 0 | 0 | 0 | 0 | 0
[5 empty] | RB_GUP | SUBTRAN | 0 | 0 | 0 | 0 | 0 | 0 | 0 | 0 | 0 | 0 | 0 | 0 | 0 | 0 | 0 | 0 | 0 | 0 | 0 | 0 | 0 | 0
[5 empty] | RB_GUP | DISTPRI | 0 | 0 | 0 | 0 | 0 | 0 | 0 | 0 | 0 | 0 | 0 | 0 | 0 | 0 | 0 | 0 | 0 | 0 | 0 | 0 | 0 | 0
[5 empty] | RB_GUP | DISTSEC | 0 | 0 | 0 | 0 | 0 | 0 | 0 | 0 | 0 | 0 | 0 | 0 | 0 | 0 | 0 | 0 | 0 | 0 | 0 | 0 | 0 | 0
[5 empty] | RB_GUP | ENERGY | 0 | 0 | 0 | 0 | 0 | 0 | 0 | 0 | 0 | 0 | 0 | 0 | 0 | 0 | 0 | 0 | 0 | 0 | 0 | 0 | 0 | 0
[5 empty] | RB_GUP | CUSTOMER | 0 | 0 | 0 | 0 | 0 | 0 | 0 | 0 | 0 | 0 | 0 | 0 | 0 | 0 | 0 | 0 | 0 | 0 | 0 | 0 | 0 | 0
|  |  | Property Tax - State 2- Old Method | 0 | RB_GUP | TOTAL | 0 | 0 | 0 | 0 | 0 | 0 | 0 | 0 | 0 | 0 | 0 | 0 | 0 | 0 | 0 | 0 | 0 | 0 | 0 | 0 | 0 | 0
[5 empty] | RB_GUP | PRODUCTION | 0 | 0 | 0 | 0 | 0 | 0 | 0 | 0 | 0 | 0 | 0 | 0 | 0 | 0 | 0 | 0 | 0 | 0 | 0 | 0 | 0 | 0
[5 empty] | RB_GUP | BULKTRAN | 0 | 0 | 0 | 0 | 0 | 0 | 0 | 0 | 0 | 0 | 0 | 0 | 0 | 0 | 0 | 0 | 0 | 0 | 0 | 0 | 0 | 0
[5 empty] | RB_GUP | SUBTRAN | 0 | 0 | 0 | 0 | 0 | 0 | 0 | 0 | 0 | 0 | 0 | 0 | 0 | 0 | 0 | 0 | 0 | 0 | 0 | 0 | 0 | 0
[5 empty] | RB_GUP | DISTPRI | 0 | 0 | 0 | 0 | 0 | 0 | 0 | 0 | 0 | 0 | 0 | 0 | 0 | 0 | 0 | 0 | 0 | 0 | 0 | 0 | 0 | 0
[5 empty] | RB_GUP | DISTSEC | 0 | 0 | 0 | 0 | 0 | 0 | 0 | 0 | 0 | 0 | 0 | 0 | 0 | 0 | 0 | 0 | 0 | 0 | 0 | 0 | 0 | 0
[5 empty] | RB_GUP | ENERGY | 0 | 0 | 0 | 0 | 0 | 0 | 0 | 0 | 0 | 0 | 0 | 0 | 0 | 0 | 0 | 0 | 0 | 0 | 0 | 0 | 0 | 0
[5 empty] | RB_GUP | CUSTOMER | 0 | 0 | 0 | 0 | 0 | 0 | 0 | 0 | 0 | 0 | 0 | 0 | 0 | 0 | 0 | 0 | 0 | 0 | 0 | 0 | 0 | 0
|  |  | Provision for Possible Revenue Refunds | 0 | RB_GUP | TOTAL | 0 | 0 | 0 | 0 | 0 | 0 | 0 | 0 | 0 | 0 | 0 | 0 | 0 | 0 | 0 | 0 | 0 | 0 | 0 | 0 | 0 | 0
[5 empty] | FUELREV | PRODUCTION | 0 | 0 | 0 | 0 | 0 | 0 | 0 | 0 | 0 | 0 | 0 | 0 | 0 | 0 | 0 | 0 | 0 | 0 | 0 | 0 | 0 | 0
[5 empty] | FUELREV | BULKTRAN | 0 | 0 | 0 | 0 | 0 | 0 | 0 | 0 | 0 | 0 | 0 | 0 | 0 | 0 | 0 | 0 | 0 | 0 | 0 | 0 | 0 | 0
[5 empty] | FUELREV | SUBTRAN | 0 | 0 | 0 | 0 | 0 | 0 | 0 | 0 | 0 | 0 | 0 | 0 | 0 | 0 | 0 | 0 | 0 | 0 | 0 | 0 | 0 | 0
[5 empty] | FUELREV | DISTPRI | 0 | 0 | 0 | 0 | 0 | 0 | 0 | 0 | 0 | 0 | 0 | 0 | 0 | 0 | 0 | 0 | 0 | 0 | 0 | 0 | 0 | 0
[5 empty] | FUELREV | DISTSEC | 0 | 0 | 0 | 0 | 0 | 0 | 0 | 0 | 0 | 0 | 0 | 0 | 0 | 0 | 0 | 0 | 0 | 0 | 0 | 0 | 0 | 0
[5 empty] | FUELREV | ENERGY | 4798018 | 1744235.3851 | 562980.1516 | 6445.0546 | 163.3495 | 569588.5557 | 272436.0597 | 76045.0481 | 6020.5441 | 1234.184 | 355735.8358 | 18153.6582 | 216950.9063 | 1533741.3948 | 245796.8846 | 2014642.8437 | 73897.1546 | 1736.8441 | 75633.9987 | 1696.7561 | 29196.2779 | 7288.3468
[5 empty] | FUELREV | CUSTOMER | 0 | 0 | 0 | 0 | 0 | 0 | 0 | 0 | 0 | 0 | 0 | 0 | 0 | 0 | 0 | 0 | 0 | 0 | 0 | 0 | 0 | 0
|  |  | Deferred Fuel | 4798018 | FUELREV | TOTAL | 4798018 | 1744235.3851 | 562980.1516 | 6445.0546 | 163.3495 | 569588.5557 | 272436.0597 | 76045.0481 | 6020.5441 | 1234.184 | 355735.8358 | 18153.6582 | 216950.9063 | 1533741.3948 | 245796.8846 | 2014642.8437 | 73897.1546 | 1736.8441 | 75633.9987 | 1696.7561 | 29196.2779 | 7288.3468
[5 empty] | LABOR_M | PRODUCTION | -4585.8154 | -2248.6221 | -568.814 | -6.6503 | -0.16383 | -575.6281 | -237.9989 | -67.7809 | -5.3639 | -1.1322 | -312.2759 | -14.2967 | -155.8587 | -1040.9241 | -163.3013 | -1374.3808 | -64.5994 | -1.5595 | -66.1588 | -1.1263 | -6.1069 | -1.5165
[5 empty] | LABOR_M | BULKTRAN | -1233.9202 | -605.044 | -153.0526 | -1.7894 | -0.044083 | -154.8861 | -64.0391 | -18.238 | -1.4433 | -0.30465 | -84.0251 | -3.8469 | -41.9374 | -280.0848 | -43.94 | -369.8091 | -17.382 | -0.41961 | -17.8016 | -0.30305 | -1.6432 | -0.40804
[5 empty] | LABOR_M | SUBTRAN | -473.219 | -224.7325 | -57.5282 | -0.67039 | -0.021978 | -58.2206 | -25.0736 | -7.1071 | -0.728 | 0 | -32.9086 | -1.4042 | -16.23 | -132.2052 | 0 | -149.8394 | -6.8048 | -0.16281 | -6.9676 | -0.11174 | -0.35101 | -0.087441
[5 empty] | LABOR_M | DISTPRI | -3150.8862 | -2093.7596 | -527.1283 | -6.1514 | 0 | -533.2797 | -227.3123 | -64.5291 | 0 | 0 | -291.8414 | -12.9645 | -149.9521 | 0 | 0 | -162.9165 | -61.6887 | -1.478 | -63.1667 | -1.0613 | -3.8905 | -0.97025
[5 empty] | LABOR_M | DISTSEC | -1259.3192 | -940.2099 | -211.0647 | 0 | 0 | -211.0647 | -74.4025 | 0 | 0 | 0 | -74.4025 | -3.2931 | 0 | 0 | 0 | -3.2931 | -20.7073 | 0 | -20.7073 | -0.33766 | -7.456 | -1.848
[5 empty] | LABOR_M | ENERGY | -3307.7039 | -1202.4578 | -388.1127 | -4.4432 | -0.11261 | -392.6685 | -187.8146 | -52.4247 | -4.1505 | -0.85083 | -245.2406 | -12.5149 | -149.5637 | -1057.3454 | -169.4498 | -1388.8739 | -50.9439 | -1.1974 | -52.1413 | -1.1697 | -20.1276 | -5.0245
[5 empty] | LABOR_M | CUSTOMER | -4854.1362 | -3812.8723 | -885.8646 | -7.9833 | -1.1262 | -894.9742 | -15.2855 | -6.7201 | -3.2209 | -1.3722 | -26.5987 | -0.22239 | -4.1815 | -8.3475 | -2.0592 | -14.8106 | -5.1323 | -0.086119 | -5.2184 | -0.30034 | -82.7348 | -16.6269
|  |  | Insurance premiums accrued | -18865 | LABOR_M | TOTAL | -18865 | -11127.6983 | -2791.5651 | -27.688 | -1.4687 | -2820.7218 | -831.9265 | -216.7999 | -14.9065 | -3.6599 | -1067.2928 | -48.5426 | -517.7234 | -2518.907 | -378.7504 | -3463.9234 | -227.2585 | -4.9034 | -232.1618 | -4.4101 | -122.3101 | -26.4815
[5 empty] | LABOR_M | PRODUCTION | -22498.8149 | -11032.1345 | -2790.7011 | -32.6275 | -0.8038 | -2824.1324 | -1167.6643 | -332.5451 | -26.3161 | -5.5549 | -1532.0804 | -70.142 | -764.6703 | -5106.9563 | -801.1849 | -6742.9535 | -316.9359 | -7.6509 | -324.5868 | -5.5257 | -29.9615 | -7.44
[5 empty] | LABOR_M | BULKTRAN | -6053.8288 | -2968.4521 | -750.9029 | -8.7792 | -0.21628 | -759.8984 | -314.1872 | -89.479 | -7.081 | -1.4947 | -412.2418 | -18.8733 | -205.7523 | -1374.1452 | -215.5774 | -1814.3483 | -85.279 | -2.0587 | -87.3376 | -1.4868 | -8.0618 | -2.0019
[5 empty] | LABOR_M | SUBTRAN | -2321.6953 | -1102.5773 | -282.2435 | -3.289 | -0.10783 | -285.6404 | -123.0154 | -34.8684 | -3.5717 | 0 | -161.4556 | -6.8894 | -79.6271 | -648.6217 | 0 | -735.1382 | -33.3857 | -0.79877 | -34.1845 | -0.54822 | -1.7221 | -0.429
[5 empty] | LABOR_M | DISTPRI | -15458.8005 | -10272.3521 | -2586.1841 | -30.1798 | 0 | -2616.3639 | -1115.2342 | -316.5909 | 0 | 0 | -1431.8251 | -63.6059 | -735.6913 | 0 | 0 | -799.2972 | -302.6558 | -7.2514 | -309.9072 | -5.2071 | -19.0877 | -4.7602
[5 empty] | LABOR_M | DISTSEC | -6178.4408 | -4612.8348 | -1035.5203 | 0 | 0 | -1035.5203 | -365.0318 | 0 | 0 | 0 | -365.0318 | -16.1565 | 0 | 0 | 0 | -16.1565 | -101.5938 | 0 | -101.5938 | -1.6566 | -36.5806 | -9.0664
[5 empty] | LABOR_M | ENERGY | -16228.1759 | -5899.469 | -1904.1489 | -21.7989 | -0.55249 | -1926.5003 | -921.4514 | -257.2046 | -20.3631 | -4.1743 | -1203.1934 | -61.4005 | -733.7858 | -5187.5223 | -831.3506 | -6814.0592 | -249.9399 | -5.8745 | -255.8143 | -5.7389 | -98.7496 | -24.6511
[5 empty] | LABOR_M | CUSTOMER | -23815.2439 | -18706.6204 | -4346.2074 | -39.1677 | -5.5255 | -4390.9006 | -74.9932 | -32.9701 | -15.8022 | -6.7323 | -130.4978 | -1.0911 | -20.5151 | -40.9542 | -10.1028 | -72.6632 | -25.18 | -0.42252 | -25.6025 | -1.4735 | -405.9114 | -81.5745
|  |  | Accrued Book Pension Expense | -92555 | LABOR_M | TOTAL | -92555 | -54594.4401 | -13695.9082 | -135.8422 | -7.2059 | -13838.9563 | -4081.5776 | -1063.6581 | -73.1341 | -17.9562 | -5236.326 | -238.1587 | -2540.0419 | -12358.1998 | -1858.2158 | -16994.6161 | -1114.9699 | -24.0568 | -1139.0267 | -21.6369 | -600.0748 | -129.9231
[5 empty] | LABOR_M | PRODUCTION | 0 | 0 | 0 | 0 | 0 | 0 | 0 | 0 | 0 | 0 | 0 | 0 | 0 | 0 | 0 | 0 | 0 | 0 | 0 | 0 | 0 | 0
[5 empty] | LABOR_M | BULKTRAN | 0 | 0 | 0 | 0 | 0 | 0 | 0 | 0 | 0 | 0 | 0 | 0 | 0 | 0 | 0 | 0 | 0 | 0 | 0 | 0 | 0 | 0
[5 empty] | LABOR_M | SUBTRAN | 0 | 0 | 0 | 0 | 0 | 0 | 0 | 0 | 0 | 0 | 0 | 0 | 0 | 0 | 0 | 0 | 0 | 0 | 0 | 0 | 0 | 0
[5 empty] | LABOR_M | DISTPRI | 0 | 0 | 0 | 0 | 0 | 0 | 0 | 0 | 0 | 0 | 0 | 0 | 0 | 0 | 0 | 0 | 0 | 0 | 0 | 0 | 0 | 0
[5 empty] | LABOR_M | DISTSEC | 0 | 0 | 0 | 0 | 0 | 0 | 0 | 0 | 0 | 0 | 0 | 0 | 0 | 0 | 0 | 0 | 0 | 0 | 0 | 0 | 0 | 0
[5 empty] | LABOR_M | ENERGY | 0 | 0 | 0 | 0 | 0 | 0 | 0 | 0 | 0 | 0 | 0 | 0 | 0 | 0 | 0 | 0 | 0 | 0 | 0 | 0 | 0 | 0
[5 empty] | LABOR_M | CUSTOMER | 0 | 0 | 0 | 0 | 0 | 0 | 0 | 0 | 0 | 0 | 0 | 0 | 0 | 0 | 0 | 0 | 0 | 0 | 0 | 0 | 0 | 0
|  |  | Accrued Book Pension Costs - SFAS 158 | 0 | LABOR_M | TOTAL | 0 | 0 | 0 | 0 | 0 | 0 | 0 | 0 | 0 | 0 | 0 | 0 | 0 | 0 | 0 | 0 | 0 | 0 | 0 | 0 | 0 | 0
[5 empty] | LABOR_M | PRODUCTION | 0 | 0 | 0 | 0 | 0 | 0 | 0 | 0 | 0 | 0 | 0 | 0 | 0 | 0 | 0 | 0 | 0 | 0 | 0 | 0 | 0 | 0
[5 empty] | LABOR_M | BULKTRAN | 0 | 0 | 0 | 0 | 0 | 0 | 0 | 0 | 0 | 0 | 0 | 0 | 0 | 0 | 0 | 0 | 0 | 0 | 0 | 0 | 0 | 0
[5 empty] | LABOR_M | SUBTRAN | 0 | 0 | 0 | 0 | 0 | 0 | 0 | 0 | 0 | 0 | 0 | 0 | 0 | 0 | 0 | 0 | 0 | 0 | 0 | 0 | 0 | 0
[5 empty] | LABOR_M | DISTPRI | 0 | 0 | 0 | 0 | 0 | 0 | 0 | 0 | 0 | 0 | 0 | 0 | 0 | 0 | 0 | 0 | 0 | 0 | 0 | 0 | 0 | 0
[5 empty] | LABOR_M | DISTSEC | 0 | 0 | 0 | 0 | 0 | 0 | 0 | 0 | 0 | 0 | 0 | 0 | 0 | 0 | 0 | 0 | 0 | 0 | 0 | 0 | 0 | 0
[5 empty] | LABOR_M | ENERGY | 0 | 0 | 0 | 0 | 0 | 0 | 0 | 0 | 0 | 0 | 0 | 0 | 0 | 0 | 0 | 0 | 0 | 0 | 0 | 0 | 0 | 0
[5 empty] | LABOR_M | CUSTOMER | 0 | 0 | 0 | 0 | 0 | 0 | 0 | 0 | 0 | 0 | 0 | 0 | 0 | 0 | 0 | 0 | 0 | 0 | 0 | 0 | 0 | 0
|  |  | Supplemental Executive Retirement | 0 | LABOR_M | TOTAL | 0 | 0 | 0 | 0 | 0 | 0 | 0 | 0 | 0 | 0 | 0 | 0 | 0 | 0 | 0 | 0 | 0 | 0 | 0 | 0 | 0 | 0
[5 empty] | LABOR_M | PRODUCTION | 0 | 0 | 0 | 0 | 0 | 0 | 0 | 0 | 0 | 0 | 0 | 0 | 0 | 0 | 0 | 0 | 0 | 0 | 0 | 0 | 0 | 0
[5 empty] | LABOR_M | BULKTRAN | 0 | 0 | 0 | 0 | 0 | 0 | 0 | 0 | 0 | 0 | 0 | 0 | 0 | 0 | 0 | 0 | 0 | 0 | 0 | 0 | 0 | 0
[5 empty] | LABOR_M | SUBTRAN | 0 | 0 | 0 | 0 | 0 | 0 | 0 | 0 | 0 | 0 | 0 | 0 | 0 | 0 | 0 | 0 | 0 | 0 | 0 | 0 | 0 | 0
[5 empty] | LABOR_M | DISTPRI | 0 | 0 | 0 | 0 | 0 | 0 | 0 | 0 | 0 | 0 | 0 | 0 | 0 | 0 | 0 | 0 | 0 | 0 | 0 | 0 | 0 | 0
[5 empty] | LABOR_M | DISTSEC | 0 | 0 | 0 | 0 | 0 | 0 | 0 | 0 | 0 | 0 | 0 | 0 | 0 | 0 | 0 | 0 | 0 | 0 | 0 | 0 | 0 | 0
[5 empty] | LABOR_M | ENERGY | 0 | 0 | 0 | 0 | 0 | 0 | 0 | 0 | 0 | 0 | 0 | 0 | 0 | 0 | 0 | 0 | 0 | 0 | 0 | 0 | 0 | 0
[5 empty] | LABOR_M | CUSTOMER | 0 | 0 | 0 | 0 | 0 | 0 | 0 | 0 | 0 | 0 | 0 | 0 | 0 | 0 | 0 | 0 | 0 | 0 | 0 | 0 | 0 | 0
|  |  | Accrd Supplemental Exec Retirement SFAS 158 | 0 | LABOR_M | TOTAL | 0 | 0 | 0 | 0 | 0 | 0 | 0 | 0 | 0 | 0 | 0 | 0 | 0 | 0 | 0 | 0 | 0 | 0 | 0 | 0 | 0 | 0
[5 empty] | LABOR_M | PRODUCTION | 0 | 0 | 0 | 0 | 0 | 0 | 0 | 0 | 0 | 0 | 0 | 0 | 0 | 0 | 0 | 0 | 0 | 0 | 0 | 0 | 0 | 0
[5 empty] | LABOR_M | BULKTRAN | 0 | 0 | 0 | 0 | 0 | 0 | 0 | 0 | 0 | 0 | 0 | 0 | 0 | 0 | 0 | 0 | 0 | 0 | 0 | 0 | 0 | 0
[5 empty] | LABOR_M | SUBTRAN | 0 | 0 | 0 | 0 | 0 | 0 | 0 | 0 | 0 | 0 | 0 | 0 | 0 | 0 | 0 | 0 | 0 | 0 | 0 | 0 | 0 | 0
[5 empty] | LABOR_M | DISTPRI | 0 | 0 | 0 | 0 | 0 | 0 | 0 | 0 | 0 | 0 | 0 | 0 | 0 | 0 | 0 | 0 | 0 | 0 | 0 | 0 | 0 | 0
[5 empty] | LABOR_M | DISTSEC | 0 | 0 | 0 | 0 | 0 | 0 | 0 | 0 | 0 | 0 | 0 | 0 | 0 | 0 | 0 | 0 | 0 | 0 | 0 | 0 | 0 | 0
[5 empty] | LABOR_M | ENERGY | 0 | 0 | 0 | 0 | 0 | 0 | 0 | 0 | 0 | 0 | 0 | 0 | 0 | 0 | 0 | 0 | 0 | 0 | 0 | 0 | 0 | 0
[5 empty] | LABOR_M | CUSTOMER | 0 | 0 | 0 | 0 | 0 | 0 | 0 | 0 | 0 | 0 | 0 | 0 | 0 | 0 | 0 | 0 | 0 | 0 | 0 | 0 | 0 | 0
|  |  | Accrd Supplemental Savings Plan Exp | 0 | LABOR_M | TOTAL | 0 | 0 | 0 | 0 | 0 | 0 | 0 | 0 | 0 | 0 | 0 | 0 | 0 | 0 | 0 | 0 | 0 | 0 | 0 | 0 | 0 | 0
[5 empty] | LABOR_M | PRODUCTION | -8550.7894 | -4192.819 | -1060.6202 | -12.4003 | -0.30549 | -1073.3259 | -443.7768 | -126.3855 | -10.0016 | -2.1112 | -582.275 | -26.6578 | -290.6169 | -1940.9248 | -304.4944 | -2562.6939 | -120.4531 | -2.9078 | -123.3609 | -2.1001 | -11.387 | -2.8276
[5 empty] | LABOR_M | BULKTRAN | -2300.7885 | -1128.1754 | -285.3845 | -3.3366 | -0.082198 | -288.8033 | -119.4085 | -34.0069 | -2.6912 | -0.56806 | -156.6746 | -7.1729 | -78.1972 | -522.2509 | -81.9313 | -689.5523 | -32.4107 | -0.78241 | -33.1931 | -0.56507 | -3.0639 | -0.76083
[5 empty] | LABOR_M | SUBTRAN | -882.3721 | -419.0401 | -107.2681 | -1.25 | -0.040981 | -108.5591 | -46.7526 | -13.2519 | -1.3574 | 0 | -61.362 | -2.6184 | -30.2627 | -246.512 | 0 | -279.393 | -12.6884 | -0.30358 | -12.992 | -0.20836 | -0.65451 | -0.16304
[5 empty] | LABOR_M | DISTPRI | -5875.196 | -3904.0598 | -982.8925 | -11.47 | 0 | -994.3625 | -423.8505 | -120.322 | 0 | 0 | -544.1724 | -24.1737 | -279.6032 | 0 | 0 | -303.777 | -115.0259 | -2.7559 | -117.7818 | -1.979 | -7.2544 | -1.8092
[5 empty] | LABOR_M | DISTSEC | -2348.1479 | -1753.1314 | -393.5548 | 0 | 0 | -393.5548 | -138.7322 | 0 | 0 | 0 | -138.7322 | -6.1404 | 0 | 0 | 0 | -6.1404 | -38.6112 | 0 | -38.6112 | -0.62961 | -13.9026 | -3.4457
[5 empty] | LABOR_M | ENERGY | -6167.6011 | -2242.1233 | -723.6815 | -8.2848 | -0.20998 | -732.1763 | -350.2023 | -97.7519 | -7.7391 | -1.5865 | -457.2798 | -23.3356 | -278.879 | -1971.5443 | -315.959 | -2589.7179 | -94.9909 | -2.2326 | -97.2235 | -2.1811 | -37.5303 | -9.3688
[5 empty] | LABOR_M | CUSTOMER | -9051.105 | -7109.5465 | -1651.7983 | -14.8859 | -2.1 | -1668.7842 | -28.5015 | -12.5305 | -6.0057 | -2.5586 | -49.5964 | -0.41468 | -7.7969 | -15.5649 | -3.8396 | -27.616 | -9.5698 | -0.16058 | -9.7304 | -0.56003 | -154.2687 | -31.0028
|  |  | Stock Based Compensation | -35176 | LABOR_M | TOTAL | -35176 | -20748.8955 | -5205.1998 | -51.6275 | -2.7387 | -5259.566 | -1551.2244 | -404.2487 | -27.795 | -6.8243 | -1990.0924 | -90.5134 | -965.3559 | -4696.7969 | -706.2244 | -6458.8906 | -423.75 | -9.1429 | -432.8929 | -8.2232 | -228.0615 | -49.3779
[5 empty] | CUST_TOTAL | PRODUCTION | 0 | 0 | 0 | 0 | 0 | 0 | 0 | 0 | 0 | 0 | 0 | 0 | 0 | 0 | 0 | 0 | 0 | 0 | 0 | 0 | 0 | 0
[5 empty] | CUST_TOTAL | BULKTRAN | 0 | 0 | 0 | 0 | 0 | 0 | 0 | 0 | 0 | 0 | 0 | 0 | 0 | 0 | 0 | 0 | 0 | 0 | 0 | 0 | 0 | 0
[5 empty] | CUST_TOTAL | SUBTRAN | 0 | 0 | 0 | 0 | 0 | 0 | 0 | 0 | 0 | 0 | 0 | 0 | 0 | 0 | 0 | 0 | 0 | 0 | 0 | 0 | 0 | 0
[5 empty] | CUST_TOTAL | DISTPRI | 0 | 0 | 0 | 0 | 0 | 0 | 0 | 0 | 0 | 0 | 0 | 0 | 0 | 0 | 0 | 0 | 0 | 0 | 0 | 0 | 0 | 0
[5 empty] | CUST_TOTAL | DISTSEC | 0 | 0 | 0 | 0 | 0 | 0 | 0 | 0 | 0 | 0 | 0 | 0 | 0 | 0 | 0 | 0 | 0 | 0 | 0 | 0 | 0 | 0
[5 empty] | CUST_TOTAL | ENERGY | 0 | 0 | 0 | 0 | 0 | 0 | 0 | 0 | 0 | 0 | 0 | 0 | 0 | 0 | 0 | 0 | 0 | 0 | 0 | 0 | 0 | 0
[5 empty] | CUST_TOTAL | CUSTOMER | 0 | 0 | 0 | 0 | 0 | 0 | 0 | 0 | 0 | 0 | 0 | 0 | 0 | 0 | 0 | 0 | 0 | 0 | 0 | 0 | 0 | 0
|  |  | Book Provision for Uncollectible Accounts | 0 | CUST_TOTAL | TOTAL | 0 | 0 | 0 | 0 | 0 | 0 | 0 | 0 | 0 | 0 | 0 | 0 | 0 | 0 | 0 | 0 | 0 | 0 | 0 | 0 | 0 | 0
[5 empty] | LABOR_M | PRODUCTION | 0 | 0 | 0 | 0 | 0 | 0 | 0 | 0 | 0 | 0 | 0 | 0 | 0 | 0 | 0 | 0 | 0 | 0 | 0 | 0 | 0 | 0
[5 empty] | LABOR_M | BULKTRAN | 0 | 0 | 0 | 0 | 0 | 0 | 0 | 0 | 0 | 0 | 0 | 0 | 0 | 0 | 0 | 0 | 0 | 0 | 0 | 0 | 0 | 0
[5 empty] | LABOR_M | SUBTRAN | 0 | 0 | 0 | 0 | 0 | 0 | 0 | 0 | 0 | 0 | 0 | 0 | 0 | 0 | 0 | 0 | 0 | 0 | 0 | 0 | 0 | 0
[5 empty] | LABOR_M | DISTPRI | 0 | 0 | 0 | 0 | 0 | 0 | 0 | 0 | 0 | 0 | 0 | 0 | 0 | 0 | 0 | 0 | 0 | 0 | 0 | 0 | 0 | 0
[5 empty] | LABOR_M | DISTSEC | 0 | 0 | 0 | 0 | 0 | 0 | 0 | 0 | 0 | 0 | 0 | 0 | 0 | 0 | 0 | 0 | 0 | 0 | 0 | 0 | 0 | 0
[5 empty] | LABOR_M | ENERGY | 0 | 0 | 0 | 0 | 0 | 0 | 0 | 0 | 0 | 0 | 0 | 0 | 0 | 0 | 0 | 0 | 0 | 0 | 0 | 0 | 0 | 0
[5 empty] | LABOR_M | CUSTOMER | 0 | 0 | 0 | 0 | 0 | 0 | 0 | 0 | 0 | 0 | 0 | 0 | 0 | 0 | 0 | 0 | 0 | 0 | 0 | 0 | 0 | 0
|  |  | Accrued Companywide Incentive Plan | 0 | LABOR_M | TOTAL | 0 | 0 | 0 | 0 | 0 | 0 | 0 | 0 | 0 | 0 | 0 | 0 | 0 | 0 | 0 | 0 | 0 | 0 | 0 | 0 | 0 | 0
[5 empty] | LABOR_M | PRODUCTION | 0 | 0 | 0 | 0 | 0 | 0 | 0 | 0 | 0 | 0 | 0 | 0 | 0 | 0 | 0 | 0 | 0 | 0 | 0 | 0 | 0 | 0
[5 empty] | LABOR_M | BULKTRAN | 0 | 0 | 0 | 0 | 0 | 0 | 0 | 0 | 0 | 0 | 0 | 0 | 0 | 0 | 0 | 0 | 0 | 0 | 0 | 0 | 0 | 0
[5 empty] | LABOR_M | SUBTRAN | 0 | 0 | 0 | 0 | 0 | 0 | 0 | 0 | 0 | 0 | 0 | 0 | 0 | 0 | 0 | 0 | 0 | 0 | 0 | 0 | 0 | 0
[5 empty] | LABOR_M | DISTPRI | 0 | 0 | 0 | 0 | 0 | 0 | 0 | 0 | 0 | 0 | 0 | 0 | 0 | 0 | 0 | 0 | 0 | 0 | 0 | 0 | 0 | 0
[5 empty] | LABOR_M | DISTSEC | 0 | 0 | 0 | 0 | 0 | 0 | 0 | 0 | 0 | 0 | 0 | 0 | 0 | 0 | 0 | 0 | 0 | 0 | 0 | 0 | 0 | 0
[5 empty] | LABOR_M | ENERGY | 0 | 0 | 0 | 0 | 0 | 0 | 0 | 0 | 0 | 0 | 0 | 0 | 0 | 0 | 0 | 0 | 0 | 0 | 0 | 0 | 0 | 0
[5 empty] | LABOR_M | CUSTOMER | 0 | 0 | 0 | 0 | 0 | 0 | 0 | 0 | 0 | 0 | 0 | 0 | 0 | 0 | 0 | 0 | 0 | 0 | 0 | 0 | 0 | 0
|  |  | Accrued Book Vacation Pay | 0 | LABOR_M | TOTAL | 0 | 0 | 0 | 0 | 0 | 0 | 0 | 0 | 0 | 0 | 0 | 0 | 0 | 0 | 0 | 0 | 0 | 0 | 0 | 0 | 0 | 0
[5 empty] | LABOR_M | PRODUCTION | 0 | 0 | 0 | 0 | 0 | 0 | 0 | 0 | 0 | 0 | 0 | 0 | 0 | 0 | 0 | 0 | 0 | 0 | 0 | 0 | 0 | 0
[5 empty] | LABOR_M | BULKTRAN | 0 | 0 | 0 | 0 | 0 | 0 | 0 | 0 | 0 | 0 | 0 | 0 | 0 | 0 | 0 | 0 | 0 | 0 | 0 | 0 | 0 | 0
[5 empty] | LABOR_M | SUBTRAN | 0 | 0 | 0 | 0 | 0 | 0 | 0 | 0 | 0 | 0 | 0 | 0 | 0 | 0 | 0 | 0 | 0 | 0 | 0 | 0 | 0 | 0
[5 empty] | LABOR_M | DISTPRI | 0 | 0 | 0 | 0 | 0 | 0 | 0 | 0 | 0 | 0 | 0 | 0 | 0 | 0 | 0 | 0 | 0 | 0 | 0 | 0 | 0 | 0
[5 empty] | LABOR_M | DISTSEC | 0 | 0 | 0 | 0 | 0 | 0 | 0 | 0 | 0 | 0 | 0 | 0 | 0 | 0 | 0 | 0 | 0 | 0 | 0 | 0 | 0 | 0
[5 empty] | LABOR_M | ENERGY | 0 | 0 | 0 | 0 | 0 | 0 | 0 | 0 | 0 | 0 | 0 | 0 | 0 | 0 | 0 | 0 | 0 | 0 | 0 | 0 | 0 | 0
[5 empty] | LABOR_M | CUSTOMER | 0 | 0 | 0 | 0 | 0 | 0 | 0 | 0 | 0 | 0 | 0 | 0 | 0 | 0 | 0 | 0 | 0 | 0 | 0 | 0 | 0 | 0
|  |  | (ICDP) Incentive Comp Deferral Plan | 0 | LABOR_M | TOTAL | 0 | 0 | 0 | 0 | 0 | 0 | 0 | 0 | 0 | 0 | 0 | 0 | 0 | 0 | 0 | 0 | 0 | 0 | 0 | 0 | 0 | 0
[5 empty] | LABOR_M | PRODUCTION | 0 | 0 | 0 | 0 | 0 | 0 | 0 | 0 | 0 | 0 | 0 | 0 | 0 | 0 | 0 | 0 | 0 | 0 | 0 | 0 | 0 | 0
[5 empty] | LABOR_M | BULKTRAN | 0 | 0 | 0 | 0 | 0 | 0 | 0 | 0 | 0 | 0 | 0 | 0 | 0 | 0 | 0 | 0 | 0 | 0 | 0 | 0 | 0 | 0
[5 empty] | LABOR_M | SUBTRAN | 0 | 0 | 0 | 0 | 0 | 0 | 0 | 0 | 0 | 0 | 0 | 0 | 0 | 0 | 0 | 0 | 0 | 0 | 0 | 0 | 0 | 0
[5 empty] | LABOR_M | DISTPRI | 0 | 0 | 0 | 0 | 0 | 0 | 0 | 0 | 0 | 0 | 0 | 0 | 0 | 0 | 0 | 0 | 0 | 0 | 0 | 0 | 0 | 0
[5 empty] | LABOR_M | DISTSEC | 0 | 0 | 0 | 0 | 0 | 0 | 0 | 0 | 0 | 0 | 0 | 0 | 0 | 0 | 0 | 0 | 0 | 0 | 0 | 0 | 0 | 0
[5 empty] | LABOR_M | ENERGY | 0 | 0 | 0 | 0 | 0 | 0 | 0 | 0 | 0 | 0 | 0 | 0 | 0 | 0 | 0 | 0 | 0 | 0 | 0 | 0 | 0 | 0
[5 empty] | LABOR_M | CUSTOMER | 0 | 0 | 0 | 0 | 0 | 0 | 0 | 0 | 0 | 0 | 0 | 0 | 0 | 0 | 0 | 0 | 0 | 0 | 0 | 0 | 0 | 0
|  |  | Accrued Book Severance Benefits | 0 | LABOR_M | TOTAL | 0 | 0 | 0 | 0 | 0 | 0 | 0 | 0 | 0 | 0 | 0 | 0 | 0 | 0 | 0 | 0 | 0 | 0 | 0 | 0 | 0 | 0
[5 empty] | TRANS_TOTAL | PRODUCTION | 0 | 0 | 0 | 0 | 0 | 0 | 0 | 0 | 0 | 0 | 0 | 0 | 0 | 0 | 0 | 0 | 0 | 0 | 0 | 0 | 0 | 0
[5 empty] | TRANS_TOTAL | BULKTRAN | 0 | 0 | 0 | 0 | 0 | 0 | 0 | 0 | 0 | 0 | 0 | 0 | 0 | 0 | 0 | 0 | 0 | 0 | 0 | 0 | 0 | 0
[5 empty] | TRANS_TOTAL | SUBTRAN | 0 | 0 | 0 | 0 | 0 | 0 | 0 | 0 | 0 | 0 | 0 | 0 | 0 | 0 | 0 | 0 | 0 | 0 | 0 | 0 | 0 | 0
[5 empty] | TRANS_TOTAL | DISTPRI | 0 | 0 | 0 | 0 | 0 | 0 | 0 | 0 | 0 | 0 | 0 | 0 | 0 | 0 | 0 | 0 | 0 | 0 | 0 | 0 | 0 | 0
[5 empty] | TRANS_TOTAL | DISTSEC | 0 | 0 | 0 | 0 | 0 | 0 | 0 | 0 | 0 | 0 | 0 | 0 | 0 | 0 | 0 | 0 | 0 | 0 | 0 | 0 | 0 | 0
[5 empty] | TRANS_TOTAL | ENERGY | 0 | 0 | 0 | 0 | 0 | 0 | 0 | 0 | 0 | 0 | 0 | 0 | 0 | 0 | 0 | 0 | 0 | 0 | 0 | 0 | 0 | 0
[5 empty] | TRANS_TOTAL | CUSTOMER | 0 | 0 | 0 | 0 | 0 | 0 | 0 | 0 | 0 | 0 | 0 | 0 | 0 | 0 | 0 | 0 | 0 | 0 | 0 | 0 | 0 | 0
|  |  | Reg Asset on Deferred RTO Costs | 0 | TRANS_TOTAL | TOTAL | 0 | 0 | 0 | 0 | 0 | 0 | 0 | 0 | 0 | 0 | 0 | 0 | 0 | 0 | 0 | 0 | 0 | 0 | 0 | 0 | 0 | 0
[5 empty] | TDPLANT | PRODUCTION | -3771.6457 | -1849.3998 | -467.8262 | -5.4696 | -0.13475 | -473.4306 | -195.7444 | -55.747 | -4.4116 | -0.9312 | -256.8342 | -11.7584 | -128.1874 | -856.1175 | -134.3087 | -1130.3721 | -53.1303 | -1.2826 | -54.4129 | -0.92632 | -5.0227 | -1.2472
[5 empty] | TDPLANT | BULKTRAN | -199559.9461 | -97852.8061 | -24752.955 | -289.3997 | -7.1295 | -25049.4843 | -10356.9469 | -2949.6076 | -233.4186 | -49.2706 | -13589.2438 | -622.1449 | -6782.4714 | -45297.6717 | -7106.3488 | -59808.6368 | -2811.1571 | -67.8624 | -2879.0194 | -49.012 | -265.7526 | -65.9911
[5 empty] | TDPLANT | SUBTRAN | -76500.6683 | -36330.3056 | -9300.0222 | -108.3752 | -3.553 | -9411.9504 | -4053.4015 | -1148.9275 | -117.688 | 0 | -5320.017 | -227.0087 | -2623.7393 | -21372.3122 | 0 | -24223.0602 | -1100.0702 | -26.3199 | -1126.3901 | -18.0642 | -56.745 | -14.1358
[5 empty] | TDPLANT | DISTPRI | -154212.7237 | -102474.1474 | -25799.058 | -301.0658 | 0 | -26100.1238 | -11125.2685 | -3158.2234 | 0 | 0 | -14283.4918 | -634.5149 | -7339.0528 | 0 | 0 | -7973.5677 | -3019.2104 | -72.3378 | -3091.5482 | -51.9448 | -190.4132 | -47.4868
[5 empty] | TDPLANT | DISTSEC | -68599.7062 | -51216.6615 | -11497.4618 | 0 | 0 | -11497.4618 | -4052.9765 | 0 | 0 | 0 | -4052.9765 | -179.387 | 0 | 0 | 0 | -179.387 | -1128.0038 | 0 | -1128.0038 | -18.3935 | -406.1573 | -100.6646
[5 empty] | TDPLANT | ENERGY | 0 | 0 | 0 | 0 | 0 | 0 | 0 | 0 | 0 | 0 | 0 | 0 | 0 | 0 | 0 | 0 | 0 | 0 | 0 | 0 | 0 | 0
[5 empty] | TDPLANT | CUSTOMER | -137419.31 | -98675.5685 | -24187.5504 | -196.7236 | -28.0654 | -24412.3394 | -404.4211 | -164.8174 | -80.5285 | -34.5115 | -684.2785 | -5.8228 | -102.6471 | -208.8128 | -51.7675 | -369.0502 | -136.9276 | -2.094 | -139.0216 | -8.1325 | -11405.6143 | -1725.3049
|  |  | Customer Adv Inc for Tax | -640064 | TDPLANT | TOTAL | -640064 | -388398.8889 | -96004.8736 | -901.0339 | -38.8827 | -96944.7903 | -30188.7589 | -7477.3229 | -436.0467 | -84.7132 | -38186.8418 | -1680.6368 | -16976.098 | -67734.9142 | -7292.425 | -93684.074 | -8248.4994 | -169.8966 | -8418.3961 | -146.4733 | -12329.7052 | -1954.8305
[5 empty] | RB_GUP | PRODUCTION | 0 | 0 | 0 | 0 | 0 | 0 | 0 | 0 | 0 | 0 | 0 | 0 | 0 | 0 | 0 | 0 | 0 | 0 | 0 | 0 | 0 | 0
[5 empty] | RB_GUP | BULKTRAN | 0 | 0 | 0 | 0 | 0 | 0 | 0 | 0 | 0 | 0 | 0 | 0 | 0 | 0 | 0 | 0 | 0 | 0 | 0 | 0 | 0 | 0
[5 empty] | RB_GUP | SUBTRAN | 0 | 0 | 0 | 0 | 0 | 0 | 0 | 0 | 0 | 0 | 0 | 0 | 0 | 0 | 0 | 0 | 0 | 0 | 0 | 0 | 0 | 0
[5 empty] | RB_GUP | DISTPRI | 0 | 0 | 0 | 0 | 0 | 0 | 0 | 0 | 0 | 0 | 0 | 0 | 0 | 0 | 0 | 0 | 0 | 0 | 0 | 0 | 0 | 0
[5 empty] | RB_GUP | DISTSEC | 0 | 0 | 0 | 0 | 0 | 0 | 0 | 0 | 0 | 0 | 0 | 0 | 0 | 0 | 0 | 0 | 0 | 0 | 0 | 0 | 0 | 0
[5 empty] | RB_GUP | ENERGY | 0 | 0 | 0 | 0 | 0 | 0 | 0 | 0 | 0 | 0 | 0 | 0 | 0 | 0 | 0 | 0 | 0 | 0 | 0 | 0 | 0 | 0
[5 empty] | RB_GUP | CUSTOMER | 0 | 0 | 0 | 0 | 0 | 0 | 0 | 0 | 0 | 0 | 0 | 0 | 0 | 0 | 0 | 0 | 0 | 0 | 0 | 0 | 0 | 0
|  |  | Deferred Book Contract Revenue | 0 | RB_GUP | TOTAL | 0 | 0 | 0 | 0 | 0 | 0 | 0 | 0 | 0 | 0 | 0 | 0 | 0 | 0 | 0 | 0 | 0 | 0 | 0 | 0 | 0 | 0
[5 empty] | EXP_OM_DIST | PRODUCTION | 0 | 0 | 0 | 0 | 0 | 0 | 0 | 0 | 0 | 0 | 0 | 0 | 0 | 0 | 0 | 0 | 0 | 0 | 0 | 0 | 0 | 0
[5 empty] | EXP_OM_DIST | BULKTRAN | 0 | 0 | 0 | 0 | 0 | 0 | 0 | 0 | 0 | 0 | 0 | 0 | 0 | 0 | 0 | 0 | 0 | 0 | 0 | 0 | 0 | 0
[5 empty] | EXP_OM_DIST | SUBTRAN | 0 | 0 | 0 | 0 | 0 | 0 | 0 | 0 | 0 | 0 | 0 | 0 | 0 | 0 | 0 | 0 | 0 | 0 | 0 | 0 | 0 | 0
[5 empty] | EXP_OM_DIST | DISTPRI | 0 | 0 | 0 | 0 | 0 | 0 | 0 | 0 | 0 | 0 | 0 | 0 | 0 | 0 | 0 | 0 | 0 | 0 | 0 | 0 | 0 | 0
[5 empty] | EXP_OM_DIST | DISTSEC | 0 | 0 | 0 | 0 | 0 | 0 | 0 | 0 | 0 | 0 | 0 | 0 | 0 | 0 | 0 | 0 | 0 | 0 | 0 | 0 | 0 | 0
[5 empty] | EXP_OM_DIST | ENERGY | 0 | 0 | 0 | 0 | 0 | 0 | 0 | 0 | 0 | 0 | 0 | 0 | 0 | 0 | 0 | 0 | 0 | 0 | 0 | 0 | 0 | 0
[5 empty] | EXP_OM_DIST | CUSTOMER | 0 | 0 | 0 | 0 | 0 | 0 | 0 | 0 | 0 | 0 | 0 | 0 | 0 | 0 | 0 | 0 | 0 | 0 | 0 | 0 | 0 | 0
|  |  | Deferred Storm Damage | 0 | EXP_OM_DIST | TOTAL | 0 | 0 | 0 | 0 | 0 | 0 | 0 | 0 | 0 | 0 | 0 | 0 | 0 | 0 | 0 | 0 | 0 | 0 | 0 | 0 | 0 | 0
[5 empty] | RB_GUP | PRODUCTION | 842453.2373 | 413090.9779 | 104495.9548 | 1221.7167 | 30.0976 | 105747.7691 | 43722.4185 | 12451.9302 | 985.3896 | 207.9984 | 57367.7366 | 2626.419 | 28632.5742 | 191226.601 | 29999.8403 | 252485.4344 | 11867.4535 | 286.4847 | 12153.9381 | 206.9067 | 1121.8893 | 278.5852
[5 empty] | RB_GUP | BULKTRAN | 892204.5501 | 437486.1818 | 110666.9928 | 1293.8655 | 31.875 | 111992.7334 | 46304.4583 | 13187.2824 | 1043.582 | 220.2818 | 60755.6044 | 2781.5229 | 30323.4789 | 202519.5417 | 31771.4894 | 267396.0328 | 12568.2893 | 303.4031 | 12871.6924 | 219.1256 | 1188.1427 | 295.0371
[5 empty] | RB_GUP | SUBTRAN | 342028.2209 | 162429.8203 | 41579.6372 | 484.5368 | 15.8852 | 42080.0592 | 18122.426 | 5136.7607 | 526.1734 | 0 | 23785.3602 | 1014.9372 | 11730.5235 | 95553.857 | 0 | 108299.3178 | 4918.3237 | 117.6742 | 5035.9978 | 80.7635 | 253.7022 | 63.1999
[5 empty] | RB_GUP | DISTPRI | 713536.3371 | 474143.9357 | 119371.2485 | 1393.0197 | 0 | 120764.2682 | 51476.1889 | 14612.9779 | 0 | 0 | 66089.1668 | 2935.8762 | 33957.5149 | 0 | 0 | 36893.3911 | 13969.7704 | 334.7041 | 14304.4745 | 240.3466 | 881.0347 | 219.7196
[5 empty] | RB_GUP | DISTSEC | 315586.606 | 235617.5161 | 52893.0101 | 0 | 0 | 52893.0101 | 18645.3437 | 0 | 0 | 0 | 18645.3437 | 825.2533 | 0 | 0 | 0 | 825.2533 | 5189.2773 | 0 | 5189.2773 | 84.6178 | 1868.4893 | 463.0984
[5 empty] | RB_GUP | ENERGY | 38031.4797 | 13825.6781 | 4462.461 | 51.0867 | 1.2948 | 4514.8425 | 2159.4639 | 602.7709 | 47.7218 | 9.7828 | 2819.7394 | 143.8949 | 1719.6609 | 12157.198 | 1948.3085 | 15969.0623 | 585.7456 | 13.7671 | 599.5127 | 13.4493 | 231.4242 | 57.7711
[5 empty] | RB_GUP | CUSTOMER | 661225.569 | 479434.1783 | 116889.9867 | 948.4927 | 134.5532 | 117973.0326 | 1950.538 | 795.1052 | 385.9525 | 165.3111 | 3296.9069 | 28.0954 | 494.9345 | 1000.7362 | 247.9782 | 1771.7443 | 660.1445 | 10.125 | 670.2695 | 39.1847 | 50370.2877 | 7669.9651
|  |  | OSS Margin Sharing | 3805066 | RB_GUP | TOTAL | 3805066 | 2216028.2882 | 550359.2912 | 5392.718 | 213.7058 | 555965.715 | 182380.8373 | 46786.8273 | 2988.8193 | 603.374 | 232759.858 | 10355.9988 | 106858.6868 | 502457.9338 | 63967.6164 | 683640.2359 | 49759.0042 | 1066.1582 | 50825.1623 | 884.3941 | 55914.9702 | 9047.3762
[5 empty] | REV_RENT | PRODUCTION | -3958.826 | -1941.1823 | -491.0436 | -5.741 | -0.14143 | -496.9261 | -205.4588 | -58.5137 | -4.6305 | -0.97742 | -269.5804 | -12.342 | -134.5492 | -898.6052 | -140.9742 | -1186.4705 | -55.7671 | -1.3462 | -57.1133 | -0.97229 | -5.2719 | -1.3091
[5 empty] | REV_RENT | BULKTRAN | -702.8784 | -344.6514 | -87.1834 | -1.0193 | -0.025111 | -88.2278 | -36.4786 | -10.3889 | -0.82213 | -0.17354 | -47.8632 | -2.1913 | -23.8888 | -159.5448 | -25.0296 | -210.6545 | -9.9013 | -0.23902 | -10.1403 | -0.17263 | -0.93602 | -0.23243
[5 empty] | REV_RENT | SUBTRAN | -269.5599 | -128.0145 | -32.7698 | -0.38187 | -0.012519 | -33.1642 | -14.2827 | -4.0484 | -0.41469 | 0 | -18.7458 | -0.79989 | -9.2451 | -75.3081 | 0 | -85.3531 | -3.8762 | -0.092742 | -3.969 | -0.063651 | -0.19995 | -0.049809
[5 empty] | REV_RENT | DISTPRI | -4112.698 | -2732.8823 | -688.0349 | -8.0291 | 0 | -696.064 | -296.6997 | -84.2266 | 0 | 0 | -380.9263 | -16.9219 | -195.7251 | 0 | 0 | -212.647 | -80.5193 | -1.9292 | -82.4485 | -1.3853 | -5.0781 | -1.2664
[5 empty] | REV_RENT | DISTSEC | -1761.3409 | -1315.0202 | -295.2046 | 0 | 0 | -295.2046 | -104.0627 | 0 | 0 | 0 | -104.0627 | -4.6059 | 0 | 0 | 0 | -4.6059 | -28.9622 | 0 | -28.9622 | -0.47227 | -10.4283 | -2.5846
[5 empty] | REV_RENT | ENERGY | -3.9792 | -1.4466 | -0.4669 | -0.0053452 | -0.00013547 | -0.47238 | -0.22594 | -0.063067 | -0.0049931 | -0.0010236 | -0.29503 | -0.015056 | -0.17993 | -1.272 | -0.20385 | -1.6708 | -0.061286 | -0.0014404 | -0.062726 | -0.0014072 | -0.024214 | -0.0060445
[5 empty] | REV_RENT | CUSTOMER | -4350.7176 | -3443.6724 | -818.6371 | -2.5671 | -0.1399 | -821.3441 | -10.264 | -2.1815 | -0.40142 | -0.17202 | -13.019 | -0.14233 | -1.2823 | -1.0409 | -0.25804 | -2.7235 | -3.5603 | -0.033104 | -3.5934 | -0.22181 | -56.405 | -9.7383
|  |  | Advance Rental Income | -15160 | REV_RENT | TOTAL | -15160 | -9906.8698 | -2413.3403 | -17.7438 | -0.3191 | -2431.4033 | -667.4726 | -159.4222 | -6.2737 | -1.324 | -834.4925 | -37.0183 | -364.8704 | -1135.7709 | -166.4656 | -1704.1253 | -182.6477 | -3.6417 | -186.2894 | -3.2894 | -78.3436 | -15.1868
[5 empty] | RB_GUP | PRODUCTION | 0 | 0 | 0 | 0 | 0 | 0 | 0 | 0 | 0 | 0 | 0 | 0 | 0 | 0 | 0 | 0 | 0 | 0 | 0 | 0 | 0 | 0
[5 empty] | RB_GUP | BULKTRAN | 0 | 0 | 0 | 0 | 0 | 0 | 0 | 0 | 0 | 0 | 0 | 0 | 0 | 0 | 0 | 0 | 0 | 0 | 0 | 0 | 0 | 0
[5 empty] | RB_GUP | SUBTRAN | 0 | 0 | 0 | 0 | 0 | 0 | 0 | 0 | 0 | 0 | 0 | 0 | 0 | 0 | 0 | 0 | 0 | 0 | 0 | 0 | 0 | 0
[5 empty] | RB_GUP | DISTPRI | 0 | 0 | 0 | 0 | 0 | 0 | 0 | 0 | 0 | 0 | 0 | 0 | 0 | 0 | 0 | 0 | 0 | 0 | 0 | 0 | 0 | 0
[5 empty] | RB_GUP | DISTSEC | 0 | 0 | 0 | 0 | 0 | 0 | 0 | 0 | 0 | 0 | 0 | 0 | 0 | 0 | 0 | 0 | 0 | 0 | 0 | 0 | 0 | 0
[5 empty] | RB_GUP | ENERGY | 0 | 0 | 0 | 0 | 0 | 0 | 0 | 0 | 0 | 0 | 0 | 0 | 0 | 0 | 0 | 0 | 0 | 0 | 0 | 0 | 0 | 0
[5 empty] | RB_GUP | CUSTOMER | 0 | 0 | 0 | 0 | 0 | 0 | 0 | 0 | 0 | 0 | 0 | 0 | 0 | 0 | 0 | 0 | 0 | 0 | 0 | 0 | 0 | 0
|  |  | Deferred Rev - Bonus Lease |  | RB_GUP | TOTAL | 0 | 0 | 0 | 0 | 0 | 0 | 0 | 0 | 0 | 0 | 0 | 0 | 0 | 0 | 0 | 0 | 0 | 0 | 0 | 0 | 0 | 0
[5 empty] | LABOR_M | PRODUCTION | 0 | 0 | 0 | 0 | 0 | 0 | 0 | 0 | 0 | 0 | 0 | 0 | 0 | 0 | 0 | 0 | 0 | 0 | 0 | 0 | 0 | 0
[5 empty] | LABOR_M | BULKTRAN | 0 | 0 | 0 | 0 | 0 | 0 | 0 | 0 | 0 | 0 | 0 | 0 | 0 | 0 | 0 | 0 | 0 | 0 | 0 | 0 | 0 | 0
[5 empty] | LABOR_M | SUBTRAN | 0 | 0 | 0 | 0 | 0 | 0 | 0 | 0 | 0 | 0 | 0 | 0 | 0 | 0 | 0 | 0 | 0 | 0 | 0 | 0 | 0 | 0
[5 empty] | LABOR_M | DISTPRI | 0 | 0 | 0 | 0 | 0 | 0 | 0 | 0 | 0 | 0 | 0 | 0 | 0 | 0 | 0 | 0 | 0 | 0 | 0 | 0 | 0 | 0
[5 empty] | LABOR_M | DISTSEC | 0 | 0 | 0 | 0 | 0 | 0 | 0 | 0 | 0 | 0 | 0 | 0 | 0 | 0 | 0 | 0 | 0 | 0 | 0 | 0 | 0 | 0
[5 empty] | LABOR_M | ENERGY | 0 | 0 | 0 | 0 | 0 | 0 | 0 | 0 | 0 | 0 | 0 | 0 | 0 | 0 | 0 | 0 | 0 | 0 | 0 | 0 | 0 | 0
[5 empty] | LABOR_M | CUSTOMER | 0 | 0 | 0 | 0 | 0 | 0 | 0 | 0 | 0 | 0 | 0 | 0 | 0 | 0 | 0 | 0 | 0 | 0 | 0 | 0 | 0 | 0
|  |  | Reg Asset - SFAS 158 Pensions |  | LABOR_M | TOTAL | 0 | 0 | 0 | 0 | 0 | 0 | 0 | 0 | 0 | 0 | 0 | 0 | 0 | 0 | 0 | 0 | 0 | 0 | 0 | 0 | 0 | 0
[5 empty] | LABOR_M | PRODUCTION | 0 | 0 | 0 | 0 | 0 | 0 | 0 | 0 | 0 | 0 | 0 | 0 | 0 | 0 | 0 | 0 | 0 | 0 | 0 | 0 | 0 | 0
[5 empty] | LABOR_M | BULKTRAN | 0 | 0 | 0 | 0 | 0 | 0 | 0 | 0 | 0 | 0 | 0 | 0 | 0 | 0 | 0 | 0 | 0 | 0 | 0 | 0 | 0 | 0
[5 empty] | LABOR_M | SUBTRAN | 0 | 0 | 0 | 0 | 0 | 0 | 0 | 0 | 0 | 0 | 0 | 0 | 0 | 0 | 0 | 0 | 0 | 0 | 0 | 0 | 0 | 0
[5 empty] | LABOR_M | DISTPRI | 0 | 0 | 0 | 0 | 0 | 0 | 0 | 0 | 0 | 0 | 0 | 0 | 0 | 0 | 0 | 0 | 0 | 0 | 0 | 0 | 0 | 0
[5 empty] | LABOR_M | DISTSEC | 0 | 0 | 0 | 0 | 0 | 0 | 0 | 0 | 0 | 0 | 0 | 0 | 0 | 0 | 0 | 0 | 0 | 0 | 0 | 0 | 0 | 0
[5 empty] | LABOR_M | ENERGY | 0 | 0 | 0 | 0 | 0 | 0 | 0 | 0 | 0 | 0 | 0 | 0 | 0 | 0 | 0 | 0 | 0 | 0 | 0 | 0 | 0 | 0
[5 empty] | LABOR_M | CUSTOMER | 0 | 0 | 0 | 0 | 0 | 0 | 0 | 0 | 0 | 0 | 0 | 0 | 0 | 0 | 0 | 0 | 0 | 0 | 0 | 0 | 0 | 0
|  |  | Reg Asset - SFAS 158 SERP |  | LABOR_M | TOTAL | 0 | 0 | 0 | 0 | 0 | 0 | 0 | 0 | 0 | 0 | 0 | 0 | 0 | 0 | 0 | 0 | 0 | 0 | 0 | 0 | 0 | 0
[5 empty] | LABOR_M | PRODUCTION | 0 | 0 | 0 | 0 | 0 | 0 | 0 | 0 | 0 | 0 | 0 | 0 | 0 | 0 | 0 | 0 | 0 | 0 | 0 | 0 | 0 | 0
[5 empty] | LABOR_M | BULKTRAN | 0 | 0 | 0 | 0 | 0 | 0 | 0 | 0 | 0 | 0 | 0 | 0 | 0 | 0 | 0 | 0 | 0 | 0 | 0 | 0 | 0 | 0
[5 empty] | LABOR_M | SUBTRAN | 0 | 0 | 0 | 0 | 0 | 0 | 0 | 0 | 0 | 0 | 0 | 0 | 0 | 0 | 0 | 0 | 0 | 0 | 0 | 0 | 0 | 0
[5 empty] | LABOR_M | DISTPRI | 0 | 0 | 0 | 0 | 0 | 0 | 0 | 0 | 0 | 0 | 0 | 0 | 0 | 0 | 0 | 0 | 0 | 0 | 0 | 0 | 0 | 0
[5 empty] | LABOR_M | DISTSEC | 0 | 0 | 0 | 0 | 0 | 0 | 0 | 0 | 0 | 0 | 0 | 0 | 0 | 0 | 0 | 0 | 0 | 0 | 0 | 0 | 0 | 0
[5 empty] | LABOR_M | ENERGY | 0 | 0 | 0 | 0 | 0 | 0 | 0 | 0 | 0 | 0 | 0 | 0 | 0 | 0 | 0 | 0 | 0 | 0 | 0 | 0 | 0 | 0
[5 empty] | LABOR_M | CUSTOMER | 0 | 0 | 0 | 0 | 0 | 0 | 0 | 0 | 0 | 0 | 0 | 0 | 0 | 0 | 0 | 0 | 0 | 0 | 0 | 0 | 0 | 0
|  |  | Reg Asset - SFAS 158 OPEB |  | LABOR_M | TOTAL | 0 | 0 | 0 | 0 | 0 | 0 | 0 | 0 | 0 | 0 | 0 | 0 | 0 | 0 | 0 | 0 | 0 | 0 | 0 | 0 | 0 | 0
[5 empty] | PROD_DEMAND | PRODUCTION | 0 | 0 | 0 | 0 | 0 | 0 | 0 | 0 | 0 | 0 | 0 | 0 | 0 | 0 | 0 | 0 | 0 | 0 | 0 | 0 | 0 | 0
[5 empty] | PROD_DEMAND | BULKTRAN | 0 | 0 | 0 | 0 | 0 | 0 | 0 | 0 | 0 | 0 | 0 | 0 | 0 | 0 | 0 | 0 | 0 | 0 | 0 | 0 | 0 | 0
[5 empty] | PROD_DEMAND | SUBTRAN | 0 | 0 | 0 | 0 | 0 | 0 | 0 | 0 | 0 | 0 | 0 | 0 | 0 | 0 | 0 | 0 | 0 | 0 | 0 | 0 | 0 | 0
[5 empty] | PROD_DEMAND | DISTPRI | 0 | 0 | 0 | 0 | 0 | 0 | 0 | 0 | 0 | 0 | 0 | 0 | 0 | 0 | 0 | 0 | 0 | 0 | 0 | 0 | 0 | 0
[5 empty] | PROD_DEMAND | DISTSEC | 0 | 0 | 0 | 0 | 0 | 0 | 0 | 0 | 0 | 0 | 0 | 0 | 0 | 0 | 0 | 0 | 0 | 0 | 0 | 0 | 0 | 0
[5 empty] | PROD_DEMAND | ENERGY | 0 | 0 | 0 | 0 | 0 | 0 | 0 | 0 | 0 | 0 | 0 | 0 | 0 | 0 | 0 | 0 | 0 | 0 | 0 | 0 | 0 | 0
[5 empty] | PROD_DEMAND | CUSTOMER | 0 | 0 | 0 | 0 | 0 | 0 | 0 | 0 | 0 | 0 | 0 | 0 | 0 | 0 | 0 | 0 | 0 | 0 | 0 | 0 | 0 | 0
|  |  | NET CCS FEED STUDY COSTS |  | PROD_DEMAND | TOTAL | 0 | 0 | 0 | 0 | 0 | 0 | 0 | 0 | 0 | 0 | 0 | 0 | 0 | 0 | 0 | 0 | 0 | 0 | 0 | 0 | 0 | 0
[5 empty] | PROD_DEMAND | PRODUCTION | 0 | 0 | 0 | 0 | 0 | 0 | 0 | 0 | 0 | 0 | 0 | 0 | 0 | 0 | 0 | 0 | 0 | 0 | 0 | 0 | 0 | 0
[5 empty] | PROD_DEMAND | BULKTRAN | 0 | 0 | 0 | 0 | 0 | 0 | 0 | 0 | 0 | 0 | 0 | 0 | 0 | 0 | 0 | 0 | 0 | 0 | 0 | 0 | 0 | 0
[5 empty] | PROD_DEMAND | SUBTRAN | 0 | 0 | 0 | 0 | 0 | 0 | 0 | 0 | 0 | 0 | 0 | 0 | 0 | 0 | 0 | 0 | 0 | 0 | 0 | 0 | 0 | 0
[5 empty] | PROD_DEMAND | DISTPRI | 0 | 0 | 0 | 0 | 0 | 0 | 0 | 0 | 0 | 0 | 0 | 0 | 0 | 0 | 0 | 0 | 0 | 0 | 0 | 0 | 0 | 0
[5 empty] | PROD_DEMAND | DISTSEC | 0 | 0 | 0 | 0 | 0 | 0 | 0 | 0 | 0 | 0 | 0 | 0 | 0 | 0 | 0 | 0 | 0 | 0 | 0 | 0 | 0 | 0
[5 empty] | PROD_DEMAND | ENERGY | 0 | 0 | 0 | 0 | 0 | 0 | 0 | 0 | 0 | 0 | 0 | 0 | 0 | 0 | 0 | 0 | 0 | 0 | 0 | 0 | 0 | 0
[5 empty] | PROD_DEMAND | CUSTOMER | 0 | 0 | 0 | 0 | 0 | 0 | 0 | 0 | 0 | 0 | 0 | 0 | 0 | 0 | 0 | 0 | 0 | 0 | 0 | 0 | 0 | 0
|  |  | REMOVAL CST - BIG SANDY |  | PROD_DEMAND | TOTAL | 0 | 0 | 0 | 0 | 0 | 0 | 0 | 0 | 0 | 0 | 0 | 0 | 0 | 0 | 0 | 0 | 0 | 0 | 0 | 0 | 0 | 0
[5 empty] | PROD_DEMAND | PRODUCTION | 0 | 0 | 0 | 0 | 0 | 0 | 0 | 0 | 0 | 0 | 0 | 0 | 0 | 0 | 0 | 0 | 0 | 0 | 0 | 0 | 0 | 0
[5 empty] | PROD_DEMAND | BULKTRAN | 0 | 0 | 0 | 0 | 0 | 0 | 0 | 0 | 0 | 0 | 0 | 0 | 0 | 0 | 0 | 0 | 0 | 0 | 0 | 0 | 0 | 0
[5 empty] | PROD_DEMAND | SUBTRAN | 0 | 0 | 0 | 0 | 0 | 0 | 0 | 0 | 0 | 0 | 0 | 0 | 0 | 0 | 0 | 0 | 0 | 0 | 0 | 0 | 0 | 0
[5 empty] | PROD_DEMAND | DISTPRI | 0 | 0 | 0 | 0 | 0 | 0 | 0 | 0 | 0 | 0 | 0 | 0 | 0 | 0 | 0 | 0 | 0 | 0 | 0 | 0 | 0 | 0
[5 empty] | PROD_DEMAND | DISTSEC | 0 | 0 | 0 | 0 | 0 | 0 | 0 | 0 | 0 | 0 | 0 | 0 | 0 | 0 | 0 | 0 | 0 | 0 | 0 | 0 | 0 | 0
[5 empty] | PROD_DEMAND | ENERGY | 0 | 0 | 0 | 0 | 0 | 0 | 0 | 0 | 0 | 0 | 0 | 0 | 0 | 0 | 0 | 0 | 0 | 0 | 0 | 0 | 0 | 0
[5 empty] | PROD_DEMAND | CUSTOMER | 0 | 0 | 0 | 0 | 0 | 0 | 0 | 0 | 0 | 0 | 0 | 0 | 0 | 0 | 0 | 0 | 0 | 0 | 0 | 0 | 0 | 0
|  |  | SPENT ARO - BIG SANDY |  | PROD_DEMAND | TOTAL | 0 | 0 | 0 | 0 | 0 | 0 | 0 | 0 | 0 | 0 | 0 | 0 | 0 | 0 | 0 | 0 | 0 | 0 | 0 | 0 | 0 | 0
[5 empty] | PROD_DEMAND | PRODUCTION | 0 | 0 | 0 | 0 | 0 | 0 | 0 | 0 | 0 | 0 | 0 | 0 | 0 | 0 | 0 | 0 | 0 | 0 | 0 | 0 | 0 | 0
[5 empty] | PROD_DEMAND | BULKTRAN | 0 | 0 | 0 | 0 | 0 | 0 | 0 | 0 | 0 | 0 | 0 | 0 | 0 | 0 | 0 | 0 | 0 | 0 | 0 | 0 | 0 | 0
[5 empty] | PROD_DEMAND | SUBTRAN | 0 | 0 | 0 | 0 | 0 | 0 | 0 | 0 | 0 | 0 | 0 | 0 | 0 | 0 | 0 | 0 | 0 | 0 | 0 | 0 | 0 | 0
[5 empty] | PROD_DEMAND | DISTPRI | 0 | 0 | 0 | 0 | 0 | 0 | 0 | 0 | 0 | 0 | 0 | 0 | 0 | 0 | 0 | 0 | 0 | 0 | 0 | 0 | 0 | 0
[5 empty] | PROD_DEMAND | DISTSEC | 0 | 0 | 0 | 0 | 0 | 0 | 0 | 0 | 0 | 0 | 0 | 0 | 0 | 0 | 0 | 0 | 0 | 0 | 0 | 0 | 0 | 0
[5 empty] | PROD_DEMAND | ENERGY | 0 | 0 | 0 | 0 | 0 | 0 | 0 | 0 | 0 | 0 | 0 | 0 | 0 | 0 | 0 | 0 | 0 | 0 | 0 | 0 | 0 | 0
[5 empty] | PROD_DEMAND | CUSTOMER | 0 | 0 | 0 | 0 | 0 | 0 | 0 | 0 | 0 | 0 | 0 | 0 | 0 | 0 | 0 | 0 | 0 | 0 | 0 | 0 | 0 | 0
|  |  | NBV - ARO - RETIRED PLANTS |  | PROD_DEMAND | TOTAL | 0 | 0 | 0 | 0 | 0 | 0 | 0 | 0 | 0 | 0 | 0 | 0 | 0 | 0 | 0 | 0 | 0 | 0 | 0 | 0 | 0 | 0
[5 empty] | PROD_DEMAND | PRODUCTION | 0 | 0 | 0 | 0 | 0 | 0 | 0 | 0 | 0 | 0 | 0 | 0 | 0 | 0 | 0 | 0 | 0 | 0 | 0 | 0 | 0 | 0
[5 empty] | PROD_DEMAND | BULKTRAN | 0 | 0 | 0 | 0 | 0 | 0 | 0 | 0 | 0 | 0 | 0 | 0 | 0 | 0 | 0 | 0 | 0 | 0 | 0 | 0 | 0 | 0
[5 empty] | PROD_DEMAND | SUBTRAN | 0 | 0 | 0 | 0 | 0 | 0 | 0 | 0 | 0 | 0 | 0 | 0 | 0 | 0 | 0 | 0 | 0 | 0 | 0 | 0 | 0 | 0
[5 empty] | PROD_DEMAND | DISTPRI | 0 | 0 | 0 | 0 | 0 | 0 | 0 | 0 | 0 | 0 | 0 | 0 | 0 | 0 | 0 | 0 | 0 | 0 | 0 | 0 | 0 | 0
[5 empty] | PROD_DEMAND | DISTSEC | 0 | 0 | 0 | 0 | 0 | 0 | 0 | 0 | 0 | 0 | 0 | 0 | 0 | 0 | 0 | 0 | 0 | 0 | 0 | 0 | 0 | 0
[5 empty] | PROD_DEMAND | ENERGY | 0 | 0 | 0 | 0 | 0 | 0 | 0 | 0 | 0 | 0 | 0 | 0 | 0 | 0 | 0 | 0 | 0 | 0 | 0 | 0 | 0 | 0
[5 empty] | PROD_DEMAND | CUSTOMER | 0 | 0 | 0 | 0 | 0 | 0 | 0 | 0 | 0 | 0 | 0 | 0 | 0 | 0 | 0 | 0 | 0 | 0 | 0 | 0 | 0 | 0
|  |  | BIG SANDY U1 OR-UNDER RECOV |  | PROD_DEMAND | TOTAL | 0 | 0 | 0 | 0 | 0 | 0 | 0 | 0 | 0 | 0 | 0 | 0 | 0 | 0 | 0 | 0 | 0 | 0 | 0 | 0 | 0 | 0
[5 empty] | PROD_DEMAND | PRODUCTION | 0 | 0 | 0 | 0 | 0 | 0 | 0 | 0 | 0 | 0 | 0 | 0 | 0 | 0 | 0 | 0 | 0 | 0 | 0 | 0 | 0 | 0
[5 empty] | PROD_DEMAND | BULKTRAN | 0 | 0 | 0 | 0 | 0 | 0 | 0 | 0 | 0 | 0 | 0 | 0 | 0 | 0 | 0 | 0 | 0 | 0 | 0 | 0 | 0 | 0
[5 empty] | PROD_DEMAND | SUBTRAN | 0 | 0 | 0 | 0 | 0 | 0 | 0 | 0 | 0 | 0 | 0 | 0 | 0 | 0 | 0 | 0 | 0 | 0 | 0 | 0 | 0 | 0
[5 empty] | PROD_DEMAND | DISTPRI | 0 | 0 | 0 | 0 | 0 | 0 | 0 | 0 | 0 | 0 | 0 | 0 | 0 | 0 | 0 | 0 | 0 | 0 | 0 | 0 | 0 | 0
[5 empty] | PROD_DEMAND | DISTSEC | 0 | 0 | 0 | 0 | 0 | 0 | 0 | 0 | 0 | 0 | 0 | 0 | 0 | 0 | 0 | 0 | 0 | 0 | 0 | 0 | 0 | 0
[5 empty] | PROD_DEMAND | ENERGY | 0 | 0 | 0 | 0 | 0 | 0 | 0 | 0 | 0 | 0 | 0 | 0 | 0 | 0 | 0 | 0 | 0 | 0 | 0 | 0 | 0 | 0
[5 empty] | PROD_DEMAND | CUSTOMER | 0 | 0 | 0 | 0 | 0 | 0 | 0 | 0 | 0 | 0 | 0 | 0 | 0 | 0 | 0 | 0 | 0 | 0 | 0 | 0 | 0 | 0
|  |  | BIG SANDY RETIRE COSTS RECOV |  | PROD_DEMAND | TOTAL | 0 | 0 | 0 | 0 | 0 | 0 | 0 | 0 | 0 | 0 | 0 | 0 | 0 | 0 | 0 | 0 | 0 | 0 | 0 | 0 | 0 | 0
[5 empty] | PROD_ENERGY | PRODUCTION | 0 | 0 | 0 | 0 | 0 | 0 | 0 | 0 | 0 | 0 | 0 | 0 | 0 | 0 | 0 | 0 | 0 | 0 | 0 | 0 | 0 | 0
[5 empty] | PROD_ENERGY | BULKTRAN | 0 | 0 | 0 | 0 | 0 | 0 | 0 | 0 | 0 | 0 | 0 | 0 | 0 | 0 | 0 | 0 | 0 | 0 | 0 | 0 | 0 | 0
[5 empty] | PROD_ENERGY | SUBTRAN | 0 | 0 | 0 | 0 | 0 | 0 | 0 | 0 | 0 | 0 | 0 | 0 | 0 | 0 | 0 | 0 | 0 | 0 | 0 | 0 | 0 | 0
[5 empty] | PROD_ENERGY | DISTPRI | 0 | 0 | 0 | 0 | 0 | 0 | 0 | 0 | 0 | 0 | 0 | 0 | 0 | 0 | 0 | 0 | 0 | 0 | 0 | 0 | 0 | 0
[5 empty] | PROD_ENERGY | DISTSEC | 0 | 0 | 0 | 0 | 0 | 0 | 0 | 0 | 0 | 0 | 0 | 0 | 0 | 0 | 0 | 0 | 0 | 0 | 0 | 0 | 0 | 0
[5 empty] | PROD_ENERGY | ENERGY | 0 | 0 | 0 | 0 | 0 | 0 | 0 | 0 | 0 | 0 | 0 | 0 | 0 | 0 | 0 | 0 | 0 | 0 | 0 | 0 | 0 | 0
[5 empty] | PROD_ENERGY | CUSTOMER | 0 | 0 | 0 | 0 | 0 | 0 | 0 | 0 | 0 | 0 | 0 | 0 | 0 | 0 | 0 | 0 | 0 | 0 | 0 | 0 | 0 | 0
|  |  | BIG SANDY RETIRE RIDER U2 O&M |  | PROD_ENERGY | TOTAL | 0 | 0 | 0 | 0 | 0 | 0 | 0 | 0 | 0 | 0 | 0 | 0 | 0 | 0 | 0 | 0 | 0 | 0 | 0 | 0 | 0 | 0
[5 empty] | PROD_ENERGY | PRODUCTION | 0 | 0 | 0 | 0 | 0 | 0 | 0 | 0 | 0 | 0 | 0 | 0 | 0 | 0 | 0 | 0 | 0 | 0 | 0 | 0 | 0 | 0
[5 empty] | PROD_ENERGY | BULKTRAN | 0 | 0 | 0 | 0 | 0 | 0 | 0 | 0 | 0 | 0 | 0 | 0 | 0 | 0 | 0 | 0 | 0 | 0 | 0 | 0 | 0 | 0
[5 empty] | PROD_ENERGY | SUBTRAN | 0 | 0 | 0 | 0 | 0 | 0 | 0 | 0 | 0 | 0 | 0 | 0 | 0 | 0 | 0 | 0 | 0 | 0 | 0 | 0 | 0 | 0
[5 empty] | PROD_ENERGY | DISTPRI | 0 | 0 | 0 | 0 | 0 | 0 | 0 | 0 | 0 | 0 | 0 | 0 | 0 | 0 | 0 | 0 | 0 | 0 | 0 | 0 | 0 | 0
[5 empty] | PROD_ENERGY | DISTSEC | 0 | 0 | 0 | 0 | 0 | 0 | 0 | 0 | 0 | 0 | 0 | 0 | 0 | 0 | 0 | 0 | 0 | 0 | 0 | 0 | 0 | 0
[5 empty] | PROD_ENERGY | ENERGY | 0 | 0 | 0 | 0 | 0 | 0 | 0 | 0 | 0 | 0 | 0 | 0 | 0 | 0 | 0 | 0 | 0 | 0 | 0 | 0 | 0 | 0
[5 empty] | PROD_ENERGY | CUSTOMER | 0 | 0 | 0 | 0 | 0 | 0 | 0 | 0 | 0 | 0 | 0 | 0 | 0 | 0 | 0 | 0 | 0 | 0 | 0 | 0 | 0 | 0
|  |  | UND RECOV-PURCH PWR PPA |  | PROD_ENERGY | TOTAL | 0 | 0 | 0 | 0 | 0 | 0 | 0 | 0 | 0 | 0 | 0 | 0 | 0 | 0 | 0 | 0 | 0 | 0 | 0 | 0 | 0 | 0
[5 empty] | RB_GUP | PRODUCTION | 65.5353 | 32.1348 | 8.1288 | 0.095039 | 0.0023413 | 8.2262 | 3.4012 | 0.96865 | 0.076654 | 0.01618 | 4.4627 | 0.20431 | 2.2274 | 14.8757 | 2.3337 | 19.6411 | 0.92318 | 0.022286 | 0.94547 | 0.016095 | 0.087273 | 0.021671
[5 empty] | RB_GUP | BULKTRAN | 69.4055 | 34.0325 | 8.6089 | 0.10065 | 0.0024796 | 8.712 | 3.6021 | 1.0259 | 0.081181 | 0.017136 | 4.7262 | 0.21638 | 2.3589 | 15.7542 | 2.4715 | 20.801 | 0.9777 | 0.023602 | 1.0013 | 0.017046 | 0.092427 | 0.022951
[5 empty] | RB_GUP | SUBTRAN | 26.6067 | 12.6356 | 3.2345 | 0.037693 | 0.0012357 | 3.2735 | 1.4098 | 0.39959 | 0.040932 | 0 | 1.8503 | 0.078953 | 0.91253 | 7.4332 | 0 | 8.4247 | 0.3826 | 0.009154 | 0.39176 | 0.0062827 | 0.019736 | 0.0049164
[5 empty] | RB_GUP | DISTPRI | 55.5067 | 36.8841 | 9.286 | 0.10836 | 0 | 9.3944 | 4.0044 | 1.1368 | 0 | 0 | 5.1411 | 0.22838 | 2.6416 | 0 | 0 | 2.87 | 1.0867 | 0.026037 | 1.1128 | 0.018697 | 0.068537 | 0.017092
[5 empty] | RB_GUP | DISTSEC | 24.5498 | 18.3289 | 4.1146 | 0 | 0 | 4.1146 | 1.4504 | 0 | 0 | 0 | 1.4504 | 0.064197 | 0 | 0 | 0 | 0.064197 | 0.40368 | 0 | 0.40368 | 0.0065825 | 0.14535 | 0.036025
[5 empty] | RB_GUP | ENERGY | 2.9585 | 1.0755 | 0.34714 | 0.0039741 | 0.00010072 | 0.35121 | 0.16799 | 0.04689 | 0.0037123 | 0.00076101 | 0.21935 | 0.011194 | 0.13377 | 0.94572 | 0.15156 | 1.2422 | 0.045566 | 0.001071 | 0.046637 | 0.0010462 | 0.018003 | 0.0044941
[5 empty] | RB_GUP | CUSTOMER | 51.4374 | 37.2957 | 9.093 | 0.073784 | 0.010467 | 9.1772 | 0.15173 | 0.061852 | 0.030024 | 0.01286 | 0.25647 | 0.0021856 | 0.038501 | 0.077848 | 0.01929 | 0.13783 | 0.051353 | 0.00078763 | 0.052141 | 0.0030482 | 3.9184 | 0.59665
|  |  | Misc Fees | 296 | RB_GUP | TOTAL | 296 | 172.3871 | 42.813 | 0.41951 | 0.016624 | 43.2491 | 14.1876 | 3.6396 | 0.2325 | 0.046937 | 18.1066 | 0.8056 | 8.3126 | 39.0867 | 4.9761 | 53.1811 | 3.8708 | 0.082938 | 3.9537 | 0.068798 | 4.3497 | 0.7038
[5 empty] | PROD_DEMAND | PRODUCTION | 0 | 0 | 0 | 0 | 0 | 0 | 0 | 0 | 0 | 0 | 0 | 0 | 0 | 0 | 0 | 0 | 0 | 0 | 0 | 0 | 0 | 0
[5 empty] | PROD_DEMAND | BULKTRAN | 0 | 0 | 0 | 0 | 0 | 0 | 0 | 0 | 0 | 0 | 0 | 0 | 0 | 0 | 0 | 0 | 0 | 0 | 0 | 0 | 0 | 0
[5 empty] | PROD_DEMAND | SUBTRAN | 0 | 0 | 0 | 0 | 0 | 0 | 0 | 0 | 0 | 0 | 0 | 0 | 0 | 0 | 0 | 0 | 0 | 0 | 0 | 0 | 0 | 0
[5 empty] | PROD_DEMAND | DISTPRI | 0 | 0 | 0 | 0 | 0 | 0 | 0 | 0 | 0 | 0 | 0 | 0 | 0 | 0 | 0 | 0 | 0 | 0 | 0 | 0 | 0 | 0
[5 empty] | PROD_DEMAND | DISTSEC | 0 | 0 | 0 | 0 | 0 | 0 | 0 | 0 | 0 | 0 | 0 | 0 | 0 | 0 | 0 | 0 | 0 | 0 | 0 | 0 | 0 | 0
[5 empty] | PROD_DEMAND | ENERGY | 0 | 0 | 0 | 0 | 0 | 0 | 0 | 0 | 0 | 0 | 0 | 0 | 0 | 0 | 0 | 0 | 0 | 0 | 0 | 0 | 0 | 0
[5 empty] | PROD_DEMAND | CUSTOMER | 0 | 0 | 0 | 0 | 0 | 0 | 0 | 0 | 0 | 0 | 0 | 0 | 0 | 0 | 0 | 0 | 0 | 0 | 0 | 0 | 0 | 0
|  |  | NERC COMPL/CYBER SEC-DEF DEPR |  | PROD_DEMAND | TOTAL | 0 | 0 | 0 | 0 | 0 | 0 | 0 | 0 | 0 | 0 | 0 | 0 | 0 | 0 | 0 | 0 | 0 | 0 | 0 | 0 | 0 | 0
[5 empty] | PROD_DEMAND | PRODUCTION | 0 | 0 | 0 | 0 | 0 | 0 | 0 | 0 | 0 | 0 | 0 | 0 | 0 | 0 | 0 | 0 | 0 | 0 | 0 | 0 | 0 | 0
[5 empty] | PROD_DEMAND | BULKTRAN | 0 | 0 | 0 | 0 | 0 | 0 | 0 | 0 | 0 | 0 | 0 | 0 | 0 | 0 | 0 | 0 | 0 | 0 | 0 | 0 | 0 | 0
[5 empty] | PROD_DEMAND | SUBTRAN | 0 | 0 | 0 | 0 | 0 | 0 | 0 | 0 | 0 | 0 | 0 | 0 | 0 | 0 | 0 | 0 | 0 | 0 | 0 | 0 | 0 | 0
[5 empty] | PROD_DEMAND | DISTPRI | 0 | 0 | 0 | 0 | 0 | 0 | 0 | 0 | 0 | 0 | 0 | 0 | 0 | 0 | 0 | 0 | 0 | 0 | 0 | 0 | 0 | 0
[5 empty] | PROD_DEMAND | DISTSEC | 0 | 0 | 0 | 0 | 0 | 0 | 0 | 0 | 0 | 0 | 0 | 0 | 0 | 0 | 0 | 0 | 0 | 0 | 0 | 0 | 0 | 0
[5 empty] | PROD_DEMAND | ENERGY | 0 | 0 | 0 | 0 | 0 | 0 | 0 | 0 | 0 | 0 | 0 | 0 | 0 | 0 | 0 | 0 | 0 | 0 | 0 | 0 | 0 | 0
[5 empty] | PROD_DEMAND | CUSTOMER | 0 | 0 | 0 | 0 | 0 | 0 | 0 | 0 | 0 | 0 | 0 | 0 | 0 | 0 | 0 | 0 | 0 | 0 | 0 | 0 | 0 | 0
|  |  | CAPACITY CHARGE TARIFF REV |  | PROD_DEMAND | TOTAL | 0 | 0 | 0 | 0 | 0 | 0 | 0 | 0 | 0 | 0 | 0 | 0 | 0 | 0 | 0 | 0 | 0 | 0 | 0 | 0 | 0 | 0
[5 empty] | PROD_DEMAND | PRODUCTION | 0 | 0 | 0 | 0 | 0 | 0 | 0 | 0 | 0 | 0 | 0 | 0 | 0 | 0 | 0 | 0 | 0 | 0 | 0 | 0 | 0 | 0
[5 empty] | PROD_DEMAND | BULKTRAN | 0 | 0 | 0 | 0 | 0 | 0 | 0 | 0 | 0 | 0 | 0 | 0 | 0 | 0 | 0 | 0 | 0 | 0 | 0 | 0 | 0 | 0
[5 empty] | PROD_DEMAND | SUBTRAN | 0 | 0 | 0 | 0 | 0 | 0 | 0 | 0 | 0 | 0 | 0 | 0 | 0 | 0 | 0 | 0 | 0 | 0 | 0 | 0 | 0 | 0
[5 empty] | PROD_DEMAND | DISTPRI | 0 | 0 | 0 | 0 | 0 | 0 | 0 | 0 | 0 | 0 | 0 | 0 | 0 | 0 | 0 | 0 | 0 | 0 | 0 | 0 | 0 | 0
[5 empty] | PROD_DEMAND | DISTSEC | 0 | 0 | 0 | 0 | 0 | 0 | 0 | 0 | 0 | 0 | 0 | 0 | 0 | 0 | 0 | 0 | 0 | 0 | 0 | 0 | 0 | 0
[5 empty] | PROD_DEMAND | ENERGY | 0 | 0 | 0 | 0 | 0 | 0 | 0 | 0 | 0 | 0 | 0 | 0 | 0 | 0 | 0 | 0 | 0 | 0 | 0 | 0 | 0 | 0
[5 empty] | PROD_DEMAND | CUSTOMER | 0 | 0 | 0 | 0 | 0 | 0 | 0 | 0 | 0 | 0 | 0 | 0 | 0 | 0 | 0 | 0 | 0 | 0 | 0 | 0 | 0 | 0
|  |  | REG ASSET - ROCKPORT CAPACITY |  | PROD_DEMAND | TOTAL | 0 | 0 | 0 | 0 | 0 | 0 | 0 | 0 | 0 | 0 | 0 | 0 | 0 | 0 | 0 | 0 | 0 | 0 | 0 | 0 | 0 | 0
[5 empty] | PROD_ENERGY | PRODUCTION | 0 | 0 | 0 | 0 | 0 | 0 | 0 | 0 | 0 | 0 | 0 | 0 | 0 | 0 | 0 | 0 | 0 | 0 | 0 | 0 | 0 | 0
[5 empty] | PROD_ENERGY | BULKTRAN | 0 | 0 | 0 | 0 | 0 | 0 | 0 | 0 | 0 | 0 | 0 | 0 | 0 | 0 | 0 | 0 | 0 | 0 | 0 | 0 | 0 | 0
[5 empty] | PROD_ENERGY | SUBTRAN | 0 | 0 | 0 | 0 | 0 | 0 | 0 | 0 | 0 | 0 | 0 | 0 | 0 | 0 | 0 | 0 | 0 | 0 | 0 | 0 | 0 | 0
[5 empty] | PROD_ENERGY | DISTPRI | 0 | 0 | 0 | 0 | 0 | 0 | 0 | 0 | 0 | 0 | 0 | 0 | 0 | 0 | 0 | 0 | 0 | 0 | 0 | 0 | 0 | 0
[5 empty] | PROD_ENERGY | DISTSEC | 0 | 0 | 0 | 0 | 0 | 0 | 0 | 0 | 0 | 0 | 0 | 0 | 0 | 0 | 0 | 0 | 0 | 0 | 0 | 0 | 0 | 0
[5 empty] | PROD_ENERGY | ENERGY | 0 | 0 | 0 | 0 | 0 | 0 | 0 | 0 | 0 | 0 | 0 | 0 | 0 | 0 | 0 | 0 | 0 | 0 | 0 | 0 | 0 | 0
[5 empty] | PROD_ENERGY | CUSTOMER | 0 | 0 | 0 | 0 | 0 | 0 | 0 | 0 | 0 | 0 | 0 | 0 | 0 | 0 | 0 | 0 | 0 | 0 | 0 | 0 | 0 | 0
|  |  | REG ASSET-KENTUCKY UNDER RECOV-PPA RIDER |  | PROD_ENERGY | TOTAL | 0 | 0 | 0 | 0 | 0 | 0 | 0 | 0 | 0 | 0 | 0 | 0 | 0 | 0 | 0 | 0 | 0 | 0 | 0 | 0 | 0 | 0
[5 empty] | TRANS_TOTAL | PRODUCTION | 0 | 0 | 0 | 0 | 0 | 0 | 0 | 0 | 0 | 0 | 0 | 0 | 0 | 0 | 0 | 0 | 0 | 0 | 0 | 0 | 0 | 0
[5 empty] | TRANS_TOTAL | BULKTRAN | 0 | 0 | 0 | 0 | 0 | 0 | 0 | 0 | 0 | 0 | 0 | 0 | 0 | 0 | 0 | 0 | 0 | 0 | 0 | 0 | 0 | 0
[5 empty] | TRANS_TOTAL | SUBTRAN | 0 | 0 | 0 | 0 | 0 | 0 | 0 | 0 | 0 | 0 | 0 | 0 | 0 | 0 | 0 | 0 | 0 | 0 | 0 | 0 | 0 | 0
[5 empty] | TRANS_TOTAL | DISTPRI | 0 | 0 | 0 | 0 | 0 | 0 | 0 | 0 | 0 | 0 | 0 | 0 | 0 | 0 | 0 | 0 | 0 | 0 | 0 | 0 | 0 | 0
[5 empty] | TRANS_TOTAL | DISTSEC | 0 | 0 | 0 | 0 | 0 | 0 | 0 | 0 | 0 | 0 | 0 | 0 | 0 | 0 | 0 | 0 | 0 | 0 | 0 | 0 | 0 | 0
[5 empty] | TRANS_TOTAL | ENERGY | 0 | 0 | 0 | 0 | 0 | 0 | 0 | 0 | 0 | 0 | 0 | 0 | 0 | 0 | 0 | 0 | 0 | 0 | 0 | 0 | 0 | 0
[5 empty] | TRANS_TOTAL | CUSTOMER | 0 | 0 | 0 | 0 | 0 | 0 | 0 | 0 | 0 | 0 | 0 | 0 | 0 | 0 | 0 | 0 | 0 | 0 | 0 | 0 | 0 | 0
|  |  | REG ASSET-GreenHat Settlement & Liability |  | TRANS_TOTAL | TOTAL | 0 | 0 | 0 | 0 | 0 | 0 | 0 | 0 | 0 | 0 | 0 | 0 | 0 | 0 | 0 | 0 | 0 | 0 | 0 | 0 | 0 | 0
[5 empty] | RB_GUP | PRODUCTION | 0 | 0 | 0 | 0 | 0 | 0 | 0 | 0 | 0 | 0 | 0 | 0 | 0 | 0 | 0 | 0 | 0 | 0 | 0 | 0 | 0 | 0
[5 empty] | RB_GUP | BULKTRAN | 0 | 0 | 0 | 0 | 0 | 0 | 0 | 0 | 0 | 0 | 0 | 0 | 0 | 0 | 0 | 0 | 0 | 0 | 0 | 0 | 0 | 0
[5 empty] | RB_GUP | SUBTRAN | 0 | 0 | 0 | 0 | 0 | 0 | 0 | 0 | 0 | 0 | 0 | 0 | 0 | 0 | 0 | 0 | 0 | 0 | 0 | 0 | 0 | 0
[5 empty] | RB_GUP | DISTPRI | 0 | 0 | 0 | 0 | 0 | 0 | 0 | 0 | 0 | 0 | 0 | 0 | 0 | 0 | 0 | 0 | 0 | 0 | 0 | 0 | 0 | 0
[5 empty] | RB_GUP | DISTSEC | 0 | 0 | 0 | 0 | 0 | 0 | 0 | 0 | 0 | 0 | 0 | 0 | 0 | 0 | 0 | 0 | 0 | 0 | 0 | 0 | 0 | 0
[5 empty] | RB_GUP | ENERGY | 0 | 0 | 0 | 0 | 0 | 0 | 0 | 0 | 0 | 0 | 0 | 0 | 0 | 0 | 0 | 0 | 0 | 0 | 0 | 0 | 0 | 0
[5 empty] | RB_GUP | CUSTOMER | 0 | 0 | 0 | 0 | 0 | 0 | 0 | 0 | 0 | 0 | 0 | 0 | 0 | 0 | 0 | 0 | 0 | 0 | 0 | 0 | 0 | 0
|  |  | Book Amortization Loss on Reacquired Debt |  | RB_GUP | TOTAL | 0 | 0 | 0 | 0 | 0 | 0 | 0 | 0 | 0 | 0 | 0 | 0 | 0 | 0 | 0 | 0 | 0 | 0 | 0 | 0 | 0 | 0
[5 empty] | LABOR_M | PRODUCTION | -507484.8288 | -248841.5913 | -62947.2467 | -735.9491 | -18.1305 | -63701.3262 | -26337.9178 | -7500.9097 | -593.5881 | -125.296 | -34557.7116 | -1582.1267 | -17247.9567 | -115192.8612 | -18071.5833 | -152094.528 | -7148.8272 | -172.5753 | -7321.4025 | -124.6384 | -675.8141 | -167.8167
[5 empty] | LABOR_M | BULKTRAN | -136550.5816 | -66956.6105 | -16937.4189 | -198.0242 | -4.8784 | -17140.3215 | -7086.8286 | -2018.294 | -159.7187 | -33.7138 | -9298.555 | -425.7079 | -4640.9634 | -30995.3151 | -4862.5793 | -40924.5658 | -1923.558 | -46.4354 | -1969.9934 | -33.5368 | -181.8435 | -45.155
[5 empty] | LABOR_M | SUBTRAN | -52368.3193 | -24869.8095 | -6366.3043 | -74.188 | -2.4322 | -6442.9244 | -2774.7447 | -786.4951 | -80.563 | 0 | -3641.8028 | -155.3982 | -1796.0734 | -14630.3568 | 0 | -16581.8284 | -753.05 | -18.0172 | -771.0672 | -12.3658 | -38.8446 | -9.6766
[5 empty] | LABOR_M | DISTPRI | -348689.7761 | -231703.8869 | -58334.1475 | -680.7386 | 0 | -59014.8861 | -25155.3002 | -7141.0463 | 0 | 0 | -32296.3465 | -1434.6992 | -16594.3031 | 0 | 0 | -18029.0023 | -6826.7247 | -163.5627 | -6990.2873 | -117.4522 | -430.5426 | -107.3722
[5 empty] | LABOR_M | DISTSEC | -139361.3384 | -104047.4208 | -23357.2672 | 0 | 0 | -23357.2672 | -8233.6829 | 0 | 0 | 0 | -8233.6829 | -364.4274 | 0 | 0 | 0 | -364.4274 | -2291.5568 | 0 | -2291.5568 | -37.3668 | -825.1148 | -204.5017
[5 empty] | LABOR_M | ENERGY | -366043.8616 | -133068.833 | -42950.1158 | -491.6973 | -12.462 | -43454.2752 | -20784.3212 | -5801.5253 | -459.3112 | -94.1567 | -27139.3144 | -1384.9542 | -16551.3234 | -117010.1118 | -18752.0015 | -153698.3909 | -5637.6612 | -132.5049 | -5770.1661 | -129.4466 | -2227.4027 | -556.0326
[5 empty] | LABOR_M | CUSTOMER | -537178.2942 | -421947.8266 | -98033.3547 | -883.4685 | -124.6346 | -99041.4578 | -1691.5516 | -743.6759 | -356.4364 | -151.8544 | -2943.5182 | -24.6109 | -462.7406 | -923.766 | -227.8795 | -1638.997 | -567.9611 | -9.5303 | -577.4914 | -33.2373 | -9155.7665 | -1839.9995
|  |  | Accrued SFAS 106 Post Retirement Exp | -2087677 | LABOR_M | TOTAL | -2087677 | -1231435.9787 | -308925.855 | -3064.0657 | -162.5378 | -312152.4584 | -92064.347 | -23991.9463 | -1649.6173 | -405.0209 | -118110.9315 | -5371.9245 | -57293.3607 | -278752.411 | -41914.0435 | -383331.7397 | -25149.3389 | -542.6258 | -25691.9647 | -488.0438 | -13535.3288 | -2930.5544
[5 empty] | LABOR_M | PRODUCTION | 0 | 0 | 0 | 0 | 0 | 0 | 0 | 0 | 0 | 0 | 0 | 0 | 0 | 0 | 0 | 0 | 0 | 0 | 0 | 0 | 0 | 0
[5 empty] | LABOR_M | BULKTRAN | 0 | 0 | 0 | 0 | 0 | 0 | 0 | 0 | 0 | 0 | 0 | 0 | 0 | 0 | 0 | 0 | 0 | 0 | 0 | 0 | 0 | 0
[5 empty] | LABOR_M | SUBTRAN | 0 | 0 | 0 | 0 | 0 | 0 | 0 | 0 | 0 | 0 | 0 | 0 | 0 | 0 | 0 | 0 | 0 | 0 | 0 | 0 | 0 | 0
[5 empty] | LABOR_M | DISTPRI | 0 | 0 | 0 | 0 | 0 | 0 | 0 | 0 | 0 | 0 | 0 | 0 | 0 | 0 | 0 | 0 | 0 | 0 | 0 | 0 | 0 | 0
[5 empty] | LABOR_M | DISTSEC | 0 | 0 | 0 | 0 | 0 | 0 | 0 | 0 | 0 | 0 | 0 | 0 | 0 | 0 | 0 | 0 | 0 | 0 | 0 | 0 | 0 | 0
[5 empty] | LABOR_M | ENERGY | 0 | 0 | 0 | 0 | 0 | 0 | 0 | 0 | 0 | 0 | 0 | 0 | 0 | 0 | 0 | 0 | 0 | 0 | 0 | 0 | 0 | 0
[5 empty] | LABOR_M | CUSTOMER | 0 | 0 | 0 | 0 | 0 | 0 | 0 | 0 | 0 | 0 | 0 | 0 | 0 | 0 | 0 | 0 | 0 | 0 | 0 | 0 | 0 | 0
|  |  | Accrued OPEB Costs SFAS 158 |  | LABOR_M | TOTAL | 0 | 0 | 0 | 0 | 0 | 0 | 0 | 0 | 0 | 0 | 0 | 0 | 0 | 0 | 0 | 0 | 0 | 0 | 0 | 0 | 0 | 0
[5 empty] | LABOR_M | PRODUCTION | 0 | 0 | 0 | 0 | 0 | 0 | 0 | 0 | 0 | 0 | 0 | 0 | 0 | 0 | 0 | 0 | 0 | 0 | 0 | 0 | 0 | 0
[5 empty] | LABOR_M | BULKTRAN | 0 | 0 | 0 | 0 | 0 | 0 | 0 | 0 | 0 | 0 | 0 | 0 | 0 | 0 | 0 | 0 | 0 | 0 | 0 | 0 | 0 | 0
[5 empty] | LABOR_M | SUBTRAN | 0 | 0 | 0 | 0 | 0 | 0 | 0 | 0 | 0 | 0 | 0 | 0 | 0 | 0 | 0 | 0 | 0 | 0 | 0 | 0 | 0 | 0
[5 empty] | LABOR_M | DISTPRI | 0 | 0 | 0 | 0 | 0 | 0 | 0 | 0 | 0 | 0 | 0 | 0 | 0 | 0 | 0 | 0 | 0 | 0 | 0 | 0 | 0 | 0
[5 empty] | LABOR_M | DISTSEC | 0 | 0 | 0 | 0 | 0 | 0 | 0 | 0 | 0 | 0 | 0 | 0 | 0 | 0 | 0 | 0 | 0 | 0 | 0 | 0 | 0 | 0
[5 empty] | LABOR_M | ENERGY | 0 | 0 | 0 | 0 | 0 | 0 | 0 | 0 | 0 | 0 | 0 | 0 | 0 | 0 | 0 | 0 | 0 | 0 | 0 | 0 | 0 | 0
[5 empty] | LABOR_M | CUSTOMER | 0 | 0 | 0 | 0 | 0 | 0 | 0 | 0 | 0 | 0 | 0 | 0 | 0 | 0 | 0 | 0 | 0 | 0 | 0 | 0 | 0 | 0
|  |  | Accrd SFAS 112 Post Employment Benefits |  | LABOR_M | TOTAL | 0 | 0 | 0 | 0 | 0 | 0 | 0 | 0 | 0 | 0 | 0 | 0 | 0 | 0 | 0 | 0 | 0 | 0 | 0 | 0 | 0 | 0
[5 empty] | RB_GUP | PRODUCTION | 0 | 0 | 0 | 0 | 0 | 0 | 0 | 0 | 0 | 0 | 0 | 0 | 0 | 0 | 0 | 0 | 0 | 0 | 0 | 0 | 0 | 0
[5 empty] | RB_GUP | BULKTRAN | 0 | 0 | 0 | 0 | 0 | 0 | 0 | 0 | 0 | 0 | 0 | 0 | 0 | 0 | 0 | 0 | 0 | 0 | 0 | 0 | 0 | 0
[5 empty] | RB_GUP | SUBTRAN | 0 | 0 | 0 | 0 | 0 | 0 | 0 | 0 | 0 | 0 | 0 | 0 | 0 | 0 | 0 | 0 | 0 | 0 | 0 | 0 | 0 | 0
[5 empty] | RB_GUP | DISTPRI | 0 | 0 | 0 | 0 | 0 | 0 | 0 | 0 | 0 | 0 | 0 | 0 | 0 | 0 | 0 | 0 | 0 | 0 | 0 | 0 | 0 | 0
[5 empty] | RB_GUP | DISTSEC | 0 | 0 | 0 | 0 | 0 | 0 | 0 | 0 | 0 | 0 | 0 | 0 | 0 | 0 | 0 | 0 | 0 | 0 | 0 | 0 | 0 | 0
[5 empty] | RB_GUP | ENERGY | 0 | 0 | 0 | 0 | 0 | 0 | 0 | 0 | 0 | 0 | 0 | 0 | 0 | 0 | 0 | 0 | 0 | 0 | 0 | 0 | 0 | 0
[5 empty] | RB_GUP | CUSTOMER | 0 | 0 | 0 | 0 | 0 | 0 | 0 | 0 | 0 | 0 | 0 | 0 | 0 | 0 | 0 | 0 | 0 | 0 | 0 | 0 | 0 | 0
|  |  | Accrued Book ARO Expense - SFAS 143 |  | RB_GUP | TOTAL | 0 | 0 | 0 | 0 | 0 | 0 | 0 | 0 | 0 | 0 | 0 | 0 | 0 | 0 | 0 | 0 | 0 | 0 | 0 | 0 | 0 | 0
[5 empty] | LABOR_M | PRODUCTION | 0 | 0 | 0 | 0 | 0 | 0 | 0 | 0 | 0 | 0 | 0 | 0 | 0 | 0 | 0 | 0 | 0 | 0 | 0 | 0 | 0 | 0
[5 empty] | LABOR_M | BULKTRAN | 0 | 0 | 0 | 0 | 0 | 0 | 0 | 0 | 0 | 0 | 0 | 0 | 0 | 0 | 0 | 0 | 0 | 0 | 0 | 0 | 0 | 0
[5 empty] | LABOR_M | SUBTRAN | 0 | 0 | 0 | 0 | 0 | 0 | 0 | 0 | 0 | 0 | 0 | 0 | 0 | 0 | 0 | 0 | 0 | 0 | 0 | 0 | 0 | 0
[5 empty] | LABOR_M | DISTPRI | 0 | 0 | 0 | 0 | 0 | 0 | 0 | 0 | 0 | 0 | 0 | 0 | 0 | 0 | 0 | 0 | 0 | 0 | 0 | 0 | 0 | 0
[5 empty] | LABOR_M | DISTSEC | 0 | 0 | 0 | 0 | 0 | 0 | 0 | 0 | 0 | 0 | 0 | 0 | 0 | 0 | 0 | 0 | 0 | 0 | 0 | 0 | 0 | 0
[5 empty] | LABOR_M | ENERGY | 0 | 0 | 0 | 0 | 0 | 0 | 0 | 0 | 0 | 0 | 0 | 0 | 0 | 0 | 0 | 0 | 0 | 0 | 0 | 0 | 0 | 0
[5 empty] | LABOR_M | CUSTOMER | 0 | 0 | 0 | 0 | 0 | 0 | 0 | 0 | 0 | 0 | 0 | 0 | 0 | 0 | 0 | 0 | 0 | 0 | 0 | 0 | 0 | 0
|  |  | Reg Asset Medicare Subsidy Flow Thru |  | LABOR_M | TOTAL | 0 | 0 | 0 | 0 | 0 | 0 | 0 | 0 | 0 | 0 | 0 | 0 | 0 | 0 | 0 | 0 | 0 | 0 | 0 | 0 | 0 | 0
[5 empty] | RB_GUP | PRODUCTION | 0 | 0 | 0 | 0 | 0 | 0 | 0 | 0 | 0 | 0 | 0 | 0 | 0 | 0 | 0 | 0 | 0 | 0 | 0 | 0 | 0 | 0
[5 empty] | RB_GUP | BULKTRAN | 0 | 0 | 0 | 0 | 0 | 0 | 0 | 0 | 0 | 0 | 0 | 0 | 0 | 0 | 0 | 0 | 0 | 0 | 0 | 0 | 0 | 0
[5 empty] | RB_GUP | SUBTRAN | 0 | 0 | 0 | 0 | 0 | 0 | 0 | 0 | 0 | 0 | 0 | 0 | 0 | 0 | 0 | 0 | 0 | 0 | 0 | 0 | 0 | 0
[5 empty] | RB_GUP | DISTPRI | 0 | 0 | 0 | 0 | 0 | 0 | 0 | 0 | 0 | 0 | 0 | 0 | 0 | 0 | 0 | 0 | 0 | 0 | 0 | 0 | 0 | 0
[5 empty] | RB_GUP | DISTSEC | 0 | 0 | 0 | 0 | 0 | 0 | 0 | 0 | 0 | 0 | 0 | 0 | 0 | 0 | 0 | 0 | 0 | 0 | 0 | 0 | 0 | 0
[5 empty] | RB_GUP | ENERGY | 0 | 0 | 0 | 0 | 0 | 0 | 0 | 0 | 0 | 0 | 0 | 0 | 0 | 0 | 0 | 0 | 0 | 0 | 0 | 0 | 0 | 0
[5 empty] | RB_GUP | CUSTOMER | 0 | 0 | 0 | 0 | 0 | 0 | 0 | 0 | 0 | 0 | 0 | 0 | 0 | 0 | 0 | 0 | 0 | 0 | 0 | 0 | 0 | 0
|  |  | Book Operating Lease - Total |  | RB_GUP | TOTAL | 0 | 0 | 0 | 0 | 0 | 0 | 0 | 0 | 0 | 0 | 0 | 0 | 0 | 0 | 0 | 0 | 0 | 0 | 0 | 0 | 0 | 0
[5 empty] | RSALE | PRODUCTION | 0 | 0 | 0 | 0 | 0 | 0 | 0 | 0 | 0 | 0 | 0 | 0 | 0 | 0 | 0 | 0 | 0 | 0 | 0 | 0 | 0 | 0
[5 empty] | RSALE | BULKTRAN | 0 | 0 | 0 | 0 | 0 | 0 | 0 | 0 | 0 | 0 | 0 | 0 | 0 | 0 | 0 | 0 | 0 | 0 | 0 | 0 | 0 | 0
[5 empty] | RSALE | SUBTRAN | 0 | 0 | 0 | 0 | 0 | 0 | 0 | 0 | 0 | 0 | 0 | 0 | 0 | 0 | 0 | 0 | 0 | 0 | 0 | 0 | 0 | 0
[5 empty] | RSALE | DISTPRI | 0 | 0 | 0 | 0 | 0 | 0 | 0 | 0 | 0 | 0 | 0 | 0 | 0 | 0 | 0 | 0 | 0 | 0 | 0 | 0 | 0 | 0
[5 empty] | RSALE | DISTSEC | 0 | 0 | 0 | 0 | 0 | 0 | 0 | 0 | 0 | 0 | 0 | 0 | 0 | 0 | 0 | 0 | 0 | 0 | 0 | 0 | 0 | 0
[5 empty] | RSALE | ENERGY | 0 | 0 | 0 | 0 | 0 | 0 | 0 | 0 | 0 | 0 | 0 | 0 | 0 | 0 | 0 | 0 | 0 | 0 | 0 | 0 | 0 | 0
[5 empty] | RSALE | CUSTOMER | 0 | 0 | 0 | 0 | 0 | 0 | 0 | 0 | 0 | 0 | 0 | 0 | 0 | 0 | 0 | 0 | 0 | 0 | 0 | 0 | 0 | 0
|  |  | Gross Receipts - Tax Expense |  | RSALE | TOTAL | 0 | 0 | 0 | 0 | 0 | 0 | 0 | 0 | 0 | 0 | 0 | 0 | 0 | 0 | 0 | 0 | 0 | 0 | 0 | 0 | 0 | 0
[5 empty] | TDPLANT | PRODUCTION | 0 | 0 | 0 | 0 | 0 | 0 | 0 | 0 | 0 | 0 | 0 | 0 | 0 | 0 | 0 | 0 | 0 | 0 | 0 | 0 | 0 | 0
[5 empty] | TDPLANT | BULKTRAN | 0 | 0 | 0 | 0 | 0 | 0 | 0 | 0 | 0 | 0 | 0 | 0 | 0 | 0 | 0 | 0 | 0 | 0 | 0 | 0 | 0 | 0
[5 empty] | TDPLANT | SUBTRAN | 0 | 0 | 0 | 0 | 0 | 0 | 0 | 0 | 0 | 0 | 0 | 0 | 0 | 0 | 0 | 0 | 0 | 0 | 0 | 0 | 0 | 0
[5 empty] | TDPLANT | DISTPRI | 0 | 0 | 0 | 0 | 0 | 0 | 0 | 0 | 0 | 0 | 0 | 0 | 0 | 0 | 0 | 0 | 0 | 0 | 0 | 0 | 0 | 0
[5 empty] | TDPLANT | DISTSEC | 0 | 0 | 0 | 0 | 0 | 0 | 0 | 0 | 0 | 0 | 0 | 0 | 0 | 0 | 0 | 0 | 0 | 0 | 0 | 0 | 0 | 0
[5 empty] | TDPLANT | ENERGY | 0 | 0 | 0 | 0 | 0 | 0 | 0 | 0 | 0 | 0 | 0 | 0 | 0 | 0 | 0 | 0 | 0 | 0 | 0 | 0 | 0 | 0
[5 empty] | TDPLANT | CUSTOMER | 0 | 0 | 0 | 0 | 0 | 0 | 0 | 0 | 0 | 0 | 0 | 0 | 0 | 0 | 0 | 0 | 0 | 0 | 0 | 0 | 0 | 0
|  |  | Accured Sales & Use Tax Reserve |  | TDPLANT | TOTAL | 0 | 0 | 0 | 0 | 0 | 0 | 0 | 0 | 0 | 0 | 0 | 0 | 0 | 0 | 0 | 0 | 0 | 0 | 0 | 0 | 0 | 0
[5 empty] | RB_GUP | PRODUCTION | 0 | 0 | 0 | 0 | 0 | 0 | 0 | 0 | 0 | 0 | 0 | 0 | 0 | 0 | 0 | 0 | 0 | 0 | 0 | 0 | 0 | 0
[5 empty] | RB_GUP | BULKTRAN | 0 | 0 | 0 | 0 | 0 | 0 | 0 | 0 | 0 | 0 | 0 | 0 | 0 | 0 | 0 | 0 | 0 | 0 | 0 | 0 | 0 | 0
[5 empty] | RB_GUP | SUBTRAN | 0 | 0 | 0 | 0 | 0 | 0 | 0 | 0 | 0 | 0 | 0 | 0 | 0 | 0 | 0 | 0 | 0 | 0 | 0 | 0 | 0 | 0
[5 empty] | RB_GUP | DISTPRI | 0 | 0 | 0 | 0 | 0 | 0 | 0 | 0 | 0 | 0 | 0 | 0 | 0 | 0 | 0 | 0 | 0 | 0 | 0 | 0 | 0 | 0
[5 empty] | RB_GUP | DISTSEC | 0 | 0 | 0 | 0 | 0 | 0 | 0 | 0 | 0 | 0 | 0 | 0 | 0 | 0 | 0 | 0 | 0 | 0 | 0 | 0 | 0 | 0
[5 empty] | RB_GUP | ENERGY | 0 | 0 | 0 | 0 | 0 | 0 | 0 | 0 | 0 | 0 | 0 | 0 | 0 | 0 | 0 | 0 | 0 | 0 | 0 | 0 | 0 | 0
[5 empty] | RB_GUP | CUSTOMER | 0 | 0 | 0 | 0 | 0 | 0 | 0 | 0 | 0 | 0 | 0 | 0 | 0 | 0 | 0 | 0 | 0 | 0 | 0 | 0 | 0 | 0
|  |  | SFAS 109 - Deferred SIT Liability |  | RB_GUP | TOTAL | 0 | 0 | 0 | 0 | 0 | 0 | 0 | 0 | 0 | 0 | 0 | 0 | 0 | 0 | 0 | 0 | 0 | 0 | 0 | 0 | 0 | 0
[5 empty] | RB_GUP | PRODUCTION | 0 | 0 | 0 | 0 | 0 | 0 | 0 | 0 | 0 | 0 | 0 | 0 | 0 | 0 | 0 | 0 | 0 | 0 | 0 | 0 | 0 | 0
[5 empty] | RB_GUP | BULKTRAN | 0 | 0 | 0 | 0 | 0 | 0 | 0 | 0 | 0 | 0 | 0 | 0 | 0 | 0 | 0 | 0 | 0 | 0 | 0 | 0 | 0 | 0
[5 empty] | RB_GUP | SUBTRAN | 0 | 0 | 0 | 0 | 0 | 0 | 0 | 0 | 0 | 0 | 0 | 0 | 0 | 0 | 0 | 0 | 0 | 0 | 0 | 0 | 0 | 0
[5 empty] | RB_GUP | DISTPRI | 0 | 0 | 0 | 0 | 0 | 0 | 0 | 0 | 0 | 0 | 0 | 0 | 0 | 0 | 0 | 0 | 0 | 0 | 0 | 0 | 0 | 0
[5 empty] | RB_GUP | DISTSEC | 0 | 0 | 0 | 0 | 0 | 0 | 0 | 0 | 0 | 0 | 0 | 0 | 0 | 0 | 0 | 0 | 0 | 0 | 0 | 0 | 0 | 0
[5 empty] | RB_GUP | ENERGY | 0 | 0 | 0 | 0 | 0 | 0 | 0 | 0 | 0 | 0 | 0 | 0 | 0 | 0 | 0 | 0 | 0 | 0 | 0 | 0 | 0 | 0
[5 empty] | RB_GUP | CUSTOMER | 0 | 0 | 0 | 0 | 0 | 0 | 0 | 0 | 0 | 0 | 0 | 0 | 0 | 0 | 0 | 0 | 0 | 0 | 0 | 0 | 0 | 0
|  |  | Reg Asset - SFAS 109 - Deferred SIT Liability |  | RB_GUP | TOTAL | 0 | 0 | 0 | 0 | 0 | 0 | 0 | 0 | 0 | 0 | 0 | 0 | 0 | 0 | 0 | 0 | 0 | 0 | 0 | 0 | 0 | 0
[5 empty] | LABOR_M | PRODUCTION | 0 | 0 | 0 | 0 | 0 | 0 | 0 | 0 | 0 | 0 | 0 | 0 | 0 | 0 | 0 | 0 | 0 | 0 | 0 | 0 | 0 | 0
[5 empty] | LABOR_M | BULKTRAN | 0 | 0 | 0 | 0 | 0 | 0 | 0 | 0 | 0 | 0 | 0 | 0 | 0 | 0 | 0 | 0 | 0 | 0 | 0 | 0 | 0 | 0
[5 empty] | LABOR_M | SUBTRAN | 0 | 0 | 0 | 0 | 0 | 0 | 0 | 0 | 0 | 0 | 0 | 0 | 0 | 0 | 0 | 0 | 0 | 0 | 0 | 0 | 0 | 0
[5 empty] | LABOR_M | DISTPRI | 0 | 0 | 0 | 0 | 0 | 0 | 0 | 0 | 0 | 0 | 0 | 0 | 0 | 0 | 0 | 0 | 0 | 0 | 0 | 0 | 0 | 0
[5 empty] | LABOR_M | DISTSEC | 0 | 0 | 0 | 0 | 0 | 0 | 0 | 0 | 0 | 0 | 0 | 0 | 0 | 0 | 0 | 0 | 0 | 0 | 0 | 0 | 0 | 0
[5 empty] | LABOR_M | ENERGY | 0 | 0 | 0 | 0 | 0 | 0 | 0 | 0 | 0 | 0 | 0 | 0 | 0 | 0 | 0 | 0 | 0 | 0 | 0 | 0 | 0 | 0
[5 empty] | LABOR_M | CUSTOMER | 0 | 0 | 0 | 0 | 0 | 0 | 0 | 0 | 0 | 0 | 0 | 0 | 0 | 0 | 0 | 0 | 0 | 0 | 0 | 0 | 0 | 0
|  |  | Regulatory Asset Accrued SFAS 112 |  | LABOR_M | TOTAL | 0 | 0 | 0 | 0 | 0 | 0 | 0 | 0 | 0 | 0 | 0 | 0 | 0 | 0 | 0 | 0 | 0 | 0 | 0 | 0 | 0 | 0
[5 empty] | RB_GUP | PRODUCTION | 104.5022 | 51.2419 | 12.9622 | 0.15155 | 0.0037335 | 13.1175 | 5.4236 | 1.5446 | 0.12223 | 0.025801 | 7.1162 | 0.32579 | 3.5517 | 23.7207 | 3.7213 | 31.3196 | 1.4721 | 0.035537 | 1.5076 | 0.025666 | 0.13916 | 0.034557
[5 empty] | RB_GUP | BULKTRAN | 110.6737 | 54.268 | 13.7277 | 0.1605 | 0.0039539 | 13.8922 | 5.7438 | 1.6358 | 0.12945 | 0.027325 | 7.5364 | 0.34503 | 3.7615 | 25.1216 | 3.9411 | 33.1692 | 1.559 | 0.037636 | 1.5967 | 0.027181 | 0.14738 | 0.036598
[5 empty] | RB_GUP | SUBTRAN | 42.4269 | 20.1486 | 5.1578 | 0.060104 | 0.0019705 | 5.2198 | 2.248 | 0.63719 | 0.065269 | 0 | 2.9505 | 0.1259 | 1.4551 | 11.853 | 0 | 13.434 | 0.61009 | 0.014597 | 0.62469 | 0.010018 | 0.031471 | 0.0078396
[5 empty] | RB_GUP | DISTPRI | 88.5107 | 58.8153 | 14.8074 | 0.1728 | 0 | 14.9802 | 6.3854 | 1.8127 | 0 | 0 | 8.198 | 0.36418 | 4.2123 | 0 | 0 | 4.5764 | 1.7329 | 0.041518 | 1.7744 | 0.029814 | 0.10929 | 0.027255
[5 empty] | RB_GUP | DISTSEC | 39.147 | 29.2272 | 6.5611 | 0 | 0 | 6.5611 | 2.3129 | 0 | 0 | 0 | 2.3129 | 0.10237 | 0 | 0 | 0 | 0.10237 | 0.6437 | 0 | 0.6437 | 0.010496 | 0.23178 | 0.057445
[5 empty] | RB_GUP | ENERGY | 4.7176 | 1.715 | 0.55355 | 0.0063371 | 0.00016061 | 0.56004 | 0.26787 | 0.074771 | 0.0059197 | 0.0012135 | 0.34978 | 0.017849 | 0.21332 | 1.508 | 0.24168 | 1.9809 | 0.072659 | 0.0017077 | 0.074367 | 0.0016683 | 0.028707 | 0.0071662
[5 empty] | RB_GUP | CUSTOMER | 82.0218 | 59.4715 | 14.4996 | 0.11766 | 0.016691 | 14.634 | 0.24195 | 0.098629 | 0.047876 | 0.020506 | 0.40897 | 0.0034851 | 0.061394 | 0.12414 | 0.030761 | 0.21978 | 0.081888 | 0.001256 | 0.083144 | 0.0048607 | 6.2482 | 0.95142
|  |  | Restricted Stock Plan | 472 | RB_GUP | TOTAL | 472 | 274.8876 | 68.2694 | 0.66894 | 0.026509 | 68.9649 | 22.6235 | 5.8037 | 0.37075 | 0.074846 | 28.8727 | 1.2846 | 13.2553 | 62.3275 | 7.9349 | 84.8023 | 6.1724 | 0.13225 | 6.3046 | 0.1097 | 6.936 | 1.1223
[5 empty] | RB_GUP | PRODUCTION | 15868.6212 | 7781.066 | 1968.3071 | 23.0125 | 0.56692 | 1991.8866 | 823.5644 | 234.5471 | 18.561 | 3.9179 | 1080.5904 | 49.4718 | 539.329 | 3601.9833 | 565.0831 | 4755.8672 | 223.5378 | 5.3963 | 228.9341 | 3.8973 | 21.1321 | 5.2475
[5 empty] | RB_GUP | BULKTRAN | 16805.7471 | 8240.579 | 2084.5461 | 24.3715 | 0.6004 | 2109.518 | 872.2002 | 248.3983 | 19.6571 | 4.1493 | 1144.405 | 52.3933 | 571.1792 | 3814.6994 | 598.4543 | 5036.7263 | 236.7389 | 5.715 | 242.4538 | 4.1275 | 22.3801 | 5.5574
[5 empty] | RB_GUP | SUBTRAN | 6442.5134 | 3059.5613 | 783.2025 | 9.1268 | 0.29922 | 792.6286 | 341.3577 | 96.7571 | 9.9111 | 0 | 448.0259 | 19.1176 | 220.9585 | 1799.872 | 0 | 2039.9481 | 92.6425 | 2.2165 | 94.8591 | 1.5213 | 4.7788 | 1.1904
[5 empty] | RB_GUP | DISTPRI | 13440.3161 | 8931.072 | 2248.5012 | 26.2392 | 0 | 2274.7404 | 969.616 | 275.253 | 0 | 0 | 1244.869 | 55.3008 | 639.6307 | 0 | 0 | 694.9314 | 263.1374 | 6.3046 | 269.442 | 4.5272 | 16.5953 | 4.1387
[5 empty] | RB_GUP | DISTSEC | 5944.4537 | 4438.1396 | 996.3035 | 0 | 0 | 996.3035 | 351.2075 | 0 | 0 | 0 | 351.2075 | 15.5446 | 0 | 0 | 0 | 15.5446 | 97.7463 | 0 | 97.7463 | 1.5939 | 35.1952 | 8.723
[5 empty] | RB_GUP | ENERGY | 716.3687 | 260.4233 | 84.0558 | 0.96228 | 0.024389 | 85.0425 | 40.6761 | 11.3539 | 0.8989 | 0.18427 | 53.1132 | 2.7104 | 32.3919 | 228.9955 | 36.6987 | 300.7965 | 11.0332 | 0.25932 | 11.2925 | 0.25333 | 4.3592 | 1.0882
[5 empty] | RB_GUP | CUSTOMER | 12454.9798 | 9030.7201 | 2201.7637 | 17.866 | 2.5345 | 2222.1641 | 36.7407 | 14.9768 | 7.2699 | 3.1138 | 62.1012 | 0.52921 | 9.3227 | 18.8501 | 4.671 | 33.3729 | 12.4346 | 0.19072 | 12.6253 | 0.73809 | 948.785 | 144.473
|  |  | Stock Based Compensation | 71673 | RB_GUP | TOTAL | 71673 | 41741.5612 | 10366.68 | 101.5783 | 4.0254 | 10472.2837 | 3435.3627 | 881.2862 | 56.298 | 11.3653 | 4384.3122 | 195.0677 | 2012.812 | 9464.4002 | 1204.9071 | 12877.1871 | 937.2708 | 20.0824 | 957.3531 | 16.6586 | 1053.2258 | 170.4182
[5 empty] | LABOR_M | PRODUCTION | 0 | 0 | 0 | 0 | 0 | 0 | 0 | 0 | 0 | 0 | 0 | 0 | 0 | 0 | 0 | 0 | 0 | 0 | 0 | 0 | 0 | 0
[5 empty] | LABOR_M | BULKTRAN | 0 | 0 | 0 | 0 | 0 | 0 | 0 | 0 | 0 | 0 | 0 | 0 | 0 | 0 | 0 | 0 | 0 | 0 | 0 | 0 | 0 | 0
[5 empty] | LABOR_M | SUBTRAN | 0 | 0 | 0 | 0 | 0 | 0 | 0 | 0 | 0 | 0 | 0 | 0 | 0 | 0 | 0 | 0 | 0 | 0 | 0 | 0 | 0 | 0
[5 empty] | LABOR_M | DISTPRI | 0 | 0 | 0 | 0 | 0 | 0 | 0 | 0 | 0 | 0 | 0 | 0 | 0 | 0 | 0 | 0 | 0 | 0 | 0 | 0 | 0 | 0
[5 empty] | LABOR_M | DISTSEC | 0 | 0 | 0 | 0 | 0 | 0 | 0 | 0 | 0 | 0 | 0 | 0 | 0 | 0 | 0 | 0 | 0 | 0 | 0 | 0 | 0 | 0
[5 empty] | LABOR_M | ENERGY | 0 | 0 | 0 | 0 | 0 | 0 | 0 | 0 | 0 | 0 | 0 | 0 | 0 | 0 | 0 | 0 | 0 | 0 | 0 | 0 | 0 | 0
[5 empty] | LABOR_M | CUSTOMER | 0 | 0 | 0 | 0 | 0 | 0 | 0 | 0 | 0 | 0 | 0 | 0 | 0 | 0 | 0 | 0 | 0 | 0 | 0 | 0 | 0 | 0
|  |  | Nontaxable Defd Compensation CSV Earn |  | LABOR_M | TOTAL | 0 | 0 | 0 | 0 | 0 | 0 | 0 | 0 | 0 | 0 | 0 | 0 | 0 | 0 | 0 | 0 | 0 | 0 | 0 | 0 | 0 | 0
[5 empty] | LABOR_M | PRODUCTION | 27379.7365 | 13425.4599 | 3396.1193 | 39.7058 | 0.97817 | 3436.8033 | 1420.9789 | 404.6878 | 32.0252 | 6.7599 | 1864.4519 | 85.3586 | 930.5589 | 6214.866 | 974.995 | 8205.7785 | 385.6923 | 9.3108 | 395.0031 | 6.7245 | 36.4614 | 9.054
[5 empty] | LABOR_M | BULKTRAN | 7367.1541 | 3612.4318 | 913.8048 | 10.6838 | 0.2632 | 924.7518 | 382.3474 | 108.8907 | 8.6171 | 1.8189 | 501.6741 | 22.9677 | 250.3885 | 1672.2541 | 262.3451 | 2207.9553 | 103.7795 | 2.5053 | 106.2848 | 1.8094 | 9.8108 | 2.4362
[5 empty] | LABOR_M | SUBTRAN | 2825.3668 | 1341.7718 | 343.4738 | 4.0026 | 0.13122 | 347.6076 | 149.7026 | 42.4329 | 4.3465 | 0 | 196.4819 | 8.384 | 96.9015 | 789.3346 | 0 | 894.62 | 40.6284 | 0.97206 | 41.6005 | 0.66716 | 2.0957 | 0.52207
[5 empty] | LABOR_M | DISTPRI | 18812.4524 | 12500.8493 | 3147.2342 | 36.7271 | 0 | 3183.9613 | 1357.1745 | 385.2725 | 0 | 0 | 1742.4471 | 77.4047 | 895.2931 | 0 | 0 | 972.6977 | 368.3143 | 8.8245 | 377.1388 | 6.3368 | 23.2286 | 5.7929
[5 empty] | LABOR_M | DISTSEC | 7518.7996 | 5613.549 | 1260.1674 | 0 | 0 | 1260.1674 | 444.2223 | 0 | 0 | 0 | 444.2223 | 19.6615 | 0 | 0 | 0 | 19.6615 | 123.6337 | 0 | 123.6337 | 2.016 | 44.5165 | 11.0332
[5 empty] | LABOR_M | ENERGY | 19748.7371 | 7179.3074 | 2317.2375 | 26.528 | 0.67235 | 2344.4378 | 1121.3522 | 313.0029 | 24.7807 | 5.0799 | 1464.2157 | 74.7208 | 892.9742 | 6312.91 | 1011.7048 | 8292.3099 | 304.1622 | 7.1489 | 311.311 | 6.9839 | 120.1725 | 29.999
[5 empty] | LABOR_M | CUSTOMER | 28981.7534 | 22764.8585 | 5289.0791 | 47.6647 | 6.7243 | 5343.4682 | 91.2623 | 40.1227 | 19.2304 | 8.1928 | 158.8082 | 1.3278 | 24.9657 | 49.8389 | 12.2945 | 88.4269 | 30.6425 | 0.51418 | 31.1567 | 1.7932 | 493.9704 | 99.2713
|  |  | Nondeductible Meals and Travel & Entertainment | 112634 | LABOR_M | TOTAL | 112634 | 66438.2278 | 16667.116 | 165.312 | 8.7692 | 16841.1972 | 4967.0402 | 1294.4095 | 88.9999 | 21.8516 | 6372.3012 | 289.8252 | 3091.0818 | 15039.2034 | 2261.3395 | 20681.4498 | 1356.8529 | 29.2757 | 1386.1286 | 26.3309 | 730.2558 | 158.1088
[5 empty] | RB_GUP | PRODUCTION | -4111.2333 | -2015.9141 | -509.9479 | -5.9621 | -0.14688 | -516.0568 | -213.3686 | -60.7663 | -4.8088 | -1.015 | -279.9587 | -12.8171 | -139.7291 | -933.1998 | -146.4014 | -1232.1474 | -57.914 | -1.3981 | -59.3121 | -1.0097 | -5.4749 | -1.3595
[5 empty] | RB_GUP | BULKTRAN | -4354.0234 | -2134.9645 | -540.063 | -6.3142 | -0.15555 | -546.5327 | -225.9691 | -64.3549 | -5.0928 | -1.075 | -296.4918 | -13.574 | -147.9808 | -988.3102 | -155.0472 | -1304.9122 | -61.3342 | -1.4806 | -62.8148 | -1.0693 | -5.7982 | -1.4398
[5 empty] | RB_GUP | SUBTRAN | -1669.1227 | -792.6694 | -202.9117 | -2.3646 | -0.077521 | -205.3538 | -88.4388 | -25.0678 | -2.5678 | 0 | -116.0743 | -4.953 | -57.2458 | -466.3098 | 0 | -528.5086 | -24.0018 | -0.57426 | -24.576 | -0.39413 | -1.2381 | -0.30842
[5 empty] | RB_GUP | DISTPRI | -3482.1094 | -2313.857 | -582.5404 | -6.798 | 0 | -589.3384 | -251.2076 | -71.3124 | 0 | 0 | -322.52 | -14.3273 | -165.7152 | 0 | 0 | -180.0424 | -68.1735 | -1.6334 | -69.8069 | -1.1729 | -4.2995 | -1.0722
[5 empty] | RB_GUP | DISTSEC | -1540.0857 | -1149.8307 | -258.1218 | 0 | 0 | -258.1218 | -90.9906 | 0 | 0 | 0 | -90.9906 | -4.0273 | 0 | 0 | 0 | -4.0273 | -25.3241 | 0 | -25.3241 | -0.41294 | -9.1184 | -2.26
[5 empty] | RB_GUP | ENERGY | -185.5964 | -67.4703 | -21.7771 | -0.24931 | -0.0063187 | -22.0328 | -10.5383 | -2.9416 | -0.23289 | -0.047741 | -13.7605 | -0.70222 | -8.3921 | -59.328 | -9.5079 | -77.9302 | -2.8585 | -0.067184 | -2.9257 | -0.065634 | -1.1294 | -0.28193
[5 empty] | RB_GUP | CUSTOMER | -3226.8291 | -2339.6738 | -570.4317 | -4.6287 | -0.65663 | -575.717 | -9.5188 | -3.8802 | -1.8835 | -0.80673 | -16.0891 | -0.13711 | -2.4153 | -4.8837 | -1.2102 | -8.6462 | -3.2216 | -0.049411 | -3.271 | -0.19122 | -245.8107 | -37.43
|  |  | RESTRICTED STOCK PLAN - TAX DEDUCTION | -18569 | RB_GUP | TOTAL | -18569 | -10814.3799 | -2685.7935 | -26.3169 | -1.0429 | -2713.1533 | -890.0318 | -228.3231 | -14.5857 | -2.9445 | -1135.8851 | -50.538 | -521.4782 | -2452.0314 | -312.1666 | -3336.2143 | -242.8276 | -5.2029 | -248.0305 | -4.3159 | -272.8691 | -44.1519
[5 empty] | RB_GUP | PRODUCTION | -549.5224 | -269.4544 | -68.1615 | -0.79691 | -0.019632 | -68.978 | -28.5196 | -8.1222 | -0.64276 | -0.13567 | -37.4203 | -1.7132 | -18.6767 | -124.7349 | -19.5685 | -164.6933 | -7.741 | -0.18687 | -7.9279 | -0.13496 | -0.7318 | -0.18172
[5 empty] | RB_GUP | BULKTRAN | -581.9746 | -285.3671 | -72.1868 | -0.84397 | -0.020792 | -73.0515 | -30.2039 | -8.6019 | -0.68072 | -0.14369 | -39.6302 | -1.8144 | -19.7797 | -132.1011 | -20.7242 | -174.4193 | -8.1981 | -0.19791 | -8.3961 | -0.14293 | -0.77501 | -0.19245
[5 empty] | RB_GUP | SUBTRAN | -223.101 | -105.9511 | -27.1219 | -0.31606 | -0.010362 | -27.4483 | -11.821 | -3.3506 | -0.34322 | 0 | -15.5149 | -0.66203 | -7.6517 | -62.3287 | 0 | -70.6424 | -3.2082 | -0.076757 | -3.2849 | -0.052681 | -0.16549 | -0.041225
[5 empty] | RB_GUP | DISTPRI | -465.4314 | -309.2785 | -77.8645 | -0.90865 | 0 | -78.7731 | -33.5773 | -9.5319 | 0 | 0 | -43.1092 | -1.915 | -22.1501 | 0 | 0 | -24.0651 | -9.1123 | -0.21832 | -9.3306 | -0.15678 | -0.57469 | -0.14332
[5 empty] | RB_GUP | DISTSEC | -205.8534 | -153.6905 | -34.5015 | 0 | 0 | -34.5015 | -12.1621 | 0 | 0 | 0 | -12.1621 | -0.5383 | 0 | 0 | 0 | -0.5383 | -3.3849 | 0 | -3.3849 | -0.055195 | -1.2188 | -0.30207
[5 empty] | RB_GUP | ENERGY | -24.8075 | -9.0183 | -2.9108 | -0.033323 | -0.00084458 | -2.945 | -1.4086 | -0.39318 | -0.031128 | -0.0063812 | -1.8393 | -0.093861 | -1.1217 | -7.93 | -1.2709 | -10.4164 | -0.38208 | -0.0089801 | -0.39106 | -0.0087728 | -0.15096 | -0.037683
[5 empty] | RB_GUP | CUSTOMER | -431.3097 | -312.7293 | -76.246 | -0.61869 | -0.087768 | -76.9524 | -1.2723 | -0.51864 | -0.25175 | -0.10783 | -2.1505 | -0.018326 | -0.32284 | -0.65277 | -0.16175 | -1.1557 | -0.4306 | -0.0066044 | -0.43721 | -0.02556 | -32.8559 | -5.003
|  |  | Capitalized Software Costs Tax | -2482 | RB_GUP | TOTAL | -2482 | -1445.4893 | -358.9929 | -3.5176 | -0.1394 | -362.6499 | -118.9649 | -30.5185 | -1.9496 | -0.39357 | -151.8265 | -6.7551 | -69.7027 | -327.7474 | -41.7253 | -445.9305 | -32.4572 | -0.69544 | -33.1527 | -0.57688 | -36.4727 | -5.9015
[5 empty] | RB_GUP | PRODUCTION | 0 | 0 | 0 | 0 | 0 | 0 | 0 | 0 | 0 | 0 | 0 | 0 | 0 | 0 | 0 | 0 | 0 | 0 | 0 | 0 | 0 | 0
[5 empty] | RB_GUP | BULKTRAN | 0 | 0 | 0 | 0 | 0 | 0 | 0 | 0 | 0 | 0 | 0 | 0 | 0 | 0 | 0 | 0 | 0 | 0 | 0 | 0 | 0 | 0
[5 empty] | RB_GUP | SUBTRAN | 0 | 0 | 0 | 0 | 0 | 0 | 0 | 0 | 0 | 0 | 0 | 0 | 0 | 0 | 0 | 0 | 0 | 0 | 0 | 0 | 0 | 0
[5 empty] | RB_GUP | DISTPRI | 0 | 0 | 0 | 0 | 0 | 0 | 0 | 0 | 0 | 0 | 0 | 0 | 0 | 0 | 0 | 0 | 0 | 0 | 0 | 0 | 0 | 0
[5 empty] | RB_GUP | DISTSEC | 0 | 0 | 0 | 0 | 0 | 0 | 0 | 0 | 0 | 0 | 0 | 0 | 0 | 0 | 0 | 0 | 0 | 0 | 0 | 0 | 0 | 0
[5 empty] | RB_GUP | ENERGY | 0 | 0 | 0 | 0 | 0 | 0 | 0 | 0 | 0 | 0 | 0 | 0 | 0 | 0 | 0 | 0 | 0 | 0 | 0 | 0 | 0 | 0
[5 empty] | RB_GUP | CUSTOMER | 0 | 0 | 0 | 0 | 0 | 0 | 0 | 0 | 0 | 0 | 0 | 0 | 0 | 0 | 0 | 0 | 0 | 0 | 0 | 0 | 0 | 0
|  |  | Capitalized Software Costs Book |  | RB_GUP | TOTAL | 0 | 0 | 0 | 0 | 0 | 0 | 0 | 0 | 0 | 0 | 0 | 0 | 0 | 0 | 0 | 0 | 0 | 0 | 0 | 0 | 0 | 0
[5 empty] | PROD_DEMAND | PRODUCTION | 0 | 0 | 0 | 0 | 0 | 0 | 0 | 0 | 0 | 0 | 0 | 0 | 0 | 0 | 0 | 0 | 0 | 0 | 0 | 0 | 0 | 0
[5 empty] | PROD_DEMAND | BULKTRAN | 0 | 0 | 0 | 0 | 0 | 0 | 0 | 0 | 0 | 0 | 0 | 0 | 0 | 0 | 0 | 0 | 0 | 0 | 0 | 0 | 0 | 0
[5 empty] | PROD_DEMAND | SUBTRAN | 0 | 0 | 0 | 0 | 0 | 0 | 0 | 0 | 0 | 0 | 0 | 0 | 0 | 0 | 0 | 0 | 0 | 0 | 0 | 0 | 0 | 0
[5 empty] | PROD_DEMAND | DISTPRI | 0 | 0 | 0 | 0 | 0 | 0 | 0 | 0 | 0 | 0 | 0 | 0 | 0 | 0 | 0 | 0 | 0 | 0 | 0 | 0 | 0 | 0
[5 empty] | PROD_DEMAND | DISTSEC | 0 | 0 | 0 | 0 | 0 | 0 | 0 | 0 | 0 | 0 | 0 | 0 | 0 | 0 | 0 | 0 | 0 | 0 | 0 | 0 | 0 | 0
[5 empty] | PROD_DEMAND | ENERGY | 0 | 0 | 0 | 0 | 0 | 0 | 0 | 0 | 0 | 0 | 0 | 0 | 0 | 0 | 0 | 0 | 0 | 0 | 0 | 0 | 0 | 0
[5 empty] | PROD_DEMAND | CUSTOMER | 0 | 0 | 0 | 0 | 0 | 0 | 0 | 0 | 0 | 0 | 0 | 0 | 0 | 0 | 0 | 0 | 0 | 0 | 0 | 0 | 0 | 0
|  |  | REG ASSET - UNRECOVERED PLANT - BIG SANDY |  | PROD_DEMAND | TOTAL | 0 | 0 | 0 | 0 | 0 | 0 | 0 | 0 | 0 | 0 | 0 | 0 | 0 | 0 | 0 | 0 | 0 | 0 | 0 | 0 | 0 | 0
[5 empty] | PROD_ENERGY | PRODUCTION | 0 | 0 | 0 | 0 | 0 | 0 | 0 | 0 | 0 | 0 | 0 | 0 | 0 | 0 | 0 | 0 | 0 | 0 | 0 | 0 | 0 | 0
[5 empty] | PROD_ENERGY | BULKTRAN | 0 | 0 | 0 | 0 | 0 | 0 | 0 | 0 | 0 | 0 | 0 | 0 | 0 | 0 | 0 | 0 | 0 | 0 | 0 | 0 | 0 | 0
[5 empty] | PROD_ENERGY | SUBTRAN | 0 | 0 | 0 | 0 | 0 | 0 | 0 | 0 | 0 | 0 | 0 | 0 | 0 | 0 | 0 | 0 | 0 | 0 | 0 | 0 | 0 | 0
[5 empty] | PROD_ENERGY | DISTPRI | 0 | 0 | 0 | 0 | 0 | 0 | 0 | 0 | 0 | 0 | 0 | 0 | 0 | 0 | 0 | 0 | 0 | 0 | 0 | 0 | 0 | 0
[5 empty] | PROD_ENERGY | DISTSEC | 0 | 0 | 0 | 0 | 0 | 0 | 0 | 0 | 0 | 0 | 0 | 0 | 0 | 0 | 0 | 0 | 0 | 0 | 0 | 0 | 0 | 0
[5 empty] | PROD_ENERGY | ENERGY | -4583583 | -1666281.2977 | -537819.2104 | -6157.0096 | -156.049 | -544132.269 | -260260.2349 | -72646.4114 | -5751.4715 | -1179.0253 | -339837.1431 | -17342.3274 | -207254.8468 | -1465194.7916 | -234811.6288 | -1924603.5946 | -70594.5125 | -1659.2204 | -72253.7328 | -1620.924 | -27891.4258 | -6962.613
[5 empty] | PROD_ENERGY | CUSTOMER | 0 | 0 | 0 | 0 | 0 | 0 | 0 | 0 | 0 | 0 | 0 | 0 | 0 | 0 | 0 | 0 | 0 | 0 | 0 | 0 | 0 | 0
|  |  | MTM Book Gain Above the Line Tax Deferral | -4583583 | PROD_ENERGY | TOTAL | -4583583 | -1666281.2977 | -537819.2104 | -6157.0096 | -156.049 | -544132.269 | -260260.2349 | -72646.4114 | -5751.4715 | -1179.0253 | -339837.1431 | -17342.3274 | -207254.8468 | -1465194.7916 | -234811.6288 | -1924603.5946 | -70594.5125 | -1659.2204 | -72253.7328 | -1620.924 | -27891.4258 | -6962.613
[5 empty] | PROD_ENERGY | PRODUCTION | 0 | 0 | 0 | 0 | 0 | 0 | 0 | 0 | 0 | 0 | 0 | 0 | 0 | 0 | 0 | 0 | 0 | 0 | 0 | 0 | 0 | 0
[5 empty] | PROD_ENERGY | BULKTRAN | 0 | 0 | 0 | 0 | 0 | 0 | 0 | 0 | 0 | 0 | 0 | 0 | 0 | 0 | 0 | 0 | 0 | 0 | 0 | 0 | 0 | 0
[5 empty] | PROD_ENERGY | SUBTRAN | 0 | 0 | 0 | 0 | 0 | 0 | 0 | 0 | 0 | 0 | 0 | 0 | 0 | 0 | 0 | 0 | 0 | 0 | 0 | 0 | 0 | 0
[5 empty] | PROD_ENERGY | DISTPRI | 0 | 0 | 0 | 0 | 0 | 0 | 0 | 0 | 0 | 0 | 0 | 0 | 0 | 0 | 0 | 0 | 0 | 0 | 0 | 0 | 0 | 0
[5 empty] | PROD_ENERGY | DISTSEC | 0 | 0 | 0 | 0 | 0 | 0 | 0 | 0 | 0 | 0 | 0 | 0 | 0 | 0 | 0 | 0 | 0 | 0 | 0 | 0 | 0 | 0
[5 empty] | PROD_ENERGY | ENERGY | 0 | 0 | 0 | 0 | 0 | 0 | 0 | 0 | 0 | 0 | 0 | 0 | 0 | 0 | 0 | 0 | 0 | 0 | 0 | 0 | 0 | 0
[5 empty] | PROD_ENERGY | CUSTOMER | 0 | 0 | 0 | 0 | 0 | 0 | 0 | 0 | 0 | 0 | 0 | 0 | 0 | 0 | 0 | 0 | 0 | 0 | 0 | 0 | 0 | 0
|  |  | Mark & Spread Deferral - 283 A/L |  | PROD_ENERGY | TOTAL | 0 | 0 | 0 | 0 | 0 | 0 | 0 | 0 | 0 | 0 | 0 | 0 | 0 | 0 | 0 | 0 | 0 | 0 | 0 | 0 | 0 | 0
[5 empty] | PROD_ENERGY | PRODUCTION | 0 | 0 | 0 | 0 | 0 | 0 | 0 | 0 | 0 | 0 | 0 | 0 | 0 | 0 | 0 | 0 | 0 | 0 | 0 | 0 | 0 | 0
[5 empty] | PROD_ENERGY | BULKTRAN | 0 | 0 | 0 | 0 | 0 | 0 | 0 | 0 | 0 | 0 | 0 | 0 | 0 | 0 | 0 | 0 | 0 | 0 | 0 | 0 | 0 | 0
[5 empty] | PROD_ENERGY | SUBTRAN | 0 | 0 | 0 | 0 | 0 | 0 | 0 | 0 | 0 | 0 | 0 | 0 | 0 | 0 | 0 | 0 | 0 | 0 | 0 | 0 | 0 | 0
[5 empty] | PROD_ENERGY | DISTPRI | 0 | 0 | 0 | 0 | 0 | 0 | 0 | 0 | 0 | 0 | 0 | 0 | 0 | 0 | 0 | 0 | 0 | 0 | 0 | 0 | 0 | 0
[5 empty] | PROD_ENERGY | DISTSEC | 0 | 0 | 0 | 0 | 0 | 0 | 0 | 0 | 0 | 0 | 0 | 0 | 0 | 0 | 0 | 0 | 0 | 0 | 0 | 0 | 0 | 0
[5 empty] | PROD_ENERGY | ENERGY | 0 | 0 | 0 | 0 | 0 | 0 | 0 | 0 | 0 | 0 | 0 | 0 | 0 | 0 | 0 | 0 | 0 | 0 | 0 | 0 | 0 | 0
[5 empty] | PROD_ENERGY | CUSTOMER | 0 | 0 | 0 | 0 | 0 | 0 | 0 | 0 | 0 | 0 | 0 | 0 | 0 | 0 | 0 | 0 | 0 | 0 | 0 | 0 | 0 | 0
|  |  | Provision for Trading Credit Risk (Above Line) |  | PROD_ENERGY | TOTAL | 0 | 0 | 0 | 0 | 0 | 0 | 0 | 0 | 0 | 0 | 0 | 0 | 0 | 0 | 0 | 0 | 0 | 0 | 0 | 0 | 0 | 0
[5 empty] | PROD_ENERGY | PRODUCTION | 0 | 0 | 0 | 0 | 0 | 0 | 0 | 0 | 0 | 0 | 0 | 0 | 0 | 0 | 0 | 0 | 0 | 0 | 0 | 0 | 0 | 0
[5 empty] | PROD_ENERGY | BULKTRAN | 0 | 0 | 0 | 0 | 0 | 0 | 0 | 0 | 0 | 0 | 0 | 0 | 0 | 0 | 0 | 0 | 0 | 0 | 0 | 0 | 0 | 0
[5 empty] | PROD_ENERGY | SUBTRAN | 0 | 0 | 0 | 0 | 0 | 0 | 0 | 0 | 0 | 0 | 0 | 0 | 0 | 0 | 0 | 0 | 0 | 0 | 0 | 0 | 0 | 0
[5 empty] | PROD_ENERGY | DISTPRI | 0 | 0 | 0 | 0 | 0 | 0 | 0 | 0 | 0 | 0 | 0 | 0 | 0 | 0 | 0 | 0 | 0 | 0 | 0 | 0 | 0 | 0
[5 empty] | PROD_ENERGY | DISTSEC | 0 | 0 | 0 | 0 | 0 | 0 | 0 | 0 | 0 | 0 | 0 | 0 | 0 | 0 | 0 | 0 | 0 | 0 | 0 | 0 | 0 | 0
[5 empty] | PROD_ENERGY | ENERGY | 0 | 0 | 0 | 0 | 0 | 0 | 0 | 0 | 0 | 0 | 0 | 0 | 0 | 0 | 0 | 0 | 0 | 0 | 0 | 0 | 0 | 0
[5 empty] | PROD_ENERGY | CUSTOMER | 0 | 0 | 0 | 0 | 0 | 0 | 0 | 0 | 0 | 0 | 0 | 0 | 0 | 0 | 0 | 0 | 0 | 0 | 0 | 0 | 0 | 0
|  |  | Provision for FAS 157 A/L |  | PROD_ENERGY | TOTAL | 0 | 0 | 0 | 0 | 0 | 0 | 0 | 0 | 0 | 0 | 0 | 0 | 0 | 0 | 0 | 0 | 0 | 0 | 0 | 0 | 0 | 0
[5 empty] | PROD_ENERGY | PRODUCTION | 0 | 0 | 0 | 0 | 0 | 0 | 0 | 0 | 0 | 0 | 0 | 0 | 0 | 0 | 0 | 0 | 0 | 0 | 0 | 0 | 0 | 0
[5 empty] | PROD_ENERGY | BULKTRAN | 0 | 0 | 0 | 0 | 0 | 0 | 0 | 0 | 0 | 0 | 0 | 0 | 0 | 0 | 0 | 0 | 0 | 0 | 0 | 0 | 0 | 0
[5 empty] | PROD_ENERGY | SUBTRAN | 0 | 0 | 0 | 0 | 0 | 0 | 0 | 0 | 0 | 0 | 0 | 0 | 0 | 0 | 0 | 0 | 0 | 0 | 0 | 0 | 0 | 0
[5 empty] | PROD_ENERGY | DISTPRI | 0 | 0 | 0 | 0 | 0 | 0 | 0 | 0 | 0 | 0 | 0 | 0 | 0 | 0 | 0 | 0 | 0 | 0 | 0 | 0 | 0 | 0
[5 empty] | PROD_ENERGY | DISTSEC | 0 | 0 | 0 | 0 | 0 | 0 | 0 | 0 | 0 | 0 | 0 | 0 | 0 | 0 | 0 | 0 | 0 | 0 | 0 | 0 | 0 | 0
[5 empty] | PROD_ENERGY | ENERGY | 0 | 0 | 0 | 0 | 0 | 0 | 0 | 0 | 0 | 0 | 0 | 0 | 0 | 0 | 0 | 0 | 0 | 0 | 0 | 0 | 0 | 0
[5 empty] | PROD_ENERGY | CUSTOMER | 0 | 0 | 0 | 0 | 0 | 0 | 0 | 0 | 0 | 0 | 0 | 0 | 0 | 0 | 0 | 0 | 0 | 0 | 0 | 0 | 0 | 0
|  |  | Reg Liability - Unrealized MTM Gain Deferral |  | PROD_ENERGY | TOTAL | 0 | 0 | 0 | 0 | 0 | 0 | 0 | 0 | 0 | 0 | 0 | 0 | 0 | 0 | 0 | 0 | 0 | 0 | 0 | 0 | 0 | 0
[5 empty] | PROD_ENERGY | PRODUCTION | 0 | 0 | 0 | 0 | 0 | 0 | 0 | 0 | 0 | 0 | 0 | 0 | 0 | 0 | 0 | 0 | 0 | 0 | 0 | 0 | 0 | 0
[5 empty] | PROD_ENERGY | BULKTRAN | 0 | 0 | 0 | 0 | 0 | 0 | 0 | 0 | 0 | 0 | 0 | 0 | 0 | 0 | 0 | 0 | 0 | 0 | 0 | 0 | 0 | 0
[5 empty] | PROD_ENERGY | SUBTRAN | 0 | 0 | 0 | 0 | 0 | 0 | 0 | 0 | 0 | 0 | 0 | 0 | 0 | 0 | 0 | 0 | 0 | 0 | 0 | 0 | 0 | 0
[5 empty] | PROD_ENERGY | DISTPRI | 0 | 0 | 0 | 0 | 0 | 0 | 0 | 0 | 0 | 0 | 0 | 0 | 0 | 0 | 0 | 0 | 0 | 0 | 0 | 0 | 0 | 0
[5 empty] | PROD_ENERGY | DISTSEC | 0 | 0 | 0 | 0 | 0 | 0 | 0 | 0 | 0 | 0 | 0 | 0 | 0 | 0 | 0 | 0 | 0 | 0 | 0 | 0 | 0 | 0
[5 empty] | PROD_ENERGY | ENERGY | 36435 | 13245.3059 | 4275.1365 | 48.9422 | 1.2404 | 4325.3191 | 2068.8142 | 577.4679 | 45.7186 | 9.3721 | 2701.3728 | 137.8545 | 1647.4732 | 11646.865 | 1866.5227 | 15298.7154 | 561.1573 | 13.1892 | 574.3465 | 12.8848 | 221.7095 | 55.346
[5 empty] | PROD_ENERGY | CUSTOMER | 0 | 0 | 0 | 0 | 0 | 0 | 0 | 0 | 0 | 0 | 0 | 0 | 0 | 0 | 0 | 0 | 0 | 0 | 0 | 0 | 0 | 0
|  |  | Book > Tax Basis - EMA A/C 283 | 36435 | PROD_ENERGY | TOTAL | 36435 | 13245.3059 | 4275.1365 | 48.9422 | 1.2404 | 4325.3191 | 2068.8142 | 577.4679 | 45.7186 | 9.3721 | 2701.3728 | 137.8545 | 1647.4732 | 11646.865 | 1866.5227 | 15298.7154 | 561.1573 | 13.1892 | 574.3465 | 12.8848 | 221.7095 | 55.346
[6 empty] | PRODUCTION | -3792147.1868 | -1859452.5137 | -470369.1833 | -5499.3312 | -135.4788 | -476003.9933 | -196808.3676 | -56050.0569 | -4435.5486 | -936.2661 | -258230.2392 | -11822.3384 | -128884.2285 | -860771.1203 | -135038.724 | -1136516.4112 | -53419.1433 | -1289.5576 | -54708.701 | -931.3521 | -5049.9767 | -1253.9996
[6 empty] | BULKTRAN | -11752718.4416 | -5762862.2447 | -1457780.0657 | -17043.6663 | -419.8794 | -1475243.6114 | -609953.469 | -173711.7537 | -13746.7643 | -2901.6995 | -800313.6865 | -36640.09 | -399441.2597 | -2667723.6198 | -418515.4277 | -3522320.3972 | -165557.9597 | -3996.6297 | -169554.5894 | -2886.4698 | -15651.0155 | -3886.4272
[6 empty] | SUBTRAN | -4520028.1998 | -2146569.562 | -549490.1337 | -6403.3309 | -209.9282 | -556103.3927 | -239494.4972 | -67884.1745 | -6953.5743 | 0 | -314332.246 | -13412.7674 | -155023.1639 | -1262779.2153 | 0 | -1431215.1466 | -64997.4486 | -1555.1073 | -66552.5559 | -1067.3189 | -3352.768 | -835.2096
[6 empty] | DISTPRI | -9671146.6462 | -6426463.9304 | -1617937.0121 | -18880.7451 | 0 | -1636817.7572 | -697699.2566 | -198061.745 | 0 | 0 | -895761.0016 | -39792.3522 | -460254.2141 | 0 | 0 | -500046.5663 | -189343.8229 | -4536.5215 | -193880.3444 | -3257.6152 | -11941.3904 | -2978.0407
[6 empty] | DISTSEC | -4262640.9422 | -3182495.2385 | -714428.0089 | 0 | 0 | -714428.0089 | -251843.4047 | 0 | 0 | 0 | -251843.4047 | -11146.7292 | 0 | 0 | 0 | -11146.7292 | -70091.7763 | 0 | -70091.7763 | -1142.9357 | -25237.7603 | -6255.0885
[6 empty] | ENERGY | -609278.3593 | -221492.4733 | -71490.2743 | -818.428 | -20.743 | -72329.4453 | -34595.4091 | -9656.6128 | -764.5214 | -156.7234 | -45173.2666 | -2305.25 | -27549.6032 | -194762.8043 | -31212.6221 | -255830.2796 | -9383.8616 | -220.5539 | -9604.4155 | -215.4633 | -3707.5018 | -925.5138
[6 empty] | CUSTOMER | -9174721.2242 | -6684616.8352 | -1624953.3742 | -13271.3274 | -1881.8999 | -1640106.6015 | -27169.5119 | -11128.1938 | -5396.9839 | -2310.8277 | -46005.5172 | -391.589 | -6926.8349 | -13993.405 | -3466.4895 | -24778.3183 | -9190.8464 | -141.7699 | -9332.6163 | -545.0798 | -667284.9126 | -102051.3433
|  | Total Schedule M Adjustments - Per Books |  | -43782681 |  | TOTAL | -43782681 | -26283952.7978 | -6506448.0523 | -61916.8289 | -2667.9293 | -6571032.8105 | -2057563.9162 | -516492.5367 | -31297.3924 | -6305.5167 | -2611659.3619 | -115511.1163 | -1178079.3044 | -5000030.1646 | -588233.2632 | -6881853.8485 | -561984.859 | -11740.1398 | -573724.9988 | -10046.2348 | -732225.3252 | -118185.6226
Adjustments to Per Books Schedule M
[5 empty] | PROD_DEMAND | PRODUCTION | 0 | 0 | 0 | 0 | 0 | 0 | 0 | 0 | 0 | 0 | 0 | 0 | 0 | 0 | 0 | 0 | 0 | 0 | 0 | 0 | 0 | 0
[5 empty] | PROD_DEMAND | BULKTRAN | 0 | 0 | 0 | 0 | 0 | 0 | 0 | 0 | 0 | 0 | 0 | 0 | 0 | 0 | 0 | 0 | 0 | 0 | 0 | 0 | 0 | 0
[5 empty] | PROD_DEMAND | SUBTRAN | 0 | 0 | 0 | 0 | 0 | 0 | 0 | 0 | 0 | 0 | 0 | 0 | 0 | 0 | 0 | 0 | 0 | 0 | 0 | 0 | 0 | 0
[5 empty] | PROD_DEMAND | DISTPRI | 0 | 0 | 0 | 0 | 0 | 0 | 0 | 0 | 0 | 0 | 0 | 0 | 0 | 0 | 0 | 0 | 0 | 0 | 0 | 0 | 0 | 0
[5 empty] | PROD_DEMAND | DISTSEC | 0 | 0 | 0 | 0 | 0 | 0 | 0 | 0 | 0 | 0 | 0 | 0 | 0 | 0 | 0 | 0 | 0 | 0 | 0 | 0 | 0 | 0
[5 empty] | PROD_DEMAND | ENERGY | 0 | 0 | 0 | 0 | 0 | 0 | 0 | 0 | 0 | 0 | 0 | 0 | 0 | 0 | 0 | 0 | 0 | 0 | 0 | 0 | 0 | 0
[5 empty] | PROD_DEMAND | CUSTOMER | 0 | 0 | 0 | 0 | 0 | 0 | 0 | 0 | 0 | 0 | 0 | 0 | 0 | 0 | 0 | 0 | 0 | 0 | 0 | 0 | 0 | 0
|  |  | Adj 7 - Decommissioning Rider Removal | 0 | PROD_DEMAND | TOTAL | 0 | 0 | 0 | 0 | 0 | 0 | 0 | 0 | 0 | 0 | 0 | 0 | 0 | 0 | 0 | 0 | 0 | 0 | 0 | 0 | 0 | 0
[5 empty] | PROD_ENERGY | PRODUCTION | 0 | 0 | 0 | 0 | 0 | 0 | 0 | 0 | 0 | 0 | 0 | 0 | 0 | 0 | 0 | 0 | 0 | 0 | 0 | 0 | 0 | 0
[5 empty] | PROD_ENERGY | BULKTRAN | 0 | 0 | 0 | 0 | 0 | 0 | 0 | 0 | 0 | 0 | 0 | 0 | 0 | 0 | 0 | 0 | 0 | 0 | 0 | 0 | 0 | 0
[5 empty] | PROD_ENERGY | SUBTRAN | 0 | 0 | 0 | 0 | 0 | 0 | 0 | 0 | 0 | 0 | 0 | 0 | 0 | 0 | 0 | 0 | 0 | 0 | 0 | 0 | 0 | 0
[5 empty] | PROD_ENERGY | DISTPRI | 0 | 0 | 0 | 0 | 0 | 0 | 0 | 0 | 0 | 0 | 0 | 0 | 0 | 0 | 0 | 0 | 0 | 0 | 0 | 0 | 0 | 0
[5 empty] | PROD_ENERGY | DISTSEC | 0 | 0 | 0 | 0 | 0 | 0 | 0 | 0 | 0 | 0 | 0 | 0 | 0 | 0 | 0 | 0 | 0 | 0 | 0 | 0 | 0 | 0
[5 empty] | PROD_ENERGY | ENERGY | 0 | 0 | 0 | 0 | 0 | 0 | 0 | 0 | 0 | 0 | 0 | 0 | 0 | 0 | 0 | 0 | 0 | 0 | 0 | 0 | 0 | 0
[5 empty] | PROD_ENERGY | CUSTOMER | 0 | 0 | 0 | 0 | 0 | 0 | 0 | 0 | 0 | 0 | 0 | 0 | 0 | 0 | 0 | 0 | 0 | 0 | 0 | 0 | 0 | 0
|  |  | Adj 8 - Environmental Surcharge Revenue Sync | 0 | PROD_ENERGY | TOTAL | 0 | 0 | 0 | 0 | 0 | 0 | 0 | 0 | 0 | 0 | 0 | 0 | 0 | 0 | 0 | 0 | 0 | 0 | 0 | 0 | 0 | 0
[5 empty] | LABOR_M | PRODUCTION | 1211784.8467 | 594190.1166 | 150306.9951 | 1757.3174 | 43.2924 | 152107.6049 | 62890.3325 | 17910.858 | 1417.3845 | 299.1849 | 82517.7598 | 3777.8414 | 41185.0984 | 275060.3678 | 43151.7743 | 363175.0819 | 17070.1466 | 412.0796 | 17482.2262 | 297.6146 | 1613.7257 | 400.717
[5 empty] | LABOR_M | BULKTRAN | 326058.8617 | 159880.6534 | 40443.5885 | 472.8471 | 11.6488 | 40928.0844 | 16922.1049 | 4819.3324 | 381.3802 | 80.5026 | 22203.3201 | 1016.516 | 11081.8074 | 74011.3814 | 11610.9872 | 97720.692 | 4593.1195 | 110.8796 | 4703.9991 | 80.0801 | 434.2104 | 107.8222
[5 empty] | LABOR_M | SUBTRAN | 125046.3703 | 59384.7473 | 15201.619 | 177.1479 | 5.8077 | 15384.5745 | 6625.6041 | 1878.0125 | 192.3703 | 0 | 8695.987 | 371.0636 | 4288.7086 | 34934.7284 | 0 | 39594.5006 | 1798.1514 | 43.022 | 1841.1734 | 29.5273 | 92.7542 | 23.106
[5 empty] | LABOR_M | DISTPRI | 832610.0859 | 553268.2815 | 139291.7225 | 1625.4845 | 0 | 140917.207 | 60066.4491 | 17051.5672 | 0 | 0 | 77118.0163 | 3425.8103 | 39624.2881 | 0 | 0 | 43050.0984 | 16301.0222 | 390.559 | 16691.5813 | 280.4552 | 1028.0603 | 256.386
[5 empty] | LABOR_M | DISTSEC | 332770.4563 | 248447.0091 | 55773.0613 | 0 | 0 | 55773.0613 | 19660.5921 | 0 | 0 | 0 | 19660.5921 | 870.1887 | 0 | 0 | 0 | 870.1887 | 5471.8361 | 0 | 5471.8361 | 89.2253 | 1970.2295 | 488.3143
[5 empty] | LABOR_M | ENERGY | 874048.6011 | 317745.0561 | 102557.3505 | 1174.0871 | 29.7572 | 103761.1948 | 49629.3171 | 13853.026 | 1096.7546 | 224.8297 | 64803.9273 | 3307.0279 | 39521.66 | 279399.6439 | 44776.4938 | 367004.8256 | 13461.747 | 316.3986 | 13778.1456 | 309.0958 | 5318.6474 | 1327.7085
[5 empty] | LABOR_M | CUSTOMER | 1282687.6391 | 1007537.4738 | 234086.4729 | 2109.568 | 297.6057 | 236493.6466 | 4039.1287 | 1775.7677 | 851.1076 | 362.6017 | 7028.6057 | 58.7664 | 1104.9435 | 2205.7913 | 544.1362 | 3913.6375 | 1356.1916 | 22.7567 | 1378.9483 | 79.3648 | 21862.366 | 4393.5964
|  |  | Adj 26 - Pension & OPEB Expense Adjustment | 4985006.8612 | LABOR_M | TOTAL | 4985006.8612 | 2940453.3378 | 737660.81 | 7316.4519 | 388.1117 | 745365.3736 | 219833.5286 | 57288.5637 | 3938.9972 | 967.1188 | 282028.2083 | 12827.2143 | 136806.5061 | 665611.9128 | 100083.3915 | 915329.0248 | 60052.2144 | 1295.6954 | 61347.9098 | 1165.3631 | 32319.9934 | 6997.6505
[5 empty] | RB_GUP-Land_P | PRODUCTION | 0 | 0 | 0 | 0 | 0 | 0 | 0 | 0 | 0 | 0 | 0 | 0 | 0 | 0 | 0 | 0 | 0 | 0 | 0 | 0 | 0 | 0
[5 empty] | RB_GUP-Land_P | BULKTRAN | 0 | 0 | 0 | 0 | 0 | 0 | 0 | 0 | 0 | 0 | 0 | 0 | 0 | 0 | 0 | 0 | 0 | 0 | 0 | 0 | 0 | 0
[5 empty] | RB_GUP-Land_P | SUBTRAN | 0 | 0 | 0 | 0 | 0 | 0 | 0 | 0 | 0 | 0 | 0 | 0 | 0 | 0 | 0 | 0 | 0 | 0 | 0 | 0 | 0 | 0
[5 empty] | RB_GUP-Land_P | DISTPRI | 0 | 0 | 0 | 0 | 0 | 0 | 0 | 0 | 0 | 0 | 0 | 0 | 0 | 0 | 0 | 0 | 0 | 0 | 0 | 0 | 0 | 0
[5 empty] | RB_GUP-Land_P | DISTSEC | 0 | 0 | 0 | 0 | 0 | 0 | 0 | 0 | 0 | 0 | 0 | 0 | 0 | 0 | 0 | 0 | 0 | 0 | 0 | 0 | 0 | 0
[5 empty] | RB_GUP-Land_P | ENERGY | 0 | 0 | 0 | 0 | 0 | 0 | 0 | 0 | 0 | 0 | 0 | 0 | 0 | 0 | 0 | 0 | 0 | 0 | 0 | 0 | 0 | 0
[5 empty] | RB_GUP-Land_P | CUSTOMER | 0 | 0 | 0 | 0 | 0 | 0 | 0 | 0 | 0 | 0 | 0 | 0 | 0 | 0 | 0 | 0 | 0 | 0 | 0 | 0 | 0 | 0
|  |  | Adj 28 - NERC Compliance & Cyber Security | 0 | RB_GUP-Land_P | TOTAL | 0 | 0 | 0 | 0 | 0 | 0 | 0 | 0 | 0 | 0 | 0 | 0 | 0 | 0 | 0 | 0 | 0 | 0 | 0 | 0 | 0 | 0
[5 empty] | LABOR_M | PRODUCTION | 0 | 0 | 0 | 0 | 0 | 0 | 0 | 0 | 0 | 0 | 0 | 0 | 0 | 0 | 0 | 0 | 0 | 0 | 0 | 0 | 0 | 0
[5 empty] | LABOR_M | BULKTRAN | 0 | 0 | 0 | 0 | 0 | 0 | 0 | 0 | 0 | 0 | 0 | 0 | 0 | 0 | 0 | 0 | 0 | 0 | 0 | 0 | 0 | 0
[5 empty] | LABOR_M | SUBTRAN | 0 | 0 | 0 | 0 | 0 | 0 | 0 | 0 | 0 | 0 | 0 | 0 | 0 | 0 | 0 | 0 | 0 | 0 | 0 | 0 | 0 | 0
[5 empty] | LABOR_M | DISTPRI | 0 | 0 | 0 | 0 | 0 | 0 | 0 | 0 | 0 | 0 | 0 | 0 | 0 | 0 | 0 | 0 | 0 | 0 | 0 | 0 | 0 | 0
[5 empty] | LABOR_M | DISTSEC | 0 | 0 | 0 | 0 | 0 | 0 | 0 | 0 | 0 | 0 | 0 | 0 | 0 | 0 | 0 | 0 | 0 | 0 | 0 | 0 | 0 | 0
[5 empty] | LABOR_M | ENERGY | 0 | 0 | 0 | 0 | 0 | 0 | 0 | 0 | 0 | 0 | 0 | 0 | 0 | 0 | 0 | 0 | 0 | 0 | 0 | 0 | 0 | 0
[5 empty] | LABOR_M | CUSTOMER | 0 | 0 | 0 | 0 | 0 | 0 | 0 | 0 | 0 | 0 | 0 | 0 | 0 | 0 | 0 | 0 | 0 | 0 | 0 | 0 | 0 | 0
|  |  | Adjs 30-35 Incentive Compensation & Payroll Adjustments | 0 | LABOR_M | TOTAL | 0 | 0 | 0 | 0 | 0 | 0 | 0 | 0 | 0 | 0 | 0 | 0 | 0 | 0 | 0 | 0 | 0 | 0 | 0 | 0 | 0 | 0
[5 empty] | RB_GUP-Land_P | PRODUCTION | 107145.7316 | 52538.1506 | 13290.1092 | 155.3816 | 3.8279 | 13449.3187 | 5560.7484 | 1583.6739 | 125.3248 | 26.4539 | 7296.2009 | 334.0358 | 3641.5767 | 24320.7731 | 3815.4697 | 32111.8555 | 1509.3384 | 36.436 | 1545.7743 | 26.315 | 142.6852 | 35.4313
[5 empty] | RB_GUP-Land_P | BULKTRAN | 1893.8264 | 928.6244 | 234.9059 | 2.7464 | 0.067659 | 237.7199 | 98.2876 | 27.9918 | 2.2151 | 0.46758 | 128.9621 | 5.9042 | 64.3657 | 429.8755 | 67.4393 | 567.5847 | 26.6779 | 0.64401 | 27.3219 | 0.46512 | 2.522 | 0.62626
[5 empty] | RB_GUP-Land_P | SUBTRAN | 726.2987 | 344.9205 | 88.2946 | 1.0289 | 0.033732 | 89.3572 | 38.4831 | 10.9079 | 1.1173 | 0 | 50.5083 | 2.1552 | 24.9098 | 202.9091 | 0 | 229.9742 | 10.4441 | 0.24988 | 10.694 | 0.1715 | 0.53874 | 0.13421
[5 empty] | RB_GUP-Land_P | DISTPRI | 1369.7824 | 910.2185 | 229.1581 | 2.6742 | 0 | 231.8323 | 98.8193 | 28.0527 | 0 | 0 | 126.872 | 5.636 | 65.1886 | 0 | 0 | 70.8246 | 26.8179 | 0.64253 | 27.4604 | 0.4614 | 1.6913 | 0.4218
[5 empty] | RB_GUP-Land_P | DISTSEC | 578.9586 | 432.2515 | 97.0347 | 0 | 0 | 97.0347 | 34.2058 | 0 | 0 | 0 | 34.2058 | 1.514 | 0 | 0 | 0 | 1.514 | 9.52 | 0 | 9.52 | 0.15524 | 3.4278 | 0.84958
[5 empty] | RB_GUP-Land_P | ENERGY | 108.077 | 39.2895 | 12.6813 | 0.14518 | 0.0036795 | 12.8302 | 6.1367 | 1.7129 | 0.13561 | 0.0278 | 8.0131 | 0.40892 | 4.8869 | 34.548 | 5.5367 | 45.3805 | 1.6646 | 0.039123 | 1.7037 | 0.03822 | 0.65766 | 0.16417
[5 empty] | RB_GUP-Land_P | CUSTOMER | 1546.1054 | 1241.6857 | 293.1503 | 0.86118 | 0.036799 | 294.0482 | 3.6212 | 0.73414 | 0.10524 | 0.044836 | 4.5054 | 0.050147 | 0.42822 | 0.27275 | 0.067283 | 0.81839 | 1.2569 | 0.01139 | 1.2683 | 0.078423 | 2.7033 | 0.99781
|  |  | Adj 38 - ARO Depreciation Expense | 113368.78 | RB_GUP-Land_P | TOTAL | 113368.78 | 56435.1407 | 14245.334 | 162.8375 | 3.9698 | 14412.1413 | 5840.302 | 1653.0734 | 128.8981 | 26.9941 | 7649.2676 | 349.7043 | 3801.356 | 24988.3785 | 3888.513 | 33027.9518 | 1585.7197 | 38.0229 | 1623.7426 | 27.6849 | 154.2261 | 38.6251
[5 empty] | PROD_DEMAND | PRODUCTION | 0 | 0 | 0 | 0 | 0 | 0 | 0 | 0 | 0 | 0 | 0 | 0 | 0 | 0 | 0 | 0 | 0 | 0 | 0 | 0 | 0 | 0
[5 empty] | PROD_DEMAND | BULKTRAN | 0 | 0 | 0 | 0 | 0 | 0 | 0 | 0 | 0 | 0 | 0 | 0 | 0 | 0 | 0 | 0 | 0 | 0 | 0 | 0 | 0 | 0
[5 empty] | PROD_DEMAND | SUBTRAN | 0 | 0 | 0 | 0 | 0 | 0 | 0 | 0 | 0 | 0 | 0 | 0 | 0 | 0 | 0 | 0 | 0 | 0 | 0 | 0 | 0 | 0
[5 empty] | PROD_DEMAND | DISTPRI | 0 | 0 | 0 | 0 | 0 | 0 | 0 | 0 | 0 | 0 | 0 | 0 | 0 | 0 | 0 | 0 | 0 | 0 | 0 | 0 | 0 | 0
[5 empty] | PROD_DEMAND | DISTSEC | 0 | 0 | 0 | 0 | 0 | 0 | 0 | 0 | 0 | 0 | 0 | 0 | 0 | 0 | 0 | 0 | 0 | 0 | 0 | 0 | 0 | 0
[5 empty] | PROD_DEMAND | ENERGY | 0 | 0 | 0 | 0 | 0 | 0 | 0 | 0 | 0 | 0 | 0 | 0 | 0 | 0 | 0 | 0 | 0 | 0 | 0 | 0 | 0 | 0
[5 empty] | PROD_DEMAND | CUSTOMER | 0 | 0 | 0 | 0 | 0 | 0 | 0 | 0 | 0 | 0 | 0 | 0 | 0 | 0 | 0 | 0 | 0 | 0 | 0 | 0 | 0 | 0
|  |  | Adj 39 - ARO Accretion | 0 | PROD_DEMAND | TOTAL | 0 | 0 | 0 | 0 | 0 | 0 | 0 | 0 | 0 | 0 | 0 | 0 | 0 | 0 | 0 | 0 | 0 | 0 | 0 | 0 | 0 | 0
[5 empty] | TRANS_TOTAL | PRODUCTION | 0 | 0 | 0 | 0 | 0 | 0 | 0 | 0 | 0 | 0 | 0 | 0 | 0 | 0 | 0 | 0 | 0 | 0 | 0 | 0 | 0 | 0
[5 empty] | TRANS_TOTAL | BULKTRAN | -4254525.8302 | -2086176.6065 | -527721.5629 | -6169.8678 | -151.9978 | -534043.4285 | -220805.3228 | -62884.272 | -4976.3775 | -1050.4255 | -289716.3978 | -13263.8428 | -144599.1551 | -965725.4281 | -151504.0717 | -1275092.4977 | -59932.5696 | -1446.7941 | -61379.3637 | -1044.9123 | -5665.7232 | -1406.9004
[5 empty] | TRANS_TOTAL | SUBTRAN | -1631647.1502 | -774872.1808 | -198355.8445 | -2311.4848 | -75.7802 | -200743.1095 | -86453.1141 | -24504.94 | -2510.1126 | 0 | -113468.1667 | -4841.7627 | -55960.5145 | -455840.1003 | 0 | -516642.3774 | -23462.885 | -561.3652 | -24024.2502 | -385.2825 | -1210.2877 | -301.4953
[5 empty] | TRANS_TOTAL | DISTPRI | 0 | 0 | 0 | 0 | 0 | 0 | 0 | 0 | 0 | 0 | 0 | 0 | 0 | 0 | 0 | 0 | 0 | 0 | 0 | 0 | 0 | 0
[5 empty] | TRANS_TOTAL | DISTSEC | 0 | 0 | 0 | 0 | 0 | 0 | 0 | 0 | 0 | 0 | 0 | 0 | 0 | 0 | 0 | 0 | 0 | 0 | 0 | 0 | 0 | 0
[5 empty] | TRANS_TOTAL | ENERGY | 0 | 0 | 0 | 0 | 0 | 0 | 0 | 0 | 0 | 0 | 0 | 0 | 0 | 0 | 0 | 0 | 0 | 0 | 0 | 0 | 0 | 0
[5 empty] | TRANS_TOTAL | CUSTOMER | 0 | 0 | 0 | 0 | 0 | 0 | 0 | 0 | 0 | 0 | 0 | 0 | 0 | 0 | 0 | 0 | 0 | 0 | 0 | 0 | 0 | 0
|  |  | Adj 41 - KPCO AFUDC Offset | -5886172.9804 | TRANS_TOTAL | TOTAL | -5886172.9804 | -2861048.7873 | -726077.4074 | -8481.3526 | -227.778 | -734786.538 | -307258.4369 | -87389.212 | -7486.4901 | -1050.4255 | -403184.5645 | -18105.6054 | -200559.6696 | -1421565.5284 | -151504.0717 | -1791734.8751 | -83395.4546 | -2008.1593 | -85403.6139 | -1430.1949 | -6876.0109 | -1708.3958
[5 empty] | RB_GUP | PRODUCTION | -189385.0161 | -92863.6013 | -23490.8802 | -274.6441 | -6.766 | -23772.2903 | -9828.879 | -2799.2165 | -221.5174 | -46.7584 | -12896.3713 | -590.4237 | -6436.6546 | -42988.0868 | -6744.0185 | -56759.1837 | -2667.8251 | -64.4023 | -2732.2273 | -46.513 | -252.2027 | -62.6265
[5 empty] | RB_GUP | BULKTRAN | -200569.2015 | -98347.6874 | -24878.1408 | -290.8633 | -7.1656 | -25176.1696 | -10409.3262 | -2964.525 | -234.5991 | -49.5197 | -13657.9701 | -625.2914 | -6816.7731 | -45526.7604 | -7142.2884 | -60111.1133 | -2825.3742 | -68.2056 | -2893.5798 | -49.2598 | -267.0966 | -66.3249
[5 empty] | RB_GUP | SUBTRAN | -76888.5646 | -36514.5183 | -9347.1779 | -108.9247 | -3.571 | -9459.6736 | -4073.9543 | -1154.7531 | -118.2847 | 0 | -5346.9921 | -228.1597 | -2637.043 | -21480.6804 | 0 | -24345.8831 | -1105.6481 | -26.4534 | -1132.1015 | -18.1558 | -57.0327 | -14.2074
[5 empty] | RB_GUP | DISTPRI | -160404.2631 | -106588.4169 | -26834.8732 | -313.1534 | 0 | -27148.0266 | -11571.9407 | -3285.0239 | 0 | 0 | -14856.9646 | -659.9903 | -7633.7109 | 0 | 0 | -8293.7012 | -3140.4297 | -75.2421 | -3215.6718 | -54.0303 | -198.0582 | -49.3934
[5 empty] | RB_GUP | DISTSEC | -70944.4416 | -52967.2451 | -11890.4446 | 0 | 0 | -11890.4446 | -4191.5071 | 0 | 0 | 0 | -4191.5071 | -185.5184 | 0 | 0 | 0 | -185.5184 | -1166.5589 | 0 | -1166.5589 | -19.0222 | -420.0398 | -104.1054
[5 empty] | RB_GUP | ENERGY | -8549.5456 | -3108.0375 | -1003.1693 | -11.4844 | -0.29107 | -1014.9448 | -485.4514 | -135.504 | -10.728 | -2.1992 | -633.8825 | -32.3478 | -386.5829 | -2732.9602 | -437.9833 | -3589.8742 | -131.6767 | -3.0949 | -134.7716 | -3.0234 | -52.0246 | -12.987
[5 empty] | RB_GUP | CUSTOMER | -148644.7075 | -107777.6731 | -26277.0811 | -213.2229 | -30.2478 | -26520.5518 | -438.4845 | -178.7411 | -86.7628 | -37.1622 | -741.1506 | -6.3159 | -111.2622 | -224.9673 | -55.746 | -398.2913 | -148.4017 | -2.2761 | -150.6778 | -8.8088 | -11323.3321 | -1724.2221
|  |  | Adj 18 - Wholesale Load Adjustments | -855385.74 | RB_GUP | TOTAL | -855385.74 | -498167.1795 | -123721.7671 | -1212.2928 | -48.0415 | -124982.1014 | -40999.5431 | -10517.7637 | -671.892 | -135.6396 | -52324.8383 | -2328.0473 | -24022.0267 | -112953.4551 | -14380.0362 | -153683.5653 | -11185.9144 | -239.6743 | -11425.5887 | -198.8134 | -12569.7868 | -2033.8666
[5 empty] | RB_GUP-Land_P | PRODUCTION | -5831558.7445 | -2859463.5261 | -723333.0852 | -8456.864 | -208.3391 | -731998.2883 | -302651.6379 | -86193.7007 | -6820.9805 | -1439.7887 | -397106.1078 | -18180.3757 | -198197.9899 | -1323692.6486 | -207662.3646 | -1747733.3789 | -82147.8854 | -1983.08 | -84130.9654 | -1432.2319 | -7765.8472 | -1928.3988
[5 empty] | RB_GUP-Land_P | BULKTRAN | -103074.1926 | -50541.7003 | -12785.0849 | -149.4771 | -3.6824 | -12938.2444 | -5349.4399 | -1523.4942 | -120.5625 | -25.4486 | -7018.9452 | -321.3425 | -3503.1968 | -23396.5835 | -3670.4819 | -30891.6046 | -1451.9835 | -35.0514 | -1487.0349 | -25.315 | -137.2632 | -34.0849
[5 empty] | RB_GUP-Land_P | SUBTRAN | -39529.837 | -18772.791 | -4805.5575 | -56.0002 | -1.8359 | -4863.3937 | -2094.4954 | -593.68 | -60.8124 | 0 | -2748.9878 | -117.3012 | -1355.7527 | -11043.6162 | 0 | -12516.67 | -568.4342 | -13.6002 | -582.0344 | -9.3342 | -29.3216 | -7.3043
[5 empty] | RB_GUP-Land_P | DISTPRI | -74552.3527 | -49539.938 | -12472.2554 | -145.5468 | 0 | -12617.8021 | -5378.382 | -1526.8064 | 0 | 0 | -6905.1884 | -306.7489 | -3547.98 | 0 | 0 | -3854.7288 | -1459.6023 | -34.9709 | -1494.5731 | -25.1121 | -92.0531 | -22.9569
[5 empty] | RB_GUP-Land_P | DISTSEC | -31510.6447 | -23525.9029 | -5281.2534 | 0 | 0 | -5281.2534 | -1861.6975 | 0 | 0 | 0 | -1861.6975 | -82.3998 | 0 | 0 | 0 | -82.3998 | -518.1382 | 0 | -518.1382 | -8.4489 | -186.5646 | -46.2394
[5 empty] | RB_GUP-Land_P | ENERGY | -5882.2418 | -2138.3859 | -690.1986 | -7.9015 | -0.20026 | -698.3003 | -333.9993 | -93.2292 | -7.381 | -1.5131 | -436.1226 | -22.2559 | -265.976 | -1880.3259 | -301.3404 | -2469.8982 | -90.5959 | -2.1293 | -92.7253 | -2.0802 | -35.7939 | -8.9353
[5 empty] | RB_GUP-Land_P | CUSTOMER | -84148.9868 | -67580.5065 | -15955.1195 | -46.871 | -2.0029 | -16003.9933 | -197.0867 | -39.9568 | -5.7279 | -2.4403 | -245.2116 | -2.7293 | -23.3063 | -14.8447 | -3.662 | -44.5423 | -68.4066 | -0.61992 | -69.0266 | -4.2683 | -147.1311 | -54.3071
|  |  | Adj 37 & 48 - Depreciation/Amortization Adjustments - Prod | -6170257 | RB_GUP-Land_P | TOTAL | -6170257 | -3071562.7507 | -775322.5545 | -8862.6605 | -216.0606 | -784401.2756 | -317866.7388 | -89970.8674 | -7015.4642 | -1469.1907 | -416322.2611 | -19033.1533 | -206894.2016 | -1360028.0189 | -211637.8488 | -1797593.2227 | -86305.0461 | -2069.4517 | -88374.4978 | -1506.7906 | -8393.9747 | -2102.2268
[5 empty] | RB_GUP-Land_T | PRODUCTION | -22428.7652 | -10997.7862 | -2782.0123 | -32.526 | -0.80129 | -2815.3395 | -1164.0288 | -331.5097 | -26.2342 | -5.5376 | -1527.3103 | -69.9236 | -762.2895 | -5091.0559 | -798.6905 | -6721.9595 | -315.9491 | -7.6271 | -323.5762 | -5.5085 | -29.8682 | -7.4168
[5 empty] | RB_GUP-Land_T | BULKTRAN | -1114990.342 | -546727.6168 | -138300.8282 | -1616.947 | -39.8343 | -139957.6095 | -57866.8017 | -16480.181 | -1304.1672 | -275.2867 | -75926.4365 | -3476.0763 | -37895.3303 | -253089.1968 | -39704.9127 | -334165.5161 | -15706.6237 | -379.1636 | -16085.7873 | -273.8418 | -1484.8251 | -368.7086
[5 empty] | RB_GUP-Land_T | SUBTRAN | -454924.8928 | -216044.6539 | -55304.2435 | -644.4727 | -21.1285 | -55969.8447 | -24104.2763 | -6832.3027 | -699.8527 | 0 | -31636.4317 | -1349.9477 | -15602.5346 | -127094.2733 | 0 | -144046.7556 | -6541.7639 | -156.5161 | -6698.28 | -107.4219 | -337.4443 | -84.0609
[5 empty] | RB_GUP-Land_T | DISTPRI | 0 | 0 | 0 | 0 | 0 | 0 | 0 | 0 | 0 | 0 | 0 | 0 | 0 | 0 | 0 | 0 | 0 | 0 | 0 | 0 | 0 | 0
[5 empty] | RB_GUP-Land_T | DISTSEC | 0 | 0 | 0 | 0 | 0 | 0 | 0 | 0 | 0 | 0 | 0 | 0 | 0 | 0 | 0 | 0 | 0 | 0 | 0 | 0 | 0 | 0
[5 empty] | RB_GUP-Land_T | ENERGY | 0 | 0 | 0 | 0 | 0 | 0 | 0 | 0 | 0 | 0 | 0 | 0 | 0 | 0 | 0 | 0 | 0 | 0 | 0 | 0 | 0 | 0
[5 empty] | RB_GUP-Land_T | CUSTOMER | 0 | 0 | 0 | 0 | 0 | 0 | 0 | 0 | 0 | 0 | 0 | 0 | 0 | 0 | 0 | 0 | 0 | 0 | 0 | 0 | 0 | 0
|  |  | Adj 37 & 48 - Depreciation/Amortization Adjustments - Trans | -1592344 | RB_GUP-Land_T | TOTAL | -1592344 | -773770.0569 | -196387.084 | -2293.9457 | -61.7641 | -198742.7937 | -83135.1068 | -23643.9934 | -2030.2541 | -280.8243 | -109090.1785 | -4895.9476 | -54260.1544 | -385274.526 | -40503.6032 | -484934.2312 | -22564.3367 | -543.3068 | -23107.6435 | -386.7722 | -1852.1376 | -460.1863
[5 empty] | RB_GUP-Land_D | PRODUCTION | 0 | 0 | 0 | 0 | 0 | 0 | 0 | 0 | 0 | 0 | 0 | 0 | 0 | 0 | 0 | 0 | 0 | 0 | 0 | 0 | 0 | 0
[5 empty] | RB_GUP-Land_D | BULKTRAN | 0 | 0 | 0 | 0 | 0 | 0 | 0 | 0 | 0 | 0 | 0 | 0 | 0 | 0 | 0 | 0 | 0 | 0 | 0 | 0 | 0 | 0
[5 empty] | RB_GUP-Land_D | SUBTRAN | 0 | 0 | 0 | 0 | 0 | 0 | 0 | 0 | 0 | 0 | 0 | 0 | 0 | 0 | 0 | 0 | 0 | 0 | 0 | 0 | 0 | 0
[5 empty] | RB_GUP-Land_D | DISTPRI | 1916157.5106 | 1273284.0869 | 320564.0728 | 3740.8678 | 0 | 324304.9406 | 138236.1078 | 39242.2444 | 0 | 0 | 177478.3522 | 7884.1132 | 91190.7969 | 0 | 0 | 99074.91 | 37514.9506 | 898.8272 | 38413.7778 | 645.4358 | 2365.964 | 590.0433
[5 empty] | RB_GUP-Land_D | DISTSEC | 872444.2847 | 651368.4402 | 146223.5834 | 0 | 0 | 146223.5834 | 51545.3546 | 0 | 0 | 0 | 51545.3546 | 2281.4261 | 0 | 0 | 0 | 2281.4261 | 14345.8411 | 0 | 14345.8411 | 233.9272 | 5165.469 | 1280.243
[5 empty] | RB_GUP-Land_D | ENERGY | 0 | 0 | 0 | 0 | 0 | 0 | 0 | 0 | 0 | 0 | 0 | 0 | 0 | 0 | 0 | 0 | 0 | 0 | 0 | 0 | 0 | 0
[5 empty] | RB_GUP-Land_D | CUSTOMER | 1747685.2047 | 1254946.1293 | 307614.8752 | 2501.9117 | 356.9336 | 310473.7205 | 5143.3879 | 2096.1315 | 1024.1532 | 438.9136 | 8702.5862 | 74.0539 | 1305.4552 | 2655.6603 | 658.3744 | 4693.5438 | 1741.4314 | 26.6313 | 1768.0627 | 103.4288 | 145055.4759 | 21942.2575
|  |  | Adj 37 & 48 - Depreciation/Amortization Adjustments - Dist | 4536287 | RB_GUP-Land_D | TOTAL | 4536287 | 3179598.6565 | 774402.5314 | 6242.7796 | 356.9336 | 781002.2445 | 194924.8504 | 41338.3759 | 1024.1532 | 438.9136 | 237726.293 | 10239.5932 | 92496.2521 | 2655.6603 | 658.3744 | 106049.8799 | 53602.2231 | 925.4585 | 54527.6816 | 982.7917 | 152586.9089 | 23812.5438
[5 empty] | RB_GUP-Land_G | PRODUCTION | -21680.8308 | -10631.0418 | -2689.2402 | -31.4413 | -0.77457 | -2721.4561 | -1125.2118 | -320.4548 | -25.3593 | -5.3529 | -1476.3789 | -67.5918 | -736.8694 | -4921.2839 | -772.0565 | -6497.8016 | -305.4131 | -7.3728 | -312.7859 | -5.3248 | -28.8722 | -7.1695
[5 empty] | RB_GUP-Land_G | BULKTRAN | -5833.7312 | -2860.5288 | -723.6025 | -8.46 | -0.20842 | -732.271 | -302.7644 | -86.2258 | -6.8235 | -1.4403 | -397.254 | -18.1871 | -198.2718 | -1324.1858 | -207.7397 | -1748.3845 | -82.1785 | -1.9838 | -84.1623 | -1.4328 | -7.7687 | -1.9291
[5 empty] | RB_GUP-Land_G | SUBTRAN | -2237.2859 | -1062.4911 | -271.9821 | -3.1695 | -0.10391 | -275.2554 | -118.543 | -33.6007 | -3.4418 | 0 | -155.5856 | -6.6389 | -76.7321 | -625.0399 | 0 | -708.411 | -32.1719 | -0.76973 | -32.9416 | -0.52829 | -1.6595 | -0.41341
[5 empty] | RB_GUP-Land_G | DISTPRI | -14896.7686 | -9898.8827 | -2492.1588 | -29.0826 | 0 | -2521.2414 | -1074.6879 | -305.0807 | 0 | 0 | -1379.7686 | -61.2934 | -708.9439 | 0 | 0 | -770.2373 | -291.6522 | -6.9877 | -298.6399 | -5.0178 | -18.3937 | -4.5872
[5 empty] | RB_GUP-Land_G | DISTSEC | -5953.8127 | -4445.127 | -997.8721 | 0 | 0 | -997.8721 | -351.7604 | 0 | 0 | 0 | -351.7604 | -15.5691 | 0 | 0 | 0 | -15.5691 | -97.9002 | 0 | -97.9002 | -1.5964 | -35.2507 | -8.7367
[5 empty] | RB_GUP-Land_G | ENERGY | -15638.172 | -5684.9835 | -1834.9203 | -21.0064 | -0.5324 | -1856.459 | -887.9504 | -247.8535 | -19.6227 | -4.0226 | -1159.4492 | -59.1682 | -707.1077 | -4998.9208 | -801.1254 | -6566.322 | -240.8529 | -5.6609 | -246.5138 | -5.5302 | -95.1594 | -23.7549
[5 empty] | RB_GUP-Land_G | CUSTOMER | -22949.3988 | -18026.5082 | -4188.1933 | -37.7437 | -5.3247 | -4231.2616 | -72.2667 | -31.7714 | -15.2277 | -6.4875 | -125.7534 | -1.0514 | -19.7693 | -39.4652 | -9.7355 | -70.0214 | -24.2645 | -0.40715 | -24.6717 | -1.42 | -391.1538 | -78.6087
|  |  | Adj 37 & 48 - Depreciation/Amortization Adjustments - Gen & Int | -89190 | RB_GUP-Land_G | TOTAL | -89190 | -52609.5631 | -13197.9693 | -130.9034 | -6.944 | -13335.8167 | -3933.1846 | -1024.987 | -70.4752 | -17.3034 | -5045.9501 | -229.5 | -2447.6942 | -11908.8956 | -1790.6571 | -16376.7469 | -1074.4332 | -23.1821 | -1097.6154 | -20.8503 | -578.258 | -125.1995
[5 empty] | RB_GUP-Land_P | PRODUCTION | 0 | 0 | 0 | 0 | 0 | 0 | 0 | 0 | 0 | 0 | 0 | 0 | 0 | 0 | 0 | 0 | 0 | 0 | 0 | 0 | 0 | 0
[5 empty] | RB_GUP-Land_P | BULKTRAN | 0 | 0 | 0 | 0 | 0 | 0 | 0 | 0 | 0 | 0 | 0 | 0 | 0 | 0 | 0 | 0 | 0 | 0 | 0 | 0 | 0 | 0
[5 empty] | RB_GUP-Land_P | SUBTRAN | 0 | 0 | 0 | 0 | 0 | 0 | 0 | 0 | 0 | 0 | 0 | 0 | 0 | 0 | 0 | 0 | 0 | 0 | 0 | 0 | 0 | 0
[5 empty] | RB_GUP-Land_P | DISTPRI | 0 | 0 | 0 | 0 | 0 | 0 | 0 | 0 | 0 | 0 | 0 | 0 | 0 | 0 | 0 | 0 | 0 | 0 | 0 | 0 | 0 | 0
[5 empty] | RB_GUP-Land_P | DISTSEC | 0 | 0 | 0 | 0 | 0 | 0 | 0 | 0 | 0 | 0 | 0 | 0 | 0 | 0 | 0 | 0 | 0 | 0 | 0 | 0 | 0 | 0
[5 empty] | RB_GUP-Land_P | ENERGY | 0 | 0 | 0 | 0 | 0 | 0 | 0 | 0 | 0 | 0 | 0 | 0 | 0 | 0 | 0 | 0 | 0 | 0 | 0 | 0 | 0 | 0
[5 empty] | RB_GUP-Land_P | CUSTOMER | 0 | 0 | 0 | 0 | 0 | 0 | 0 | 0 | 0 | 0 | 0 | 0 | 0 | 0 | 0 | 0 | 0 | 0 | 0 | 0 | 0 | 0
[5 empty] | RB_GUP-Land_P | TOTAL | 0 | 0 | 0 | 0 | 0 | 0 | 0 | 0 | 0 | 0 | 0 | 0 | 0 | 0 | 0 | 0 | 0 | 0 | 0 | 0 | 0 | 0
[5 empty] | PROD_DEMAND | PRODUCTION | 0 | 0 | 0 | 0 | 0 | 0 | 0 | 0 | 0 | 0 | 0 | 0 | 0 | 0 | 0 | 0 | 0 | 0 | 0 | 0 | 0 | 0
[5 empty] | PROD_DEMAND | BULKTRAN | 0 | 0 | 0 | 0 | 0 | 0 | 0 | 0 | 0 | 0 | 0 | 0 | 0 | 0 | 0 | 0 | 0 | 0 | 0 | 0 | 0 | 0
[5 empty] | PROD_DEMAND | SUBTRAN | 0 | 0 | 0 | 0 | 0 | 0 | 0 | 0 | 0 | 0 | 0 | 0 | 0 | 0 | 0 | 0 | 0 | 0 | 0 | 0 | 0 | 0
[5 empty] | PROD_DEMAND | DISTPRI | 0 | 0 | 0 | 0 | 0 | 0 | 0 | 0 | 0 | 0 | 0 | 0 | 0 | 0 | 0 | 0 | 0 | 0 | 0 | 0 | 0 | 0
[5 empty] | PROD_DEMAND | DISTSEC | 0 | 0 | 0 | 0 | 0 | 0 | 0 | 0 | 0 | 0 | 0 | 0 | 0 | 0 | 0 | 0 | 0 | 0 | 0 | 0 | 0 | 0
[5 empty] | PROD_DEMAND | ENERGY | 0 | 0 | 0 | 0 | 0 | 0 | 0 | 0 | 0 | 0 | 0 | 0 | 0 | 0 | 0 | 0 | 0 | 0 | 0 | 0 | 0 | 0
[5 empty] | PROD_DEMAND | CUSTOMER | 0 | 0 | 0 | 0 | 0 | 0 | 0 | 0 | 0 | 0 | 0 | 0 | 0 | 0 | 0 | 0 | 0 | 0 | 0 | 0 | 0 | 0
[5 empty] | PROD_DEMAND | TOTAL | 0 | 0 | 0 | 0 | 0 | 0 | 0 | 0 | 0 | 0 | 0 | 0 | 0 | 0 | 0 | 0 | 0 | 0 | 0 | 0 | 0 | 0
[6 empty] | PRODUCTION | -4746122.7784 | -2327227.6881 | -588698.1136 | -6882.7764 | -169.5607 | -595750.4506 | -246318.6766 | -70150.3499 | -5551.3821 | -1171.7989 | -323192.2075 | -14796.4377 | -161307.1283 | -1077311.9343 | -169009.886 | -1422425.3863 | -66857.5877 | -1613.9666 | -68471.5543 | -1165.6486 | -6320.3795 | -1569.4633
[6 empty] | BULKTRAN | -5351040.6093 | -2623844.862 | -663730.7249 | -7760.0217 | -191.1721 | -671681.9187 | -277713.2626 | -79091.3739 | -6258.9344 | -1321.1507 | -364384.7215 | -16682.32 | -181866.5539 | -1214620.8977 | -190551.0679 | -1603720.8394 | -75378.9321 | -1819.675 | -77198.6071 | -1314.2166 | -7125.9445 | -1769.4995
[6 empty] | SUBTRAN | -2079455.0615 | -987536.9673 | -252794.8918 | -2945.8752 | -96.5782 | -255837.3452 | -110180.2959 | -31230.3561 | -3199.0166 | 0 | -144609.6686 | -6170.5914 | -71318.9583 | -580946.0726 | 0 | -658435.6224 | -29902.3076 | -715.4326 | -30617.7402 | -491.0239 | -1542.4528 | -384.2411
[6 empty] | DISTPRI | 2500283.9946 | 1661435.3494 | 418285.666 | 4881.2438 | 0 | 423166.9098 | 180376.3657 | 51204.9532 | 0 | 0 | 231581.3189 | 10287.5269 | 118989.6387 | 0 | 0 | 129277.1656 | 48951.1065 | 1172.828 | 50123.9346 | 842.1921 | 3087.2107 | 769.9136
[6 empty] | DISTSEC | 1097384.8006 | 819309.4258 | 183924.1092 | 0 | 0 | 183924.1092 | 64835.1874 | 0 | 0 | 0 | 64835.1874 | 2869.6415 | 0 | 0 | 0 | 2869.6415 | 18044.5998 | 0 | 18044.5998 | 294.2402 | 6497.2713 | 1610.3254
[6 empty] | ENERGY | 844086.7187 | 306852.9386 | 99041.7437 | 1133.8401 | 28.7371 | 100204.3208 | 47928.0527 | 13378.1522 | 1059.1585 | 217.1226 | 62582.486 | 3193.6649 | 38166.8803 | 269821.9851 | 43241.5814 | 354424.1116 | 13000.2861 | 305.5526 | 13305.8387 | 298.5002 | 5136.3272 | 1282.1954
[6 empty] | CUSTOMER | 2776175.8562 | 2070340.6009 | 495574.1045 | 4314.5034 | 617.0007 | 500505.6086 | 8478.2999 | 3622.164 | 1767.6476 | 755.47 | 14623.5816 | 122.7739 | 2256.4892 | 4582.4471 | 1133.4345 | 8095.1447 | 2857.807 | 46.0962 | 2903.9032 | 168.375 | 155058.9283 | 24479.7139
|  | Total Adjustments to Per Books Schedule M |  | -4958687.0791 |  | TOTAL | -4958687.0791 | -1080671.2027 | -308398.107 | -7259.086 | 188.4269 | -315468.7661 | -332594.3293 | -112266.8105 | -12182.5271 | -1520.3569 | -458564.0237 | -21175.7419 | -255079.6323 | -2598474.4725 | -315185.938 | -3189915.7847 | -89285.0279 | -2624.5973 | -91909.6252 | -1367.5816 | 154790.9606 | 24418.9443
[6 empty] | PRODUCTION | -8538269.9651 | -4186680.2018 | -1059067.2969 | -12382.1076 | -305.0395 | -1071754.444 | -443127.0442 | -126200.4068 | -9986.9307 | -2108.065 | -581422.4467 | -26618.776 | -290191.3568 | -1938083.0547 | -304048.61 | -2558941.7975 | -120276.731 | -2903.5243 | -123180.2553 | -2097.0007 | -11370.3562 | -2823.4629
[6 empty] | BULKTRAN | -17103759.0509 | -8386707.1066 | -2121510.7907 | -24803.688 | -611.0514 | -2146925.5301 | -887666.7316 | -252803.1275 | -20005.6987 | -4222.8502 | -1164698.408 | -53322.41 | -581307.8136 | -3882344.5175 | -609066.4956 | -5126041.2366 | -240936.8918 | -5816.3047 | -246753.1965 | -4200.6864 | -22776.96 | -5655.9267
[6 empty] | SUBTRAN | -6599483.2613 | -3134106.5293 | -802285.0255 | -9349.206 | -306.5064 | -811940.7379 | -349674.7931 | -99114.5305 | -10152.591 | 0 | -458941.9146 | -19583.3588 | -226342.1223 | -1843725.2879 | 0 | -2089650.769 | -94899.7562 | -2270.5399 | -97170.2961 | -1558.3428 | -4895.2208 | -1219.4507
[6 empty] | DISTPRI | -7170862.6516 | -4765028.581 | -1199651.3462 | -13999.5013 | 0 | -1213650.8474 | -517322.8909 | -146856.7919 | 0 | 0 | -664179.6827 | -29504.8253 | -341264.5754 | 0 | 0 | -370769.4007 | -140392.7164 | -3363.6934 | -143756.4098 | -2415.4231 | -8854.1797 | -2208.1271
[6 empty] | DISTSEC | -3165256.1416 | -2363185.8127 | -530503.8997 | 0 | 0 | -530503.8997 | -187008.2173 | 0 | 0 | 0 | -187008.2173 | -8277.0878 | 0 | 0 | 0 | -8277.0878 | -52047.1765 | 0 | -52047.1765 | -848.6955 | -18740.489 | -4644.7631
[6 empty] | ENERGY | 234808.3594 | 85360.4653 | 27551.4693 | 315.4121 | 7.9941 | 27874.8755 | 13332.6436 | 3721.5394 | 294.6371 | 60.3993 | 17409.2194 | 888.4149 | 10617.277 | 75059.1808 | 12028.9593 | 98593.8321 | 3616.4245 | 84.9987 | 3701.4232 | 83.0369 | 1428.8254 | 356.6816
[6 empty] | CUSTOMER | -6398545.368 | -4614276.2343 | -1129379.2697 | -8956.824 | -1264.8991 | -1139600.9929 | -18691.212 | -7506.0298 | -3629.3363 | -1555.3576 | -31381.9357 | -268.8152 | -4670.3456 | -9410.9579 | -2333.055 | -16683.1737 | -6333.0394 | -95.6736 | -6428.713 | -376.7048 | -512225.9843 | -77571.6294
| Adjusted Schedule M |  |  | -48741368.0791 |  | TOTAL | -48741368.0791 | -27364624.0005 | -6814846.1593 | -69175.9149 | -2479.5024 | -6886501.5765 | -2390158.2454 | -628759.3472 | -43479.9195 | -7825.8736 | -3070223.3856 | -136686.8581 | -1433158.9367 | -7598504.637 | -903419.2013 | -10071769.6332 | -651269.8868 | -14364.7371 | -665634.624 | -11413.8165 | -577434.3646 | -93766.6782
[6 empty] | PRODUCTION | -2456857.4923 | -6160382.317 | 2205022.3794 | 13839.1255 | -991.5807 | 2217869.9241 | 1448513.0778 | 678800.9002 | 12930.0833 | 150015.6049 | 2290259.6663 | 36586.7581 | 929542.3084 | -2025993.253 | -460724.8117 | -1520588.9982 | 615592.4439 | 12602.6502 | 628195.0942 | 11267.9451 | 56570.7522 | 19950.4409
[6 empty] | BULKTRAN | -9139949.1166 | -10825552.95 | 2112133.6488 | 61341.5499 | 3163.5583 | 2176638.757 | 1663435.231 | 763407.4281 | 19941.5502 | -363160.8432 | 2083623.3662 | 19338.5147 | 905234.0056 | -3446472.8707 | -901951.3771 | -3423851.7274 | 738132.8946 | 13319.0296 | 751451.9242 | 12125.8973 | 63220.6043 | 22395.0118
[6 empty] | SUBTRAN | -3343975.74 | -4025224.6548 | 744927.5053 | 21967.0302 | 1472.289 | 768366.8244 | 622060.1075 | 285803.4755 | 9345.0506 | 0 | 917208.6336 | 6173.5421 | 333066.187 | -1648665.9381 | 0 | -1309426.2089 | 278223.0376 | 4956.1068 | 283179.1444 | 4301.9279 | 12985.313 | 4633.2804
[6 empty] | DISTPRI | 1746763.9005 | -6521293.1511 | 3050442.5893 | 55013.7788 | 0 | 3105456.368 | 2061759.9942 | 887654.4165 | 0 | 0 | 2949414.4106 | 45786.9691 | 1223921.7747 | 0 | 0 | 1269708.7437 | 845904.297 | 16301.1306 | 862205.4277 | 14260.6751 | 49899.0721 | 17112.3543
[6 empty] | DISTSEC | -667248.2674 | -3219066.4432 | 1340474.9051 | 0 | 0 | 1340474.9051 | 741012.2826 | 0 | 0 | 0 | 741012.2826 | 12742.4671 | 0 | 0 | 0 | 12742.4671 | 311842.0063 | 0 | 311842.0063 | 4980.1113 | 104986.4708 | 35779.9327
[6 empty] | ENERGY | 463893.386 | -867593.3324 | 609856.4905 | -15911.6075 | -1126.9098 | 592817.9731 | 383089.0098 | 218644.3291 | 1603.0911 | 304673.1545 | 908009.5845 | 19837.6714 | 405942.7869 | -802077.4394 | -60200.3368 | -436497.3179 | 160492.3416 | 3974.5642 | 164466.9058 | 4834.0779 | 71555.6146 | 26299.8804
[6 empty] | CUSTOMER | 125239.5344 | -6405247.2207 | 2855179.7814 | 33001.7249 | 4937.0945 | 2893118.6008 | 74989.6525 | 46890.1539 | 8192.994 | -87887.0019 | 42185.7985 | 427.5417 | 17429.4237 | -7420.8791 | -3812.4899 | 6623.5964 | 38458.1794 | 479.3703 | 38937.5496 | 2252.9738 | 2937114.9601 | 610253.2758
|  |  | Kentucky Taxable Income Before Adjustments | -13272133.7955 |  | TOTAL | -13272133.7955 | -38024360.0691 | 12918037.2997 | 169251.6016 | 7454.4512 | 13094743.3525 | 6994859.3554 | 2881200.7033 | 52012.7692 | 3640.9143 | 9931713.7423 | 140893.4643 | 3815136.4863 | -7930630.3803 | -1426689.0154 | -5401289.4451 | 2988645.2005 | 51632.8517 | 3040278.0521 | 54023.6083 | 3296332.7872 | 736424.1763
[5 empty] | RB_GUP | PRODUCTION | -3182267.5134 | -1560402.3355 | -394721.1165 | -4614.8902 | -113.6902 | -399449.6969 | -165156.2674 | -47035.6942 | -3722.1926 | -785.6892 | -216699.8433 | -9920.9871 | -108156.1641 | -722335.8793 | -113320.8505 | -953733.881 | -44827.9025 | -1082.162 | -45910.0645 | -781.5655 | -4237.8041 | -1052.3226
[5 empty] | RB_GUP | BULKTRAN | -3370197.2163 | -1652552.3343 | -418031.483 | -4887.4239 | -120.4042 | -423039.311 | -174909.6172 | -49813.4003 | -3942.0077 | -832.0883 | -229497.1135 | -10506.8738 | -114543.3568 | -764993.6278 | -120013.0452 | -1010056.9036 | -47475.2269 | -1146.0693 | -48621.2963 | -827.7211 | -4488.0688 | -1114.4678
[5 empty] | RB_GUP | SUBTRAN | -1291971.1715 | -613559.4446 | -157062.1643 | -1830.2804 | -60.0043 | -158952.449 | -68455.3221 | -19403.5065 | -1987.5579 | 0 | -89846.3864 | -3833.8055 | -44310.6657 | -360943.399 | 0 | -409087.8702 | -18578.3863 | -444.5003 | -19022.8865 | -305.0745 | -958.3302 | -238.7301
[5 empty] | RB_GUP | DISTPRI | -2695299.163 | -1791022.6663 | -450910.7797 | -5261.9672 | 0 | -456172.7469 | -194445.2185 | -55198.7965 | 0 | 0 | -249644.0149 | -11089.9253 | -128270.4982 | 0 | 0 | -139360.4234 | -52769.1561 | -1264.3054 | -54033.4615 | -907.8807 | -3328.0045 | -829.9647
[5 empty] | RB_GUP | DISTSEC | -1192091.0971 | -890017.3136 | -199797.093 | 0 | 0 | -199797.093 | -70430.5816 | 0 | 0 | 0 | -70430.5816 | -3117.2967 | 0 | 0 | 0 | -3117.2967 | -19601.8815 | 0 | -19601.8815 | -319.6337 | -7057.9976 | -1749.2994
[5 empty] | RB_GUP | ENERGY | -143659.4186 | -52224.8648 | -16856.4189 | -192.974 | -4.8909 | -17054.2838 | -8157.1194 | -2276.8959 | -180.2636 | -36.9532 | -10651.2321 | -543.5461 | -6495.8158 | -45922.3782 | -7359.505 | -60321.2451 | -2212.5849 | -52.0036 | -2264.5885 | -50.8033 | -874.1777 | -218.2234
[5 empty] | RB_GUP | CUSTOMER | -2497701.4202 | -1811005.9322 | -441538.1067 | -3582.8189 | -508.259 | -445629.1846 | -7367.9268 | -3003.416 | -1457.8899 | -624.4433 | -12453.676 | -106.1269 | -1869.5566 | -3780.1626 | -936.7085 | -6692.5547 | -2493.6177 | -38.246 | -2531.8637 | -148.0155 | -190267.8073 | -28972.3863
|  |  | Depreciation Adjustments (JWCA and Lookback) | -14373187 | RB_GUP | TOTAL | -14373187 | -8370784.8913 | -2078917.1621 | -20370.3546 | -807.2485 | -2100094.7652 | -688922.0529 | -176731.7094 | -11289.9116 | -2279.174 | -879222.8479 | -39118.5614 | -403646.0572 | -1897975.4469 | -241630.1092 | -2582370.1747 | -187958.7559 | -4027.2864 | -191986.0424 | -3340.6942 | -211212.1901 | -34175.3942
[5 empty] | RB_GUP | PRODUCTION | -1059025.757 | -519285.779 | -131359.1103 | -1535.7878 | -37.8349 | -132932.733 | -54962.2998 | -15652.9932 | -1238.7072 | -261.4693 | -72115.4694 | -3301.602 | -35993.2542 | -240385.9192 | -37712.0085 | -317392.7839 | -14918.2629 | -360.1323 | -15278.3952 | -260.0969 | -1410.2974 | -350.2021
[5 empty] | RB_GUP | BULKTRAN | -1121566.8209 | -549952.3467 | -139116.5595 | -1626.4842 | -40.0693 | -140783.1129 | -58208.1139 | -16577.3851 | -1311.8594 | -276.9104 | -76374.2688 | -3496.5791 | -38118.846 | -254581.9773 | -39939.1018 | -336136.5041 | -15799.2651 | -381.4 | -16180.6652 | -275.457 | -1493.5829 | -370.8834
[5 empty] | RB_GUP | SUBTRAN | -429954.6604 | -204186.2454 | -52268.6659 | -609.0984 | -19.9688 | -52897.7331 | -22781.2241 | -6457.2865 | -661.4387 | 0 | -29899.9493 | -1275.8509 | -14746.1319 | -120118.2348 | 0 | -136140.2175 | -6182.695 | -147.9251 | -6330.6201 | -101.5256 | -318.9224 | -79.4469
[5 empty] | RB_GUP | DISTPRI | -896967.7202 | -596033.8429 | -150058.4498 | -1751.1283 | 0 | -151809.5781 | -64709.3602 | -18369.5893 | 0 | 0 | -83078.9495 | -3690.6126 | -42687.0968 | 0 | 0 | -46377.7094 | -17561.0301 | -420.7478 | -17981.7778 | -302.1333 | -1107.5255 | -276.2037
[5 empty] | RB_GUP | DISTSEC | -396715.6033 | -296188.5685 | -66490.4087 | 0 | 0 | -66490.4087 | -23438.57 | 0 | 0 | 0 | -23438.57 | -1037.4042 | 0 | 0 | 0 | -1037.4042 | -6523.3037 | 0 | -6523.3037 | -106.3708 | -2348.8287 | -582.1488
[5 empty] | RB_GUP | ENERGY | -47808.3706 | -17379.8955 | -5609.6421 | -64.2198 | -1.6276 | -5675.4895 | -2714.6051 | -757.7274 | -59.9899 | -12.2976 | -3544.62 | -180.8865 | -2161.7404 | -15282.4931 | -2449.1672 | -20074.2873 | -736.3254 | -17.3062 | -753.6317 | -16.9068 | -290.9173 | -72.6225
[5 empty] | RB_GUP | CUSTOMER | -831209.2325 | -602684.0674 | -146939.321 | -1192.3251 | -169.1433 | -148300.7895 | -2451.9699 | -999.5058 | -485.1707 | -207.8083 | -4144.4547 | -35.3179 | -622.1691 | -1257.9991 | -311.7269 | -2227.2131 | -829.8502 | -12.7279 | -842.5781 | -49.258 | -63319.1609 | -9641.7109
| Kentucky Taxable Income |  |  | -4783248.1649 | RB_GUP | TOTAL | -4783248.1649 | -2785710.7453 | -691842.1572 | -6779.0436 | -268.644 | -698889.8448 | -229266.1429 | -58814.4873 | -3757.166 | -758.4856 | -292596.2818 | -13018.2531 | -134329.2383 | -631626.6235 | -80412.0044 | -859386.1194 | -62550.7324 | -1340.2393 | -63890.9718 | -1111.7485 | -70289.2351 | -11373.2182
|  |  | Tax Factor (Tax Rate x Apportionment) | 5%
[6 empty] | PRODUCTION | -52951.2879 | -25964.289 | -6567.9555 | -76.7894 | -1.8917 | -6646.6366 | -2748.115 | -782.6497 | -61.9354 | -13.0735 | -3605.7735 | -165.0801 | -1799.6627 | -12019.296 | -1885.6004 | -15869.6392 | -745.9131 | -18.0066 | -763.9198 | -13.0048 | -70.5149 | -17.5101
[6 empty] | BULKTRAN | -56078.341 | -27497.6173 | -6955.828 | -81.3242 | -2.0035 | -7039.1556 | -2910.4057 | -828.8693 | -65.593 | -13.8455 | -3818.7134 | -174.829 | -1905.9423 | -12729.0989 | -1996.9551 | -16806.8252 | -789.9633 | -19.07 | -809.0333 | -13.7729 | -74.6791 | -18.5442
[6 empty] | SUBTRAN | -21497.733 | -10209.3123 | -2613.4333 | -30.4549 | -0.99844 | -2644.8867 | -1139.0612 | -322.8643 | -33.0719 | 0 | -1494.9975 | -63.7925 | -737.3066 | -6005.9117 | 0 | -6807.0109 | -309.1348 | -7.3963 | -316.531 | -5.0763 | -15.9461 | -3.9723
[6 empty] | DISTPRI | -44848.386 | -29801.6921 | -7502.9225 | -87.5564 | 0 | -7590.4789 | -3235.468 | -918.4795 | 0 | 0 | -4153.9475 | -184.5306 | -2134.3548 | 0 | 0 | -2318.8855 | -878.0515 | -21.0374 | -899.0889 | -15.1067 | -55.3763 | -13.8102
[6 empty] | DISTSEC | -19835.7802 | -14809.4284 | -3324.5204 | 0 | 0 | -3324.5204 | -1171.9285 | 0 | 0 | 0 | -1171.9285 | -51.8702 | 0 | 0 | 0 | -51.8702 | -326.1652 | 0 | -326.1652 | -5.3185 | -117.4414 | -29.1074
[6 empty] | ENERGY | -2390.4185 | -868.9948 | -280.4821 | -3.211 | -0.081382 | -283.7745 | -135.7303 | -37.8864 | -2.9995 | -0.61488 | -177.231 | -9.0443 | -108.087 | -764.1247 | -122.4584 | -1003.7144 | -36.8163 | -0.86531 | -37.6816 | -0.84534 | -14.5459 | -3.6311
[6 empty] | CUSTOMER | -41560.4616 | -30134.2034 | -7346.9661 | -59.6163 | -8.4572 | -7415.0395 | -122.5985 | -49.9753 | -24.2585 | -10.3904 | -207.2227 | -1.7659 | -31.1085 | -62.9 | -15.5863 | -111.3607 | -41.4925 | -0.63639 | -42.1289 | -2.4629 | -3165.958 | -482.0855
| Kentucky Tax |  |  | -239162.4082 |  | TOTAL | -239162.4082 | -139285.5373 | -34592.1079 | -338.9522 | -13.4322 | -34944.4922 | -11463.3071 | -2940.7244 | -187.8583 | -37.9243 | -14629.8141 | -650.9127 | -6716.4619 | -31581.3312 | -4020.6002 | -42969.306 | -3127.5366 | -67.012 | -3194.5486 | -55.5874 | -3514.4618 | -568.6609
[6 empty] | PRODUCTION | -2456857.4923 | -6160382.317 | 2205022.3794 | 13839.1255 | -991.5807 | 2217869.9241 | 1448513.0778 | 678800.9002 | 12930.0833 | 150015.6049 | 2290259.6663 | 36586.7581 | 929542.3084 | -2025993.253 | -460724.8117 | -1520588.9982 | 615592.4439 | 12602.6502 | 628195.0942 | 11267.9451 | 56570.7522 | 19950.4409
[6 empty] | BULKTRAN | -9139949.1166 | -10825552.95 | 2112133.6488 | 61341.5499 | 3163.5583 | 2176638.757 | 1663435.231 | 763407.4281 | 19941.5502 | -363160.8432 | 2083623.3662 | 19338.5147 | 905234.0056 | -3446472.8707 | -901951.3771 | -3423851.7274 | 738132.8946 | 13319.0296 | 751451.9242 | 12125.8973 | 63220.6043 | 22395.0118
[6 empty] | SUBTRAN | -3343975.74 | -4025224.6548 | 744927.5053 | 21967.0302 | 1472.289 | 768366.8244 | 622060.1075 | 285803.4755 | 9345.0506 | 0 | 917208.6336 | 6173.5421 | 333066.187 | -1648665.9381 | 0 | -1309426.2089 | 278223.0376 | 4956.1068 | 283179.1444 | 4301.9279 | 12985.313 | 4633.2804
[6 empty] | DISTPRI | 1746763.9005 | -6521293.1511 | 3050442.5893 | 55013.7788 | 0 | 3105456.368 | 2061759.9942 | 887654.4165 | 0 | 0 | 2949414.4106 | 45786.9691 | 1223921.7747 | 0 | 0 | 1269708.7437 | 845904.297 | 16301.1306 | 862205.4277 | 14260.6751 | 49899.0721 | 17112.3543
[6 empty] | DISTSEC | -667248.2674 | -3219066.4432 | 1340474.9051 | 0 | 0 | 1340474.9051 | 741012.2826 | 0 | 0 | 0 | 741012.2826 | 12742.4671 | 0 | 0 | 0 | 12742.4671 | 311842.0063 | 0 | 311842.0063 | 4980.1113 | 104986.4708 | 35779.9327
[6 empty] | ENERGY | 463893.386 | -867593.3324 | 609856.4905 | -15911.6075 | -1126.9098 | 592817.9731 | 383089.0098 | 218644.3291 | 1603.0911 | 304673.1545 | 908009.5845 | 19837.6714 | 405942.7869 | -802077.4394 | -60200.3368 | -436497.3179 | 160492.3416 | 3974.5642 | 164466.9058 | 4834.0779 | 71555.6146 | 26299.8804
[6 empty] | CUSTOMER | 125239.5344 | -6405247.2207 | 2855179.7814 | 33001.7249 | 4937.0945 | 2893118.6008 | 74989.6525 | 46890.1539 | 8192.994 | -87887.0019 | 42185.7985 | 427.5417 | 17429.4237 | -7420.8791 | -3812.4899 | 6623.5964 | 38458.1794 | 479.3703 | 38937.5496 | 2252.9738 | 2937114.9601 | 610253.2758
|  |  | West Virginia Taxable Income Before Adjustments | -13272133.7955 |  | TOTAL | -13272133.7955 | -38024360.0691 | 12918037.2997 | 169251.6016 | 7454.4512 | 13094743.3525 | 6994859.3554 | 2881200.7033 | 52012.7692 | 3640.9143 | 9931713.7423 | 140893.4643 | 3815136.4863 | -7930630.3803 | -1426689.0154 | -5401289.4451 | 2988645.2005 | 51632.8517 | 3040278.0521 | 54023.6083 | 3296332.7872 | 736424.1763
[5 empty] | RB_GUP | PRODUCTION | 0 | 0 | 0 | 0 | 0 | 0 | 0 | 0 | 0 | 0 | 0 | 0 | 0 | 0 | 0 | 0 | 0 | 0 | 0 | 0 | 0 | 0
[5 empty] | RB_GUP | BULKTRAN | 0 | 0 | 0 | 0 | 0 | 0 | 0 | 0 | 0 | 0 | 0 | 0 | 0 | 0 | 0 | 0 | 0 | 0 | 0 | 0 | 0 | 0
[5 empty] | RB_GUP | SUBTRAN | 0 | 0 | 0 | 0 | 0 | 0 | 0 | 0 | 0 | 0 | 0 | 0 | 0 | 0 | 0 | 0 | 0 | 0 | 0 | 0 | 0 | 0
[5 empty] | RB_GUP | DISTPRI | 0 | 0 | 0 | 0 | 0 | 0 | 0 | 0 | 0 | 0 | 0 | 0 | 0 | 0 | 0 | 0 | 0 | 0 | 0 | 0 | 0 | 0
[5 empty] | RB_GUP | DISTSEC | 0 | 0 | 0 | 0 | 0 | 0 | 0 | 0 | 0 | 0 | 0 | 0 | 0 | 0 | 0 | 0 | 0 | 0 | 0 | 0 | 0 | 0
[5 empty] | RB_GUP | ENERGY | 0 | 0 | 0 | 0 | 0 | 0 | 0 | 0 | 0 | 0 | 0 | 0 | 0 | 0 | 0 | 0 | 0 | 0 | 0 | 0 | 0 | 0
[5 empty] | RB_GUP | CUSTOMER | 0 | 0 | 0 | 0 | 0 | 0 | 0 | 0 | 0 | 0 | 0 | 0 | 0 | 0 | 0 | 0 | 0 | 0 | 0 | 0 | 0 | 0
|  |  | Tax Depreciation Lookback | 0 | RB_GUP | TOTAL | 0 | 0 | 0 | 0 | 0 | 0 | 0 | 0 | 0 | 0 | 0 | 0 | 0 | 0 | 0 | 0 | 0 | 0 | 0 | 0 | 0 | 0
[6 empty] | PRODUCTION | -2456857.4923 | -6160382.317 | 2205022.3794 | 13839.1255 | -991.5807 | 2217869.9241 | 1448513.0778 | 678800.9002 | 12930.0833 | 150015.6049 | 2290259.6663 | 36586.7581 | 929542.3084 | -2025993.253 | -460724.8117 | -1520588.9982 | 615592.4439 | 12602.6502 | 628195.0942 | 11267.9451 | 56570.7522 | 19950.4409
[6 empty] | BULKTRAN | -9139949.1166 | -10825552.95 | 2112133.6488 | 61341.5499 | 3163.5583 | 2176638.757 | 1663435.231 | 763407.4281 | 19941.5502 | -363160.8432 | 2083623.3662 | 19338.5147 | 905234.0056 | -3446472.8707 | -901951.3771 | -3423851.7274 | 738132.8946 | 13319.0296 | 751451.9242 | 12125.8973 | 63220.6043 | 22395.0118
[6 empty] | SUBTRAN | -3343975.74 | -4025224.6548 | 744927.5053 | 21967.0302 | 1472.289 | 768366.8244 | 622060.1075 | 285803.4755 | 9345.0506 | 0 | 917208.6336 | 6173.5421 | 333066.187 | -1648665.9381 | 0 | -1309426.2089 | 278223.0376 | 4956.1068 | 283179.1444 | 4301.9279 | 12985.313 | 4633.2804
[6 empty] | DISTPRI | 1746763.9005 | -6521293.1511 | 3050442.5893 | 55013.7788 | 0 | 3105456.368 | 2061759.9942 | 887654.4165 | 0 | 0 | 2949414.4106 | 45786.9691 | 1223921.7747 | 0 | 0 | 1269708.7437 | 845904.297 | 16301.1306 | 862205.4277 | 14260.6751 | 49899.0721 | 17112.3543
[6 empty] | DISTSEC | -667248.2674 | -3219066.4432 | 1340474.9051 | 0 | 0 | 1340474.9051 | 741012.2826 | 0 | 0 | 0 | 741012.2826 | 12742.4671 | 0 | 0 | 0 | 12742.4671 | 311842.0063 | 0 | 311842.0063 | 4980.1113 | 104986.4708 | 35779.9327
[6 empty] | ENERGY | 463893.386 | -867593.3324 | 609856.4905 | -15911.6075 | -1126.9098 | 592817.9731 | 383089.0098 | 218644.3291 | 1603.0911 | 304673.1545 | 908009.5845 | 19837.6714 | 405942.7869 | -802077.4394 | -60200.3368 | -436497.3179 | 160492.3416 | 3974.5642 | 164466.9058 | 4834.0779 | 71555.6146 | 26299.8804
[6 empty] | CUSTOMER | 125239.5344 | -6405247.2207 | 2855179.7814 | 33001.7249 | 4937.0945 | 2893118.6008 | 74989.6525 | 46890.1539 | 8192.994 | -87887.0019 | 42185.7985 | 427.5417 | 17429.4237 | -7420.8791 | -3812.4899 | 6623.5964 | 38458.1794 | 479.3703 | 38937.5496 | 2252.9738 | 2937114.9601 | 610253.2758
| West Virginia Taxable Income |  |  | -13272133.7955 |  | TOTAL | -13272133.7955 | -38024360.0691 | 12918037.2997 | 169251.6016 | 7454.4512 | 13094743.3525 | 6994859.3554 | 2881200.7033 | 52012.7692 | 3640.9143 | 9931713.7423 | 140893.4643 | 3815136.4863 | -7930630.3803 | -1426689.0154 | -5401289.4451 | 2988645.2005 | 51632.8517 | 3040278.0521 | 54023.6083 | 3296332.7872 | 736424.1763
|  |  | Apportionment Factor | 0.78%
[6 empty] | PRODUCTION | -19163.4884 | -48050.9821 | 17199.1746 | 107.9452 | -7.7343 | 17299.3854 | 11298.402 | 5294.647 | 100.8547 | 1170.1217 | 17864.0254 | 285.3767 | 7250.43 | -15802.7474 | -3593.6535 | -11860.5942 | 4801.6211 | 98.3007 | 4899.9217 | 87.89 | 441.2519 | 155.6134
[6 empty] | BULKTRAN | -71291.6031 | -84439.313 | 16474.6425 | 478.4641 | 24.6758 | 16977.7823 | 12974.7948 | 5954.5779 | 155.5441 | -2832.6546 | 16252.2623 | 150.8404 | 7060.8252 | -26882.4884 | -7035.2207 | -26706.0435 | 5757.4366 | 103.8884 | 5861.325 | 94.582 | 493.1207 | 174.6811
[6 empty] | SUBTRAN | -26083.0108 | -31396.7523 | 5810.4345 | 171.3428 | 11.4839 | 5993.2612 | 4852.0688 | 2229.2671 | 72.8914 | 0 | 7154.2273 | 48.1536 | 2597.9163 | -12859.5943 | 0 | -10213.5244 | 2170.1397 | 38.6576 | 2208.7973 | 33.555 | 101.2854 | 36.1396
[6 empty] | DISTPRI | 13624.7584 | -50866.0866 | 23793.4522 | 429.1075 | 0 | 24222.5597 | 16081.728 | 6923.7044 | 0 | 0 | 23005.4324 | 357.1384 | 9546.5898 | 0 | 0 | 9903.7282 | 6598.0535 | 127.1488 | 6725.2023 | 111.2333 | 389.2128 | 133.4764
[6 empty] | DISTSEC | -5204.5365 | -25108.7183 | 10455.7043 | 0 | 0 | 10455.7043 | 5779.8958 | 0 | 0 | 0 | 5779.8958 | 99.3912 | 0 | 0 | 0 | 99.3912 | 2432.3676 | 0 | 2432.3676 | 38.8449 | 818.8945 | 279.0835
[6 empty] | ENERGY | 3618.3684 | -6767.228 | 4756.8806 | -124.1105 | -8.7899 | 4623.9802 | 2988.0943 | 1705.4258 | 12.5041 | 2376.4506 | 7082.4748 | 154.7338 | 3166.3537 | -6256.204 | -469.5626 | -3404.6791 | 1251.8403 | 31.0016 | 1282.8419 | 37.7058 | 558.1338 | 205.1391
[6 empty] | CUSTOMER | 976.8684 | -49960.9283 | 22270.4023 | 257.4135 | 38.5093 | 22566.3251 | 584.9193 | 365.7432 | 63.9054 | -685.5186 | 329.0492 | 3.3348 | 135.9495 | -57.8829 | -29.7374 | 51.6641 | 299.9738 | 3.7391 | 303.7129 | 17.5732 | 22909.4967 | 4759.9756
| Apportioned West Virginia Taxable Income |  |  | -103522.6436 |  | TOTAL | -103522.6436 | -296590.0085 | 100760.6909 | 1320.1625 | 58.1447 | 102138.9981 | 54559.903 | 22473.3655 | 405.6996 | 28.3991 | 77467.3672 | 1098.969 | 29758.0646 | -61858.917 | -11128.1743 | -42130.0577 | 23311.4326 | 402.7362 | 23714.1688 | 421.3841 | 25711.3957 | 5744.1086
[5 empty] | RB_GUP | PRODUCTION | 0 | 0 | 0 | 0 | 0 | 0 | 0 | 0 | 0 | 0 | 0 | 0 | 0 | 0 | 0 | 0 | 0 | 0 | 0 | 0 | 0 | 0
[5 empty] | RB_GUP | BULKTRAN | 0 | 0 | 0 | 0 | 0 | 0 | 0 | 0 | 0 | 0 | 0 | 0 | 0 | 0 | 0 | 0 | 0 | 0 | 0 | 0 | 0 | 0
[5 empty] | RB_GUP | SUBTRAN | 0 | 0 | 0 | 0 | 0 | 0 | 0 | 0 | 0 | 0 | 0 | 0 | 0 | 0 | 0 | 0 | 0 | 0 | 0 | 0 | 0 | 0
[5 empty] | RB_GUP | DISTPRI | 0 | 0 | 0 | 0 | 0 | 0 | 0 | 0 | 0 | 0 | 0 | 0 | 0 | 0 | 0 | 0 | 0 | 0 | 0 | 0 | 0 | 0
[5 empty] | RB_GUP | DISTSEC | 0 | 0 | 0 | 0 | 0 | 0 | 0 | 0 | 0 | 0 | 0 | 0 | 0 | 0 | 0 | 0 | 0 | 0 | 0 | 0 | 0 | 0
[5 empty] | RB_GUP | ENERGY | 0 | 0 | 0 | 0 | 0 | 0 | 0 | 0 | 0 | 0 | 0 | 0 | 0 | 0 | 0 | 0 | 0 | 0 | 0 | 0 | 0 | 0
[5 empty] | RB_GUP | CUSTOMER | 0 | 0 | 0 | 0 | 0 | 0 | 0 | 0 | 0 | 0 | 0 | 0 | 0 | 0 | 0 | 0 | 0 | 0 | 0 | 0 | 0 | 0
|  |  | Post Apportionment Schedule M Adjustments | 0 | RB_GUP | TOTAL | 0 | 0 | 0 | 0 | 0 | 0 | 0 | 0 | 0 | 0 | 0 | 0 | 0 | 0 | 0 | 0 | 0 | 0 | 0 | 0 | 0 | 0
[6 empty] | PRODUCTION | -19163.4884 | -48050.9821 | 17199.1746 | 107.9452 | -7.7343 | 17299.3854 | 11298.402 | 5294.647 | 100.8547 | 1170.1217 | 17864.0254 | 285.3767 | 7250.43 | -15802.7474 | -3593.6535 | -11860.5942 | 4801.6211 | 98.3007 | 4899.9217 | 87.89 | 441.2519 | 155.6134
[6 empty] | BULKTRAN | -71291.6031 | -84439.313 | 16474.6425 | 478.4641 | 24.6758 | 16977.7823 | 12974.7948 | 5954.5779 | 155.5441 | -2832.6546 | 16252.2623 | 150.8404 | 7060.8252 | -26882.4884 | -7035.2207 | -26706.0435 | 5757.4366 | 103.8884 | 5861.325 | 94.582 | 493.1207 | 174.6811
[6 empty] | SUBTRAN | -26083.0108 | -31396.7523 | 5810.4345 | 171.3428 | 11.4839 | 5993.2612 | 4852.0688 | 2229.2671 | 72.8914 | 0 | 7154.2273 | 48.1536 | 2597.9163 | -12859.5943 | 0 | -10213.5244 | 2170.1397 | 38.6576 | 2208.7973 | 33.555 | 101.2854 | 36.1396
[6 empty] | DISTPRI | 13624.7584 | -50866.0866 | 23793.4522 | 429.1075 | 0 | 24222.5597 | 16081.728 | 6923.7044 | 0 | 0 | 23005.4324 | 357.1384 | 9546.5898 | 0 | 0 | 9903.7282 | 6598.0535 | 127.1488 | 6725.2023 | 111.2333 | 389.2128 | 133.4764
[6 empty] | DISTSEC | -5204.5365 | -25108.7183 | 10455.7043 | 0 | 0 | 10455.7043 | 5779.8958 | 0 | 0 | 0 | 5779.8958 | 99.3912 | 0 | 0 | 0 | 99.3912 | 2432.3676 | 0 | 2432.3676 | 38.8449 | 818.8945 | 279.0835
[6 empty] | ENERGY | 3618.3684 | -6767.228 | 4756.8806 | -124.1105 | -8.7899 | 4623.9802 | 2988.0943 | 1705.4258 | 12.5041 | 2376.4506 | 7082.4748 | 154.7338 | 3166.3537 | -6256.204 | -469.5626 | -3404.6791 | 1251.8403 | 31.0016 | 1282.8419 | 37.7058 | 558.1338 | 205.1391
[6 empty] | CUSTOMER | 976.8684 | -49960.9283 | 22270.4023 | 257.4135 | 38.5093 | 22566.3251 | 584.9193 | 365.7432 | 63.9054 | -685.5186 | 329.0492 | 3.3348 | 135.9495 | -57.8829 | -29.7374 | 51.6641 | 299.9738 | 3.7391 | 303.7129 | 17.5732 | 22909.4967 | 4759.9756
| Post Apportionment Taxable Income |  |  | -103522.6436 |  | TOTAL | -103522.6436 | -296590.0085 | 100760.6909 | 1320.1625 | 58.1447 | 102138.9981 | 54559.903 | 22473.3655 | 405.6996 | 28.3991 | 77467.3672 | 1098.969 | 29758.0646 | -61858.917 | -11128.1743 | -42130.0577 | 23311.4326 | 402.7362 | 23714.1688 | 421.3841 | 25711.3957 | 5744.1086
|  |  | Tax Rate | 6.5%
[6 empty] | PRODUCTION | -1245.6267 | -3123.3138 | 1117.9463 | 7.0164 | -0.50273 | 1124.4601 | 734.3961 | 344.1521 | 6.5556 | 76.0579 | 1161.1617 | 18.5495 | 471.278 | -1027.1786 | -233.5875 | -770.9386 | 312.1054 | 6.3895 | 318.4949 | 5.7128 | 28.6814 | 10.1149
[6 empty] | BULKTRAN | -4633.9542 | -5488.5553 | 1070.8518 | 31.1002 | 1.6039 | 1103.5558 | 843.3617 | 387.0476 | 10.1104 | -184.1225 | 1056.397 | 9.8046 | 458.9536 | -1747.3617 | -457.2893 | -1735.8928 | 374.2334 | 6.7527 | 380.9861 | 6.1478 | 32.0528 | 11.3543
[6 empty] | SUBTRAN | -1695.3957 | -2040.7889 | 377.6782 | 11.1373 | 0.74645 | 389.562 | 315.3845 | 144.9024 | 4.7379 | 0 | 465.0248 | 3.13 | 168.8646 | -835.8736 | 0 | -663.8791 | 141.0591 | 2.5127 | 143.5718 | 2.1811 | 6.5836 | 2.3491
[6 empty] | DISTPRI | 885.6093 | -3306.2956 | 1546.5744 | 27.892 | 0 | 1574.4664 | 1045.3123 | 450.0408 | 0 | 0 | 1495.3531 | 23.214 | 620.5283 | 0 | 0 | 643.7423 | 428.8735 | 8.2647 | 437.1382 | 7.2302 | 25.2988 | 8.676
[6 empty] | DISTSEC | -338.2949 | -1632.0667 | 679.6208 | 0 | 0 | 679.6208 | 375.6932 | 0 | 0 | 0 | 375.6932 | 6.4604 | 0 | 0 | 0 | 6.4604 | 158.1039 | 0 | 158.1039 | 2.5249 | 53.2281 | 18.1404
[6 empty] | ENERGY | 235.1939 | -439.8698 | 309.1972 | -8.0672 | -0.57134 | 300.5587 | 194.2261 | 110.8527 | 0.81277 | 154.4693 | 460.3609 | 10.0577 | 205.813 | -406.6533 | -30.5216 | -221.3041 | 81.3696 | 2.0151 | 83.3847 | 2.4509 | 36.2787 | 13.334
[6 empty] | CUSTOMER | 63.4964 | -3247.4603 | 1447.5761 | 16.7319 | 2.5031 | 1466.8111 | 38.0198 | 23.7733 | 4.1538 | -44.5587 | 21.3882 | 0.21676 | 8.8367 | -3.7624 | -1.9329 | 3.3582 | 19.4983 | 0.24304 | 19.7413 | 1.1423 | 1489.1173 | 309.3984
| West Virginia Tax |  |  | -6728.9718 |  | TOTAL | -6728.9718 | -19278.3506 | 6549.4449 | 85.8106 | 3.7794 | 6639.0349 | 3546.3937 | 1460.7688 | 26.3705 | 1.8459 | 5035.3789 | 71.433 | 1934.2742 | -4020.8296 | -723.3313 | -2738.4537 | 1515.2431 | 26.1779 | 1541.421 | 27.39 | 1671.2407 | 373.3671
[6 empty] | PRODUCTION | -2456857.4923 | -6160382.317 | 2205022.3794 | 13839.1255 | -991.5807 | 2217869.9241 | 1448513.0778 | 678800.9002 | 12930.0833 | 150015.6049 | 2290259.6663 | 36586.7581 | 929542.3084 | -2025993.253 | -460724.8117 | -1520588.9982 | 615592.4439 | 12602.6502 | 628195.0942 | 11267.9451 | 56570.7522 | 19950.4409
[6 empty] | BULKTRAN | -9139949.1166 | -10825552.95 | 2112133.6488 | 61341.5499 | 3163.5583 | 2176638.757 | 1663435.231 | 763407.4281 | 19941.5502 | -363160.8432 | 2083623.3662 | 19338.5147 | 905234.0056 | -3446472.8707 | -901951.3771 | -3423851.7274 | 738132.8946 | 13319.0296 | 751451.9242 | 12125.8973 | 63220.6043 | 22395.0118
[6 empty] | SUBTRAN | -3343975.74 | -4025224.6548 | 744927.5053 | 21967.0302 | 1472.289 | 768366.8244 | 622060.1075 | 285803.4755 | 9345.0506 | 0 | 917208.6336 | 6173.5421 | 333066.187 | -1648665.9381 | 0 | -1309426.2089 | 278223.0376 | 4956.1068 | 283179.1444 | 4301.9279 | 12985.313 | 4633.2804
[6 empty] | DISTPRI | 1746763.9005 | -6521293.1511 | 3050442.5893 | 55013.7788 | 0 | 3105456.368 | 2061759.9942 | 887654.4165 | 0 | 0 | 2949414.4106 | 45786.9691 | 1223921.7747 | 0 | 0 | 1269708.7437 | 845904.297 | 16301.1306 | 862205.4277 | 14260.6751 | 49899.0721 | 17112.3543
[6 empty] | DISTSEC | -667248.2674 | -3219066.4432 | 1340474.9051 | 0 | 0 | 1340474.9051 | 741012.2826 | 0 | 0 | 0 | 741012.2826 | 12742.4671 | 0 | 0 | 0 | 12742.4671 | 311842.0063 | 0 | 311842.0063 | 4980.1113 | 104986.4708 | 35779.9327
[6 empty] | ENERGY | 463893.386 | -867593.3324 | 609856.4905 | -15911.6075 | -1126.9098 | 592817.9731 | 383089.0098 | 218644.3291 | 1603.0911 | 304673.1545 | 908009.5845 | 19837.6714 | 405942.7869 | -802077.4394 | -60200.3368 | -436497.3179 | 160492.3416 | 3974.5642 | 164466.9058 | 4834.0779 | 71555.6146 | 26299.8804
[6 empty] | CUSTOMER | 125239.5344 | -6405247.2207 | 2855179.7814 | 33001.7249 | 4937.0945 | 2893118.6008 | 74989.6525 | 46890.1539 | 8192.994 | -87887.0019 | 42185.7985 | 427.5417 | 17429.4237 | -7420.8791 | -3812.4899 | 6623.5964 | 38458.1794 | 479.3703 | 38937.5496 | 2252.9738 | 2937114.9601 | 610253.2758
|  |  | Illinois Taxable Income Before Depreciation Adjustment | -13272133.7955 |  | TOTAL | -13272133.7955 | -38024360.0691 | 12918037.2997 | 169251.6016 | 7454.4512 | 13094743.3525 | 6994859.3554 | 2881200.7033 | 52012.7692 | 3640.9143 | 9931713.7423 | 140893.4643 | 3815136.4863 | -7930630.3803 | -1426689.0154 | -5401289.4451 | 2988645.2005 | 51632.8517 | 3040278.0521 | 54023.6083 | 3296332.7872 | 736424.1763
[5 empty] | RB_GUP | PRODUCTION | -2739591.3667 | -1343339.2225 | -339812.5891 | -3972.926 | -97.875 | -343883.3902 | -142181.8506 | -40492.6931 | -3204.409 | -676.3942 | -186555.3469 | -8540.9069 | -93110.869 | -621853.7978 | -97557.1106 | -821062.6843 | -38592.021 | -931.6255 | -39523.6465 | -672.8442 | -3648.2952 | -905.937
[5 empty] | RB_GUP | BULKTRAN | -2901378.7054 | -1422670.498 | -359880.3171 | -4207.5483 | -103.6551 | -364191.5205 | -150578.4398 | -42884.0004 | -3393.6463 | -716.3389 | -197572.4254 | -9045.2926 | -98609.5575 | -658577.5487 | -103318.3732 | -869550.772 | -40871.0837 | -986.6429 | -41857.7266 | -712.5792 | -3863.7463 | -959.4373
[5 empty] | RB_GUP | SUBTRAN | -1112248.7511 | -528208.9423 | -135213.6951 | -1575.6753 | -51.6573 | -136841.0277 | -58932.6977 | -16704.3401 | -1711.0744 | 0 | -77348.1121 | -3300.4957 | -38146.7356 | -310733.5935 | 0 | -352180.8248 | -15994 | -382.6671 | -16376.6671 | -262.6365 | -825.0196 | -205.521
[5 empty] | RB_GUP | DISTPRI | -2320363.793 | -1541878.6176 | -388185.8687 | -4529.99 | 0 | -392715.8587 | -167396.4994 | -47520.2495 | 0 | 0 | -214916.7489 | -9547.2374 | -110427.1554 | 0 | 0 | -119974.3929 | -45428.5895 | -1088.4315 | -46517.021 | -781.588 | -2865.0553 | -714.5107
[5 empty] | RB_GUP | DISTSEC | -1026262.7087 | -766209.5466 | -172003.89 | 0 | 0 | -172003.89 | -60633.1845 | 0 | 0 | 0 | -60633.1845 | -2683.6585 | 0 | 0 | 0 | -2683.6585 | -16875.1197 | 0 | -16875.1197 | -275.1703 | -6076.1797 | -1505.9594
[5 empty] | RB_GUP | ENERGY | -123675.3671 | -44960.013 | -14511.5706 | -166.13 | -4.2106 | -14681.9111 | -7022.4059 | -1960.1634 | -155.1876 | -31.8128 | -9169.5696 | -467.935 | -5592.2014 | -39534.2473 | -6335.7453 | -51930.1289 | -1904.7985 | -44.7695 | -1949.568 | -43.7362 | -752.5733 | -187.8669
[5 empty] | RB_GUP | CUSTOMER | -2150253.308 | -1559082.0684 | -380117.0015 | -3084.4232 | -437.5565 | -383638.9813 | -6342.9955 | -2585.6194 | -1255.087 | -537.5788 | -10721.2807 | -91.3639 | -1609.4879 | -3254.315 | -806.4057 | -5761.5725 | -2146.7377 | -32.9257 | -2179.6633 | -127.4255 | -163800.1959 | -24942.1204
|  |  | Depreciation Adjustments (JWCA and Lookback) | -12373774 | RB_GUP | TOTAL | -12373774 | -7206348.9084 | -1789724.9322 | -17536.6928 | -694.9545 | -1807956.5794 | -593088.0734 | -152147.0659 | -9719.4042 | -1962.1246 | -756916.6682 | -33676.89 | -347496.0068 | -1633953.5023 | -208017.6347 | -2223144.0338 | -161812.3501 | -3467.0621 | -165279.4123 | -2875.9798 | -181831.0655 | -29421.3527
[6 empty] | PRODUCTION | -5196448.8591 | -7503721.5395 | 1865209.7903 | 9866.1994 | -1089.4558 | 1873986.5339 | 1306331.2272 | 638308.2072 | 9725.6744 | 149339.2107 | 2103704.3194 | 28045.8512 | 836431.4394 | -2647847.0508 | -558281.9222 | -2341651.6824 | 577000.4229 | 11671.0248 | 588671.4477 | 10595.101 | 52922.4569 | 19044.5039
[6 empty] | BULKTRAN | -12041327.822 | -12248223.448 | 1752253.3316 | 57134.0016 | 3059.9032 | 1812447.2365 | 1512856.7912 | 720523.4277 | 16547.9039 | -363877.1821 | 1886050.9407 | 10293.2222 | 806624.4481 | -4105050.4194 | -1005269.7502 | -4293402.4994 | 697261.811 | 12332.3867 | 709594.1976 | 11413.3181 | 59356.858 | 21435.5745
[6 empty] | SUBTRAN | -4456224.4911 | -4553433.5971 | 609713.8101 | 20391.3549 | 1420.6317 | 631525.7967 | 563127.4098 | 269099.1354 | 7633.9762 | 0 | 839860.5215 | 2873.0464 | 294919.4515 | -1959399.5315 | 0 | -1661607.0337 | 262229.0376 | 4573.4397 | 266802.4773 | 4039.2914 | 12160.2934 | 4427.7594
[6 empty] | DISTPRI | -573599.8925 | -8063171.7686 | 2662256.7206 | 50483.7888 | 0 | 2712740.5094 | 1894363.4948 | 840134.1669 | 0 | 0 | 2734497.6617 | 36239.7316 | 1113494.6192 | 0 | 0 | 1149734.3509 | 800475.7075 | 15212.6992 | 815688.4067 | 13479.0871 | 47034.0168 | 16397.8436
[6 empty] | DISTSEC | -1693510.976 | -3985275.9898 | 1168471.0152 | 0 | 0 | 1168471.0152 | 680379.0981 | 0 | 0 | 0 | 680379.0981 | 10058.8086 | 0 | 0 | 0 | 10058.8086 | 294966.8866 | 0 | 294966.8866 | 4704.941 | 98910.2911 | 34273.9733
[6 empty] | ENERGY | 340218.0189 | -912553.3454 | 595344.9199 | -16077.7375 | -1131.1204 | 578136.062 | 376066.6039 | 216684.1657 | 1447.9035 | 304641.3417 | 898840.0149 | 19369.7364 | 400350.5855 | -841611.6867 | -66536.0821 | -488427.4468 | 158587.543 | 3929.7947 | 162517.3377 | 4790.3417 | 70803.0413 | 26112.0135
[6 empty] | CUSTOMER | -2025013.7736 | -7964329.2891 | 2475062.7799 | 29917.3017 | 4499.538 | 2509479.6195 | 68646.657 | 44304.5345 | 6937.9071 | -88424.5807 | 31464.5178 | 336.1778 | 15819.9358 | -10675.1941 | -4618.8956 | 862.0239 | 36311.4417 | 446.4446 | 36757.8863 | 2125.5483 | 2773314.7642 | 585311.1554
| Illinois Taxable Income |  |  | -25645907.7955 |  | TOTAL | -25645907.7955 | -45230708.9775 | 11128312.3676 | 151714.9089 | 6759.4967 | 11286786.7731 | 6401771.282 | 2729053.6374 | 42293.365 | 1678.7897 | 9174797.0741 | 107216.5743 | 3467640.4795 | -9564583.8826 | -1634706.6501 | -7624433.4789 | 2826832.8503 | 48165.7896 | 2874998.6399 | 51147.6286 | 3114501.7217 | 707002.8236
| Apportionment Factor |  |  | 0%
[6 empty] | PRODUCTION | 0 | 0 | 0 | 0 | 0 | 0 | 0 | 0 | 0 | 0 | 0 | 0 | 0 | 0 | 0 | 0 | 0 | 0 | 0 | 0 | 0 | 0
[6 empty] | BULKTRAN | 0 | 0 | 0 | 0 | 0 | 0 | 0 | 0 | 0 | 0 | 0 | 0 | 0 | 0 | 0 | 0 | 0 | 0 | 0 | 0 | 0 | 0
[6 empty] | SUBTRAN | 0 | 0 | 0 | 0 | 0 | 0 | 0 | 0 | 0 | 0 | 0 | 0 | 0 | 0 | 0 | 0 | 0 | 0 | 0 | 0 | 0 | 0
[6 empty] | DISTPRI | 0 | 0 | 0 | 0 | 0 | 0 | 0 | 0 | 0 | 0 | 0 | 0 | 0 | 0 | 0 | 0 | 0 | 0 | 0 | 0 | 0 | 0
[6 empty] | DISTSEC | 0 | 0 | 0 | 0 | 0 | 0 | 0 | 0 | 0 | 0 | 0 | 0 | 0 | 0 | 0 | 0 | 0 | 0 | 0 | 0 | 0 | 0
[6 empty] | ENERGY | 0 | 0 | 0 | 0 | 0 | 0 | 0 | 0 | 0 | 0 | 0 | 0 | 0 | 0 | 0 | 0 | 0 | 0 | 0 | 0 | 0 | 0
[6 empty] | CUSTOMER | 0 | 0 | 0 | 0 | 0 | 0 | 0 | 0 | 0 | 0 | 0 | 0 | 0 | 0 | 0 | 0 | 0 | 0 | 0 | 0 | 0 | 0
| Apportioned Illinois State Taxable Income |  |  | 0 |  | TOTAL | 0 | 0 | 0 | 0 | 0 | 0 | 0 | 0 | 0 | 0 | 0 | 0 | 0 | 0 | 0 | 0 | 0 | 0 | 0 | 0 | 0 | 0
[5 empty] | RB_GUP | PRODUCTION | 0 | 0 | 0 | 0 | 0 | 0 | 0 | 0 | 0 | 0 | 0 | 0 | 0 | 0 | 0 | 0 | 0 | 0 | 0 | 0 | 0 | 0
[5 empty] | RB_GUP | BULKTRAN | 0 | 0 | 0 | 0 | 0 | 0 | 0 | 0 | 0 | 0 | 0 | 0 | 0 | 0 | 0 | 0 | 0 | 0 | 0 | 0 | 0 | 0
[5 empty] | RB_GUP | SUBTRAN | 0 | 0 | 0 | 0 | 0 | 0 | 0 | 0 | 0 | 0 | 0 | 0 | 0 | 0 | 0 | 0 | 0 | 0 | 0 | 0 | 0 | 0
[5 empty] | RB_GUP | DISTPRI | 0 | 0 | 0 | 0 | 0 | 0 | 0 | 0 | 0 | 0 | 0 | 0 | 0 | 0 | 0 | 0 | 0 | 0 | 0 | 0 | 0 | 0
[5 empty] | RB_GUP | DISTSEC | 0 | 0 | 0 | 0 | 0 | 0 | 0 | 0 | 0 | 0 | 0 | 0 | 0 | 0 | 0 | 0 | 0 | 0 | 0 | 0 | 0 | 0
[5 empty] | RB_GUP | ENERGY | 0 | 0 | 0 | 0 | 0 | 0 | 0 | 0 | 0 | 0 | 0 | 0 | 0 | 0 | 0 | 0 | 0 | 0 | 0 | 0 | 0 | 0
[5 empty] | RB_GUP | CUSTOMER | 0 | 0 | 0 | 0 | 0 | 0 | 0 | 0 | 0 | 0 | 0 | 0 | 0 | 0 | 0 | 0 | 0 | 0 | 0 | 0 | 0 | 0
|  |  | Post Apportionment Schedule M Adjustments | 0 | RB_GUP | TOTAL | 0 | 0 | 0 | 0 | 0 | 0 | 0 | 0 | 0 | 0 | 0 | 0 | 0 | 0 | 0 | 0 | 0 | 0 | 0 | 0 | 0 | 0
[6 empty] | PRODUCTION | 0 | 0 | 0 | 0 | 0 | 0 | 0 | 0 | 0 | 0 | 0 | 0 | 0 | 0 | 0 | 0 | 0 | 0 | 0 | 0 | 0 | 0
[6 empty] | BULKTRAN | 0 | 0 | 0 | 0 | 0 | 0 | 0 | 0 | 0 | 0 | 0 | 0 | 0 | 0 | 0 | 0 | 0 | 0 | 0 | 0 | 0 | 0
[6 empty] | SUBTRAN | 0 | 0 | 0 | 0 | 0 | 0 | 0 | 0 | 0 | 0 | 0 | 0 | 0 | 0 | 0 | 0 | 0 | 0 | 0 | 0 | 0 | 0
[6 empty] | DISTPRI | 0 | 0 | 0 | 0 | 0 | 0 | 0 | 0 | 0 | 0 | 0 | 0 | 0 | 0 | 0 | 0 | 0 | 0 | 0 | 0 | 0 | 0
[6 empty] | DISTSEC | 0 | 0 | 0 | 0 | 0 | 0 | 0 | 0 | 0 | 0 | 0 | 0 | 0 | 0 | 0 | 0 | 0 | 0 | 0 | 0 | 0 | 0
[6 empty] | ENERGY | 0 | 0 | 0 | 0 | 0 | 0 | 0 | 0 | 0 | 0 | 0 | 0 | 0 | 0 | 0 | 0 | 0 | 0 | 0 | 0 | 0 | 0
[6 empty] | CUSTOMER | 0 | 0 | 0 | 0 | 0 | 0 | 0 | 0 | 0 | 0 | 0 | 0 | 0 | 0 | 0 | 0 | 0 | 0 | 0 | 0 | 0 | 0
| Post Apportionment Taxable Income |  |  | 0 |  | TOTAL | 0 | 0 | 0 | 0 | 0 | 0 | 0 | 0 | 0 | 0 | 0 | 0 | 0 | 0 | 0 | 0 | 0 | 0 | 0 | 0 | 0 | 0
|  |  | Tax Rate | 9.5%
[6 empty] | PRODUCTION | 0 | 0 | 0 | 0 | 0 | 0 | 0 | 0 | 0 | 0 | 0 | 0 | 0 | 0 | 0 | 0 | 0 | 0 | 0 | 0 | 0 | 0
[6 empty] | BULKTRAN | 0 | 0 | 0 | 0 | 0 | 0 | 0 | 0 | 0 | 0 | 0 | 0 | 0 | 0 | 0 | 0 | 0 | 0 | 0 | 0 | 0 | 0
[6 empty] | SUBTRAN | 0 | 0 | 0 | 0 | 0 | 0 | 0 | 0 | 0 | 0 | 0 | 0 | 0 | 0 | 0 | 0 | 0 | 0 | 0 | 0 | 0 | 0
[6 empty] | DISTPRI | 0 | 0 | 0 | 0 | 0 | 0 | 0 | 0 | 0 | 0 | 0 | 0 | 0 | 0 | 0 | 0 | 0 | 0 | 0 | 0 | 0 | 0
[6 empty] | DISTSEC | 0 | 0 | 0 | 0 | 0 | 0 | 0 | 0 | 0 | 0 | 0 | 0 | 0 | 0 | 0 | 0 | 0 | 0 | 0 | 0 | 0 | 0
[6 empty] | ENERGY | 0 | 0 | 0 | 0 | 0 | 0 | 0 | 0 | 0 | 0 | 0 | 0 | 0 | 0 | 0 | 0 | 0 | 0 | 0 | 0 | 0 | 0
[6 empty] | CUSTOMER | 0 | 0 | 0 | 0 | 0 | 0 | 0 | 0 | 0 | 0 | 0 | 0 | 0 | 0 | 0 | 0 | 0 | 0 | 0 | 0 | 0 | 0
| Illinois Tax |  |  | 0 |  | TOTAL | 0 | 0 | 0 | 0 | 0 | 0 | 0 | 0 | 0 | 0 | 0 | 0 | 0 | 0 | 0 | 0 | 0 | 0 | 0 | 0 | 0 | 0
[6 empty] | PRODUCTION | -2456857.4923 | -6160382.317 | 2205022.3794 | 13839.1255 | -991.5807 | 2217869.9241 | 1448513.0778 | 678800.9002 | 12930.0833 | 150015.6049 | 2290259.6663 | 36586.7581 | 929542.3084 | -2025993.253 | -460724.8117 | -1520588.9982 | 615592.4439 | 12602.6502 | 628195.0942 | 11267.9451 | 56570.7522 | 19950.4409
[6 empty] | BULKTRAN | -9139949.1166 | -10825552.95 | 2112133.6488 | 61341.5499 | 3163.5583 | 2176638.757 | 1663435.231 | 763407.4281 | 19941.5502 | -363160.8432 | 2083623.3662 | 19338.5147 | 905234.0056 | -3446472.8707 | -901951.3771 | -3423851.7274 | 738132.8946 | 13319.0296 | 751451.9242 | 12125.8973 | 63220.6043 | 22395.0118
[6 empty] | SUBTRAN | -3343975.74 | -4025224.6548 | 744927.5053 | 21967.0302 | 1472.289 | 768366.8244 | 622060.1075 | 285803.4755 | 9345.0506 | 0 | 917208.6336 | 6173.5421 | 333066.187 | -1648665.9381 | 0 | -1309426.2089 | 278223.0376 | 4956.1068 | 283179.1444 | 4301.9279 | 12985.313 | 4633.2804
[6 empty] | DISTPRI | 1746763.9005 | -6521293.1511 | 3050442.5893 | 55013.7788 | 0 | 3105456.368 | 2061759.9942 | 887654.4165 | 0 | 0 | 2949414.4106 | 45786.9691 | 1223921.7747 | 0 | 0 | 1269708.7437 | 845904.297 | 16301.1306 | 862205.4277 | 14260.6751 | 49899.0721 | 17112.3543
[6 empty] | DISTSEC | -667248.2674 | -3219066.4432 | 1340474.9051 | 0 | 0 | 1340474.9051 | 741012.2826 | 0 | 0 | 0 | 741012.2826 | 12742.4671 | 0 | 0 | 0 | 12742.4671 | 311842.0063 | 0 | 311842.0063 | 4980.1113 | 104986.4708 | 35779.9327
[6 empty] | ENERGY | 463893.386 | -867593.3324 | 609856.4905 | -15911.6075 | -1126.9098 | 592817.9731 | 383089.0098 | 218644.3291 | 1603.0911 | 304673.1545 | 908009.5845 | 19837.6714 | 405942.7869 | -802077.4394 | -60200.3368 | -436497.3179 | 160492.3416 | 3974.5642 | 164466.9058 | 4834.0779 | 71555.6146 | 26299.8804
[6 empty] | CUSTOMER | 125239.5344 | -6405247.2207 | 2855179.7814 | 33001.7249 | 4937.0945 | 2893118.6008 | 74989.6525 | 46890.1539 | 8192.994 | -87887.0019 | 42185.7985 | 427.5417 | 17429.4237 | -7420.8791 | -3812.4899 | 6623.5964 | 38458.1794 | 479.3703 | 38937.5496 | 2252.9738 | 2937114.9601 | 610253.2758
|  |  | Michigan Taxable Income Before Depreciation Adjustment | -13272133.7955 |  | TOTAL | -13272133.7955 | -38024360.0691 | 12918037.2997 | 169251.6016 | 7454.4512 | 13094743.3525 | 6994859.3554 | 2881200.7033 | 52012.7692 | 3640.9143 | 9931713.7423 | 140893.4643 | 3815136.4863 | -7930630.3803 | -1426689.0154 | -5401289.4451 | 2988645.2005 | 51632.8517 | 3040278.0521 | 54023.6083 | 3296332.7872 | 736424.1763
[5 empty] | RB_GUP | PRODUCTION | -3151019.129 | -1545079.9116 | -390845.139 | -4569.5742 | -112.5738 | -395527.2869 | -163534.5098 | -46573.8256 | -3685.6424 | -777.9741 | -214571.9518 | -9823.5676 | -107094.121 | -715242.8775 | -112208.0925 | -944368.6586 | -44387.7134 | -1071.5356 | -45459.249 | -773.8909 | -4196.1908 | -1041.9893
[5 empty] | RB_GUP | BULKTRAN | -3337103.4498 | -1636325.0403 | -413926.6086 | -4839.4316 | -119.2219 | -418885.2621 | -173192.0862 | -49324.2559 | -3903.299 | -823.9176 | -227243.5588 | -10403.7012 | -113418.5944 | -757481.7468 | -118834.573 | -1000138.6153 | -47009.0423 | -1134.8155 | -48143.8578 | -819.5932 | -4443.998 | -1103.5242
[5 empty] | RB_GUP | SUBTRAN | -1279284.6165 | -607534.5767 | -155519.887 | -1812.3079 | -59.4151 | -157391.61 | -67783.1227 | -19212.9731 | -1968.041 | 0 | -88964.1367 | -3796.1593 | -43875.5557 | -357399.103 | 0 | -405070.8179 | -18395.9552 | -440.1355 | -18836.0907 | -302.0788 | -948.9199 | -236.3859
[5 empty] | RB_GUP | DISTPRI | -2668832.5809 | -1773435.6581 | -446483.0459 | -5210.2971 | 0 | -451693.343 | -192535.857 | -54656.77 | 0 | 0 | -247192.627 | -10981.0274 | -127010.9416 | 0 | 0 | -137991.969 | -52250.9876 | -1251.8905 | -53502.8781 | -898.9657 | -3295.325 | -821.8149
[5 empty] | RB_GUP | DISTSEC | -1180385.3179 | -881277.7583 | -197835.1787 | 0 | 0 | -197835.1787 | -69738.9861 | 0 | 0 | 0 | -69738.9861 | -3086.6863 | 0 | 0 | 0 | -3086.6863 | -19409.4001 | 0 | -19409.4001 | -316.495 | -6988.6913 | -1732.1221
[5 empty] | RB_GUP | ENERGY | -142248.7501 | -51712.041 | -16690.8967 | -191.0791 | -4.8429 | -16886.8187 | -8077.0203 | -2254.5378 | -178.4935 | -36.5903 | -10546.642 | -538.2087 | -6432.0299 | -45471.4418 | -7287.2381 | -59728.9186 | -2190.8584 | -51.4929 | -2242.3513 | -50.3044 | -865.5937 | -216.0805
[5 empty] | RB_GUP | CUSTOMER | -2473175.1559 | -1793222.6977 | -437202.4082 | -3547.6373 | -503.2681 | -441253.3136 | -7295.5772 | -2973.9239 | -1443.5741 | -618.3115 | -12331.3867 | -105.0848 | -1851.1984 | -3743.0432 | -927.5105 | -6626.8369 | -2469.1315 | -37.8704 | -2507.0019 | -146.562 | -188399.4661 | -28687.8909
|  |  | Depreciation Adjustments (JWCA and Lookback) | -14232049 | RB_GUP | TOTAL | -14232049 | -8288587.6836 | -2058503.1641 | -20170.3272 | -799.3217 | -2079472.8131 | -682157.1593 | -174996.2863 | -11179.0499 | -2256.7936 | -870589.2891 | -38734.4353 | -399682.4409 | -1879338.2123 | -239257.4141 | -2557012.5027 | -186113.0885 | -3987.7404 | -190100.8289 | -3307.8901 | -209138.1848 | -33839.8078
[6 empty] | PRODUCTION | -5607876.6213 | -7705462.2286 | 1814177.2404 | 9269.5513 | -1104.1545 | 1822342.6372 | 1284978.568 | 632227.0747 | 9244.441 | 149237.6308 | 2075687.7145 | 26763.1905 | 822448.1874 | -2741236.1305 | -572932.9042 | -2464957.6568 | 571204.7305 | 11531.1146 | 582735.8451 | 10494.0542 | 52374.5614 | 18908.4517
[6 empty] | BULKTRAN | -12477052.5664 | -12461877.9903 | 1698207.0402 | 56502.1183 | 3044.3364 | 1757753.4949 | 1490243.1448 | 714083.1722 | 16038.2512 | -363984.7608 | 1856379.8074 | 8934.8136 | 791815.4112 | -4203954.6175 | -1020785.9501 | -4423990.3428 | 691123.8523 | 12184.2141 | 703308.0664 | 11306.3041 | 58776.6063 | 21291.4876
[6 empty] | SUBTRAN | -4623260.3565 | -4632759.2314 | 589407.6182 | 20154.7223 | 1412.8739 | 610975.2144 | 554276.9848 | 266590.5024 | 7377.0096 | 0 | 828244.4969 | 2377.3828 | 289190.6314 | -2006065.041 | 0 | -1714497.0268 | 259827.0825 | 4515.9713 | 264343.0538 | 3999.8491 | 12036.3932 | 4396.8945
[6 empty] | DISTPRI | -922068.6804 | -8294728.8092 | 2603959.5434 | 49803.4816 | 0 | 2653763.025 | 1869224.1372 | 832997.6464 | 0 | 0 | 2702221.7836 | 34805.9417 | 1096910.833 | 0 | 0 | 1131716.7747 | 793653.3094 | 15049.2401 | 808702.5496 | 13361.7093 | 46603.7471 | 16290.5394
[6 empty] | DISTSEC | -1847633.5853 | -4100344.2015 | 1142639.7264 | 0 | 0 | 1142639.7264 | 671273.2965 | 0 | 0 | 0 | 671273.2965 | 9655.7808 | 0 | 0 | 0 | 9655.7808 | 292432.6061 | 0 | 292432.6061 | 4663.6163 | 97997.7795 | 34047.8105
[6 empty] | ENERGY | 321644.6359 | -919305.3734 | 593165.5937 | -16102.6866 | -1131.7527 | 575931.1544 | 375011.9894 | 216389.7913 | 1424.5976 | 304636.5641 | 897462.9425 | 19299.4627 | 399510.757 | -847548.8812 | -67487.5749 | -496226.2364 | 158301.4832 | 3923.0713 | 162224.5545 | 4783.7735 | 70690.0209 | 26083.7999
[6 empty] | CUSTOMER | -2347935.6216 | -8198469.9184 | 2417977.3732 | 29454.0876 | 4433.8264 | 2451865.2872 | 67694.0753 | 43916.23 | 6749.42 | -88505.3134 | 29854.4118 | 322.4569 | 15578.2253 | -11163.9223 | -4740.0004 | -3.2405 | 35989.0478 | 441.4999 | 36430.5477 | 2106.4117 | 2748715.494 | 581565.3848
| Michigan Taxable Income |  |  | -27504182.7955 |  | TOTAL | -27504182.7955 | -46312947.7527 | 10859534.1356 | 149081.2744 | 6655.1295 | 11015270.5395 | 6312702.1961 | 2706204.417 | 40833.7193 | 1384.1207 | 9061124.4532 | 102159.029 | 3415454.0453 | -9809968.5925 | -1665946.4295 | -7958301.9478 | 2802532.1119 | 47645.1113 | 2850177.2233 | 50715.7182 | 3087194.6024 | 702584.3685
|  |  | Tax Factor (Tax Rate x Apportionment) | 0%
[6 empty] | PRODUCTION | 0 | 0 | 0 | 0 | 0 | 0 | 0 | 0 | 0 | 0 | 0 | 0 | 0 | 0 | 0 | 0 | 0 | 0 | 0 | 0 | 0 | 0
[6 empty] | BULKTRAN | 0 | 0 | 0 | 0 | 0 | 0 | 0 | 0 | 0 | 0 | 0 | 0 | 0 | 0 | 0 | 0 | 0 | 0 | 0 | 0 | 0 | 0
[6 empty] | SUBTRAN | 0 | 0 | 0 | 0 | 0 | 0 | 0 | 0 | 0 | 0 | 0 | 0 | 0 | 0 | 0 | 0 | 0 | 0 | 0 | 0 | 0 | 0
[6 empty] | DISTPRI | 0 | 0 | 0 | 0 | 0 | 0 | 0 | 0 | 0 | 0 | 0 | 0 | 0 | 0 | 0 | 0 | 0 | 0 | 0 | 0 | 0 | 0
[6 empty] | DISTSEC | 0 | 0 | 0 | 0 | 0 | 0 | 0 | 0 | 0 | 0 | 0 | 0 | 0 | 0 | 0 | 0 | 0 | 0 | 0 | 0 | 0 | 0
[6 empty] | ENERGY | 0 | 0 | 0 | 0 | 0 | 0 | 0 | 0 | 0 | 0 | 0 | 0 | 0 | 0 | 0 | 0 | 0 | 0 | 0 | 0 | 0 | 0
[6 empty] | CUSTOMER | 0 | 0 | 0 | 0 | 0 | 0 | 0 | 0 | 0 | 0 | 0 | 0 | 0 | 0 | 0 | 0 | 0 | 0 | 0 | 0 | 0 | 0
| Michigan Tax |  |  | 0 |  | TOTAL | 0 | 0 | 0 | 0 | 0 | 0 | 0 | 0 | 0 | 0 | 0 | 0 | 0 | 0 | 0 | 0 | 0 | 0 | 0 | 0 | 0 | 0
[6 empty] | PRODUCTION | -54196.9146 | -29087.6028 | -5450.0092 | -69.773 | -2.3945 | -5522.1766 | -2013.7189 | -438.4976 | -55.3798 | 62.9844 | -2444.6118 | -146.5306 | -1328.3848 | -13046.4745 | -2119.1879 | -16640.5778 | -433.8078 | -11.6171 | -445.4248 | -7.292 | -41.8335 | -7.3952
[6 empty] | BULKTRAN | -60712.2952 | -32986.1727 | -5884.9762 | -50.224 | -0.39954 | -5935.5998 | -2067.044 | -441.8217 | -55.4826 | -197.9681 | -2762.3164 | -165.0243 | -1446.9887 | -14476.4606 | -2454.2444 | -18542.718 | -415.7299 | -12.3173 | -428.0471 | -7.625 | -42.6263 | -7.1899
[6 empty] | SUBTRAN | -23193.1287 | -12250.1012 | -2235.755 | -19.3176 | -0.25199 | -2255.3247 | -823.6767 | -177.962 | -28.334 | 0 | -1029.9727 | -60.6626 | -568.442 | -6841.7854 | 0 | -7470.89 | -168.0757 | -4.8835 | -172.9592 | -2.8952 | -9.3626 | -1.6233
[6 empty] | DISTPRI | -43962.7767 | -33107.9878 | -5956.3481 | -59.6644 | 0 | -6016.0125 | -2190.1557 | -468.4387 | 0 | 0 | -2658.5944 | -161.3166 | -1513.8265 | 0 | 0 | -1675.1431 | -449.178 | -12.7727 | -461.9507 | -7.8765 | -30.0774 | -5.1342
[6 empty] | DISTSEC | -20174.075 | -16441.4951 | -2644.8997 | 0 | 0 | -2644.8997 | -796.2353 | 0 | 0 | 0 | -796.2353 | -45.4098 | 0 | 0 | 0 | -45.4098 | -168.0613 | 0 | -168.0613 | -2.7936 | -64.2133 | -10.967
[6 empty] | ENERGY | -2155.2246 | -1308.8646 | 28.7151 | -11.2782 | -0.65273 | 16.7842 | 58.4959 | 72.9663 | -2.1867 | 153.8544 | 283.1299 | 1.0134 | 97.726 | -1170.7779 | -152.9799 | -1225.0185 | 44.5533 | 1.1498 | 45.7031 | 1.6055 | 21.7328 | 9.7029
[6 empty] | CUSTOMER | -41496.9652 | -33381.6637 | -5899.3899 | -42.8844 | -5.9541 | -5948.2283 | -84.5787 | -26.202 | -20.1047 | -54.9491 | -185.8345 | -1.5491 | -22.2717 | -66.6623 | -17.5193 | -108.0025 | -21.9942 | -0.39335 | -22.3876 | -1.3206 | -1676.8408 | -172.6871
| Total Current State Income Tax |  |  | -245891.3801 |  | TOTAL | -245891.3801 | -158563.8878 | -28042.663 | -253.1416 | -9.6528 | -28305.4574 | -7916.9135 | -1479.9556 | -161.4878 | -36.0783 | -9594.4352 | -579.4797 | -4782.1877 | -35602.1608 | -4743.9316 | -45707.7597 | -1612.2935 | -40.8341 | -1653.1276 | -28.1975 | -1843.221 | -195.2939
Deferred State Income Tax
[6 empty] | PRODUCTION | 0 | 0 | 0 | 0 | 0 | 0 | 0 | 0 | 0 | 0 | 0 | 0 | 0 | 0 | 0 | 0 | 0 | 0 | 0 | 0 | 0 | 0
[6 empty] | BULKTRAN | 0 | 0 | 0 | 0 | 0 | 0 | 0 | 0 | 0 | 0 | 0 | 0 | 0 | 0 | 0 | 0 | 0 | 0 | 0 | 0 | 0 | 0
[6 empty] | SUBTRAN | 0 | 0 | 0 | 0 | 0 | 0 | 0 | 0 | 0 | 0 | 0 | 0 | 0 | 0 | 0 | 0 | 0 | 0 | 0 | 0 | 0 | 0
[6 empty] | DISTPRI | 0 | 0 | 0 | 0 | 0 | 0 | 0 | 0 | 0 | 0 | 0 | 0 | 0 | 0 | 0 | 0 | 0 | 0 | 0 | 0 | 0 | 0
[6 empty] | DISTSEC | 0 | 0 | 0 | 0 | 0 | 0 | 0 | 0 | 0 | 0 | 0 | 0 | 0 | 0 | 0 | 0 | 0 | 0 | 0 | 0 | 0 | 0
[6 empty] | ENERGY | 0 | 0 | 0 | 0 | 0 | 0 | 0 | 0 | 0 | 0 | 0 | 0 | 0 | 0 | 0 | 0 | 0 | 0 | 0 | 0 | 0 | 0
[6 empty] | CUSTOMER | 0 | 0 | 0 | 0 | 0 | 0 | 0 | 0 | 0 | 0 | 0 | 0 | 0 | 0 | 0 | 0 | 0 | 0 | 0 | 0 | 0 | 0
[6 empty] | TOTAL | 0 | 0 | 0 | 0 | 0 | 0 | 0 | 0 | 0 | 0 | 0 | 0 | 0 | 0 | 0 | 0 | 0 | 0 | 0 | 0 | 0 | 0
[5 empty] | RB_GUP | PRODUCTION | -255084.1211 | -125078.692 | -31640.0455 | -369.9203 | -9.1132 | -32019.079 | -13238.592 | -3770.286 | -298.3634 | -62.9793 | -17370.2207 | -795.2462 | -8669.5791 | -57900.9816 | -9083.5699 | -76449.377 | -3593.3139 | -86.7439 | -3680.0578 | -62.6487 | -339.6938 | -84.352
[5 empty] | RB_GUP | BULKTRAN | -270148.1856 | -132465.2494 | -33508.5573 | -391.766 | -9.6514 | -33909.9747 | -14020.4008 | -3992.9413 | -315.9834 | -66.6985 | -18396.024 | -842.2097 | -9181.5636 | -61320.3404 | -9620.0027 | -80964.1164 | -3805.5181 | -91.8666 | -3897.3847 | -66.3484 | -359.7545 | -89.3335
[5 empty] | RB_GUP | SUBTRAN | -103561.7934 | -49181.6829 | -12589.7851 | -146.7116 | -4.8098 | -12741.3065 | -5487.24 | -1555.3458 | -159.3186 | 0 | -7201.9044 | -307.3101 | -3551.8533 | -28932.4921 | 0 | -32791.6554 | -1489.2058 | -35.6302 | -1524.8361 | -24.4542 | -76.8178 | -19.1361
[5 empty] | RB_GUP | DISTPRI | -216049.724 | -143564.7508 | -36144.0952 | -421.7886 | 0 | -36565.8838 | -15586.335 | -4424.6238 | 0 | 0 | -20010.9588 | -888.946 | -10281.9034 | 0 | 0 | -11170.8494 | -4229.8687 | -101.3442 | -4331.2129 | -72.7739 | -266.7661 | -66.5283
[5 empty] | RB_GUP | DISTSEC | -95555.6088 | -71341.9859 | -16015.3305 | 0 | 0 | -16015.3305 | -5645.5728 | 0 | 0 | 0 | -5645.5728 | -249.8762 | 0 | 0 | 0 | -249.8762 | -1571.2471 | 0 | -1571.2471 | -25.6212 | -565.7548 | -140.2203
[5 empty] | RB_GUP | ENERGY | -11515.4481 | -4186.2394 | -1351.1764 | -15.4684 | -0.39205 | -1367.0369 | -653.8582 | -182.5114 | -14.4496 | -2.9621 | -853.7812 | -43.5696 | -520.6914 | -3681.0449 | -589.923 | -4835.2289 | -177.3563 | -4.1685 | -181.5248 | -4.0723 | -70.0723 | -17.4923
[5 empty] | RB_GUP | CUSTOMER | -200210.689 | -145166.569 | -35392.8007 | -287.1915 | -40.741 | -35720.7332 | -590.5981 | -240.7477 | -116.8615 | -50.0541 | -998.2615 | -8.5069 | -149.8599 | -303.0102 | -75.0847 | -536.4616 | -199.8833 | -3.0657 | -202.9491 | -11.8646 | -15251.4822 | -2322.3678
|  | Deferred State Income Tax - WVA Pollution Control |  | -1152125.57 | RB_GUP | TOTAL | -1152125.57 | -670985.1694 | -166641.7907 | -1632.8464 | -64.7074 | -168339.3445 | -55222.597 | -14166.456 | -904.9765 | -182.694 | -70476.7234 | -3135.6647 | -32355.4507 | -152137.8692 | -19368.5804 | -206997.5649 | -15066.3933 | -322.8191 | -15389.2125 | -267.7833 | -16930.3415 | -2739.4304
[5 empty] | RB_GUP_EPIS_P | PRODUCTION | 0 | 0 | 0 | 0 | 0 | 0 | 0 | 0 | 0 | 0 | 0 | 0 | 0 | 0 | 0 | 0 | 0 | 0 | 0 | 0 | 0 | 0
[5 empty] | RB_GUP_EPIS_P | BULKTRAN | 0 | 0 | 0 | 0 | 0 | 0 | 0 | 0 | 0 | 0 | 0 | 0 | 0 | 0 | 0 | 0 | 0 | 0 | 0 | 0 | 0 | 0
[5 empty] | RB_GUP_EPIS_P | SUBTRAN | 0 | 0 | 0 | 0 | 0 | 0 | 0 | 0 | 0 | 0 | 0 | 0 | 0 | 0 | 0 | 0 | 0 | 0 | 0 | 0 | 0 | 0
[5 empty] | RB_GUP_EPIS_P | DISTPRI | 0 | 0 | 0 | 0 | 0 | 0 | 0 | 0 | 0 | 0 | 0 | 0 | 0 | 0 | 0 | 0 | 0 | 0 | 0 | 0 | 0 | 0
[5 empty] | RB_GUP_EPIS_P | DISTSEC | 0 | 0 | 0 | 0 | 0 | 0 | 0 | 0 | 0 | 0 | 0 | 0 | 0 | 0 | 0 | 0 | 0 | 0 | 0 | 0 | 0 | 0
[5 empty] | RB_GUP_EPIS_P | ENERGY | 0 | 0 | 0 | 0 | 0 | 0 | 0 | 0 | 0 | 0 | 0 | 0 | 0 | 0 | 0 | 0 | 0 | 0 | 0 | 0 | 0 | 0
[5 empty] | RB_GUP_EPIS_P | CUSTOMER | 0 | 0 | 0 | 0 | 0 | 0 | 0 | 0 | 0 | 0 | 0 | 0 | 0 | 0 | 0 | 0 | 0 | 0 | 0 | 0 | 0 | 0
|  |  | Adj - Mitchell Plant DSIT Amortization Adjustment | 0 | RB_GUP_EPIS_P | TOTAL | 0 | 0 | 0 | 0 | 0 | 0 | 0 | 0 | 0 | 0 | 0 | 0 | 0 | 0 | 0 | 0 | 0 | 0 | 0 | 0 | 0 | 0
[6 empty] | PRODUCTION | -255084.1211 | -125078.692 | -31640.0455 | -369.9203 | -9.1132 | -32019.079 | -13238.592 | -3770.286 | -298.3634 | -62.9793 | -17370.2207 | -795.2462 | -8669.5791 | -57900.9816 | -9083.5699 | -76449.377 | -3593.3139 | -86.7439 | -3680.0578 | -62.6487 | -339.6938 | -84.352
[6 empty] | BULKTRAN | -270148.1856 | -132465.2494 | -33508.5573 | -391.766 | -9.6514 | -33909.9747 | -14020.4008 | -3992.9413 | -315.9834 | -66.6985 | -18396.024 | -842.2097 | -9181.5636 | -61320.3404 | -9620.0027 | -80964.1164 | -3805.5181 | -91.8666 | -3897.3847 | -66.3484 | -359.7545 | -89.3335
[6 empty] | SUBTRAN | -103561.7934 | -49181.6829 | -12589.7851 | -146.7116 | -4.8098 | -12741.3065 | -5487.24 | -1555.3458 | -159.3186 | 0 | -7201.9044 | -307.3101 | -3551.8533 | -28932.4921 | 0 | -32791.6554 | -1489.2058 | -35.6302 | -1524.8361 | -24.4542 | -76.8178 | -19.1361
[6 empty] | DISTPRI | -216049.724 | -143564.7508 | -36144.0952 | -421.7886 | 0 | -36565.8838 | -15586.335 | -4424.6238 | 0 | 0 | -20010.9588 | -888.946 | -10281.9034 | 0 | 0 | -11170.8494 | -4229.8687 | -101.3442 | -4331.2129 | -72.7739 | -266.7661 | -66.5283
[6 empty] | DISTSEC | -95555.6088 | -71341.9859 | -16015.3305 | 0 | 0 | -16015.3305 | -5645.5728 | 0 | 0 | 0 | -5645.5728 | -249.8762 | 0 | 0 | 0 | -249.8762 | -1571.2471 | 0 | -1571.2471 | -25.6212 | -565.7548 | -140.2203
[6 empty] | ENERGY | -11515.4481 | -4186.2394 | -1351.1764 | -15.4684 | -0.39205 | -1367.0369 | -653.8582 | -182.5114 | -14.4496 | -2.9621 | -853.7812 | -43.5696 | -520.6914 | -3681.0449 | -589.923 | -4835.2289 | -177.3563 | -4.1685 | -181.5248 | -4.0723 | -70.0723 | -17.4923
[6 empty] | CUSTOMER | -200210.689 | -145166.569 | -35392.8007 | -287.1915 | -40.741 | -35720.7332 | -590.5981 | -240.7477 | -116.8615 | -50.0541 | -998.2615 | -8.5069 | -149.8599 | -303.0102 | -75.0847 | -536.4616 | -199.8833 | -3.0657 | -202.9491 | -11.8646 | -15251.4822 | -2322.3678
| Total Adjusted Deferred State Income Tax |  |  | -1152125.57 |  | TOTAL | -1152125.57 | -670985.1694 | -166641.7907 | -1632.8464 | -64.7074 | -168339.3445 | -55222.597 | -14166.456 | -904.9765 | -182.694 | -70476.7234 | -3135.6647 | -32355.4507 | -152137.8692 | -19368.5804 | -206997.5649 | -15066.3933 | -322.8191 | -15389.2125 | -267.7833 | -16930.3415 | -2739.4304
[6 empty] | PRODUCTION | -309281.0357 | -154166.2948 | -37090.0547 | -439.6932 | -11.5077 | -37541.2556 | -15252.3109 | -4208.7836 | -353.7432 | 0.0051915 | -19814.8325 | -941.7769 | -9997.9639 | -70947.4562 | -11202.7579 | -93089.9548 | -4027.1217 | -98.361 | -4125.4827 | -69.9407 | -381.5273 | -91.7473
[6 empty] | BULKTRAN | -330860.4808 | -165451.422 | -39393.5335 | -441.99 | -10.0509 | -39845.5745 | -16087.4448 | -4434.763 | -371.466 | -264.6666 | -21158.3404 | -1007.2341 | -10628.5522 | -75796.801 | -12074.2472 | -99506.8345 | -4221.2479 | -104.1839 | -4325.4318 | -73.9735 | -402.3808 | -96.5234
[6 empty] | SUBTRAN | -126754.9221 | -61431.784 | -14825.5402 | -166.0292 | -5.0618 | -14996.6312 | -6310.9168 | -1733.3078 | -187.6526 | 0 | -8231.8771 | -367.9726 | -4120.2953 | -35774.2775 | 0 | -40262.5454 | -1657.2815 | -40.5138 | -1697.7953 | -27.3494 | -86.1804 | -20.7594
[6 empty] | DISTPRI | -260012.5007 | -176672.7386 | -42100.4433 | -481.4531 | 0 | -42581.8963 | -17776.4907 | -4893.0624 | 0 | 0 | -22669.5532 | -1050.2626 | -11795.7299 | 0 | 0 | -12845.9925 | -4679.0467 | -114.1169 | -4793.1636 | -80.6504 | -296.8435 | -71.6625
[6 empty] | DISTSEC | -115729.6839 | -87783.481 | -18660.2301 | 0 | 0 | -18660.2301 | -6441.8081 | 0 | 0 | 0 | -6441.8081 | -295.286 | 0 | 0 | 0 | -295.286 | -1739.3084 | 0 | -1739.3084 | -28.4148 | -629.9681 | -151.1873
[6 empty] | ENERGY | -13670.6727 | -5495.104 | -1322.4613 | -26.7466 | -1.0448 | -1350.2526 | -595.3623 | -109.5451 | -16.6363 | 150.8923 | -570.6513 | -42.5562 | -422.9655 | -4851.8228 | -742.903 | -6060.2474 | -132.803 | -3.0187 | -135.8217 | -2.4667 | -48.3395 | -7.7894
[6 empty] | CUSTOMER | -241707.6542 | -178548.2327 | -41292.1906 | -330.0759 | -46.6951 | -41668.9616 | -675.1768 | -266.9497 | -136.9662 | -105.0032 | -1184.096 | -10.0561 | -172.1316 | -369.6725 | -92.6039 | -644.4641 | -221.8776 | -3.4591 | -225.3366 | -13.1853 | -16928.323 | -2495.055
| Total State Income Tax (Current + Deferred) |  |  | -1398016.9501 |  | TOTAL | -1398016.9501 | -829549.0572 | -194684.4537 | -1885.988 | -74.3602 | -196644.8019 | -63139.5104 | -15646.4116 | -1066.4643 | -218.7723 | -80071.1586 | -3715.1444 | -37137.6384 | -187740.03 | -24112.5119 | -252705.3247 | -16678.6868 | -363.6532 | -17042.3401 | -295.9807 | -18773.5626 | -2934.7243
[6 empty] | PRODUCTION | -2402660.5777 | -6131294.7142 | 2210472.3886 | 13908.8984 | -989.1863 | 2223392.1007 | 1450526.7967 | 679239.3978 | 12985.4632 | 149952.6205 | 2292704.2781 | 36733.2888 | 930870.6931 | -2012946.7785 | -458605.6238 | -1503948.4204 | 616026.2517 | 12614.2673 | 628640.519 | 11275.2371 | 56612.5857 | 19957.8361
[6 empty] | BULKTRAN | -9079236.8214 | -10792566.7773 | 2118018.625 | 61391.774 | 3163.9578 | 2182574.3568 | 1665502.2751 | 763849.2498 | 19997.0328 | -362962.8751 | 2086385.6825 | 19503.5391 | 906680.9942 | -3431996.4101 | -899497.1326 | -3405309.0094 | 738548.6245 | 13331.3468 | 751879.9713 | 12133.5223 | 63263.2306 | 22402.2017
[6 empty] | SUBTRAN | -3320782.6113 | -4012974.5536 | 747163.2603 | 21986.3478 | 1472.5409 | 770622.1491 | 622883.7842 | 285981.4375 | 9373.3846 | 0 | 918238.6063 | 6234.2047 | 333634.6291 | -1641824.1527 | 0 | -1301955.3189 | 278391.1133 | 4960.9903 | 283352.1036 | 4304.8231 | 12994.6756 | 4634.9037
[6 empty] | DISTPRI | 1790726.6772 | -6488185.1633 | 3056398.9374 | 55073.4432 | 0 | 3111472.3806 | 2063950.1499 | 888122.8551 | 0 | 0 | 2952073.005 | 45948.2857 | 1225435.6012 | 0 | 0 | 1271383.8869 | 846353.4751 | 16313.9033 | 862667.3784 | 14268.5516 | 49929.1496 | 17117.4885
[6 empty] | DISTSEC | -647074.1923 | -3202624.9481 | 1343119.8048 | 0 | 0 | 1343119.8048 | 741808.5178 | 0 | 0 | 0 | 741808.5178 | 12787.8769 | 0 | 0 | 0 | 12787.8769 | 312010.0676 | 0 | 312010.0676 | 4982.905 | 105050.6841 | 35790.8997
[6 empty] | ENERGY | 466048.6106 | -866284.4678 | 609827.7753 | -15900.3294 | -1126.2571 | 592801.1889 | 383030.5139 | 218571.3628 | 1605.2778 | 304519.3001 | 907726.4546 | 19836.658 | 405845.0609 | -800906.6615 | -60047.3568 | -435272.2994 | 160447.7882 | 3973.4144 | 164421.2026 | 4832.4723 | 71533.8818 | 26290.1775
[6 empty] | CUSTOMER | 166736.4995 | -6371865.5569 | 2861079.1713 | 33044.6093 | 4943.0486 | 2899066.8291 | 75074.2313 | 46916.3559 | 8213.0987 | -87832.0528 | 42371.633 | 429.0909 | 17451.6955 | -7354.2168 | -3794.9706 | 6731.5989 | 38480.1736 | 479.7636 | 38959.9372 | 2254.2944 | 2938791.8009 | 610425.9629
| Federal Taxable Income |  |  | -13026242.4154 |  | TOTAL | -13026242.4154 | -37865796.1813 | 12946079.9627 | 169504.7432 | 7464.104 | 13123048.8099 | 7002776.2688 | 2882680.6589 | 52174.2571 | 3676.9927 | 9941308.1775 | 141472.944 | 3819918.674 | -7895028.2195 | -1421945.0839 | -5355581.6854 | 2990257.494 | 51673.6858 | 3041931.1798 | 54051.8058 | 3298176.0082 | 736619.4701
|  |  | Tax Factor (Tax Rate x Apportionment) | 21%
[6 empty] | PRODUCTION | -504558.7213 | -1287571.89 | 464199.2016 | 2920.8687 | -207.7291 | 466912.3412 | 304610.6273 | 142640.2735 | 2726.9473 | 31490.0503 | 481467.8984 | 7713.9906 | 195482.8456 | -422718.8235 | -96307.181 | -315829.1683 | 129365.5129 | 2648.9961 | 132014.509 | 2367.7998 | 11888.643 | 4191.1456
[6 empty] | BULKTRAN | -1906639.7325 | -2266439.0232 | 444783.9112 | 12892.2725 | 664.4311 | 458340.6149 | 349755.4778 | 160408.3425 | 4199.3769 | -76222.2038 | 438140.9933 | 4095.7432 | 190403.0088 | -720719.2461 | -188894.3979 | -715114.892 | 155095.2111 | 2799.5828 | 157894.794 | 2548.0397 | 13285.2784 | 4704.4624
[6 empty] | SUBTRAN | -697364.3484 | -842724.6563 | 156904.2847 | 4617.133 | 309.2336 | 161830.6513 | 130805.5947 | 60056.1019 | 1968.4108 | 0 | 192830.1073 | 1309.183 | 70063.2721 | -344783.0721 | 0 | -273410.617 | 58462.1338 | 1041.808 | 59503.9418 | 904.0128 | 2728.8819 | 973.3298
[6 empty] | DISTPRI | 376052.6022 | -1362518.8843 | 641843.7769 | 11565.4231 | 0 | 653409.1999 | 433429.5315 | 186505.7996 | 0 | 0 | 619935.3311 | 9649.14 | 257341.4762 | 0 | 0 | 266990.6162 | 177734.2298 | 3425.9197 | 181160.1495 | 2996.3958 | 10485.1214 | 3594.6726
[6 empty] | DISTSEC | -135885.5804 | -672551.2391 | 282055.159 | 0 | 0 | 282055.159 | 155779.7887 | 0 | 0 | 0 | 155779.7887 | 2685.4541 | 0 | 0 | 0 | 2685.4541 | 65522.1142 | 0 | 65522.1142 | 1046.41 | 22060.6437 | 7516.0889
[6 empty] | ENERGY | 97870.2082 | -181919.7382 | 128063.8328 | -3339.0692 | -236.514 | 124488.2497 | 80436.4079 | 45899.9862 | 337.1083 | 63949.053 | 190622.5555 | 4165.6982 | 85227.4628 | -168190.3989 | -12609.9449 | -91407.1829 | 33694.0355 | 834.417 | 34528.4526 | 1014.8192 | 15022.1152 | 5520.9373
[6 empty] | CUSTOMER | 35014.6649 | -1338091.767 | 600826.626 | 6939.3679 | 1038.0402 | 608804.0341 | 15765.5886 | 9852.4347 | 1724.7507 | -18444.7311 | 8898.0429 | 90.1091 | 3664.8561 | -1544.3855 | -796.9438 | 1413.6358 | 8080.8364 | 100.7504 | 8181.5868 | 473.4018 | 617146.2782 | 128189.4522
| Gross Current FIT |  |  | -2735510.9072 |  | TOTAL | -2735510.9072 | -7951817.1981 | 2718676.7922 | 35595.9961 | 1567.4618 | 2755840.2501 | 1470583.0165 | 605362.9384 | 10956.594 | 772.1685 | 2087674.7173 | 29709.3182 | 802182.9215 | -1657955.9261 | -298608.4676 | -1124672.1539 | 627954.0737 | 10851.474 | 638805.5478 | 11350.8792 | 692616.9617 | 154690.0887
Deferred FIT
[5 empty] | RB_GUP | PRODUCTION | 185117.5298 | 90771.0696 | 22961.5511 | 268.4555 | 6.6135 | 23236.6201 | 9607.401 | 2736.1407 | 216.5258 | 45.7048 | 12605.7723 | 577.1195 | 6291.615 | 42019.4195 | 6592.0529 | 55480.2069 | 2607.7099 | 62.9511 | 2670.661 | 45.4649 | 246.5198 | 61.2153
[5 empty] | RB_GUP | BULKTRAN | 196049.6976 | 96131.5806 | 24317.5519 | 284.3092 | 7.0041 | 24608.8652 | 10174.7688 | 2897.7242 | 229.3128 | 48.4039 | 13350.2097 | 611.2015 | 6663.1681 | 44500.8882 | 6981.3485 | 58756.6062 | 2761.709 | 66.6687 | 2828.3776 | 48.1498 | 261.0781 | 64.8304
[5 empty] | RB_GUP | SUBTRAN | 75156.0046 | 35691.7224 | 9136.5543 | 106.4703 | 3.4905 | 9246.5151 | 3982.1543 | 1128.7326 | 115.6194 | 0 | 5226.5063 | 223.0185 | 2577.6214 | 20996.6479 | 0 | 23797.2878 | 1080.7341 | 25.8573 | 1106.5914 | 17.7467 | 55.7476 | 13.8873
[5 empty] | RB_GUP | DISTPRI | 156789.8114 | 104186.6186 | 26230.1926 | 306.0969 | 0 | 26536.2895 | 11311.1856 | 3211.0012 | 0 | 0 | 14522.1868 | 645.1185 | 7461.6976 | 0 | 0 | 8106.816 | 3069.6652 | 73.5466 | 3143.2118 | 52.8129 | 193.5953 | 48.2804
[5 empty] | RB_GUP | DISTSEC | 69345.8228 | 51773.7135 | 11622.5126 | 0 | 0 | 11622.5126 | 4097.0582 | 0 | 0 | 0 | 4097.0582 | 181.3381 | 0 | 0 | 0 | 181.3381 | 1140.2724 | 0 | 1140.2724 | 18.5936 | 410.5749 | 101.7595
[5 empty] | RB_GUP | ENERGY | 8356.8954 | 3038.0029 | 980.5645 | 11.2256 | 0.28451 | 992.0746 | 474.5125 | 132.4506 | 10.4862 | 2.1496 | 619.599 | 31.6189 | 377.8719 | 2671.3773 | 428.114 | 3508.9821 | 128.7096 | 3.0251 | 131.7347 | 2.9553 | 50.8523 | 12.6944
[5 empty] | RB_GUP | CUSTOMER | 145295.2384 | 105349.0768 | 25684.9694 | 208.4182 | 29.5662 | 25922.9538 | 428.6039 | 174.7135 | 84.8078 | 36.3249 | 724.45 | 6.1736 | 108.7551 | 219.898 | 54.4898 | 389.3165 | 145.0577 | 2.2248 | 147.2825 | 8.6103 | 11068.179 | 1685.3695
|  |  | DFIT for Book vs Tax Depreciation Normalized | 836111 | RB_GUP | TOTAL | 836111 | 486941.7845 | 120933.8964 | 1184.9757 | 46.9589 | 122165.831 | 40075.6844 | 10280.7628 | 656.752 | 132.5832 | 51145.7824 | 2275.5885 | 23480.729 | 110408.2309 | 14056.0053 | 150220.5537 | 10933.8578 | 234.2736 | 11168.1315 | 194.3335 | 12286.5469 | 1988.0367
[5 empty] | BULK_TRANS | PRODUCTION | 0 | 0 | 0 | 0 | 0 | 0 | 0 | 0 | 0 | 0 | 0 | 0 | 0 | 0 | 0 | 0 | 0 | 0 | 0 | 0 | 0 | 0
[5 empty] | BULK_TRANS | BULKTRAN | -7989 | -3917.3496 | -990.9371 | -11.5856 | -0.28542 | -1002.8081 | -414.6205 | -118.0819 | -9.3445 | -1.9725 | -544.0193 | -24.9064 | -271.5232 | -1813.4055 | -284.4891 | -2394.3242 | -112.5393 | -2.7167 | -115.256 | -1.9621 | -10.6389 | -2.6418
[5 empty] | BULK_TRANS | SUBTRAN | 0 | 0 | 0 | 0 | 0 | 0 | 0 | 0 | 0 | 0 | 0 | 0 | 0 | 0 | 0 | 0 | 0 | 0 | 0 | 0 | 0 | 0
[5 empty] | BULK_TRANS | DISTPRI | 0 | 0 | 0 | 0 | 0 | 0 | 0 | 0 | 0 | 0 | 0 | 0 | 0 | 0 | 0 | 0 | 0 | 0 | 0 | 0 | 0 | 0
[5 empty] | BULK_TRANS | DISTSEC | 0 | 0 | 0 | 0 | 0 | 0 | 0 | 0 | 0 | 0 | 0 | 0 | 0 | 0 | 0 | 0 | 0 | 0 | 0 | 0 | 0 | 0
[5 empty] | BULK_TRANS | ENERGY | 0 | 0 | 0 | 0 | 0 | 0 | 0 | 0 | 0 | 0 | 0 | 0 | 0 | 0 | 0 | 0 | 0 | 0 | 0 | 0 | 0 | 0
[5 empty] | BULK_TRANS | CUSTOMER | 0 | 0 | 0 | 0 | 0 | 0 | 0 | 0 | 0 | 0 | 0 | 0 | 0 | 0 | 0 | 0 | 0 | 0 | 0 | 0 | 0 | 0
|  |  | ABFUDC - HR/J | -7989 | BULK_TRANS | TOTAL | -7989 | -3917.3496 | -990.9371 | -11.5856 | -0.28542 | -1002.8081 | -414.6205 | -118.0819 | -9.3445 | -1.9725 | -544.0193 | -24.9064 | -271.5232 | -1813.4055 | -284.4891 | -2394.3242 | -112.5393 | -2.7167 | -115.256 | -1.9621 | -10.6389 | -2.6418
[5 empty] | RB_GUP | PRODUCTION | 0 | 0 | 0 | 0 | 0 | 0 | 0 | 0 | 0 | 0 | 0 | 0 | 0 | 0 | 0 | 0 | 0 | 0 | 0 | 0 | 0 | 0
[5 empty] | RB_GUP | BULKTRAN | 0 | 0 | 0 | 0 | 0 | 0 | 0 | 0 | 0 | 0 | 0 | 0 | 0 | 0 | 0 | 0 | 0 | 0 | 0 | 0 | 0 | 0
[5 empty] | RB_GUP | SUBTRAN | 0 | 0 | 0 | 0 | 0 | 0 | 0 | 0 | 0 | 0 | 0 | 0 | 0 | 0 | 0 | 0 | 0 | 0 | 0 | 0 | 0 | 0
[5 empty] | RB_GUP | DISTPRI | 0 | 0 | 0 | 0 | 0 | 0 | 0 | 0 | 0 | 0 | 0 | 0 | 0 | 0 | 0 | 0 | 0 | 0 | 0 | 0 | 0 | 0
[5 empty] | RB_GUP | DISTSEC | 0 | 0 | 0 | 0 | 0 | 0 | 0 | 0 | 0 | 0 | 0 | 0 | 0 | 0 | 0 | 0 | 0 | 0 | 0 | 0 | 0 | 0
[5 empty] | RB_GUP | ENERGY | 0 | 0 | 0 | 0 | 0 | 0 | 0 | 0 | 0 | 0 | 0 | 0 | 0 | 0 | 0 | 0 | 0 | 0 | 0 | 0 | 0 | 0
[5 empty] | RB_GUP | CUSTOMER | 0 | 0 | 0 | 0 | 0 | 0 | 0 | 0 | 0 | 0 | 0 | 0 | 0 | 0 | 0 | 0 | 0 | 0 | 0 | 0 | 0 | 0
|  |  | Interest Capitalization |  | RB_GUP | TOTAL | 0 | 0 | 0 | 0 | 0 | 0 | 0 | 0 | 0 | 0 | 0 | 0 | 0 | 0 | 0 | 0 | 0 | 0 | 0 | 0 | 0 | 0
[5 empty] | RB_GUP | PRODUCTION | 0 | 0 | 0 | 0 | 0 | 0 | 0 | 0 | 0 | 0 | 0 | 0 | 0 | 0 | 0 | 0 | 0 | 0 | 0 | 0 | 0 | 0
[5 empty] | RB_GUP | BULKTRAN | 0 | 0 | 0 | 0 | 0 | 0 | 0 | 0 | 0 | 0 | 0 | 0 | 0 | 0 | 0 | 0 | 0 | 0 | 0 | 0 | 0 | 0
[5 empty] | RB_GUP | SUBTRAN | 0 | 0 | 0 | 0 | 0 | 0 | 0 | 0 | 0 | 0 | 0 | 0 | 0 | 0 | 0 | 0 | 0 | 0 | 0 | 0 | 0 | 0
[5 empty] | RB_GUP | DISTPRI | 0 | 0 | 0 | 0 | 0 | 0 | 0 | 0 | 0 | 0 | 0 | 0 | 0 | 0 | 0 | 0 | 0 | 0 | 0 | 0 | 0 | 0
[5 empty] | RB_GUP | DISTSEC | 0 | 0 | 0 | 0 | 0 | 0 | 0 | 0 | 0 | 0 | 0 | 0 | 0 | 0 | 0 | 0 | 0 | 0 | 0 | 0 | 0 | 0
[5 empty] | RB_GUP | ENERGY | 0 | 0 | 0 | 0 | 0 | 0 | 0 | 0 | 0 | 0 | 0 | 0 | 0 | 0 | 0 | 0 | 0 | 0 | 0 | 0 | 0 | 0
[5 empty] | RB_GUP | CUSTOMER | 0 | 0 | 0 | 0 | 0 | 0 | 0 | 0 | 0 | 0 | 0 | 0 | 0 | 0 | 0 | 0 | 0 | 0 | 0 | 0 | 0 | 0
|  |  | Property Tax - Book/Tax unit of Property Adj |  | RB_GUP | TOTAL | 0 | 0 | 0 | 0 | 0 | 0 | 0 | 0 | 0 | 0 | 0 | 0 | 0 | 0 | 0 | 0 | 0 | 0 | 0 | 0 | 0 | 0
[5 empty] | RB_GUP | PRODUCTION | 981242.3992 | 481145.2604 | 121711.0421 | 1422.9872 | 35.056 | 123169.0853 | 50925.427 | 14503.3116 | 1147.7266 | 242.2649 | 66818.7301 | 3059.1059 | 33349.6205 | 222730.0465 | 34942.1357 | 294080.9086 | 13822.5459 | 333.6813 | 14156.2272 | 240.9933 | 1306.7138 | 324.4804
[5 empty] | RB_GUP | BULKTRAN | 1039189.945 | 509559.4291 | 128898.7219 | 1507.0221 | 37.1263 | 130442.8703 | 53932.8424 | 15359.8088 | 1215.5059 | 256.5719 | 70764.729 | 3239.7622 | 35319.0917 | 235883.432 | 37005.6533 | 311447.9393 | 14638.8402 | 353.387 | 14992.2271 | 255.2252 | 1383.8822 | 343.6427
[5 empty] | RB_GUP | SUBTRAN | 398375.3367 | 189189.1674 | 48429.6352 | 564.3613 | 18.5021 | 49012.4987 | 21107.988 | 5983.0115 | 612.8574 | 0 | 27703.8569 | 1182.1421 | 13663.0575 | 111295.7868 | 0 | 126140.9864 | 5728.5883 | 137.0603 | 5865.6486 | 94.0688 | 295.4982 | 73.6117
[5 empty] | RB_GUP | DISTPRI | 831087.2062 | 552256.33 | 139036.9519 | 1622.5114 | 0 | 140659.4633 | 59956.585 | 17020.3791 | 0 | 0 | 76976.9641 | 3419.5443 | 39551.8135 | 0 | 0 | 42971.3579 | 16271.207 | 389.8447 | 16661.0516 | 279.9422 | 1026.18 | 255.9171
[5 empty] | RB_GUP | DISTSEC | 367577.623 | 274434.101 | 61606.8191 | 0 | 0 | 61606.8191 | 21717.0532 | 0 | 0 | 0 | 21717.0532 | 961.2089 | 0 | 0 | 0 | 961.2089 | 6044.1799 | 0 | 6044.1799 | 98.5581 | 2176.3118 | 539.3911
[5 empty] | RB_GUP | ENERGY | 44296.9398 | 16103.3764 | 5197.6249 | 59.5029 | 1.5081 | 5258.636 | 2515.2227 | 702.0738 | 55.5837 | 11.3944 | 3284.2747 | 167.6008 | 2002.9648 | 14160.0241 | 2269.2807 | 18599.8704 | 682.2438 | 16.0351 | 698.2789 | 15.665 | 269.55 | 67.2885
[5 empty] | RB_GUP | CUSTOMER | 770158.5501 | 558418.1086 | 136146.9171 | 1104.7512 | 156.7201 | 137408.3883 | 2271.8776 | 926.0941 | 449.5359 | 192.5452 | 3840.0527 | 32.7239 | 576.472 | 1165.6015 | 288.8312 | 2063.6286 | 768.8993 | 11.793 | 780.6924 | 45.6401 | 58668.4931 | 8933.5462
|  |  | Removal Costs | 4431928 | RB_GUP | TOTAL | 4431928 | 2581105.773 | 641027.7122 | 6281.1362 | 248.9126 | 647557.761 | 212426.9959 | 54494.679 | 3481.2095 | 702.7763 | 271105.6607 | 12062.0881 | 124463.0201 | 585234.891 | 74505.9009 | 796265.9001 | 57956.5042 | 1241.8014 | 59198.3056 | 1030.0928 | 65126.6291 | 10537.8777
[5 empty] | RB_GUP | PRODUCTION | 1737509.1836 | 851975.3216 | 215516.6283 | 2519.7172 | 62.0745 | 218098.42 | 90174.8612 | 25681.3578 | 2032.3068 | 428.9841 | 118317.5099 | 5416.8313 | 59052.9638 | 394393.3747 | 61872.8682 | 520736.0381 | 24475.9097 | 590.8574 | 25066.7671 | 426.7326 | 2313.8292 | 574.5652
[5 empty] | RB_GUP | BULKTRAN | 1840118.2771 | 902288.9638 | 228244.0234 | 2668.5198 | 65.7403 | 230978.2835 | 95500.163 | 27197.9776 | 2152.3252 | 454.3179 | 125304.7837 | 5736.7238 | 62540.3532 | 417684.3864 | 65526.7878 | 551488.2512 | 25921.3414 | 625.7507 | 26547.0921 | 451.9334 | 2450.473 | 608.4963
[5 empty] | RB_GUP | SUBTRAN | 705412.655 | 335001.7449 | 85755.5035 | 999.328 | 32.7622 | 86787.5937 | 37376.4148 | 10594.2604 | 1085.201 | 0 | 49055.8763 | 2093.2471 | 24193.4999 | 197074.0888 | 0 | 223360.8358 | 10143.7471 | 242.6959 | 10386.443 | 166.5698 | 523.2456 | 130.346
[5 empty] | RB_GUP | DISTPRI | 1471625.8229 | 977893.3787 | 246196.0276 | 2873.0194 | 0 | 249069.047 | 106166.5468 | 30138.3889 | 0 | 0 | 136304.9356 | 6055.0683 | 70035.3341 | 0 | 0 | 76090.4024 | 28811.812 | 690.3072 | 29502.1192 | 495.7003 | 1817.0812 | 453.1584
[5 empty] | RB_GUP | DISTSEC | 650878.413 | 485946.97 | 109088.6554 | 0 | 0 | 109088.6554 | 38454.901 | 0 | 0 | 0 | 38454.901 | 1702.0353 | 0 | 0 | 0 | 1702.0353 | 10702.5726 | 0 | 10702.5726 | 174.5191 | 3853.647 | 955.1126
[5 empty] | RB_GUP | ENERGY | 78437.6417 | 28514.6305 | 9203.5577 | 105.3633 | 2.6704 | 9311.5914 | 4453.7645 | 1243.1788 | 98.4234 | 20.1763 | 5815.543 | 296.7747 | 3546.6973 | 25073.4904 | 4018.2692 | 32935.2315 | 1208.0652 | 28.3938 | 1236.459 | 27.7384 | 477.2986 | 119.1494
[5 empty] | RB_GUP | CUSTOMER | 1363738.0067 | 988804.1862 | 241078.5744 | 1956.2091 | 277.508 | 243312.2915 | 4022.8675 | 1639.8568 | 796.0038 | 340.9443 | 6799.6723 | 57.945 | 1020.7727 | 2063.9582 | 511.4402 | 3654.1162 | 1361.5083 | 20.8822 | 1382.3905 | 80.816 | 103885.6919 | 15818.8421
|  |  | Percent Repair Allowance | 7847720 | RB_GUP | TOTAL | 7847720 | 4570425.1957 | 1135082.9702 | 11122.1568 | 440.7554 | 1146645.8824 | 376149.5187 | 96495.0202 | 6164.2602 | 1244.4227 | 480053.2218 | 21358.6254 | 220389.621 | 1036289.2986 | 131929.3655 | 1409966.9104 | 102624.9563 | 2198.8872 | 104823.8435 | 1824.0097 | 115321.2665 | 18659.6699
[5 empty] | PROD_DEMAND | PRODUCTION | -1584339 | -776869.407 | -196517.7523 | -2297.5914 | -56.6023 | -198871.9461 | -82225.4931 | -23417.4168 | -1853.1487 | -391.167 | -107887.2256 | -4939.3103 | -53847.1477 | -359625.6128 | -56418.4633 | -474830.5342 | -22318.235 | -538.7704 | -22857.0054 | -389.114 | -2109.8535 | -523.9144
[5 empty] | PROD_DEMAND | BULKTRAN | 0 | 0 | 0 | 0 | 0 | 0 | 0 | 0 | 0 | 0 | 0 | 0 | 0 | 0 | 0 | 0 | 0 | 0 | 0 | 0 | 0 | 0
[5 empty] | PROD_DEMAND | SUBTRAN | 0 | 0 | 0 | 0 | 0 | 0 | 0 | 0 | 0 | 0 | 0 | 0 | 0 | 0 | 0 | 0 | 0 | 0 | 0 | 0 | 0 | 0
[5 empty] | PROD_DEMAND | DISTPRI | 0 | 0 | 0 | 0 | 0 | 0 | 0 | 0 | 0 | 0 | 0 | 0 | 0 | 0 | 0 | 0 | 0 | 0 | 0 | 0 | 0 | 0
[5 empty] | PROD_DEMAND | DISTSEC | 0 | 0 | 0 | 0 | 0 | 0 | 0 | 0 | 0 | 0 | 0 | 0 | 0 | 0 | 0 | 0 | 0 | 0 | 0 | 0 | 0 | 0
[5 empty] | PROD_DEMAND | ENERGY | 0 | 0 | 0 | 0 | 0 | 0 | 0 | 0 | 0 | 0 | 0 | 0 | 0 | 0 | 0 | 0 | 0 | 0 | 0 | 0 | 0 | 0
[5 empty] | PROD_DEMAND | CUSTOMER | 0 | 0 | 0 | 0 | 0 | 0 | 0 | 0 | 0 | 0 | 0 | 0 | 0 | 0 | 0 | 0 | 0 | 0 | 0 | 0 | 0 | 0
|  |  | Tax Amortization of Pollution Control Equip. | -1584339 | PROD_DEMAND | TOTAL | -1584339 | -776869.407 | -196517.7523 | -2297.5914 | -56.6023 | -198871.9461 | -82225.4931 | -23417.4168 | -1853.1487 | -391.167 | -107887.2256 | -4939.3103 | -53847.1477 | -359625.6128 | -56418.4633 | -474830.5342 | -22318.235 | -538.7704 | -22857.0054 | -389.114 | -2109.8535 | -523.9144
[5 empty] | RB_GUP | PRODUCTION | 78941.0379 | 38708.1788 | 9791.6641 | 114.4794 | 2.8203 | 9908.9638 | 4096.9551 | 1166.7927 | 92.3347 | 19.4902 | 5375.5728 | 246.1053 | 2682.9799 | 17918.652 | 2811.0979 | 23658.8351 | 1112.025 | 26.8447 | 1138.8697 | 19.3879 | 105.1252 | 26.1045
[5 empty] | RB_GUP | BULKTRAN | 83602.9231 | 40994.1012 | 10369.9136 | 121.2401 | 2.9868 | 10494.1405 | 4338.9019 | 1235.698 | 97.7876 | 20.6412 | 5693.0287 | 260.6392 | 2841.4241 | 18976.843 | 2977.1081 | 25056.0143 | 1177.696 | 28.43 | 1206.126 | 20.5329 | 111.3334 | 27.6461
[5 empty] | RB_GUP | SUBTRAN | 32049.3311 | 15220.2853 | 3896.1684 | 45.4029 | 1.4885 | 3943.0599 | 1698.1395 | 481.3338 | 49.3044 | 0 | 2228.7777 | 95.1034 | 1099.1942 | 8953.7559 | 0 | 10148.0535 | 460.8654 | 11.0265 | 471.8919 | 7.5678 | 23.7729 | 5.9221
[5 empty] | RB_GUP | DISTPRI | 66861.0393 | 44429.0706 | 11185.5351 | 130.5312 | 0 | 11316.0663 | 4823.5126 | 1369.291 | 0 | 0 | 6192.8036 | 275.1026 | 3181.9469 | 0 | 0 | 3457.0495 | 1309.02 | 31.363 | 1340.3831 | 22.5214 | 82.5563 | 20.5886
[5 empty] | RB_GUP | DISTSEC | 29571.6523 | 22078.2477 | 4956.274 | 0 | 0 | 4956.274 | 1747.1389 | 0 | 0 | 0 | 1747.1389 | 77.3293 | 0 | 0 | 0 | 77.3293 | 486.2548 | 0 | 486.2548 | 7.929 | 175.0845 | 43.3941
[5 empty] | RB_GUP | ENERGY | 3563.6927 | 1295.5181 | 418.1494 | 4.787 | 0.12133 | 423.0577 | 202.3499 | 56.4819 | 4.4717 | 0.91668 | 264.2202 | 13.4835 | 161.1387 | 1139.1752 | 182.5638 | 1496.3612 | 54.8866 | 1.29 | 56.1766 | 1.2603 | 21.6853 | 5.4134
[5 empty] | RB_GUP | CUSTOMER | 61959.3235 | 44924.7863 | 10953.0315 | 88.8773 | 12.6081 | 11054.517 | 182.7728 | 74.5044 | 36.1652 | 15.4903 | 308.9326 | 2.6326 | 46.3772 | 93.7727 | 23.2365 | 166.0191 | 61.858 | 0.94875 | 62.8068 | 3.6718 | 4719.8855 | 718.7046
|  |  | Relocation Costs | 356549 | RB_GUP | TOTAL | 356549 | 207650.188 | 51570.7362 | 505.318 | 20.025 | 52096.0792 | 17089.7706 | 4384.1017 | 280.0636 | 56.5384 | 21810.4744 | 970.3961 | 10013.061 | 47082.1988 | 5994.0063 | 64059.6622 | 4662.6059 | 99.903 | 4762.5089 | 82.8711 | 5239.4431 | 847.7732
[5 empty] | FUELREV | PRODUCTION | 0 | 0 | 0 | 0 | 0 | 0 | 0 | 0 | 0 | 0 | 0 | 0 | 0 | 0 | 0 | 0 | 0 | 0 | 0 | 0 | 0 | 0
[5 empty] | FUELREV | BULKTRAN | 0 | 0 | 0 | 0 | 0 | 0 | 0 | 0 | 0 | 0 | 0 | 0 | 0 | 0 | 0 | 0 | 0 | 0 | 0 | 0 | 0 | 0
[5 empty] | FUELREV | SUBTRAN | 0 | 0 | 0 | 0 | 0 | 0 | 0 | 0 | 0 | 0 | 0 | 0 | 0 | 0 | 0 | 0 | 0 | 0 | 0 | 0 | 0 | 0
[5 empty] | FUELREV | DISTPRI | 0 | 0 | 0 | 0 | 0 | 0 | 0 | 0 | 0 | 0 | 0 | 0 | 0 | 0 | 0 | 0 | 0 | 0 | 0 | 0 | 0 | 0
[5 empty] | FUELREV | DISTSEC | 0 | 0 | 0 | 0 | 0 | 0 | 0 | 0 | 0 | 0 | 0 | 0 | 0 | 0 | 0 | 0 | 0 | 0 | 0 | 0 | 0 | 0
[5 empty] | FUELREV | ENERGY | -1007584 | -366289.5109 | -118225.8577 | -1353.4618 | -34.3034 | -119613.6228 | -57211.585 | -15969.4636 | -1264.3145 | -259.1787 | -74704.5418 | -3812.269 | -45559.7003 | -322085.7632 | -51617.357 | -423075.0896 | -15518.4059 | -364.7373 | -15883.1432 | -356.3189 | -6131.2197 | -1530.5532
[5 empty] | FUELREV | CUSTOMER | 0 | 0 | 0 | 0 | 0 | 0 | 0 | 0 | 0 | 0 | 0 | 0 | 0 | 0 | 0 | 0 | 0 | 0 | 0 | 0 | 0 | 0
|  |  | Deferred Fuel Costs | -1007584 | FUELREV | TOTAL | -1007584 | -366289.5109 | -118225.8577 | -1353.4618 | -34.3034 | -119613.6228 | -57211.585 | -15969.4636 | -1264.3145 | -259.1787 | -74704.5418 | -3812.269 | -45559.7003 | -322085.7632 | -51617.357 | -423075.0896 | -15518.4059 | -364.7373 | -15883.1432 | -356.3189 | -6131.2197 | -1530.5532
[5 empty] | LABOR_M | PRODUCTION | 962.8632 | 472.1332 | 119.4313 | 1.3963 | 0.034399 | 120.8621 | 49.9716 | 14.2317 | 1.1262 | 0.23773 | 65.5672 | 3.0018 | 32.725 | 218.5582 | 34.2877 | 288.5726 | 13.5636 | 0.32743 | 13.8911 | 0.23648 | 1.2822 | 0.3184
[5 empty] | LABOR_M | BULKTRAN | 259.0807 | 127.0384 | 32.1358 | 0.37572 | 0.009256 | 32.5207 | 13.446 | 3.8294 | 0.30304 | 0.063966 | 17.6424 | 0.80771 | 8.8054 | 58.8082 | 9.2259 | 77.6472 | 3.6496 | 0.088103 | 3.7377 | 0.06363 | 0.34502 | 0.085674
[5 empty] | LABOR_M | SUBTRAN | 99.3597 | 47.1861 | 12.0789 | 0.14076 | 0.0046147 | 12.2243 | 5.2646 | 1.4922 | 0.15285 | 0 | 6.9097 | 0.29484 | 3.4077 | 27.7585 | 0 | 31.4611 | 1.4288 | 0.034185 | 1.463 | 0.023462 | 0.073701 | 0.01836
[5 empty] | LABOR_M | DISTPRI | 661.5775 | 439.6174 | 110.6788 | 1.2916 | 0 | 111.9704 | 47.7278 | 13.5489 | 0 | 0 | 61.2766 | 2.7221 | 31.4848 | 0 | 0 | 34.2069 | 12.9525 | 0.31033 | 13.2628 | 0.22284 | 0.81688 | 0.20372
[5 empty] | LABOR_M | DISTSEC | 264.4136 | 197.4117 | 44.3163 | 0 | 0 | 44.3163 | 15.622 | 0 | 0 | 0 | 15.622 | 0.69144 | 0 | 0 | 0 | 0.69144 | 4.3478 | 0 | 4.3478 | 0.070897 | 1.5655 | 0.38801
[5 empty] | LABOR_M | ENERGY | 694.5039 | 252.4747 | 81.4903 | 0.93291 | 0.023645 | 82.4468 | 39.4346 | 11.0074 | 0.87146 | 0.17865 | 51.4921 | 2.6277 | 31.4032 | 222.0061 | 35.5786 | 291.6157 | 10.6965 | 0.2514 | 10.9479 | 0.2456 | 4.2261 | 1.055
[5 empty] | LABOR_M | CUSTOMER | 1019.2014 | 800.5718 | 186.0011 | 1.6762 | 0.23647 | 187.9138 | 3.2094 | 1.411 | 0.67628 | 0.28812 | 5.5848 | 0.046695 | 0.87797 | 1.7527 | 0.43236 | 3.1097 | 1.0776 | 0.018082 | 1.0957 | 0.063062 | 17.3715 | 3.4911
|  |  | Insurance Premiums accrued | 3961 | LABOR_M | TOTAL | 3961 | 2336.4332 | 586.1325 | 5.8135 | 0.30839 | 592.2544 | 174.6759 | 45.5205 | 3.1299 | 0.76846 | 224.0947 | 10.1923 | 108.7041 | 528.8837 | 79.5245 | 727.3046 | 47.7164 | 1.0295 | 48.746 | 0.92598 | 25.6809 | 5.5602
[5 empty] | LABOR_M | PRODUCTION | 4724.6174 | 2316.6827 | 586.0306 | 6.8516 | 0.16879 | 593.051 | 245.2026 | 69.8325 | 5.5262 | 1.1665 | 321.7278 | 14.7294 | 160.5762 | 1072.4305 | 168.2441 | 1415.9802 | 66.5546 | 1.6067 | 68.1613 | 1.1604 | 6.2917 | 1.5624
[5 empty] | LABOR_M | BULKTRAN | 1271.2681 | 623.3573 | 157.6852 | 1.8436 | 0.045418 | 159.5742 | 65.9774 | 18.7901 | 1.487 | 0.31387 | 86.5683 | 3.9633 | 43.2068 | 288.5623 | 45.27 | 381.0024 | 17.9081 | 0.43231 | 18.3404 | 0.31222 | 1.6929 | 0.42039
[5 empty] | LABOR_M | SUBTRAN | 487.5422 | 231.5347 | 59.2695 | 0.69068 | 0.022643 | 59.9828 | 25.8325 | 7.3222 | 0.75003 | 0 | 33.9047 | 1.4467 | 16.7212 | 136.2067 | 0 | 154.3747 | 7.0108 | 0.16774 | 7.1785 | 0.11512 | 0.36164 | 0.090088
[5 empty] | LABOR_M | DISTPRI | 3246.2562 | 2157.1329 | 543.0833 | 6.3376 | 0 | 549.4209 | 234.1926 | 66.4822 | 0 | 0 | 300.6748 | 13.3569 | 154.4908 | 0 | 0 | 167.8477 | 63.5559 | 1.5227 | 65.0787 | 1.0935 | 4.0083 | 0.99962
[5 empty] | LABOR_M | DISTSEC | 1297.4358 | 968.6679 | 217.4531 | 0 | 0 | 217.4531 | 76.6545 | 0 | 0 | 0 | 76.6545 | 3.3928 | 0 | 0 | 0 | 3.3928 | 21.3341 | 0 | 21.3341 | 0.34788 | 7.6817 | 1.9039
[5 empty] | LABOR_M | ENERGY | 3407.8205 | 1238.8534 | 399.86 | 4.5776 | 0.11602 | 404.5536 | 193.4993 | 54.0114 | 4.2761 | 0.87659 | 252.6635 | 12.8937 | 154.0907 | 1089.3488 | 174.5787 | 1430.9119 | 52.4859 | 1.2336 | 53.7195 | 1.2051 | 20.7368 | 5.1766
[5 empty] | LABOR_M | CUSTOMER | 5001.0597 | 3928.2791 | 912.6777 | 8.225 | 1.1603 | 922.063 | 15.7481 | 6.9235 | 3.3184 | 1.4137 | 27.4038 | 0.22912 | 4.3081 | 8.6001 | 2.1215 | 15.2588 | 5.2876 | 0.088726 | 5.3764 | 0.30943 | 85.239 | 17.1302
|  |  | Accrued Book Pension Expense | 19436 | LABOR_M | TOTAL | 19436 | 11464.508 | 2876.0593 | 28.5261 | 1.5132 | 2906.0986 | 857.107 | 223.3619 | 15.3577 | 3.7707 | 1099.5973 | 50.0119 | 533.3937 | 2595.1485 | 390.2143 | 3568.7684 | 234.1371 | 5.0518 | 239.1888 | 4.5436 | 126.0121 | 27.2831
[5 empty] | LABOR_M | PRODUCTION | 0 | 0 | 0 | 0 | 0 | 0 | 0 | 0 | 0 | 0 | 0 | 0 | 0 | 0 | 0 | 0 | 0 | 0 | 0 | 0 | 0 | 0
[5 empty] | LABOR_M | BULKTRAN | 0 | 0 | 0 | 0 | 0 | 0 | 0 | 0 | 0 | 0 | 0 | 0 | 0 | 0 | 0 | 0 | 0 | 0 | 0 | 0 | 0 | 0
[5 empty] | LABOR_M | SUBTRAN | 0 | 0 | 0 | 0 | 0 | 0 | 0 | 0 | 0 | 0 | 0 | 0 | 0 | 0 | 0 | 0 | 0 | 0 | 0 | 0 | 0 | 0
[5 empty] | LABOR_M | DISTPRI | 0 | 0 | 0 | 0 | 0 | 0 | 0 | 0 | 0 | 0 | 0 | 0 | 0 | 0 | 0 | 0 | 0 | 0 | 0 | 0 | 0 | 0
[5 empty] | LABOR_M | DISTSEC | 0 | 0 | 0 | 0 | 0 | 0 | 0 | 0 | 0 | 0 | 0 | 0 | 0 | 0 | 0 | 0 | 0 | 0 | 0 | 0 | 0 | 0
[5 empty] | LABOR_M | ENERGY | 0 | 0 | 0 | 0 | 0 | 0 | 0 | 0 | 0 | 0 | 0 | 0 | 0 | 0 | 0 | 0 | 0 | 0 | 0 | 0 | 0 | 0
[5 empty] | LABOR_M | CUSTOMER | 0 | 0 | 0 | 0 | 0 | 0 | 0 | 0 | 0 | 0 | 0 | 0 | 0 | 0 | 0 | 0 | 0 | 0 | 0 | 0 | 0 | 0
|  |  | Accrued Book Pension Costs - SFAS 158 | 0 | LABOR_M | TOTAL | 0 | 0 | 0 | 0 | 0 | 0 | 0 | 0 | 0 | 0 | 0 | 0 | 0 | 0 | 0 | 0 | 0 | 0 | 0 | 0 | 0 | 0
|  |  |  | 0 | LABOR_M | PRODUCTION | 0 | 0 | 0 | 0 | 0 | 0 | 0 | 0 | 0 | 0 | 0 | 0 | 0 | 0 | 0 | 0 | 0 | 0 | 0 | 0 | 0 | 0
|  |  |  | 0 | LABOR_M | BULKTRAN | 0 | 0 | 0 | 0 | 0 | 0 | 0 | 0 | 0 | 0 | 0 | 0 | 0 | 0 | 0 | 0 | 0 | 0 | 0 | 0 | 0 | 0
|  |  |  | 0 | LABOR_M | SUBTRAN | 0 | 0 | 0 | 0 | 0 | 0 | 0 | 0 | 0 | 0 | 0 | 0 | 0 | 0 | 0 | 0 | 0 | 0 | 0 | 0 | 0 | 0
|  |  |  | 0 | LABOR_M | DISTPRI | 0 | 0 | 0 | 0 | 0 | 0 | 0 | 0 | 0 | 0 | 0 | 0 | 0 | 0 | 0 | 0 | 0 | 0 | 0 | 0 | 0 | 0
|  |  |  | 0 | LABOR_M | DISTSEC | 0 | 0 | 0 | 0 | 0 | 0 | 0 | 0 | 0 | 0 | 0 | 0 | 0 | 0 | 0 | 0 | 0 | 0 | 0 | 0 | 0 | 0
|  |  |  | 0 | LABOR_M | ENERGY | 0 | 0 | 0 | 0 | 0 | 0 | 0 | 0 | 0 | 0 | 0 | 0 | 0 | 0 | 0 | 0 | 0 | 0 | 0 | 0 | 0 | 0
|  |  |  | 0 | LABOR_M | CUSTOMER | 0 | 0 | 0 | 0 | 0 | 0 | 0 | 0 | 0 | 0 | 0 | 0 | 0 | 0 | 0 | 0 | 0 | 0 | 0 | 0 | 0 | 0
|  |  | Supplemental Executive Retirement | 0 | LABOR_M | TOTAL | 0 | 0 | 0 | 0 | 0 | 0 | 0 | 0 | 0 | 0 | 0 | 0 | 0 | 0 | 0 | 0 | 0 | 0 | 0 | 0 | 0 | 0
|  |  |  | 0 | LABOR_M | PRODUCTION | 0 | 0 | 0 | 0 | 0 | 0 | 0 | 0 | 0 | 0 | 0 | 0 | 0 | 0 | 0 | 0 | 0 | 0 | 0 | 0 | 0 | 0
|  |  |  | 0 | LABOR_M | BULKTRAN | 0 | 0 | 0 | 0 | 0 | 0 | 0 | 0 | 0 | 0 | 0 | 0 | 0 | 0 | 0 | 0 | 0 | 0 | 0 | 0 | 0 | 0
|  |  |  | 0 | LABOR_M | SUBTRAN | 0 | 0 | 0 | 0 | 0 | 0 | 0 | 0 | 0 | 0 | 0 | 0 | 0 | 0 | 0 | 0 | 0 | 0 | 0 | 0 | 0 | 0
|  |  |  | 0 | LABOR_M | DISTPRI | 0 | 0 | 0 | 0 | 0 | 0 | 0 | 0 | 0 | 0 | 0 | 0 | 0 | 0 | 0 | 0 | 0 | 0 | 0 | 0 | 0 | 0
|  |  |  | 0 | LABOR_M | DISTSEC | 0 | 0 | 0 | 0 | 0 | 0 | 0 | 0 | 0 | 0 | 0 | 0 | 0 | 0 | 0 | 0 | 0 | 0 | 0 | 0 | 0 | 0
|  |  |  | 0 | LABOR_M | ENERGY | 0 | 0 | 0 | 0 | 0 | 0 | 0 | 0 | 0 | 0 | 0 | 0 | 0 | 0 | 0 | 0 | 0 | 0 | 0 | 0 | 0 | 0
|  |  |  | 0 | LABOR_M | CUSTOMER | 0 | 0 | 0 | 0 | 0 | 0 | 0 | 0 | 0 | 0 | 0 | 0 | 0 | 0 | 0 | 0 | 0 | 0 | 0 | 0 | 0 | 0
|  |  | Accrd Suppl Executive Retirement - SFAS 158 | 0 | LABOR_M | TOTAL | 0 | 0 | 0 | 0 | 0 | 0 | 0 | 0 | 0 | 0 | 0 | 0 | 0 | 0 | 0 | 0 | 0 | 0 | 0 | 0 | 0 | 0
|  |  |  | 0 | LABOR_M | PRODUCTION | 0 | 0 | 0 | 0 | 0 | 0 | 0 | 0 | 0 | 0 | 0 | 0 | 0 | 0 | 0 | 0 | 0 | 0 | 0 | 0 | 0 | 0
|  |  |  | 0 | LABOR_M | BULKTRAN | 0 | 0 | 0 | 0 | 0 | 0 | 0 | 0 | 0 | 0 | 0 | 0 | 0 | 0 | 0 | 0 | 0 | 0 | 0 | 0 | 0 | 0
|  |  |  | 0 | LABOR_M | SUBTRAN | 0 | 0 | 0 | 0 | 0 | 0 | 0 | 0 | 0 | 0 | 0 | 0 | 0 | 0 | 0 | 0 | 0 | 0 | 0 | 0 | 0 | 0
|  |  |  | 0 | LABOR_M | DISTPRI | 0 | 0 | 0 | 0 | 0 | 0 | 0 | 0 | 0 | 0 | 0 | 0 | 0 | 0 | 0 | 0 | 0 | 0 | 0 | 0 | 0 | 0
|  |  |  | 0 | LABOR_M | DISTSEC | 0 | 0 | 0 | 0 | 0 | 0 | 0 | 0 | 0 | 0 | 0 | 0 | 0 | 0 | 0 | 0 | 0 | 0 | 0 | 0 | 0 | 0
|  |  |  | 0 | LABOR_M | ENERGY | 0 | 0 | 0 | 0 | 0 | 0 | 0 | 0 | 0 | 0 | 0 | 0 | 0 | 0 | 0 | 0 | 0 | 0 | 0 | 0 | 0 | 0
|  |  |  | 0 | LABOR_M | CUSTOMER | 0 | 0 | 0 | 0 | 0 | 0 | 0 | 0 | 0 | 0 | 0 | 0 | 0 | 0 | 0 | 0 | 0 | 0 | 0 | 0 | 0 | 0
|  |  | Accrd Book Supplemental Savings Plan | 0 | LABOR_M | TOTAL | 0 | 0 | 0 | 0 | 0 | 0 | 0 | 0 | 0 | 0 | 0 | 0 | 0 | 0 | 0 | 0 | 0 | 0 | 0 | 0 | 0 | 0
[5 empty] | LABOR_M | PRODUCTION | 0 | 0 | 0 | 0 | 0 | 0 | 0 | 0 | 0 | 0 | 0 | 0 | 0 | 0 | 0 | 0 | 0 | 0 | 0 | 0 | 0 | 0
[5 empty] | LABOR_M | BULKTRAN | 0 | 0 | 0 | 0 | 0 | 0 | 0 | 0 | 0 | 0 | 0 | 0 | 0 | 0 | 0 | 0 | 0 | 0 | 0 | 0 | 0 | 0
[5 empty] | LABOR_M | SUBTRAN | 0 | 0 | 0 | 0 | 0 | 0 | 0 | 0 | 0 | 0 | 0 | 0 | 0 | 0 | 0 | 0 | 0 | 0 | 0 | 0 | 0 | 0
[5 empty] | LABOR_M | DISTPRI | 0 | 0 | 0 | 0 | 0 | 0 | 0 | 0 | 0 | 0 | 0 | 0 | 0 | 0 | 0 | 0 | 0 | 0 | 0 | 0 | 0 | 0
[5 empty] | LABOR_M | DISTSEC | 0 | 0 | 0 | 0 | 0 | 0 | 0 | 0 | 0 | 0 | 0 | 0 | 0 | 0 | 0 | 0 | 0 | 0 | 0 | 0 | 0 | 0
[5 empty] | LABOR_M | ENERGY | 0 | 0 | 0 | 0 | 0 | 0 | 0 | 0 | 0 | 0 | 0 | 0 | 0 | 0 | 0 | 0 | 0 | 0 | 0 | 0 | 0 | 0
[5 empty] | LABOR_M | CUSTOMER | 0 | 0 | 0 | 0 | 0 | 0 | 0 | 0 | 0 | 0 | 0 | 0 | 0 | 0 | 0 | 0 | 0 | 0 | 0 | 0 | 0 | 0
|  |  | Stock Based Compensation |  | LABOR_M | TOTAL | 0 | 0 | 0 | 0 | 0 | 0 | 0 | 0 | 0 | 0 | 0 | 0 | 0 | 0 | 0 | 0 | 0 | 0 | 0 | 0 | 0 | 0
[5 empty] | CUST_TOTAL | PRODUCTION | 0 | 0 | 0 | 0 | 0 | 0 | 0 | 0 | 0 | 0 | 0 | 0 | 0 | 0 | 0 | 0 | 0 | 0 | 0 | 0 | 0 | 0
[5 empty] | CUST_TOTAL | BULKTRAN | 0 | 0 | 0 | 0 | 0 | 0 | 0 | 0 | 0 | 0 | 0 | 0 | 0 | 0 | 0 | 0 | 0 | 0 | 0 | 0 | 0 | 0
[5 empty] | CUST_TOTAL | SUBTRAN | 0 | 0 | 0 | 0 | 0 | 0 | 0 | 0 | 0 | 0 | 0 | 0 | 0 | 0 | 0 | 0 | 0 | 0 | 0 | 0 | 0 | 0
[5 empty] | CUST_TOTAL | DISTPRI | 0 | 0 | 0 | 0 | 0 | 0 | 0 | 0 | 0 | 0 | 0 | 0 | 0 | 0 | 0 | 0 | 0 | 0 | 0 | 0 | 0 | 0
[5 empty] | CUST_TOTAL | DISTSEC | 0 | 0 | 0 | 0 | 0 | 0 | 0 | 0 | 0 | 0 | 0 | 0 | 0 | 0 | 0 | 0 | 0 | 0 | 0 | 0 | 0 | 0
[5 empty] | CUST_TOTAL | ENERGY | 0 | 0 | 0 | 0 | 0 | 0 | 0 | 0 | 0 | 0 | 0 | 0 | 0 | 0 | 0 | 0 | 0 | 0 | 0 | 0 | 0 | 0
[5 empty] | CUST_TOTAL | CUSTOMER | 0 | 0 | 0 | 0 | 0 | 0 | 0 | 0 | 0 | 0 | 0 | 0 | 0 | 0 | 0 | 0 | 0 | 0 | 0 | 0 | 0 | 0
|  |  | Book Provision - Uncollectible Accounts | 0 | CUST_TOTAL | TOTAL | 0 | 0 | 0 | 0 | 0 | 0 | 0 | 0 | 0 | 0 | 0 | 0 | 0 | 0 | 0 | 0 | 0 | 0 | 0 | 0 | 0 | 0
|  |  |  | 0 | LABOR_M | PRODUCTION | 0 | 0 | 0 | 0 | 0 | 0 | 0 | 0 | 0 | 0 | 0 | 0 | 0 | 0 | 0 | 0 | 0 | 0 | 0 | 0 | 0 | 0
|  |  |  | 0 | LABOR_M | BULKTRAN | 0 | 0 | 0 | 0 | 0 | 0 | 0 | 0 | 0 | 0 | 0 | 0 | 0 | 0 | 0 | 0 | 0 | 0 | 0 | 0 | 0 | 0
|  |  |  | 0 | LABOR_M | SUBTRAN | 0 | 0 | 0 | 0 | 0 | 0 | 0 | 0 | 0 | 0 | 0 | 0 | 0 | 0 | 0 | 0 | 0 | 0 | 0 | 0 | 0 | 0
|  |  |  | 0 | LABOR_M | DISTPRI | 0 | 0 | 0 | 0 | 0 | 0 | 0 | 0 | 0 | 0 | 0 | 0 | 0 | 0 | 0 | 0 | 0 | 0 | 0 | 0 | 0 | 0
|  |  |  | 0 | LABOR_M | DISTSEC | 0 | 0 | 0 | 0 | 0 | 0 | 0 | 0 | 0 | 0 | 0 | 0 | 0 | 0 | 0 | 0 | 0 | 0 | 0 | 0 | 0 | 0
|  |  |  | 0 | LABOR_M | ENERGY | 0 | 0 | 0 | 0 | 0 | 0 | 0 | 0 | 0 | 0 | 0 | 0 | 0 | 0 | 0 | 0 | 0 | 0 | 0 | 0 | 0 | 0
|  |  |  | 0 | LABOR_M | CUSTOMER | 0 | 0 | 0 | 0 | 0 | 0 | 0 | 0 | 0 | 0 | 0 | 0 | 0 | 0 | 0 | 0 | 0 | 0 | 0 | 0 | 0 | 0
|  |  | Accrd Companywide Incentive Plan | 0 | LABOR_M | TOTAL | 0 | 0 | 0 | 0 | 0 | 0 | 0 | 0 | 0 | 0 | 0 | 0 | 0 | 0 | 0 | 0 | 0 | 0 | 0 | 0 | 0 | 0
|  |  |  | 0 | LABOR_M | PRODUCTION | 0 | 0 | 0 | 0 | 0 | 0 | 0 | 0 | 0 | 0 | 0 | 0 | 0 | 0 | 0 | 0 | 0 | 0 | 0 | 0 | 0 | 0
|  |  |  | 0 | LABOR_M | BULKTRAN | 0 | 0 | 0 | 0 | 0 | 0 | 0 | 0 | 0 | 0 | 0 | 0 | 0 | 0 | 0 | 0 | 0 | 0 | 0 | 0 | 0 | 0
|  |  |  | 0 | LABOR_M | SUBTRAN | 0 | 0 | 0 | 0 | 0 | 0 | 0 | 0 | 0 | 0 | 0 | 0 | 0 | 0 | 0 | 0 | 0 | 0 | 0 | 0 | 0 | 0
|  |  |  | 0 | LABOR_M | DISTPRI | 0 | 0 | 0 | 0 | 0 | 0 | 0 | 0 | 0 | 0 | 0 | 0 | 0 | 0 | 0 | 0 | 0 | 0 | 0 | 0 | 0 | 0
|  |  |  | 0 | LABOR_M | DISTSEC | 0 | 0 | 0 | 0 | 0 | 0 | 0 | 0 | 0 | 0 | 0 | 0 | 0 | 0 | 0 | 0 | 0 | 0 | 0 | 0 | 0 | 0
|  |  |  | 0 | LABOR_M | ENERGY | 0 | 0 | 0 | 0 | 0 | 0 | 0 | 0 | 0 | 0 | 0 | 0 | 0 | 0 | 0 | 0 | 0 | 0 | 0 | 0 | 0 | 0
|  |  |  | 0 | LABOR_M | CUSTOMER | 0 | 0 | 0 | 0 | 0 | 0 | 0 | 0 | 0 | 0 | 0 | 0 | 0 | 0 | 0 | 0 | 0 | 0 | 0 | 0 | 0 | 0
|  |  | Accrd Book Vacation Pay | 0 | LABOR_M | TOTAL | 0 | 0 | 0 | 0 | 0 | 0 | 0 | 0 | 0 | 0 | 0 | 0 | 0 | 0 | 0 | 0 | 0 | 0 | 0 | 0 | 0 | 0
|  |  |  | 0 | LABOR_M | PRODUCTION | 0 | 0 | 0 | 0 | 0 | 0 | 0 | 0 | 0 | 0 | 0 | 0 | 0 | 0 | 0 | 0 | 0 | 0 | 0 | 0 | 0 | 0
|  |  |  | 0 | LABOR_M | BULKTRAN | 0 | 0 | 0 | 0 | 0 | 0 | 0 | 0 | 0 | 0 | 0 | 0 | 0 | 0 | 0 | 0 | 0 | 0 | 0 | 0 | 0 | 0
|  |  |  | 0 | LABOR_M | SUBTRAN | 0 | 0 | 0 | 0 | 0 | 0 | 0 | 0 | 0 | 0 | 0 | 0 | 0 | 0 | 0 | 0 | 0 | 0 | 0 | 0 | 0 | 0
|  |  |  | 0 | LABOR_M | DISTPRI | 0 | 0 | 0 | 0 | 0 | 0 | 0 | 0 | 0 | 0 | 0 | 0 | 0 | 0 | 0 | 0 | 0 | 0 | 0 | 0 | 0 | 0
|  |  |  | 0 | LABOR_M | DISTSEC | 0 | 0 | 0 | 0 | 0 | 0 | 0 | 0 | 0 | 0 | 0 | 0 | 0 | 0 | 0 | 0 | 0 | 0 | 0 | 0 | 0 | 0
|  |  |  | 0 | LABOR_M | ENERGY | 0 | 0 | 0 | 0 | 0 | 0 | 0 | 0 | 0 | 0 | 0 | 0 | 0 | 0 | 0 | 0 | 0 | 0 | 0 | 0 | 0 | 0
|  |  |  | 0 | LABOR_M | CUSTOMER | 0 | 0 | 0 | 0 | 0 | 0 | 0 | 0 | 0 | 0 | 0 | 0 | 0 | 0 | 0 | 0 | 0 | 0 | 0 | 0 | 0 | 0
|  |  | (IDCP) Incentive Comp Deferral Plan | 0 | LABOR_M | TOTAL | 0 | 0 | 0 | 0 | 0 | 0 | 0 | 0 | 0 | 0 | 0 | 0 | 0 | 0 | 0 | 0 | 0 | 0 | 0 | 0 | 0 | 0
|  |  |  | 0 | LABOR_M | PRODUCTION | 0 | 0 | 0 | 0 | 0 | 0 | 0 | 0 | 0 | 0 | 0 | 0 | 0 | 0 | 0 | 0 | 0 | 0 | 0 | 0 | 0 | 0
|  |  |  | 0 | LABOR_M | BULKTRAN | 0 | 0 | 0 | 0 | 0 | 0 | 0 | 0 | 0 | 0 | 0 | 0 | 0 | 0 | 0 | 0 | 0 | 0 | 0 | 0 | 0 | 0
|  |  |  | 0 | LABOR_M | SUBTRAN | 0 | 0 | 0 | 0 | 0 | 0 | 0 | 0 | 0 | 0 | 0 | 0 | 0 | 0 | 0 | 0 | 0 | 0 | 0 | 0 | 0 | 0
|  |  |  | 0 | LABOR_M | DISTPRI | 0 | 0 | 0 | 0 | 0 | 0 | 0 | 0 | 0 | 0 | 0 | 0 | 0 | 0 | 0 | 0 | 0 | 0 | 0 | 0 | 0 | 0
|  |  |  | 0 | LABOR_M | DISTSEC | 0 | 0 | 0 | 0 | 0 | 0 | 0 | 0 | 0 | 0 | 0 | 0 | 0 | 0 | 0 | 0 | 0 | 0 | 0 | 0 | 0 | 0
|  |  |  | 0 | LABOR_M | ENERGY | 0 | 0 | 0 | 0 | 0 | 0 | 0 | 0 | 0 | 0 | 0 | 0 | 0 | 0 | 0 | 0 | 0 | 0 | 0 | 0 | 0 | 0
|  |  |  | 0 | LABOR_M | CUSTOMER | 0 | 0 | 0 | 0 | 0 | 0 | 0 | 0 | 0 | 0 | 0 | 0 | 0 | 0 | 0 | 0 | 0 | 0 | 0 | 0 | 0 | 0
|  |  | Accrd Book Severance Benefits | 0 | LABOR_M | TOTAL | 0 | 0 | 0 | 0 | 0 | 0 | 0 | 0 | 0 | 0 | 0 | 0 | 0 | 0 | 0 | 0 | 0 | 0 | 0 | 0 | 0 | 0
|  |  |  | 0 | TRANS_TOTAL | PRODUCTION | 0 | 0 | 0 | 0 | 0 | 0 | 0 | 0 | 0 | 0 | 0 | 0 | 0 | 0 | 0 | 0 | 0 | 0 | 0 | 0 | 0 | 0
|  |  |  | 0 | TRANS_TOTAL | BULKTRAN | 0 | 0 | 0 | 0 | 0 | 0 | 0 | 0 | 0 | 0 | 0 | 0 | 0 | 0 | 0 | 0 | 0 | 0 | 0 | 0 | 0 | 0
|  |  |  | 0 | TRANS_TOTAL | SUBTRAN | 0 | 0 | 0 | 0 | 0 | 0 | 0 | 0 | 0 | 0 | 0 | 0 | 0 | 0 | 0 | 0 | 0 | 0 | 0 | 0 | 0 | 0
|  |  |  | 0 | TRANS_TOTAL | DISTPRI | 0 | 0 | 0 | 0 | 0 | 0 | 0 | 0 | 0 | 0 | 0 | 0 | 0 | 0 | 0 | 0 | 0 | 0 | 0 | 0 | 0 | 0
|  |  |  | 0 | TRANS_TOTAL | DISTSEC | 0 | 0 | 0 | 0 | 0 | 0 | 0 | 0 | 0 | 0 | 0 | 0 | 0 | 0 | 0 | 0 | 0 | 0 | 0 | 0 | 0 | 0
|  |  |  | 0 | TRANS_TOTAL | ENERGY | 0 | 0 | 0 | 0 | 0 | 0 | 0 | 0 | 0 | 0 | 0 | 0 | 0 | 0 | 0 | 0 | 0 | 0 | 0 | 0 | 0 | 0
|  |  |  | 0 | TRANS_TOTAL | CUSTOMER | 0 | 0 | 0 | 0 | 0 | 0 | 0 | 0 | 0 | 0 | 0 | 0 | 0 | 0 | 0 | 0 | 0 | 0 | 0 | 0 | 0 | 0
|  |  | Reg Asset on Deferred RTO Costs | 0 | TRANS_TOTAL | TOTAL | 0 | 0 | 0 | 0 | 0 | 0 | 0 | 0 | 0 | 0 | 0 | 0 | 0 | 0 | 0 | 0 | 0 | 0 | 0 | 0 | 0 | 0
[5 empty] | TDPLANT | PRODUCTION | 792.043 | 388.3727 | 98.2432 | 1.1486 | 0.028297 | 99.4201 | 41.1062 | 11.7068 | 0.92643 | 0.19555 | 53.935 | 2.4693 | 26.9193 | 179.7841 | 28.2047 | 237.3774 | 11.1573 | 0.26934 | 11.4267 | 0.19453 | 1.0548 | 0.26192
[5 empty] | TDPLANT | BULKTRAN | 41907.4515 | 20549.022 | 5198.1035 | 60.7737 | 1.4972 | 5260.3745 | 2174.9517 | 619.4156 | 49.0178 | 10.3468 | 2853.7319 | 130.65 | 1424.3143 | 9512.4799 | 1492.3284 | 12559.7726 | 590.3411 | 14.251 | 604.5921 | 10.2925 | 55.8079 | 13.8581
[5 empty] | TDPLANT | SUBTRAN | 16065.0877 | 7629.3392 | 1952.9983 | 22.7587 | 0.74613 | 1976.5031 | 851.2115 | 241.274 | 24.7144 | 0 | 1117.1999 | 47.6717 | 550.9834 | 4488.1709 | 0 | 5086.826 | 231.014 | 5.5272 | 236.5411 | 3.7935 | 11.9164 | 2.9685
[5 empty] | TDPLANT | DISTPRI | 32384.566 | 21519.5005 | 5417.7845 | 63.2236 | 0 | 5481.0081 | 2336.2987 | 663.2247 | 0 | 0 | 2999.5235 | 133.2477 | 1541.196 | 0 | 0 | 1674.4437 | 634.0321 | 15.1909 | 649.223 | 10.9084 | 39.9866 | 9.9722
[5 empty] | TDPLANT | DISTSEC | 14405.8911 | 10755.4637 | 2414.4591 | 0 | 0 | 2414.4591 | 851.1223 | 0 | 0 | 0 | 851.1223 | 37.6711 | 0 | 0 | 0 | 37.6711 | 236.88 | 0 | 236.88 | 3.8626 | 85.2928 | 21.1395
[5 empty] | TDPLANT | ENERGY | 0 | 0 | 0 | 0 | 0 | 0 | 0 | 0 | 0 | 0 | 0 | 0 | 0 | 0 | 0 | 0 | 0 | 0 | 0 | 0 | 0 | 0
[5 empty] | TDPLANT | CUSTOMER | 28857.9606 | 20721.8016 | 5079.3689 | 41.3118 | 5.8937 | 5126.5745 | 84.9282 | 34.6115 | 16.9109 | 7.2474 | 143.698 | 1.2228 | 21.5558 | 43.8505 | 10.8711 | 77.5003 | 28.7547 | 0.43974 | 29.1944 | 1.7078 | 2395.1712 | 362.3128
|  |  | Customer Adv Inc for Tax | 134413 | TDPLANT | TOTAL | 134413 | 81563.4997 | 20160.9575 | 189.2165 | 8.1653 | 20358.3393 | 6339.6186 | 1570.2327 | 91.5695 | 17.7897 | 8019.2105 | 352.9326 | 3564.9689 | 14224.2854 | 1531.4042 | 19673.5911 | 1732.1792 | 35.6782 | 1767.8574 | 30.7593 | 2589.2296 | 410.5131
[5 empty] | RB_GUP | PRODUCTION | 0 | 0 | 0 | 0 | 0 | 0 | 0 | 0 | 0 | 0 | 0 | 0 | 0 | 0 | 0 | 0 | 0 | 0 | 0 | 0 | 0 | 0
[5 empty] | RB_GUP | BULKTRAN | 0 | 0 | 0 | 0 | 0 | 0 | 0 | 0 | 0 | 0 | 0 | 0 | 0 | 0 | 0 | 0 | 0 | 0 | 0 | 0 | 0 | 0
[5 empty] | RB_GUP | SUBTRAN | 0 | 0 | 0 | 0 | 0 | 0 | 0 | 0 | 0 | 0 | 0 | 0 | 0 | 0 | 0 | 0 | 0 | 0 | 0 | 0 | 0 | 0
[5 empty] | RB_GUP | DISTPRI | 0 | 0 | 0 | 0 | 0 | 0 | 0 | 0 | 0 | 0 | 0 | 0 | 0 | 0 | 0 | 0 | 0 | 0 | 0 | 0 | 0 | 0
[5 empty] | RB_GUP | DISTSEC | 0 | 0 | 0 | 0 | 0 | 0 | 0 | 0 | 0 | 0 | 0 | 0 | 0 | 0 | 0 | 0 | 0 | 0 | 0 | 0 | 0 | 0
[5 empty] | RB_GUP | ENERGY | 0 | 0 | 0 | 0 | 0 | 0 | 0 | 0 | 0 | 0 | 0 | 0 | 0 | 0 | 0 | 0 | 0 | 0 | 0 | 0 | 0 | 0
[5 empty] | RB_GUP | CUSTOMER | 0 | 0 | 0 | 0 | 0 | 0 | 0 | 0 | 0 | 0 | 0 | 0 | 0 | 0 | 0 | 0 | 0 | 0 | 0 | 0 | 0 | 0
|  |  | Deferred Book Contract Revenue | 0 | RB_GUP | TOTAL | 0 | 0 | 0 | 0 | 0 | 0 | 0 | 0 | 0 | 0 | 0 | 0 | 0 | 0 | 0 | 0 | 0 | 0 | 0 | 0 | 0 | 0
[5 empty] | EXP_OM_DIST | PRODUCTION | 0 | 0 | 0 | 0 | 0 | 0 | 0 | 0 | 0 | 0 | 0 | 0 | 0 | 0 | 0 | 0 | 0 | 0 | 0 | 0 | 0 | 0
[5 empty] | EXP_OM_DIST | BULKTRAN | 0 | 0 | 0 | 0 | 0 | 0 | 0 | 0 | 0 | 0 | 0 | 0 | 0 | 0 | 0 | 0 | 0 | 0 | 0 | 0 | 0 | 0
[5 empty] | EXP_OM_DIST | SUBTRAN | 0 | 0 | 0 | 0 | 0 | 0 | 0 | 0 | 0 | 0 | 0 | 0 | 0 | 0 | 0 | 0 | 0 | 0 | 0 | 0 | 0 | 0
[5 empty] | EXP_OM_DIST | DISTPRI | 0 | 0 | 0 | 0 | 0 | 0 | 0 | 0 | 0 | 0 | 0 | 0 | 0 | 0 | 0 | 0 | 0 | 0 | 0 | 0 | 0 | 0
[5 empty] | EXP_OM_DIST | DISTSEC | 0 | 0 | 0 | 0 | 0 | 0 | 0 | 0 | 0 | 0 | 0 | 0 | 0 | 0 | 0 | 0 | 0 | 0 | 0 | 0 | 0 | 0
[5 empty] | EXP_OM_DIST | ENERGY | 0 | 0 | 0 | 0 | 0 | 0 | 0 | 0 | 0 | 0 | 0 | 0 | 0 | 0 | 0 | 0 | 0 | 0 | 0 | 0 | 0 | 0
[5 empty] | EXP_OM_DIST | CUSTOMER | 0 | 0 | 0 | 0 | 0 | 0 | 0 | 0 | 0 | 0 | 0 | 0 | 0 | 0 | 0 | 0 | 0 | 0 | 0 | 0 | 0 | 0
|  |  | Deferred Storm Damage | 0 | EXP_OM_DIST | TOTAL | 0 | 0 | 0 | 0 | 0 | 0 | 0 | 0 | 0 | 0 | 0 | 0 | 0 | 0 | 0 | 0 | 0 | 0 | 0 | 0 | 0 | 0
[5 empty] | CUST_TOTAL | PRODUCTION | 0 | 0 | 0 | 0 | 0 | 0 | 0 | 0 | 0 | 0 | 0 | 0 | 0 | 0 | 0 | 0 | 0 | 0 | 0 | 0 | 0 | 0
[5 empty] | CUST_TOTAL | BULKTRAN | 0 | 0 | 0 | 0 | 0 | 0 | 0 | 0 | 0 | 0 | 0 | 0 | 0 | 0 | 0 | 0 | 0 | 0 | 0 | 0 | 0 | 0
[5 empty] | CUST_TOTAL | SUBTRAN | 0 | 0 | 0 | 0 | 0 | 0 | 0 | 0 | 0 | 0 | 0 | 0 | 0 | 0 | 0 | 0 | 0 | 0 | 0 | 0 | 0 | 0
[5 empty] | CUST_TOTAL | DISTPRI | 0 | 0 | 0 | 0 | 0 | 0 | 0 | 0 | 0 | 0 | 0 | 0 | 0 | 0 | 0 | 0 | 0 | 0 | 0 | 0 | 0 | 0
[5 empty] | CUST_TOTAL | DISTSEC | 0 | 0 | 0 | 0 | 0 | 0 | 0 | 0 | 0 | 0 | 0 | 0 | 0 | 0 | 0 | 0 | 0 | 0 | 0 | 0 | 0 | 0
[5 empty] | CUST_TOTAL | ENERGY | 0 | 0 | 0 | 0 | 0 | 0 | 0 | 0 | 0 | 0 | 0 | 0 | 0 | 0 | 0 | 0 | 0 | 0 | 0 | 0 | 0 | 0
[5 empty] | CUST_TOTAL | CUSTOMER | 0 | 0 | 0 | 0 | 0 | 0 | 0 | 0 | 0 | 0 | 0 | 0 | 0 | 0 | 0 | 0 | 0 | 0 | 0 | 0 | 0 | 0
|  |  | Deferred Demand Side Management Exp | 0 | CUST_TOTAL | TOTAL | 0 | 0 | 0 | 0 | 0 | 0 | 0 | 0 | 0 | 0 | 0 | 0 | 0 | 0 | 0 | 0 | 0 | 0 | 0 | 0 | 0 | 0
[5 empty] | REV_RENT | PRODUCTION | 831.4579 | 407.6995 | 103.1321 | 1.2058 | 0.029705 | 104.3676 | 43.1518 | 12.2894 | 0.97253 | 0.20528 | 56.619 | 2.5921 | 28.2589 | 188.7308 | 29.6083 | 249.1901 | 11.7126 | 0.28275 | 11.9953 | 0.20421 | 1.1072 | 0.27495
[5 empty] | REV_RENT | BULKTRAN | 147.623 | 72.3859 | 18.3108 | 0.21408 | 0.005274 | 18.5302 | 7.6615 | 2.182 | 0.17267 | 0.036448 | 10.0525 | 0.46023 | 5.0173 | 33.5086 | 5.2569 | 44.243 | 2.0795 | 0.050201 | 2.1297 | 0.036256 | 0.19659 | 0.048816
[5 empty] | REV_RENT | SUBTRAN | 56.6147 | 26.8864 | 6.8825 | 0.080204 | 0.0026294 | 6.9654 | 2.9997 | 0.85027 | 0.087096 | 0 | 3.9371 | 0.168 | 1.9417 | 15.8167 | 0 | 17.9264 | 0.81411 | 0.019478 | 0.83359 | 0.013368 | 0.041994 | 0.010461
[5 empty] | REV_RENT | DISTPRI | 863.7751 | 573.9774 | 144.5055 | 1.6863 | 0 | 146.1918 | 62.3148 | 17.6898 | 0 | 0 | 80.0046 | 3.554 | 41.1074 | 0 | 0 | 44.6615 | 16.9112 | 0.40518 | 17.3164 | 0.29095 | 1.0665 | 0.26598
[5 empty] | REV_RENT | DISTSEC | 369.9281 | 276.1889 | 62.0008 | 0 | 0 | 62.0008 | 21.8559 | 0 | 0 | 0 | 21.8559 | 0.96736 | 0 | 0 | 0 | 0.96736 | 6.0828 | 0 | 6.0828 | 0.099188 | 2.1902 | 0.54284
[5 empty] | REV_RENT | ENERGY | 0.83574 | 0.30382 | 0.098062 | 0.0011226 | 2.8453e-05 | 0.099213 | 0.047454 | 0.013246 | 0.0010487 | 0.00021497 | 0.061963 | 0.0031621 | 0.037789 | 0.26715 | 0.042814 | 0.35092 | 0.012872 | 0.00030253 | 0.013174 | 0.00029555 | 0.0050855 | 0.0012695
[5 empty] | REV_RENT | CUSTOMER | 913.7655 | 723.2621 | 171.9354 | 0.53917 | 0.029384 | 172.5039 | 2.1557 | 0.45817 | 0.084308 | 0.036129 | 2.7343 | 0.029892 | 0.26931 | 0.21861 | 0.054194 | 0.57201 | 0.74775 | 0.0069526 | 0.75471 | 0.046586 | 11.8465 | 2.0453
|  |  | Advance Rental Income | 3184 | REV_RENT | TOTAL | 3184 | 2080.704 | 506.8651 | 3.7267 | 0.06702 | 510.6588 | 140.1869 | 33.4829 | 1.3177 | 0.27808 | 175.2654 | 7.7748 | 76.6324 | 238.5419 | 34.9622 | 357.9113 | 38.3608 | 0.76486 | 39.1257 | 0.69085 | 16.4542 | 3.1896
[5 empty] | RB_GUP | PRODUCTION | 0 | 0 | 0 | 0 | 0 | 0 | 0 | 0 | 0 | 0 | 0 | 0 | 0 | 0 | 0 | 0 | 0 | 0 | 0 | 0 | 0 | 0
[5 empty] | RB_GUP | BULKTRAN | 0 | 0 | 0 | 0 | 0 | 0 | 0 | 0 | 0 | 0 | 0 | 0 | 0 | 0 | 0 | 0 | 0 | 0 | 0 | 0 | 0 | 0
[5 empty] | RB_GUP | SUBTRAN | 0 | 0 | 0 | 0 | 0 | 0 | 0 | 0 | 0 | 0 | 0 | 0 | 0 | 0 | 0 | 0 | 0 | 0 | 0 | 0 | 0 | 0
[5 empty] | RB_GUP | DISTPRI | 0 | 0 | 0 | 0 | 0 | 0 | 0 | 0 | 0 | 0 | 0 | 0 | 0 | 0 | 0 | 0 | 0 | 0 | 0 | 0 | 0 | 0
[5 empty] | RB_GUP | DISTSEC | 0 | 0 | 0 | 0 | 0 | 0 | 0 | 0 | 0 | 0 | 0 | 0 | 0 | 0 | 0 | 0 | 0 | 0 | 0 | 0 | 0 | 0
[5 empty] | RB_GUP | ENERGY | 0 | 0 | 0 | 0 | 0 | 0 | 0 | 0 | 0 | 0 | 0 | 0 | 0 | 0 | 0 | 0 | 0 | 0 | 0 | 0 | 0 | 0
[5 empty] | RB_GUP | CUSTOMER | 0 | 0 | 0 | 0 | 0 | 0 | 0 | 0 | 0 | 0 | 0 | 0 | 0 | 0 | 0 | 0 | 0 | 0 | 0 | 0 | 0 | 0
|  |  | Deferred Revenue - Bonus Lease - Short & Long-Term | 0 | RB_GUP | TOTAL | 0 | 0 | 0 | 0 | 0 | 0 | 0 | 0 | 0 | 0 | 0 | 0 | 0 | 0 | 0 | 0 | 0 | 0 | 0 | 0 | 0 | 0
[5 empty] | LABOR_M | PRODUCTION | 0 | 0 | 0 | 0 | 0 | 0 | 0 | 0 | 0 | 0 | 0 | 0 | 0 | 0 | 0 | 0 | 0 | 0 | 0 | 0 | 0 | 0
[5 empty] | LABOR_M | BULKTRAN | 0 | 0 | 0 | 0 | 0 | 0 | 0 | 0 | 0 | 0 | 0 | 0 | 0 | 0 | 0 | 0 | 0 | 0 | 0 | 0 | 0 | 0
[5 empty] | LABOR_M | SUBTRAN | 0 | 0 | 0 | 0 | 0 | 0 | 0 | 0 | 0 | 0 | 0 | 0 | 0 | 0 | 0 | 0 | 0 | 0 | 0 | 0 | 0 | 0
[5 empty] | LABOR_M | DISTPRI | 0 | 0 | 0 | 0 | 0 | 0 | 0 | 0 | 0 | 0 | 0 | 0 | 0 | 0 | 0 | 0 | 0 | 0 | 0 | 0 | 0 | 0
[5 empty] | LABOR_M | DISTSEC | 0 | 0 | 0 | 0 | 0 | 0 | 0 | 0 | 0 | 0 | 0 | 0 | 0 | 0 | 0 | 0 | 0 | 0 | 0 | 0 | 0 | 0
[5 empty] | LABOR_M | ENERGY | 0 | 0 | 0 | 0 | 0 | 0 | 0 | 0 | 0 | 0 | 0 | 0 | 0 | 0 | 0 | 0 | 0 | 0 | 0 | 0 | 0 | 0
[5 empty] | LABOR_M | CUSTOMER | 0 | 0 | 0 | 0 | 0 | 0 | 0 | 0 | 0 | 0 | 0 | 0 | 0 | 0 | 0 | 0 | 0 | 0 | 0 | 0 | 0 | 0
|  |  | Reg Asset SFAS 158 Pensions | 0 | LABOR_M | TOTAL | 0 | 0 | 0 | 0 | 0 | 0 | 0 | 0 | 0 | 0 | 0 | 0 | 0 | 0 | 0 | 0 | 0 | 0 | 0 | 0 | 0 | 0
[5 empty] | LABOR_M | PRODUCTION | 0 | 0 | 0 | 0 | 0 | 0 | 0 | 0 | 0 | 0 | 0 | 0 | 0 | 0 | 0 | 0 | 0 | 0 | 0 | 0 | 0 | 0
[5 empty] | LABOR_M | BULKTRAN | 0 | 0 | 0 | 0 | 0 | 0 | 0 | 0 | 0 | 0 | 0 | 0 | 0 | 0 | 0 | 0 | 0 | 0 | 0 | 0 | 0 | 0
[5 empty] | LABOR_M | SUBTRAN | 0 | 0 | 0 | 0 | 0 | 0 | 0 | 0 | 0 | 0 | 0 | 0 | 0 | 0 | 0 | 0 | 0 | 0 | 0 | 0 | 0 | 0
[5 empty] | LABOR_M | DISTPRI | 0 | 0 | 0 | 0 | 0 | 0 | 0 | 0 | 0 | 0 | 0 | 0 | 0 | 0 | 0 | 0 | 0 | 0 | 0 | 0 | 0 | 0
[5 empty] | LABOR_M | DISTSEC | 0 | 0 | 0 | 0 | 0 | 0 | 0 | 0 | 0 | 0 | 0 | 0 | 0 | 0 | 0 | 0 | 0 | 0 | 0 | 0 | 0 | 0
[5 empty] | LABOR_M | ENERGY | 0 | 0 | 0 | 0 | 0 | 0 | 0 | 0 | 0 | 0 | 0 | 0 | 0 | 0 | 0 | 0 | 0 | 0 | 0 | 0 | 0 | 0
[5 empty] | LABOR_M | CUSTOMER | 0 | 0 | 0 | 0 | 0 | 0 | 0 | 0 | 0 | 0 | 0 | 0 | 0 | 0 | 0 | 0 | 0 | 0 | 0 | 0 | 0 | 0
|  |  | Reg Asset SFAS 158 SERP | 0 | LABOR_M | TOTAL | 0 | 0 | 0 | 0 | 0 | 0 | 0 | 0 | 0 | 0 | 0 | 0 | 0 | 0 | 0 | 0 | 0 | 0 | 0 | 0 | 0 | 0
[5 empty] | LABOR_M | PRODUCTION | 0 | 0 | 0 | 0 | 0 | 0 | 0 | 0 | 0 | 0 | 0 | 0 | 0 | 0 | 0 | 0 | 0 | 0 | 0 | 0 | 0 | 0
[5 empty] | LABOR_M | BULKTRAN | 0 | 0 | 0 | 0 | 0 | 0 | 0 | 0 | 0 | 0 | 0 | 0 | 0 | 0 | 0 | 0 | 0 | 0 | 0 | 0 | 0 | 0
[5 empty] | LABOR_M | SUBTRAN | 0 | 0 | 0 | 0 | 0 | 0 | 0 | 0 | 0 | 0 | 0 | 0 | 0 | 0 | 0 | 0 | 0 | 0 | 0 | 0 | 0 | 0
[5 empty] | LABOR_M | DISTPRI | 0 | 0 | 0 | 0 | 0 | 0 | 0 | 0 | 0 | 0 | 0 | 0 | 0 | 0 | 0 | 0 | 0 | 0 | 0 | 0 | 0 | 0
[5 empty] | LABOR_M | DISTSEC | 0 | 0 | 0 | 0 | 0 | 0 | 0 | 0 | 0 | 0 | 0 | 0 | 0 | 0 | 0 | 0 | 0 | 0 | 0 | 0 | 0 | 0
[5 empty] | LABOR_M | ENERGY | 0 | 0 | 0 | 0 | 0 | 0 | 0 | 0 | 0 | 0 | 0 | 0 | 0 | 0 | 0 | 0 | 0 | 0 | 0 | 0 | 0 | 0
[5 empty] | LABOR_M | CUSTOMER | 0 | 0 | 0 | 0 | 0 | 0 | 0 | 0 | 0 | 0 | 0 | 0 | 0 | 0 | 0 | 0 | 0 | 0 | 0 | 0 | 0 | 0
|  |  | Reg Asset SFAS 158 OPEB | 0 | LABOR_M | TOTAL | 0 | 0 | 0 | 0 | 0 | 0 | 0 | 0 | 0 | 0 | 0 | 0 | 0 | 0 | 0 | 0 | 0 | 0 | 0 | 0 | 0 | 0
[5 empty] | RB_GUP | PRODUCTION | -176915.2108 | -86749.1206 | -21944.1544 | -256.5605 | -6.3205 | -22207.0354 | -9181.7095 | -2614.9058 | -206.9318 | -43.6797 | -12047.2268 | -551.5481 | -6012.8416 | -40157.5932 | -6299.9676 | -53021.9505 | -2492.1657 | -60.1618 | -2552.3275 | -43.4504 | -235.5968 | -58.5029
[5 empty] | RB_GUP | BULKTRAN | -187362.9884 | -91872.1143 | -23240.0726 | -271.7118 | -6.6938 | -23518.4781 | -9723.9379 | -2769.3298 | -219.1523 | -46.2592 | -12758.6792 | -584.1199 | -6367.9317 | -42529.1112 | -6672.0139 | -56153.1767 | -2639.3412 | -63.7147 | -2703.0559 | -46.0164 | -249.51 | -61.9578
[5 empty] | RB_GUP | SUBTRAN | -71825.939 | -34110.2682 | -8731.7253 | -101.7527 | -3.3359 | -8836.814 | -3805.7101 | -1078.7199 | -110.4964 | 0 | -4994.9265 | -213.1369 | -2463.4104 | -20066.3135 | 0 | -22742.8607 | -1032.8482 | -24.7116 | -1057.5597 | -16.9603 | -53.2775 | -13.272
[5 empty] | RB_GUP | DISTPRI | -149842.657 | -99570.2439 | -25067.9666 | -292.5342 | 0 | -25360.5008 | -10810.0016 | -3068.7259 | 0 | 0 | -13878.7275 | -616.5341 | -7131.0794 | 0 | 0 | -7747.6135 | -2933.6523 | -70.2879 | -3003.9402 | -50.4728 | -185.0173 | -46.1411
[5 empty] | RB_GUP | DISTSEC | -66273.1989 | -49479.6871 | -11107.5341 | 0 | 0 | -11107.5341 | -3915.5229 | 0 | 0 | 0 | -3915.5229 | -173.3032 | 0 | 0 | 0 | -173.3032 | -1089.7484 | 0 | -1089.7484 | -17.7697 | -392.3828 | -97.2507
[5 empty] | RB_GUP | ENERGY | -7986.6121 | -2903.3929 | -937.117 | -10.7282 | -0.27191 | -948.1171 | -453.4875 | -126.5819 | -10.0216 | -2.0544 | -592.1454 | -30.2179 | -361.1289 | -2553.012 | -409.1449 | -3353.5037 | -123.0066 | -2.8911 | -125.8977 | -2.8244 | -48.5991 | -12.1319
[5 empty] | RB_GUP | CUSTOMER | -138857.3938 | -100681.1951 | -24546.9015 | -199.1835 | -28.2562 | -24774.3412 | -409.6131 | -166.9721 | -81.05 | -34.7153 | -692.3506 | -5.9 | -103.9363 | -210.1546 | -52.0754 | -372.0664 | -138.6304 | -2.1262 | -140.7566 | -8.2288 | -10577.7623 | -1610.6929
|  |  | Reg Asset OSS Sharing | -799064 | RB_GUP | TOTAL | -799064 | -465366.0221 | -115575.4714 | -1132.471 | -44.8782 | -116752.8206 | -38299.9825 | -9825.2355 | -627.6522 | -126.7086 | -48879.5787 | -2174.7601 | -22440.3282 | -105516.1846 | -13433.2018 | -143564.4747 | -10449.3927 | -223.8933 | -10673.286 | -185.7228 | -11742.1458 | -1899.9493
[5 empty] | PROD_DEMAND | PRODUCTION | 0 | 0 | 0 | 0 | 0 | 0 | 0 | 0 | 0 | 0 | 0 | 0 | 0 | 0 | 0 | 0 | 0 | 0 | 0 | 0 | 0 | 0
[5 empty] | PROD_DEMAND | BULKTRAN | 0 | 0 | 0 | 0 | 0 | 0 | 0 | 0 | 0 | 0 | 0 | 0 | 0 | 0 | 0 | 0 | 0 | 0 | 0 | 0 | 0 | 0
[5 empty] | PROD_DEMAND | SUBTRAN | 0 | 0 | 0 | 0 | 0 | 0 | 0 | 0 | 0 | 0 | 0 | 0 | 0 | 0 | 0 | 0 | 0 | 0 | 0 | 0 | 0 | 0
[5 empty] | PROD_DEMAND | DISTPRI | 0 | 0 | 0 | 0 | 0 | 0 | 0 | 0 | 0 | 0 | 0 | 0 | 0 | 0 | 0 | 0 | 0 | 0 | 0 | 0 | 0 | 0
[5 empty] | PROD_DEMAND | DISTSEC | 0 | 0 | 0 | 0 | 0 | 0 | 0 | 0 | 0 | 0 | 0 | 0 | 0 | 0 | 0 | 0 | 0 | 0 | 0 | 0 | 0 | 0
[5 empty] | PROD_DEMAND | ENERGY | 0 | 0 | 0 | 0 | 0 | 0 | 0 | 0 | 0 | 0 | 0 | 0 | 0 | 0 | 0 | 0 | 0 | 0 | 0 | 0 | 0 | 0
[5 empty] | PROD_DEMAND | CUSTOMER | 0 | 0 | 0 | 0 | 0 | 0 | 0 | 0 | 0 | 0 | 0 | 0 | 0 | 0 | 0 | 0 | 0 | 0 | 0 | 0 | 0 | 0
|  |  | REMOVAL CST - BIG SANDY | 0 | PROD_DEMAND | TOTAL | 0 | 0 | 0 | 0 | 0 | 0 | 0 | 0 | 0 | 0 | 0 | 0 | 0 | 0 | 0 | 0 | 0 | 0 | 0 | 0 | 0 | 0
|  |  |  | 0 | PROD_DEMAND | PRODUCTION | 0 | 0 | 0 | 0 | 0 | 0 | 0 | 0 | 0 | 0 | 0 | 0 | 0 | 0 | 0 | 0 | 0 | 0 | 0 | 0 | 0 | 0
|  |  |  | 0 | PROD_DEMAND | BULKTRAN | 0 | 0 | 0 | 0 | 0 | 0 | 0 | 0 | 0 | 0 | 0 | 0 | 0 | 0 | 0 | 0 | 0 | 0 | 0 | 0 | 0 | 0
|  |  |  | 0 | PROD_DEMAND | SUBTRAN | 0 | 0 | 0 | 0 | 0 | 0 | 0 | 0 | 0 | 0 | 0 | 0 | 0 | 0 | 0 | 0 | 0 | 0 | 0 | 0 | 0 | 0
|  |  |  | 0 | PROD_DEMAND | DISTPRI | 0 | 0 | 0 | 0 | 0 | 0 | 0 | 0 | 0 | 0 | 0 | 0 | 0 | 0 | 0 | 0 | 0 | 0 | 0 | 0 | 0 | 0
|  |  |  | 0 | PROD_DEMAND | DISTSEC | 0 | 0 | 0 | 0 | 0 | 0 | 0 | 0 | 0 | 0 | 0 | 0 | 0 | 0 | 0 | 0 | 0 | 0 | 0 | 0 | 0 | 0
|  |  |  | 0 | PROD_DEMAND | ENERGY | 0 | 0 | 0 | 0 | 0 | 0 | 0 | 0 | 0 | 0 | 0 | 0 | 0 | 0 | 0 | 0 | 0 | 0 | 0 | 0 | 0 | 0
|  |  |  | 0 | PROD_DEMAND | CUSTOMER | 0 | 0 | 0 | 0 | 0 | 0 | 0 | 0 | 0 | 0 | 0 | 0 | 0 | 0 | 0 | 0 | 0 | 0 | 0 | 0 | 0 | 0
|  |  | SPENT ARO - BIG SANDY | 0 | PROD_DEMAND | TOTAL | 0 | 0 | 0 | 0 | 0 | 0 | 0 | 0 | 0 | 0 | 0 | 0 | 0 | 0 | 0 | 0 | 0 | 0 | 0 | 0 | 0 | 0
|  |  |  | 0 | PROD_DEMAND | PRODUCTION | 0 | 0 | 0 | 0 | 0 | 0 | 0 | 0 | 0 | 0 | 0 | 0 | 0 | 0 | 0 | 0 | 0 | 0 | 0 | 0 | 0 | 0
|  |  |  | 0 | PROD_DEMAND | BULKTRAN | 0 | 0 | 0 | 0 | 0 | 0 | 0 | 0 | 0 | 0 | 0 | 0 | 0 | 0 | 0 | 0 | 0 | 0 | 0 | 0 | 0 | 0
|  |  |  | 0 | PROD_DEMAND | SUBTRAN | 0 | 0 | 0 | 0 | 0 | 0 | 0 | 0 | 0 | 0 | 0 | 0 | 0 | 0 | 0 | 0 | 0 | 0 | 0 | 0 | 0 | 0
|  |  |  | 0 | PROD_DEMAND | DISTPRI | 0 | 0 | 0 | 0 | 0 | 0 | 0 | 0 | 0 | 0 | 0 | 0 | 0 | 0 | 0 | 0 | 0 | 0 | 0 | 0 | 0 | 0
|  |  |  | 0 | PROD_DEMAND | DISTSEC | 0 | 0 | 0 | 0 | 0 | 0 | 0 | 0 | 0 | 0 | 0 | 0 | 0 | 0 | 0 | 0 | 0 | 0 | 0 | 0 | 0 | 0
|  |  |  | 0 | PROD_DEMAND | ENERGY | 0 | 0 | 0 | 0 | 0 | 0 | 0 | 0 | 0 | 0 | 0 | 0 | 0 | 0 | 0 | 0 | 0 | 0 | 0 | 0 | 0 | 0
|  |  |  | 0 | PROD_DEMAND | CUSTOMER | 0 | 0 | 0 | 0 | 0 | 0 | 0 | 0 | 0 | 0 | 0 | 0 | 0 | 0 | 0 | 0 | 0 | 0 | 0 | 0 | 0 | 0
|  |  | NBV - ARO - RETIRED PLANTS | 0 | PROD_DEMAND | TOTAL | 0 | 0 | 0 | 0 | 0 | 0 | 0 | 0 | 0 | 0 | 0 | 0 | 0 | 0 | 0 | 0 | 0 | 0 | 0 | 0 | 0 | 0
|  |  |  | 0 | PROD_DEMAND | PRODUCTION | 0 | 0 | 0 | 0 | 0 | 0 | 0 | 0 | 0 | 0 | 0 | 0 | 0 | 0 | 0 | 0 | 0 | 0 | 0 | 0 | 0 | 0
|  |  |  | 0 | PROD_DEMAND | BULKTRAN | 0 | 0 | 0 | 0 | 0 | 0 | 0 | 0 | 0 | 0 | 0 | 0 | 0 | 0 | 0 | 0 | 0 | 0 | 0 | 0 | 0 | 0
|  |  |  | 0 | PROD_DEMAND | SUBTRAN | 0 | 0 | 0 | 0 | 0 | 0 | 0 | 0 | 0 | 0 | 0 | 0 | 0 | 0 | 0 | 0 | 0 | 0 | 0 | 0 | 0 | 0
|  |  |  | 0 | PROD_DEMAND | DISTPRI | 0 | 0 | 0 | 0 | 0 | 0 | 0 | 0 | 0 | 0 | 0 | 0 | 0 | 0 | 0 | 0 | 0 | 0 | 0 | 0 | 0 | 0
|  |  |  | 0 | PROD_DEMAND | DISTSEC | 0 | 0 | 0 | 0 | 0 | 0 | 0 | 0 | 0 | 0 | 0 | 0 | 0 | 0 | 0 | 0 | 0 | 0 | 0 | 0 | 0 | 0
|  |  |  | 0 | PROD_DEMAND | ENERGY | 0 | 0 | 0 | 0 | 0 | 0 | 0 | 0 | 0 | 0 | 0 | 0 | 0 | 0 | 0 | 0 | 0 | 0 | 0 | 0 | 0 | 0
|  |  |  | 0 | PROD_DEMAND | CUSTOMER | 0 | 0 | 0 | 0 | 0 | 0 | 0 | 0 | 0 | 0 | 0 | 0 | 0 | 0 | 0 | 0 | 0 | 0 | 0 | 0 | 0 | 0
|  |  | Reg Asset - Unrecovered Plant - Big Sandy | 0 | PROD_DEMAND | TOTAL | 0 | 0 | 0 | 0 | 0 | 0 | 0 | 0 | 0 | 0 | 0 | 0 | 0 | 0 | 0 | 0 | 0 | 0 | 0 | 0 | 0 | 0
|  |  |  | 0 | PROD_DEMAND | PRODUCTION | 0 | 0 | 0 | 0 | 0 | 0 | 0 | 0 | 0 | 0 | 0 | 0 | 0 | 0 | 0 | 0 | 0 | 0 | 0 | 0 | 0 | 0
|  |  |  | 0 | PROD_DEMAND | BULKTRAN | 0 | 0 | 0 | 0 | 0 | 0 | 0 | 0 | 0 | 0 | 0 | 0 | 0 | 0 | 0 | 0 | 0 | 0 | 0 | 0 | 0 | 0
|  |  |  | 0 | PROD_DEMAND | SUBTRAN | 0 | 0 | 0 | 0 | 0 | 0 | 0 | 0 | 0 | 0 | 0 | 0 | 0 | 0 | 0 | 0 | 0 | 0 | 0 | 0 | 0 | 0
|  |  |  | 0 | PROD_DEMAND | DISTPRI | 0 | 0 | 0 | 0 | 0 | 0 | 0 | 0 | 0 | 0 | 0 | 0 | 0 | 0 | 0 | 0 | 0 | 0 | 0 | 0 | 0 | 0
|  |  |  | 0 | PROD_DEMAND | DISTSEC | 0 | 0 | 0 | 0 | 0 | 0 | 0 | 0 | 0 | 0 | 0 | 0 | 0 | 0 | 0 | 0 | 0 | 0 | 0 | 0 | 0 | 0
|  |  |  | 0 | PROD_DEMAND | ENERGY | 0 | 0 | 0 | 0 | 0 | 0 | 0 | 0 | 0 | 0 | 0 | 0 | 0 | 0 | 0 | 0 | 0 | 0 | 0 | 0 | 0 | 0
|  |  |  | 0 | PROD_DEMAND | CUSTOMER | 0 | 0 | 0 | 0 | 0 | 0 | 0 | 0 | 0 | 0 | 0 | 0 | 0 | 0 | 0 | 0 | 0 | 0 | 0 | 0 | 0 | 0
|  |  | BIG SANDY RETIRE COSTS RECOV | 0 | PROD_DEMAND | TOTAL | 0 | 0 | 0 | 0 | 0 | 0 | 0 | 0 | 0 | 0 | 0 | 0 | 0 | 0 | 0 | 0 | 0 | 0 | 0 | 0 | 0 | 0
|  |  |  | 0 | PROD_ENERGY | PRODUCTION | 0 | 0 | 0 | 0 | 0 | 0 | 0 | 0 | 0 | 0 | 0 | 0 | 0 | 0 | 0 | 0 | 0 | 0 | 0 | 0 | 0 | 0
|  |  |  | 0 | PROD_ENERGY | BULKTRAN | 0 | 0 | 0 | 0 | 0 | 0 | 0 | 0 | 0 | 0 | 0 | 0 | 0 | 0 | 0 | 0 | 0 | 0 | 0 | 0 | 0 | 0
|  |  |  | 0 | PROD_ENERGY | SUBTRAN | 0 | 0 | 0 | 0 | 0 | 0 | 0 | 0 | 0 | 0 | 0 | 0 | 0 | 0 | 0 | 0 | 0 | 0 | 0 | 0 | 0 | 0
|  |  |  | 0 | PROD_ENERGY | DISTPRI | 0 | 0 | 0 | 0 | 0 | 0 | 0 | 0 | 0 | 0 | 0 | 0 | 0 | 0 | 0 | 0 | 0 | 0 | 0 | 0 | 0 | 0
|  |  |  | 0 | PROD_ENERGY | DISTSEC | 0 | 0 | 0 | 0 | 0 | 0 | 0 | 0 | 0 | 0 | 0 | 0 | 0 | 0 | 0 | 0 | 0 | 0 | 0 | 0 | 0 | 0
|  |  |  | 0 | PROD_ENERGY | ENERGY | 0 | 0 | 0 | 0 | 0 | 0 | 0 | 0 | 0 | 0 | 0 | 0 | 0 | 0 | 0 | 0 | 0 | 0 | 0 | 0 | 0 | 0
|  |  |  | 0 | PROD_ENERGY | CUSTOMER | 0 | 0 | 0 | 0 | 0 | 0 | 0 | 0 | 0 | 0 | 0 | 0 | 0 | 0 | 0 | 0 | 0 | 0 | 0 | 0 | 0 | 0
|  |  | BIG SANDY RETIRE RIDER U2 O&M | 0 | PROD_ENERGY | TOTAL | 0 | 0 | 0 | 0 | 0 | 0 | 0 | 0 | 0 | 0 | 0 | 0 | 0 | 0 | 0 | 0 | 0 | 0 | 0 | 0 | 0 | 0
|  |  |  | 0 | PROD_ENERGY | PRODUCTION | 0 | 0 | 0 | 0 | 0 | 0 | 0 | 0 | 0 | 0 | 0 | 0 | 0 | 0 | 0 | 0 | 0 | 0 | 0 | 0 | 0 | 0
|  |  |  | 0 | PROD_ENERGY | BULKTRAN | 0 | 0 | 0 | 0 | 0 | 0 | 0 | 0 | 0 | 0 | 0 | 0 | 0 | 0 | 0 | 0 | 0 | 0 | 0 | 0 | 0 | 0
|  |  |  | 0 | PROD_ENERGY | SUBTRAN | 0 | 0 | 0 | 0 | 0 | 0 | 0 | 0 | 0 | 0 | 0 | 0 | 0 | 0 | 0 | 0 | 0 | 0 | 0 | 0 | 0 | 0
|  |  |  | 0 | PROD_ENERGY | DISTPRI | 0 | 0 | 0 | 0 | 0 | 0 | 0 | 0 | 0 | 0 | 0 | 0 | 0 | 0 | 0 | 0 | 0 | 0 | 0 | 0 | 0 | 0
|  |  |  | 0 | PROD_ENERGY | DISTSEC | 0 | 0 | 0 | 0 | 0 | 0 | 0 | 0 | 0 | 0 | 0 | 0 | 0 | 0 | 0 | 0 | 0 | 0 | 0 | 0 | 0 | 0
|  |  |  | 0 | PROD_ENERGY | ENERGY | 0 | 0 | 0 | 0 | 0 | 0 | 0 | 0 | 0 | 0 | 0 | 0 | 0 | 0 | 0 | 0 | 0 | 0 | 0 | 0 | 0 | 0
|  |  |  | 0 | PROD_ENERGY | CUSTOMER | 0 | 0 | 0 | 0 | 0 | 0 | 0 | 0 | 0 | 0 | 0 | 0 | 0 | 0 | 0 | 0 | 0 | 0 | 0 | 0 | 0 | 0
|  |  | UND RECOV-PURCH PWR PPA | 0 | PROD_ENERGY | TOTAL | 0 | 0 | 0 | 0 | 0 | 0 | 0 | 0 | 0 | 0 | 0 | 0 | 0 | 0 | 0 | 0 | 0 | 0 | 0 | 0 | 0 | 0
|  |  |  | 0 | RB_GUP | PRODUCTION | -13.727 | -6.7309 | -1.7027 | -0.019907 | -0.00049041 | -1.7231 | -0.71242 | -0.20289 | -0.016056 | -0.0033891 | -0.93475 | -0.042795 | -0.46654 | -3.1159 | -0.48882 | -4.114 | -0.19337 | -0.004668 | -0.19804 | -0.0033714 | -0.01828 | -0.0045393
|  |  |  | 0 | RB_GUP | BULKTRAN | -14.5376 | -7.1284 | -1.8032 | -0.021082 | -0.00051937 | -1.8248 | -0.75449 | -0.21487 | -0.017004 | -0.0035893 | -0.98996 | -0.045322 | -0.49409 | -3.2999 | -0.51769 | -4.357 | -0.20479 | -0.0049437 | -0.20973 | -0.0035704 | -0.01936 | -0.0048074
|  |  |  | 0 | RB_GUP | SUBTRAN | -5.573 | -2.6466 | -0.6775 | -0.0078951 | -0.00025883 | -0.68566 | -0.29529 | -0.083699 | -0.0085735 | 0 | -0.38756 | -0.016537 | -0.19114 | -1.557 | 0 | -1.7646 | -0.080139 | -0.0019174 | -0.082057 | -0.001316 | -0.0041338 | -0.0010298
|  |  |  | 0 | RB_GUP | DISTPRI | -11.6264 | -7.7257 | -1.945 | -0.022698 | 0 | -1.9677 | -0.83876 | -0.2381 | 0 | 0 | -1.0769 | -0.047837 | -0.55331 | 0 | 0 | -0.60114 | -0.22762 | -0.0054537 | -0.23308 | -0.0039162 | -0.014356 | -0.0035801
|  |  |  | 0 | RB_GUP | DISTSEC | -5.1422 | -3.8392 | -0.86184 | 0 | 0 | -0.86184 | -0.30381 | 0 | 0 | 0 | -0.30381 | -0.013447 | 0 | 0 | 0 | -0.013447 | -0.084554 | 0 | -0.084554 | -0.0013788 | -0.030445 | -0.0075458
|  |  |  | 0 | RB_GUP | ENERGY | -0.61969 | -0.22528 | -0.072712 | -0.00083241 | -2.1097e-05 | -0.073565 | -0.035186 | -0.0098216 | -0.00077758 | -0.0001594 | -0.045945 | -0.0023446 | -0.02802 | -0.19809 | -0.031746 | -0.2602 | -0.0095442 | -0.00022432 | -0.0097685 | -0.00021914 | -0.0037708 | -0.00094133
|  |  |  | 0 | RB_GUP | CUSTOMER | -10.7741 | -7.8119 | -1.9046 | -0.015455 | -0.0021924 | -1.9223 | -0.031782 | -0.012955 | -0.0062887 | -0.0026936 | -0.05372 | -0.00045779 | -0.0080645 | -0.016306 | -0.0040406 | -0.028869 | -0.010756 | -0.00016498 | -0.010921 | -0.00063848 | -0.82074 | -0.12497
|  |  | Misc Fees | -62 | RB_GUP | TOTAL | -62 | -36.1081 | -8.9676 | -0.087869 | -0.0034821 | -9.0589 | -2.9717 | -0.76235 | -0.0487 | -0.0098314 | -3.7926 | -0.16874 | -1.7412 | -8.1871 | -1.0423 | -11.1393 | -0.81078 | -0.017372 | -0.82815 | -0.01441 | -0.91108 | -0.14742
|  |  |  | 0 | PROD_DEMAND | PRODUCTION | 0 | 0 | 0 | 0 | 0 | 0 | 0 | 0 | 0 | 0 | 0 | 0 | 0 | 0 | 0 | 0 | 0 | 0 | 0 | 0 | 0 | 0
|  |  |  | 0 | PROD_DEMAND | BULKTRAN | 0 | 0 | 0 | 0 | 0 | 0 | 0 | 0 | 0 | 0 | 0 | 0 | 0 | 0 | 0 | 0 | 0 | 0 | 0 | 0 | 0 | 0
|  |  |  | 0 | PROD_DEMAND | SUBTRAN | 0 | 0 | 0 | 0 | 0 | 0 | 0 | 0 | 0 | 0 | 0 | 0 | 0 | 0 | 0 | 0 | 0 | 0 | 0 | 0 | 0 | 0
|  |  |  | 0 | PROD_DEMAND | DISTPRI | 0 | 0 | 0 | 0 | 0 | 0 | 0 | 0 | 0 | 0 | 0 | 0 | 0 | 0 | 0 | 0 | 0 | 0 | 0 | 0 | 0 | 0
|  |  |  | 0 | PROD_DEMAND | DISTSEC | 0 | 0 | 0 | 0 | 0 | 0 | 0 | 0 | 0 | 0 | 0 | 0 | 0 | 0 | 0 | 0 | 0 | 0 | 0 | 0 | 0 | 0
|  |  |  | 0 | PROD_DEMAND | ENERGY | 0 | 0 | 0 | 0 | 0 | 0 | 0 | 0 | 0 | 0 | 0 | 0 | 0 | 0 | 0 | 0 | 0 | 0 | 0 | 0 | 0 | 0
|  |  |  | 0 | PROD_DEMAND | CUSTOMER | 0 | 0 | 0 | 0 | 0 | 0 | 0 | 0 | 0 | 0 | 0 | 0 | 0 | 0 | 0 | 0 | 0 | 0 | 0 | 0 | 0 | 0
|  |  | NERC COMPL/CYBER SEC-DEF DEPR | 0 | PROD_DEMAND | TOTAL | 0 | 0 | 0 | 0 | 0 | 0 | 0 | 0 | 0 | 0 | 0 | 0 | 0 | 0 | 0 | 0 | 0 | 0 | 0 | 0 | 0 | 0
|  |  |  | 0 | PROD_DEMAND | PRODUCTION | 0 | 0 | 0 | 0 | 0 | 0 | 0 | 0 | 0 | 0 | 0 | 0 | 0 | 0 | 0 | 0 | 0 | 0 | 0 | 0 | 0 | 0
|  |  |  | 0 | PROD_DEMAND | BULKTRAN | 0 | 0 | 0 | 0 | 0 | 0 | 0 | 0 | 0 | 0 | 0 | 0 | 0 | 0 | 0 | 0 | 0 | 0 | 0 | 0 | 0 | 0
|  |  |  | 0 | PROD_DEMAND | SUBTRAN | 0 | 0 | 0 | 0 | 0 | 0 | 0 | 0 | 0 | 0 | 0 | 0 | 0 | 0 | 0 | 0 | 0 | 0 | 0 | 0 | 0 | 0
|  |  |  | 0 | PROD_DEMAND | DISTPRI | 0 | 0 | 0 | 0 | 0 | 0 | 0 | 0 | 0 | 0 | 0 | 0 | 0 | 0 | 0 | 0 | 0 | 0 | 0 | 0 | 0 | 0
|  |  |  | 0 | PROD_DEMAND | DISTSEC | 0 | 0 | 0 | 0 | 0 | 0 | 0 | 0 | 0 | 0 | 0 | 0 | 0 | 0 | 0 | 0 | 0 | 0 | 0 | 0 | 0 | 0
|  |  |  | 0 | PROD_DEMAND | ENERGY | 0 | 0 | 0 | 0 | 0 | 0 | 0 | 0 | 0 | 0 | 0 | 0 | 0 | 0 | 0 | 0 | 0 | 0 | 0 | 0 | 0 | 0
|  |  |  | 0 | PROD_DEMAND | CUSTOMER | 0 | 0 | 0 | 0 | 0 | 0 | 0 | 0 | 0 | 0 | 0 | 0 | 0 | 0 | 0 | 0 | 0 | 0 | 0 | 0 | 0 | 0
|  |  | CAPACITY CHARGE TARIFF REV | 0 | PROD_DEMAND | TOTAL | 0 | 0 | 0 | 0 | 0 | 0 | 0 | 0 | 0 | 0 | 0 | 0 | 0 | 0 | 0 | 0 | 0 | 0 | 0 | 0 | 0 | 0
|  |  |  | 0 | PROD_DEMAND | PRODUCTION | 0 | 0 | 0 | 0 | 0 | 0 | 0 | 0 | 0 | 0 | 0 | 0 | 0 | 0 | 0 | 0 | 0 | 0 | 0 | 0 | 0 | 0
|  |  |  | 0 | PROD_DEMAND | BULKTRAN | 0 | 0 | 0 | 0 | 0 | 0 | 0 | 0 | 0 | 0 | 0 | 0 | 0 | 0 | 0 | 0 | 0 | 0 | 0 | 0 | 0 | 0
|  |  |  | 0 | PROD_DEMAND | SUBTRAN | 0 | 0 | 0 | 0 | 0 | 0 | 0 | 0 | 0 | 0 | 0 | 0 | 0 | 0 | 0 | 0 | 0 | 0 | 0 | 0 | 0 | 0
|  |  |  | 0 | PROD_DEMAND | DISTPRI | 0 | 0 | 0 | 0 | 0 | 0 | 0 | 0 | 0 | 0 | 0 | 0 | 0 | 0 | 0 | 0 | 0 | 0 | 0 | 0 | 0 | 0
|  |  |  | 0 | PROD_DEMAND | DISTSEC | 0 | 0 | 0 | 0 | 0 | 0 | 0 | 0 | 0 | 0 | 0 | 0 | 0 | 0 | 0 | 0 | 0 | 0 | 0 | 0 | 0 | 0
|  |  |  | 0 | PROD_DEMAND | ENERGY | 0 | 0 | 0 | 0 | 0 | 0 | 0 | 0 | 0 | 0 | 0 | 0 | 0 | 0 | 0 | 0 | 0 | 0 | 0 | 0 | 0 | 0
|  |  |  | 0 | PROD_DEMAND | CUSTOMER | 0 | 0 | 0 | 0 | 0 | 0 | 0 | 0 | 0 | 0 | 0 | 0 | 0 | 0 | 0 | 0 | 0 | 0 | 0 | 0 | 0 | 0
|  |  | REG ASSET-ROCKPORT CAPACITY DEF-EQ CC | 0 | PROD_DEMAND | TOTAL | 0 | 0 | 0 | 0 | 0 | 0 | 0 | 0 | 0 | 0 | 0 | 0 | 0 | 0 | 0 | 0 | 0 | 0 | 0 | 0 | 0 | 0
|  |  |  | 0 | PROD_DEMAND | PRODUCTION | 0 | 0 | 0 | 0 | 0 | 0 | 0 | 0 | 0 | 0 | 0 | 0 | 0 | 0 | 0 | 0 | 0 | 0 | 0 | 0 | 0 | 0
|  |  |  | 0 | PROD_DEMAND | BULKTRAN | 0 | 0 | 0 | 0 | 0 | 0 | 0 | 0 | 0 | 0 | 0 | 0 | 0 | 0 | 0 | 0 | 0 | 0 | 0 | 0 | 0 | 0
|  |  |  | 0 | PROD_DEMAND | SUBTRAN | 0 | 0 | 0 | 0 | 0 | 0 | 0 | 0 | 0 | 0 | 0 | 0 | 0 | 0 | 0 | 0 | 0 | 0 | 0 | 0 | 0 | 0
|  |  |  | 0 | PROD_DEMAND | DISTPRI | 0 | 0 | 0 | 0 | 0 | 0 | 0 | 0 | 0 | 0 | 0 | 0 | 0 | 0 | 0 | 0 | 0 | 0 | 0 | 0 | 0 | 0
|  |  |  | 0 | PROD_DEMAND | DISTSEC | 0 | 0 | 0 | 0 | 0 | 0 | 0 | 0 | 0 | 0 | 0 | 0 | 0 | 0 | 0 | 0 | 0 | 0 | 0 | 0 | 0 | 0
|  |  |  | 0 | PROD_DEMAND | ENERGY | 0 | 0 | 0 | 0 | 0 | 0 | 0 | 0 | 0 | 0 | 0 | 0 | 0 | 0 | 0 | 0 | 0 | 0 | 0 | 0 | 0 | 0
|  |  |  | 0 | PROD_DEMAND | CUSTOMER | 0 | 0 | 0 | 0 | 0 | 0 | 0 | 0 | 0 | 0 | 0 | 0 | 0 | 0 | 0 | 0 | 0 | 0 | 0 | 0 | 0 | 0
|  |  | REG ASSET-ROCKPORT CAPACITY CC DEFERRAL | 0 | PROD_DEMAND | TOTAL | 0 | 0 | 0 | 0 | 0 | 0 | 0 | 0 | 0 | 0 | 0 | 0 | 0 | 0 | 0 | 0 | 0 | 0 | 0 | 0 | 0 | 0
|  |  |  | 0 | PROD_DEMAND | PRODUCTION | 0 | 0 | 0 | 0 | 0 | 0 | 0 | 0 | 0 | 0 | 0 | 0 | 0 | 0 | 0 | 0 | 0 | 0 | 0 | 0 | 0 | 0
|  |  |  | 0 | PROD_DEMAND | BULKTRAN | 0 | 0 | 0 | 0 | 0 | 0 | 0 | 0 | 0 | 0 | 0 | 0 | 0 | 0 | 0 | 0 | 0 | 0 | 0 | 0 | 0 | 0
|  |  |  | 0 | PROD_DEMAND | SUBTRAN | 0 | 0 | 0 | 0 | 0 | 0 | 0 | 0 | 0 | 0 | 0 | 0 | 0 | 0 | 0 | 0 | 0 | 0 | 0 | 0 | 0 | 0
|  |  |  | 0 | PROD_DEMAND | DISTPRI | 0 | 0 | 0 | 0 | 0 | 0 | 0 | 0 | 0 | 0 | 0 | 0 | 0 | 0 | 0 | 0 | 0 | 0 | 0 | 0 | 0 | 0
|  |  |  | 0 | PROD_DEMAND | DISTSEC | 0 | 0 | 0 | 0 | 0 | 0 | 0 | 0 | 0 | 0 | 0 | 0 | 0 | 0 | 0 | 0 | 0 | 0 | 0 | 0 | 0 | 0
|  |  |  | 0 | PROD_DEMAND | ENERGY | 0 | 0 | 0 | 0 | 0 | 0 | 0 | 0 | 0 | 0 | 0 | 0 | 0 | 0 | 0 | 0 | 0 | 0 | 0 | 0 | 0 | 0
|  |  |  | 0 | PROD_DEMAND | CUSTOMER | 0 | 0 | 0 | 0 | 0 | 0 | 0 | 0 | 0 | 0 | 0 | 0 | 0 | 0 | 0 | 0 | 0 | 0 | 0 | 0 | 0 | 0
|  |  | REG ASSET-ROCKPORT CAPACITY DEFERRAL | 0 | PROD_DEMAND | TOTAL | 0 | 0 | 0 | 0 | 0 | 0 | 0 | 0 | 0 | 0 | 0 | 0 | 0 | 0 | 0 | 0 | 0 | 0 | 0 | 0 | 0 | 0
|  |  |  | 0 | PROD_ENERGY | PRODUCTION | 0 | 0 | 0 | 0 | 0 | 0 | 0 | 0 | 0 | 0 | 0 | 0 | 0 | 0 | 0 | 0 | 0 | 0 | 0 | 0 | 0 | 0
|  |  |  | 0 | PROD_ENERGY | BULKTRAN | 0 | 0 | 0 | 0 | 0 | 0 | 0 | 0 | 0 | 0 | 0 | 0 | 0 | 0 | 0 | 0 | 0 | 0 | 0 | 0 | 0 | 0
|  |  |  | 0 | PROD_ENERGY | SUBTRAN | 0 | 0 | 0 | 0 | 0 | 0 | 0 | 0 | 0 | 0 | 0 | 0 | 0 | 0 | 0 | 0 | 0 | 0 | 0 | 0 | 0 | 0
|  |  |  | 0 | PROD_ENERGY | DISTPRI | 0 | 0 | 0 | 0 | 0 | 0 | 0 | 0 | 0 | 0 | 0 | 0 | 0 | 0 | 0 | 0 | 0 | 0 | 0 | 0 | 0 | 0
|  |  |  | 0 | PROD_ENERGY | DISTSEC | 0 | 0 | 0 | 0 | 0 | 0 | 0 | 0 | 0 | 0 | 0 | 0 | 0 | 0 | 0 | 0 | 0 | 0 | 0 | 0 | 0 | 0
|  |  |  | 0 | PROD_ENERGY | ENERGY | 0 | 0 | 0 | 0 | 0 | 0 | 0 | 0 | 0 | 0 | 0 | 0 | 0 | 0 | 0 | 0 | 0 | 0 | 0 | 0 | 0 | 0
|  |  |  | 0 | PROD_ENERGY | CUSTOMER | 0 | 0 | 0 | 0 | 0 | 0 | 0 | 0 | 0 | 0 | 0 | 0 | 0 | 0 | 0 | 0 | 0 | 0 | 0 | 0 | 0 | 0
|  |  | REG ASSET-KENTUCKY UNDER RECOV-PPA RIDER | 0 | PROD_ENERGY | TOTAL | 0 | 0 | 0 | 0 | 0 | 0 | 0 | 0 | 0 | 0 | 0 | 0 | 0 | 0 | 0 | 0 | 0 | 0 | 0 | 0 | 0 | 0
|  |  |  | 0 | TRANS_TOTAL | PRODUCTION | 0 | 0 | 0 | 0 | 0 | 0 | 0 | 0 | 0 | 0 | 0 | 0 | 0 | 0 | 0 | 0 | 0 | 0 | 0 | 0 | 0 | 0
|  |  |  | 0 | TRANS_TOTAL | BULKTRAN | 0 | 0 | 0 | 0 | 0 | 0 | 0 | 0 | 0 | 0 | 0 | 0 | 0 | 0 | 0 | 0 | 0 | 0 | 0 | 0 | 0 | 0
|  |  |  | 0 | TRANS_TOTAL | SUBTRAN | 0 | 0 | 0 | 0 | 0 | 0 | 0 | 0 | 0 | 0 | 0 | 0 | 0 | 0 | 0 | 0 | 0 | 0 | 0 | 0 | 0 | 0
|  |  |  | 0 | TRANS_TOTAL | DISTPRI | 0 | 0 | 0 | 0 | 0 | 0 | 0 | 0 | 0 | 0 | 0 | 0 | 0 | 0 | 0 | 0 | 0 | 0 | 0 | 0 | 0 | 0
|  |  |  | 0 | TRANS_TOTAL | DISTSEC | 0 | 0 | 0 | 0 | 0 | 0 | 0 | 0 | 0 | 0 | 0 | 0 | 0 | 0 | 0 | 0 | 0 | 0 | 0 | 0 | 0 | 0
|  |  |  | 0 | TRANS_TOTAL | ENERGY | 0 | 0 | 0 | 0 | 0 | 0 | 0 | 0 | 0 | 0 | 0 | 0 | 0 | 0 | 0 | 0 | 0 | 0 | 0 | 0 | 0 | 0
|  |  |  | 0 | TRANS_TOTAL | CUSTOMER | 0 | 0 | 0 | 0 | 0 | 0 | 0 | 0 | 0 | 0 | 0 | 0 | 0 | 0 | 0 | 0 | 0 | 0 | 0 | 0 | 0 | 0
|  |  | Green Hat Settlement & Liability | 0 | TRANS_TOTAL | TOTAL | 0 | 0 | 0 | 0 | 0 | 0 | 0 | 0 | 0 | 0 | 0 | 0 | 0 | 0 | 0 | 0 | 0 | 0 | 0 | 0 | 0 | 0
[5 empty] | RB_GUP | PRODUCTION | 0 | 0 | 0 | 0 | 0 | 0 | 0 | 0 | 0 | 0 | 0 | 0 | 0 | 0 | 0 | 0 | 0 | 0 | 0 | 0 | 0 | 0
[5 empty] | RB_GUP | BULKTRAN | 0 | 0 | 0 | 0 | 0 | 0 | 0 | 0 | 0 | 0 | 0 | 0 | 0 | 0 | 0 | 0 | 0 | 0 | 0 | 0 | 0 | 0
[5 empty] | RB_GUP | SUBTRAN | 0 | 0 | 0 | 0 | 0 | 0 | 0 | 0 | 0 | 0 | 0 | 0 | 0 | 0 | 0 | 0 | 0 | 0 | 0 | 0 | 0 | 0
[5 empty] | RB_GUP | DISTPRI | 0 | 0 | 0 | 0 | 0 | 0 | 0 | 0 | 0 | 0 | 0 | 0 | 0 | 0 | 0 | 0 | 0 | 0 | 0 | 0 | 0 | 0
[5 empty] | RB_GUP | DISTSEC | 0 | 0 | 0 | 0 | 0 | 0 | 0 | 0 | 0 | 0 | 0 | 0 | 0 | 0 | 0 | 0 | 0 | 0 | 0 | 0 | 0 | 0
[5 empty] | RB_GUP | ENERGY | 0 | 0 | 0 | 0 | 0 | 0 | 0 | 0 | 0 | 0 | 0 | 0 | 0 | 0 | 0 | 0 | 0 | 0 | 0 | 0 | 0 | 0
[5 empty] | RB_GUP | CUSTOMER | 0 | 0 | 0 | 0 | 0 | 0 | 0 | 0 | 0 | 0 | 0 | 0 | 0 | 0 | 0 | 0 | 0 | 0 | 0 | 0 | 0 | 0
|  |  | Book Amortization Loss on Reacquired Debt | 0 | RB_GUP | TOTAL | 0 | 0 | 0 | 0 | 0 | 0 | 0 | 0 | 0 | 0 | 0 | 0 | 0 | 0 | 0 | 0 | 0 | 0 | 0 | 0 | 0 | 0
[5 empty] | LABOR_M | PRODUCTION | 106571.7727 | 52256.7139 | 13218.9167 | 154.5492 | 3.8074 | 13377.2733 | 5530.9606 | 1575.1904 | 124.6535 | 26.3121 | 7257.1166 | 332.2465 | 3622.0695 | 24190.4915 | 3795.031 | 31939.8385 | 1501.2531 | 36.2408 | 1537.4939 | 26.174 | 141.9209 | 35.2415
[5 empty] | LABOR_M | BULKTRAN | 28675.611 | 14060.8828 | 3556.8566 | 41.5851 | 1.0245 | 3599.4661 | 1488.2334 | 423.8416 | 33.5409 | 7.0799 | 1952.6958 | 89.3986 | 974.6019 | 6509.0137 | 1021.1413 | 8594.1555 | 403.947 | 9.7514 | 413.6985 | 7.0427 | 38.1871 | 9.4825
[5 empty] | LABOR_M | SUBTRAN | 10997.3428 | 5222.658 | 1336.9234 | 15.5795 | 0.51076 | 1353.0136 | 582.6962 | 165.1639 | 16.9182 | 0 | 764.7783 | 32.6336 | 377.1753 | 3072.3737 | 0 | 3482.1826 | 158.1404 | 3.7836 | 161.924 | 2.5968 | 8.1574 | 2.0321
[5 empty] | LABOR_M | DISTPRI | 73224.8246 | 48657.7974 | 12250.1662 | 142.955 | 0 | 12393.1213 | 5282.611 | 1499.6191 | 0 | 0 | 6782.2301 | 301.2867 | 3484.8023 | 0 | 0 | 3786.089 | 1433.6116 | 34.3481 | 1467.9598 | 24.6649 | 90.4139 | 22.5482
[5 empty] | LABOR_M | DISTSEC | 29265.8697 | 21849.9499 | 4905.0242 | 0 | 0 | 4905.0242 | 1729.0727 | 0 | 0 | 0 | 1729.0727 | 76.5297 | 0 | 0 | 0 | 76.5297 | 481.2267 | 0 | 481.2267 | 7.847 | 173.274 | 42.9453
[5 empty] | LABOR_M | ENERGY | 76869.1811 | 27944.4441 | 9019.5208 | 103.2564 | 2.617 | 9125.3942 | 4364.7058 | 1218.3199 | 96.4553 | 19.7729 | 5699.2538 | 290.8403 | 3475.7766 | 24572.114 | 3937.9188 | 32276.6496 | 1183.9084 | 27.826 | 1211.7344 | 27.1838 | 467.7544 | 116.7668
[5 empty] | LABOR_M | CUSTOMER | 112807.398 | 88609.0092 | 20586.9965 | 185.5283 | 26.1733 | 20798.6981 | 355.2257 | 156.1719 | 74.8516 | 31.8894 | 618.1386 | 5.1683 | 97.1755 | 193.9908 | 47.8547 | 344.1892 | 119.2718 | 2.0014 | 121.2731 | 6.9798 | 1922.7102 | 386.3997
|  |  | Accrued SFAS 106 Post Retirement Expense | 438412 | LABOR_M | TOTAL | 438412 | 258601.4552 | 64874.4044 | 643.4535 | 34.1329 | 65551.9909 | 19333.5054 | 5038.3068 | 346.4195 | 85.0543 | 24803.286 | 1128.1037 | 12031.6011 | 58537.9836 | 8801.9457 | 80499.6341 | 5281.3591 | 113.9514 | 5395.3105 | 102.4892 | 2842.4179 | 615.4162
[5 empty] | LABOR_M | PRODUCTION | 0 | 0 | 0 | 0 | 0 | 0 | 0 | 0 | 0 | 0 | 0 | 0 | 0 | 0 | 0 | 0 | 0 | 0 | 0 | 0 | 0 | 0
[5 empty] | LABOR_M | BULKTRAN | 0 | 0 | 0 | 0 | 0 | 0 | 0 | 0 | 0 | 0 | 0 | 0 | 0 | 0 | 0 | 0 | 0 | 0 | 0 | 0 | 0 | 0
[5 empty] | LABOR_M | SUBTRAN | 0 | 0 | 0 | 0 | 0 | 0 | 0 | 0 | 0 | 0 | 0 | 0 | 0 | 0 | 0 | 0 | 0 | 0 | 0 | 0 | 0 | 0
[5 empty] | LABOR_M | DISTPRI | 0 | 0 | 0 | 0 | 0 | 0 | 0 | 0 | 0 | 0 | 0 | 0 | 0 | 0 | 0 | 0 | 0 | 0 | 0 | 0 | 0 | 0
[5 empty] | LABOR_M | DISTSEC | 0 | 0 | 0 | 0 | 0 | 0 | 0 | 0 | 0 | 0 | 0 | 0 | 0 | 0 | 0 | 0 | 0 | 0 | 0 | 0 | 0 | 0
[5 empty] | LABOR_M | ENERGY | 0 | 0 | 0 | 0 | 0 | 0 | 0 | 0 | 0 | 0 | 0 | 0 | 0 | 0 | 0 | 0 | 0 | 0 | 0 | 0 | 0 | 0
[5 empty] | LABOR_M | CUSTOMER | 0 | 0 | 0 | 0 | 0 | 0 | 0 | 0 | 0 | 0 | 0 | 0 | 0 | 0 | 0 | 0 | 0 | 0 | 0 | 0 | 0 | 0
|  |  | Accrued OPEB Costs SFAS 158 | 0 | LABOR_M | TOTAL | 0 | 0 | 0 | 0 | 0 | 0 | 0 | 0 | 0 | 0 | 0 | 0 | 0 | 0 | 0 | 0 | 0 | 0 | 0 | 0 | 0 | 0
[5 empty] | LABOR_M | PRODUCTION | 0 | 0 | 0 | 0 | 0 | 0 | 0 | 0 | 0 | 0 | 0 | 0 | 0 | 0 | 0 | 0 | 0 | 0 | 0 | 0 | 0 | 0
[5 empty] | LABOR_M | BULKTRAN | 0 | 0 | 0 | 0 | 0 | 0 | 0 | 0 | 0 | 0 | 0 | 0 | 0 | 0 | 0 | 0 | 0 | 0 | 0 | 0 | 0 | 0
[5 empty] | LABOR_M | SUBTRAN | 0 | 0 | 0 | 0 | 0 | 0 | 0 | 0 | 0 | 0 | 0 | 0 | 0 | 0 | 0 | 0 | 0 | 0 | 0 | 0 | 0 | 0
[5 empty] | LABOR_M | DISTPRI | 0 | 0 | 0 | 0 | 0 | 0 | 0 | 0 | 0 | 0 | 0 | 0 | 0 | 0 | 0 | 0 | 0 | 0 | 0 | 0 | 0 | 0
[5 empty] | LABOR_M | DISTSEC | 0 | 0 | 0 | 0 | 0 | 0 | 0 | 0 | 0 | 0 | 0 | 0 | 0 | 0 | 0 | 0 | 0 | 0 | 0 | 0 | 0 | 0
[5 empty] | LABOR_M | ENERGY | 0 | 0 | 0 | 0 | 0 | 0 | 0 | 0 | 0 | 0 | 0 | 0 | 0 | 0 | 0 | 0 | 0 | 0 | 0 | 0 | 0 | 0
[5 empty] | LABOR_M | CUSTOMER | 0 | 0 | 0 | 0 | 0 | 0 | 0 | 0 | 0 | 0 | 0 | 0 | 0 | 0 | 0 | 0 | 0 | 0 | 0 | 0 | 0 | 0
|  |  | Accrued SFAS 112 Post Employment Benefits | 0 | LABOR_M | TOTAL | 0 | 0 | 0 | 0 | 0 | 0 | 0 | 0 | 0 | 0 | 0 | 0 | 0 | 0 | 0 | 0 | 0 | 0 | 0 | 0 | 0 | 0
[5 empty] | RB_GUP | PRODUCTION | 0 | 0 | 0 | 0 | 0 | 0 | 0 | 0 | 0 | 0 | 0 | 0 | 0 | 0 | 0 | 0 | 0 | 0 | 0 | 0 | 0 | 0
[5 empty] | RB_GUP | BULKTRAN | 0 | 0 | 0 | 0 | 0 | 0 | 0 | 0 | 0 | 0 | 0 | 0 | 0 | 0 | 0 | 0 | 0 | 0 | 0 | 0 | 0 | 0
[5 empty] | RB_GUP | SUBTRAN | 0 | 0 | 0 | 0 | 0 | 0 | 0 | 0 | 0 | 0 | 0 | 0 | 0 | 0 | 0 | 0 | 0 | 0 | 0 | 0 | 0 | 0
[5 empty] | RB_GUP | DISTPRI | 0 | 0 | 0 | 0 | 0 | 0 | 0 | 0 | 0 | 0 | 0 | 0 | 0 | 0 | 0 | 0 | 0 | 0 | 0 | 0 | 0 | 0
[5 empty] | RB_GUP | DISTSEC | 0 | 0 | 0 | 0 | 0 | 0 | 0 | 0 | 0 | 0 | 0 | 0 | 0 | 0 | 0 | 0 | 0 | 0 | 0 | 0 | 0 | 0
[5 empty] | RB_GUP | ENERGY | 0 | 0 | 0 | 0 | 0 | 0 | 0 | 0 | 0 | 0 | 0 | 0 | 0 | 0 | 0 | 0 | 0 | 0 | 0 | 0 | 0 | 0
[5 empty] | RB_GUP | CUSTOMER | 0 | 0 | 0 | 0 | 0 | 0 | 0 | 0 | 0 | 0 | 0 | 0 | 0 | 0 | 0 | 0 | 0 | 0 | 0 | 0 | 0 | 0
|  |  | Accrued Book ARO Expense SFAS 143 | 0 | RB_GUP | TOTAL | 0 | 0 | 0 | 0 | 0 | 0 | 0 | 0 | 0 | 0 | 0 | 0 | 0 | 0 | 0 | 0 | 0 | 0 | 0 | 0 | 0 | 0
[5 empty] | LABOR_M | PRODUCTION | 0 | 0 | 0 | 0 | 0 | 0 | 0 | 0 | 0 | 0 | 0 | 0 | 0 | 0 | 0 | 0 | 0 | 0 | 0 | 0 | 0 | 0
[5 empty] | LABOR_M | BULKTRAN | 0 | 0 | 0 | 0 | 0 | 0 | 0 | 0 | 0 | 0 | 0 | 0 | 0 | 0 | 0 | 0 | 0 | 0 | 0 | 0 | 0 | 0
[5 empty] | LABOR_M | SUBTRAN | 0 | 0 | 0 | 0 | 0 | 0 | 0 | 0 | 0 | 0 | 0 | 0 | 0 | 0 | 0 | 0 | 0 | 0 | 0 | 0 | 0 | 0
[5 empty] | LABOR_M | DISTPRI | 0 | 0 | 0 | 0 | 0 | 0 | 0 | 0 | 0 | 0 | 0 | 0 | 0 | 0 | 0 | 0 | 0 | 0 | 0 | 0 | 0 | 0
[5 empty] | LABOR_M | DISTSEC | 0 | 0 | 0 | 0 | 0 | 0 | 0 | 0 | 0 | 0 | 0 | 0 | 0 | 0 | 0 | 0 | 0 | 0 | 0 | 0 | 0 | 0
[5 empty] | LABOR_M | ENERGY | 0 | 0 | 0 | 0 | 0 | 0 | 0 | 0 | 0 | 0 | 0 | 0 | 0 | 0 | 0 | 0 | 0 | 0 | 0 | 0 | 0 | 0
[5 empty] | LABOR_M | CUSTOMER | 0 | 0 | 0 | 0 | 0 | 0 | 0 | 0 | 0 | 0 | 0 | 0 | 0 | 0 | 0 | 0 | 0 | 0 | 0 | 0 | 0 | 0
|  |  | Medicare Subsidy (PPACA) Reg Asset | 0 | LABOR_M | TOTAL | 0 | 0 | 0 | 0 | 0 | 0 | 0 | 0 | 0 | 0 | 0 | 0 | 0 | 0 | 0 | 0 | 0 | 0 | 0 | 0 | 0 | 0
[5 empty] | RB_GUP | PRODUCTION | 0 | 0 | 0 | 0 | 0 | 0 | 0 | 0 | 0 | 0 | 0 | 0 | 0 | 0 | 0 | 0 | 0 | 0 | 0 | 0 | 0 | 0
[5 empty] | RB_GUP | BULKTRAN | 0 | 0 | 0 | 0 | 0 | 0 | 0 | 0 | 0 | 0 | 0 | 0 | 0 | 0 | 0 | 0 | 0 | 0 | 0 | 0 | 0 | 0
[5 empty] | RB_GUP | SUBTRAN | 0 | 0 | 0 | 0 | 0 | 0 | 0 | 0 | 0 | 0 | 0 | 0 | 0 | 0 | 0 | 0 | 0 | 0 | 0 | 0 | 0 | 0
[5 empty] | RB_GUP | DISTPRI | 0 | 0 | 0 | 0 | 0 | 0 | 0 | 0 | 0 | 0 | 0 | 0 | 0 | 0 | 0 | 0 | 0 | 0 | 0 | 0 | 0 | 0
[5 empty] | RB_GUP | DISTSEC | 0 | 0 | 0 | 0 | 0 | 0 | 0 | 0 | 0 | 0 | 0 | 0 | 0 | 0 | 0 | 0 | 0 | 0 | 0 | 0 | 0 | 0
[5 empty] | RB_GUP | ENERGY | 0 | 0 | 0 | 0 | 0 | 0 | 0 | 0 | 0 | 0 | 0 | 0 | 0 | 0 | 0 | 0 | 0 | 0 | 0 | 0 | 0 | 0
[5 empty] | RB_GUP | CUSTOMER | 0 | 0 | 0 | 0 | 0 | 0 | 0 | 0 | 0 | 0 | 0 | 0 | 0 | 0 | 0 | 0 | 0 | 0 | 0 | 0 | 0 | 0
|  |  | Book Operating Lease |  | RB_GUP | TOTAL | 0 | 0 | 0 | 0 | 0 | 0 | 0 | 0 | 0 | 0 | 0 | 0 | 0 | 0 | 0 | 0 | 0 | 0 | 0 | 0 | 0 | 0
[5 empty] | RSALE | PRODUCTION | 0 | 0 | 0 | 0 | 0 | 0 | 0 | 0 | 0 | 0 | 0 | 0 | 0 | 0 | 0 | 0 | 0 | 0 | 0 | 0 | 0 | 0
[5 empty] | RSALE | BULKTRAN | 0 | 0 | 0 | 0 | 0 | 0 | 0 | 0 | 0 | 0 | 0 | 0 | 0 | 0 | 0 | 0 | 0 | 0 | 0 | 0 | 0 | 0
[5 empty] | RSALE | SUBTRAN | 0 | 0 | 0 | 0 | 0 | 0 | 0 | 0 | 0 | 0 | 0 | 0 | 0 | 0 | 0 | 0 | 0 | 0 | 0 | 0 | 0 | 0
[5 empty] | RSALE | DISTPRI | 0 | 0 | 0 | 0 | 0 | 0 | 0 | 0 | 0 | 0 | 0 | 0 | 0 | 0 | 0 | 0 | 0 | 0 | 0 | 0 | 0 | 0
[5 empty] | RSALE | DISTSEC | 0 | 0 | 0 | 0 | 0 | 0 | 0 | 0 | 0 | 0 | 0 | 0 | 0 | 0 | 0 | 0 | 0 | 0 | 0 | 0 | 0 | 0
[5 empty] | RSALE | ENERGY | 0 | 0 | 0 | 0 | 0 | 0 | 0 | 0 | 0 | 0 | 0 | 0 | 0 | 0 | 0 | 0 | 0 | 0 | 0 | 0 | 0 | 0
[5 empty] | RSALE | CUSTOMER | 0 | 0 | 0 | 0 | 0 | 0 | 0 | 0 | 0 | 0 | 0 | 0 | 0 | 0 | 0 | 0 | 0 | 0 | 0 | 0 | 0 | 0
|  |  | Gross Receipts - Tax Expense | 0 | RSALE | TOTAL | 0 | 0 | 0 | 0 | 0 | 0 | 0 | 0 | 0 | 0 | 0 | 0 | 0 | 0 | 0 | 0 | 0 | 0 | 0 | 0 | 0 | 0
[5 empty] | RB_GUP | PRODUCTION | 0 | 0 | 0 | 0 | 0 | 0 | 0 | 0 | 0 | 0 | 0 | 0 | 0 | 0 | 0 | 0 | 0 | 0 | 0 | 0 | 0 | 0
[5 empty] | RB_GUP | BULKTRAN | 0 | 0 | 0 | 0 | 0 | 0 | 0 | 0 | 0 | 0 | 0 | 0 | 0 | 0 | 0 | 0 | 0 | 0 | 0 | 0 | 0 | 0
[5 empty] | RB_GUP | SUBTRAN | 0 | 0 | 0 | 0 | 0 | 0 | 0 | 0 | 0 | 0 | 0 | 0 | 0 | 0 | 0 | 0 | 0 | 0 | 0 | 0 | 0 | 0
[5 empty] | RB_GUP | DISTPRI | 0 | 0 | 0 | 0 | 0 | 0 | 0 | 0 | 0 | 0 | 0 | 0 | 0 | 0 | 0 | 0 | 0 | 0 | 0 | 0 | 0 | 0
[5 empty] | RB_GUP | DISTSEC | 0 | 0 | 0 | 0 | 0 | 0 | 0 | 0 | 0 | 0 | 0 | 0 | 0 | 0 | 0 | 0 | 0 | 0 | 0 | 0 | 0 | 0
[5 empty] | RB_GUP | ENERGY | 0 | 0 | 0 | 0 | 0 | 0 | 0 | 0 | 0 | 0 | 0 | 0 | 0 | 0 | 0 | 0 | 0 | 0 | 0 | 0 | 0 | 0
[5 empty] | RB_GUP | CUSTOMER | 0 | 0 | 0 | 0 | 0 | 0 | 0 | 0 | 0 | 0 | 0 | 0 | 0 | 0 | 0 | 0 | 0 | 0 | 0 | 0 | 0 | 0
|  |  | DSIT Entry - WV Pollution Control |  | RB_GUP | TOTAL | 0 | 0 | 0 | 0 | 0 | 0 | 0 | 0 | 0 | 0 | 0 | 0 | 0 | 0 | 0 | 0 | 0 | 0 | 0 | 0 | 0 | 0
[5 empty] | RSALE | PRODUCTION | 0 | 0 | 0 | 0 | 0 | 0 | 0 | 0 | 0 | 0 | 0 | 0 | 0 | 0 | 0 | 0 | 0 | 0 | 0 | 0 | 0 | 0
[5 empty] | RSALE | BULKTRAN | 0 | 0 | 0 | 0 | 0 | 0 | 0 | 0 | 0 | 0 | 0 | 0 | 0 | 0 | 0 | 0 | 0 | 0 | 0 | 0 | 0 | 0
[5 empty] | RSALE | SUBTRAN | 0 | 0 | 0 | 0 | 0 | 0 | 0 | 0 | 0 | 0 | 0 | 0 | 0 | 0 | 0 | 0 | 0 | 0 | 0 | 0 | 0 | 0
[5 empty] | RSALE | DISTPRI | 0 | 0 | 0 | 0 | 0 | 0 | 0 | 0 | 0 | 0 | 0 | 0 | 0 | 0 | 0 | 0 | 0 | 0 | 0 | 0 | 0 | 0
[5 empty] | RSALE | DISTSEC | 0 | 0 | 0 | 0 | 0 | 0 | 0 | 0 | 0 | 0 | 0 | 0 | 0 | 0 | 0 | 0 | 0 | 0 | 0 | 0 | 0 | 0
[5 empty] | RSALE | ENERGY | 0 | 0 | 0 | 0 | 0 | 0 | 0 | 0 | 0 | 0 | 0 | 0 | 0 | 0 | 0 | 0 | 0 | 0 | 0 | 0 | 0 | 0
[5 empty] | RSALE | CUSTOMER | 0 | 0 | 0 | 0 | 0 | 0 | 0 | 0 | 0 | 0 | 0 | 0 | 0 | 0 | 0 | 0 | 0 | 0 | 0 | 0 | 0 | 0
|  |  | Accrued Sales & Use Tax Reserve | 0 | RSALE | TOTAL | 0 | 0 | 0 | 0 | 0 | 0 | 0 | 0 | 0 | 0 | 0 | 0 | 0 | 0 | 0 | 0 | 0 | 0 | 0 | 0 | 0 | 0
[5 empty] | LABOR_M | PRODUCTION | 0 | 0 | 0 | 0 | 0 | 0 | 0 | 0 | 0 | 0 | 0 | 0 | 0 | 0 | 0 | 0 | 0 | 0 | 0 | 0 | 0 | 0
[5 empty] | LABOR_M | BULKTRAN | 0 | 0 | 0 | 0 | 0 | 0 | 0 | 0 | 0 | 0 | 0 | 0 | 0 | 0 | 0 | 0 | 0 | 0 | 0 | 0 | 0 | 0
[5 empty] | LABOR_M | SUBTRAN | 0 | 0 | 0 | 0 | 0 | 0 | 0 | 0 | 0 | 0 | 0 | 0 | 0 | 0 | 0 | 0 | 0 | 0 | 0 | 0 | 0 | 0
[5 empty] | LABOR_M | DISTPRI | 0 | 0 | 0 | 0 | 0 | 0 | 0 | 0 | 0 | 0 | 0 | 0 | 0 | 0 | 0 | 0 | 0 | 0 | 0 | 0 | 0 | 0
[5 empty] | LABOR_M | DISTSEC | 0 | 0 | 0 | 0 | 0 | 0 | 0 | 0 | 0 | 0 | 0 | 0 | 0 | 0 | 0 | 0 | 0 | 0 | 0 | 0 | 0 | 0
[5 empty] | LABOR_M | ENERGY | 0 | 0 | 0 | 0 | 0 | 0 | 0 | 0 | 0 | 0 | 0 | 0 | 0 | 0 | 0 | 0 | 0 | 0 | 0 | 0 | 0 | 0
[5 empty] | LABOR_M | CUSTOMER | 0 | 0 | 0 | 0 | 0 | 0 | 0 | 0 | 0 | 0 | 0 | 0 | 0 | 0 | 0 | 0 | 0 | 0 | 0 | 0 | 0 | 0
|  |  | Reg Asset - Accrued SFAS 112 | 0 | LABOR_M | TOTAL | 0 | 0 | 0 | 0 | 0 | 0 | 0 | 0 | 0 | 0 | 0 | 0 | 0 | 0 | 0 | 0 | 0 | 0 | 0 | 0 | 0 | 0
[5 empty] | RB_GUP | PRODUCTION | -120710.4955 | -59189.5365 | -14972.6512 | -175.0531 | -4.3125 | -15152.0168 | -6264.7451 | -1784.1687 | -141.1911 | -29.8029 | -8219.9078 | -376.3251 | -4102.6042 | -27399.8089 | -4298.5123 | -36177.2506 | -1700.4222 | -41.0488 | -1741.471 | -29.6465 | -160.7493 | -39.9169
[5 empty] | RB_GUP | BULKTRAN | -127839.0877 | -62684.9912 | -15856.8653 | -185.3909 | -4.5672 | -16046.8234 | -6634.7114 | -1889.5332 | -149.5291 | -31.563 | -8705.3367 | -398.5491 | -4344.8847 | -29017.9124 | -4552.3621 | -38313.7083 | -1800.8411 | -43.473 | -1844.3141 | -31.3973 | -170.2424 | -42.2742
[5 empty] | RB_GUP | SUBTRAN | -49007.3445 | -23273.6765 | -5957.7178 | -69.4266 | -2.2761 | -6029.4205 | -2596.6629 | -736.0182 | -75.3925 | 0 | -3408.0736 | -145.4248 | -1680.8023 | -13691.3871 | 0 | -15517.6142 | -704.7196 | -16.8609 | -721.5805 | -11.5722 | -36.3516 | -9.0556
[5 empty] | RB_GUP | DISTPRI | -102238.7012 | -67937.4793 | -17104.0503 | -199.5981 | 0 | -17303.6484 | -7375.7403 | -2093.8133 | 0 | 0 | -9469.5536 | -420.6656 | -4865.5857 | 0 | 0 | -5286.2513 | -2001.6516 | -47.9579 | -2049.6096 | -34.4379 | -126.2386 | -31.4824
[5 empty] | RB_GUP | DISTSEC | -45218.6708 | -33760.3393 | -7578.7488 | 0 | 0 | -7578.7488 | -2671.5888 | 0 | 0 | 0 | -2671.5888 | -118.246 | 0 | 0 | 0 | -118.246 | -743.543 | 0 | -743.543 | -12.1244 | -267.7256 | -66.3548
[5 empty] | RB_GUP | ENERGY | -5449.3218 | -1981.0055 | -639.4015 | -7.3199 | -0.18552 | -646.907 | -309.4177 | -86.3677 | -6.8378 | -1.4017 | -404.025 | -20.6179 | -246.4008 | -1741.9381 | -279.1624 | -2288.1192 | -83.9283 | -1.9726 | -85.9009 | -1.9271 | -33.1595 | -8.2777
[5 empty] | RB_GUP | CUSTOMER | -94743.3786 | -68695.4891 | -16748.5239 | -135.9043 | -19.2794 | -16903.7076 | -279.4819 | -113.9263 | -55.301 | -23.6865 | -472.3957 | -4.0256 | -70.9164 | -143.39 | -35.5314 | -253.8635 | -94.5885 | -1.4508 | -96.0392 | -5.6146 | -7217.2818 | -1098.9871
|  |  | Excess ADFIT 281 Protected | -545207 | RB_GUP | TOTAL | -545207 | -317522.5173 | -78857.9589 | -772.6929 | -30.6207 | -79661.2725 | -26132.3481 | -6703.8274 | -428.2515 | -86.4541 | -33350.8811 | -1483.8542 | -15311.1941 | -71994.4366 | -9165.5683 | -97955.0531 | -7129.6943 | -152.7639 | -7282.4582 | -126.72 | -8011.7489 | -1296.3488
[5 empty] | RB_GUP | PRODUCTION | -560840.0641 | -275003.9531 | -69565.3069 | -813.3242 | -20.0367 | -70398.6678 | -29106.9972 | -8289.5299 | -655.996 | -138.4692 | -38190.9923 | -1748.4662 | -19061.3485 | -127303.8483 | -19971.5683 | -168085.2313 | -7900.4306 | -190.7193 | -8091.1499 | -137.7424 | -746.8669 | -185.4604
[5 empty] | RB_GUP | BULKTRAN | -593960.6318 | -291244.3889 | -73673.5057 | -861.3553 | -21.2199 | -74556.081 | -30825.9191 | -8779.0704 | -694.736 | -146.6465 | -40446.3721 | -1851.7223 | -20187.0218 | -134821.8129 | -21150.9949 | -178011.5519 | -8366.9928 | -201.9823 | -8568.975 | -145.8768 | -790.9733 | -196.4128
[5 empty] | RB_GUP | SUBTRAN | -227695.8777 | -108133.1839 | -27680.4995 | -322.567 | -10.5751 | -28013.6416 | -12064.5065 | -3419.6571 | -350.2855 | 0 | -15834.4491 | -675.6665 | -7809.2733 | -63612.3513 | 0 | -72097.2911 | -3274.2387 | -78.3383 | -3352.577 | -53.7661 | -168.8953 | -42.0736
[5 empty] | RB_GUP | DISTPRI | -475017.1848 | -315648.28 | -79468.1244 | -927.3645 | 0 | -80395.4889 | -34268.8565 | -9728.188 | 0 | 0 | -43997.0445 | -1954.4788 | -22606.2812 | 0 | 0 | -24560.76 | -9299.9903 | -222.8201 | -9522.8103 | -160.0041 | -586.5246 | -146.2723
[5 empty] | RB_GUP | DISTSEC | -210093.1001 | -156855.8788 | -35212.0662 | 0 | 0 | -35212.0662 | -12412.6246 | 0 | 0 | 0 | -12412.6246 | -549.3897 | 0 | 0 | 0 | -549.3897 | -3454.6186 | 0 | -3454.6186 | -56.332 | -1243.8954 | -308.295
[5 empty] | RB_GUP | ENERGY | -25318.4112 | -9204.0648 | -2970.7606 | -34.0096 | -0.86197 | -3005.6322 | -1437.6037 | -401.2782 | -31.7695 | -6.5126 | -1877.1639 | -95.7941 | -1144.8169 | -8093.3201 | -1297.0328 | -10630.9639 | -389.944 | -9.1651 | -399.1091 | -8.9535 | -154.0643 | -38.4595
[5 empty] | RB_GUP | CUSTOMER | -440192.7301 | -319170.1134 | -77816.2926 | -631.4329 | -89.5751 | -78537.3007 | -1298.517 | -529.3194 | -256.9372 | -110.0513 | -2194.825 | -18.7037 | -329.489 | -666.2126 | -165.0847 | -1179.49 | -439.473 | -6.7404 | -446.2135 | -26.0861 | -33532.6332 | -5106.0682
|  |  | Excess ADFIT 282 Protected and Unprotected | -2533118 | RB_GUP | TOTAL | -2533118 | -1475259.8629 | -366386.556 | -3590.0536 | -142.2688 | -370118.8784 | -121415.0246 | -31147.043 | -1989.7242 | -401.6797 | -154953.4715 | -6894.2213 | -71138.2307 | -334497.5452 | -42584.6807 | -455114.6779 | -33125.688 | -709.7655 | -33835.4535 | -588.761 | -37223.853 | -6023.0418
[5 empty] | RB_GUP | PRODUCTION | -182395.3792 | -89436.2823 | -22623.9018 | -264.5078 | -6.5163 | -22894.9259 | -9466.1244 | -2695.9057 | -213.3418 | -45.0327 | -12420.4046 | -568.633 | -6199.0969 | -41401.5246 | -6495.1169 | -54664.3713 | -2569.3636 | -62.0254 | -2631.389 | -44.7963 | -242.8947 | -60.3151
[5 empty] | RB_GUP | BULKTRAN | -193166.7897 | -94717.9671 | -23959.9627 | -280.1284 | -6.9011 | -24246.9922 | -10025.149 | -2855.1132 | -225.9408 | -47.6921 | -13153.8951 | -602.2137 | -6565.1863 | -43846.5032 | -6878.6879 | -57892.5911 | -2721.0981 | -65.6883 | -2786.7864 | -47.4418 | -257.2389 | -63.877
[5 empty] | RB_GUP | SUBTRAN | -74050.8366 | -35166.8762 | -9002.2014 | -104.9047 | -3.4392 | -9110.5453 | -3923.5967 | -1112.1346 | -113.9192 | 0 | -5149.6506 | -219.739 | -2539.7176 | -20687.8925 | 0 | -23447.3491 | -1064.8419 | -25.4771 | -1090.319 | -17.4857 | -54.9278 | -13.6831
[5 empty] | RB_GUP | DISTPRI | -154484.2195 | -102654.5559 | -25844.478 | -301.5958 | 0 | -26146.0738 | -11144.8548 | -3163.7835 | 0 | 0 | -14308.6383 | -635.632 | -7351.9734 | 0 | 0 | -7987.6054 | -3024.5258 | -72.4651 | -3096.991 | -52.0362 | -190.7485 | -47.5704
[5 empty] | RB_GUP | DISTSEC | -68326.0935 | -51012.3818 | -11451.6037 | 0 | 0 | -11451.6037 | -4036.811 | 0 | 0 | 0 | -4036.811 | -178.6715 | 0 | 0 | 0 | -178.6715 | -1123.5047 | 0 | -1123.5047 | -18.3202 | -404.5374 | -100.2631
[5 empty] | RB_GUP | ENERGY | -8234.0074 | -2993.3291 | -966.1453 | -11.0605 | -0.28033 | -977.4862 | -467.5348 | -130.5029 | -10.332 | -2.118 | -610.4878 | -31.154 | -372.3153 | -2632.0947 | -421.8186 | -3457.3826 | -126.8169 | -2.9806 | -129.7975 | -2.9118 | -50.1045 | -12.5077
[5 empty] | RB_GUP | CUSTOMER | -143158.6741 | -103799.9202 | -25307.2723 | -205.3535 | -29.1315 | -25541.7572 | -422.3013 | -172.1443 | -83.5607 | -35.7907 | -713.797 | -6.0828 | -107.1558 | -216.6644 | -53.6885 | -383.5916 | -142.9246 | -2.1921 | -145.1167 | -8.4837 | -10905.4216 | -1660.5862
|  |  | Excess ADFIT 283 Unprotected | -823816 | RB_GUP | TOTAL | -823816 | -479781.3127 | -119155.5652 | -1167.5507 | -46.2684 | -120369.3843 | -39486.3721 | -10129.5843 | -647.0945 | -130.6335 | -50393.6844 | -2242.126 | -23135.4452 | -108784.6795 | -13849.3119 | -148011.5626 | -10773.0756 | -230.8286 | -11003.9042 | -191.4758 | -12105.8734 | -1958.8026
[5 empty] | RB_GUP | PRODUCTION | -3354.4777 | -1644.8444 | -416.0817 | -4.8646 | -0.11984 | -421.0661 | -174.0938 | -49.5811 | -3.9236 | -0.82821 | -228.4267 | -10.4579 | -114.0091 | -761.4255 | -119.4533 | -1005.3457 | -47.2538 | -1.1407 | -48.3945 | -0.82386 | -4.4671 | -1.1093
[5 empty] | RB_GUP | BULKTRAN | -3552.5773 | -1741.9811 | -440.6535 | -5.1519 | -0.12692 | -445.9323 | -184.3749 | -52.5091 | -4.1553 | -0.87712 | -241.9165 | -11.0755 | -120.7419 | -806.3917 | -126.5076 | -1064.7167 | -50.0444 | -1.2081 | -51.2525 | -0.87251 | -4.7309 | -1.1748
[5 empty] | RB_GUP | SUBTRAN | -1361.8869 | -646.7626 | -165.5617 | -1.9293 | -0.063251 | -167.5542 | -72.1598 | -20.4535 | -2.0951 | 0 | -94.7085 | -4.0413 | -46.7086 | -380.4761 | 0 | -431.2259 | -19.5838 | -0.46855 | -20.0523 | -0.32158 | -1.0102 | -0.25165
[5 empty] | RB_GUP | DISTPRI | -2841.1568 | -1887.9449 | -475.3121 | -5.5467 | 0 | -480.8588 | -204.9677 | -58.1859 | 0 | 0 | -263.1536 | -11.6901 | -135.2119 | 0 | 0 | -146.902 | -55.6248 | -1.3327 | -56.9575 | -0.95701 | -3.5081 | -0.87488
[5 empty] | RB_GUP | DISTSEC | -1256.6018 | -938.1811 | -210.6092 | 0 | 0 | -210.6092 | -74.242 | 0 | 0 | 0 | -74.242 | -3.286 | 0 | 0 | 0 | -3.286 | -20.6626 | 0 | -20.6626 | -0.33693 | -7.4399 | -1.844
[5 empty] | RB_GUP | ENERGY | -151.4336 | -55.051 | -17.7686 | -0.20342 | -0.0051556 | -17.9772 | -8.5985 | -2.4001 | -0.19002 | -0.038953 | -11.2276 | -0.57296 | -6.8473 | -48.4075 | -7.7578 | -63.5856 | -2.3323 | -0.054818 | -2.3871 | -0.053553 | -0.92148 | -0.23003
[5 empty] | RB_GUP | CUSTOMER | -2632.8659 | -1909.0095 | -465.4322 | -3.7767 | -0.53576 | -469.7447 | -7.7666 | -3.1659 | -1.5368 | -0.65824 | -13.1276 | -0.11187 | -1.9707 | -3.9847 | -0.9874 | -7.0547 | -2.6286 | -0.040316 | -2.6689 | -0.15603 | -200.5643 | -30.5402
|  |  | Restricted Stock Plan & PSI Stock Based Comp | -15151 | RB_GUP | TOTAL | -15151 | -8823.7746 | -2191.4189 | -21.4727 | -0.85093 | -2213.7426 | -726.2035 | -186.2956 | -11.9009 | -2.4025 | -926.8025 | -41.2355 | -425.4896 | -2000.6854 | -254.7061 | -2722.1166 | -198.1302 | -4.2452 | -202.3755 | -3.5215 | -222.6421 | -36.0248
[5 empty] | RB_GUP | PRODUCTION | 115.351 | 56.5615 | 14.3079 | 0.16728 | 0.004121 | 14.4793 | 5.9866 | 1.705 | 0.13492 | 0.02848 | 7.8549 | 0.35962 | 3.9205 | 26.1833 | 4.1077 | 34.571 | 1.6249 | 0.039226 | 1.6642 | 0.02833 | 0.15361 | 0.038145
[5 empty] | RB_GUP | BULKTRAN | 122.1631 | 59.9018 | 15.1528 | 0.17716 | 0.0043644 | 15.3344 | 6.3401 | 1.8056 | 0.14289 | 0.030162 | 8.3188 | 0.38085 | 4.152 | 27.7295 | 4.3502 | 36.6126 | 1.7209 | 0.041543 | 1.7624 | 0.030003 | 0.16268 | 0.040397
[5 empty] | RB_GUP | SUBTRAN | 46.8314 | 22.2403 | 5.6932 | 0.066344 | 0.002175 | 5.7617 | 2.4814 | 0.70334 | 0.072045 | 0 | 3.2568 | 0.13897 | 1.6062 | 13.0835 | 0 | 14.8286 | 0.67343 | 0.016112 | 0.68954 | 0.011058 | 0.034738 | 0.0086535
[5 empty] | RB_GUP | DISTPRI | 97.6993 | 64.9211 | 16.3446 | 0.19074 | 0 | 16.5354 | 7.0483 | 2.0008 | 0 | 0 | 9.0491 | 0.40199 | 4.6496 | 0 | 0 | 5.0515 | 1.9128 | 0.045829 | 1.9586 | 0.032909 | 0.12063 | 0.030085
[5 empty] | RB_GUP | DISTSEC | 43.211 | 32.2614 | 7.2423 | 0 | 0 | 7.2423 | 2.553 | 0 | 0 | 0 | 2.553 | 0.113 | 0 | 0 | 0 | 0.113 | 0.71053 | 0 | 0.71053 | 0.011586 | 0.25584 | 0.063409
[5 empty] | RB_GUP | ENERGY | 5.2074 | 1.893 | 0.61101 | 0.0069949 | 0.00017729 | 0.61818 | 0.29568 | 0.082533 | 0.0065342 | 0.0013395 | 0.38609 | 0.019702 | 0.23546 | 1.6646 | 0.26677 | 2.1865 | 0.080202 | 0.001885 | 0.082087 | 0.0018415 | 0.031687 | 0.0079102
[5 empty] | RB_GUP | CUSTOMER | 90.5368 | 65.6454 | 16.0049 | 0.12987 | 0.018423 | 16.1532 | 0.26707 | 0.10887 | 0.052846 | 0.022635 | 0.45142 | 0.0038469 | 0.067768 | 0.13702 | 0.033954 | 0.24259 | 0.090389 | 0.0013863 | 0.091775 | 0.0053653 | 6.8968 | 1.0502
|  |  | Capitalized Software Costs Tax | 521 | RB_GUP | TOTAL | 521 | 303.4246 | 75.3567 | 0.73839 | 0.029261 | 76.1243 | 24.9721 | 6.4062 | 0.40924 | 0.082616 | 31.8701 | 1.418 | 14.6314 | 68.7979 | 8.7586 | 93.6059 | 6.8131 | 0.14598 | 6.9591 | 0.12109 | 7.656 | 1.2388
[5 empty] | RB_GUP | PRODUCTION | 0 | 0 | 0 | 0 | 0 | 0 | 0 | 0 | 0 | 0 | 0 | 0 | 0 | 0 | 0 | 0 | 0 | 0 | 0 | 0 | 0 | 0
[5 empty] | RB_GUP | BULKTRAN | 0 | 0 | 0 | 0 | 0 | 0 | 0 | 0 | 0 | 0 | 0 | 0 | 0 | 0 | 0 | 0 | 0 | 0 | 0 | 0 | 0 | 0
[5 empty] | RB_GUP | SUBTRAN | 0 | 0 | 0 | 0 | 0 | 0 | 0 | 0 | 0 | 0 | 0 | 0 | 0 | 0 | 0 | 0 | 0 | 0 | 0 | 0 | 0 | 0
[5 empty] | RB_GUP | DISTPRI | 0 | 0 | 0 | 0 | 0 | 0 | 0 | 0 | 0 | 0 | 0 | 0 | 0 | 0 | 0 | 0 | 0 | 0 | 0 | 0 | 0 | 0
[5 empty] | RB_GUP | DISTSEC | 0 | 0 | 0 | 0 | 0 | 0 | 0 | 0 | 0 | 0 | 0 | 0 | 0 | 0 | 0 | 0 | 0 | 0 | 0 | 0 | 0 | 0
[5 empty] | RB_GUP | ENERGY | 0 | 0 | 0 | 0 | 0 | 0 | 0 | 0 | 0 | 0 | 0 | 0 | 0 | 0 | 0 | 0 | 0 | 0 | 0 | 0 | 0 | 0
[5 empty] | RB_GUP | CUSTOMER | 0 | 0 | 0 | 0 | 0 | 0 | 0 | 0 | 0 | 0 | 0 | 0 | 0 | 0 | 0 | 0 | 0 | 0 | 0 | 0 | 0 | 0
|  |  | Capitalized Software Costs Book |  | RB_GUP | TOTAL | 0 | 0 | 0 | 0 | 0 | 0 | 0 | 0 | 0 | 0 | 0 | 0 | 0 | 0 | 0 | 0 | 0 | 0 | 0 | 0 | 0 | 0
[5 empty] | PROD_ENERGY | PRODUCTION | 0 | 0 | 0 | 0 | 0 | 0 | 0 | 0 | 0 | 0 | 0 | 0 | 0 | 0 | 0 | 0 | 0 | 0 | 0 | 0 | 0 | 0
[5 empty] | PROD_ENERGY | BULKTRAN | 0 | 0 | 0 | 0 | 0 | 0 | 0 | 0 | 0 | 0 | 0 | 0 | 0 | 0 | 0 | 0 | 0 | 0 | 0 | 0 | 0 | 0
[5 empty] | PROD_ENERGY | SUBTRAN | 0 | 0 | 0 | 0 | 0 | 0 | 0 | 0 | 0 | 0 | 0 | 0 | 0 | 0 | 0 | 0 | 0 | 0 | 0 | 0 | 0 | 0
[5 empty] | PROD_ENERGY | DISTPRI | 0 | 0 | 0 | 0 | 0 | 0 | 0 | 0 | 0 | 0 | 0 | 0 | 0 | 0 | 0 | 0 | 0 | 0 | 0 | 0 | 0 | 0
[5 empty] | PROD_ENERGY | DISTSEC | 0 | 0 | 0 | 0 | 0 | 0 | 0 | 0 | 0 | 0 | 0 | 0 | 0 | 0 | 0 | 0 | 0 | 0 | 0 | 0 | 0 | 0
[5 empty] | PROD_ENERGY | ENERGY | 962552 | 349918.9162 | 112941.9837 | 1292.9714 | 32.7703 | 114267.7254 | 54654.6249 | 15255.7396 | 1207.8085 | 247.5952 | 71365.7682 | 3641.8871 | 43523.4984 | 307690.7688 | 49310.42 | 404166.5743 | 14824.841 | 348.4361 | 15173.2771 | 340.3939 | 5857.1968 | 1462.1481
[5 empty] | PROD_ENERGY | CUSTOMER | 0 | 0 | 0 | 0 | 0 | 0 | 0 | 0 | 0 | 0 | 0 | 0 | 0 | 0 | 0 | 0 | 0 | 0 | 0 | 0 | 0 | 0
|  |  | MTM Book Gain Above the Line Tax Deferral | 962552 | PROD_ENERGY | TOTAL | 962552 | 349918.9162 | 112941.9837 | 1292.9714 | 32.7703 | 114267.7254 | 54654.6249 | 15255.7396 | 1207.8085 | 247.5952 | 71365.7682 | 3641.8871 | 43523.4984 | 307690.7688 | 49310.42 | 404166.5743 | 14824.841 | 348.4361 | 15173.2771 | 340.3939 | 5857.1968 | 1462.1481
[5 empty] | PROD_ENERGY | PRODUCTION | 0 | 0 | 0 | 0 | 0 | 0 | 0 | 0 | 0 | 0 | 0 | 0 | 0 | 0 | 0 | 0 | 0 | 0 | 0 | 0 | 0 | 0
[5 empty] | PROD_ENERGY | BULKTRAN | 0 | 0 | 0 | 0 | 0 | 0 | 0 | 0 | 0 | 0 | 0 | 0 | 0 | 0 | 0 | 0 | 0 | 0 | 0 | 0 | 0 | 0
[5 empty] | PROD_ENERGY | SUBTRAN | 0 | 0 | 0 | 0 | 0 | 0 | 0 | 0 | 0 | 0 | 0 | 0 | 0 | 0 | 0 | 0 | 0 | 0 | 0 | 0 | 0 | 0
[5 empty] | PROD_ENERGY | DISTPRI | 0 | 0 | 0 | 0 | 0 | 0 | 0 | 0 | 0 | 0 | 0 | 0 | 0 | 0 | 0 | 0 | 0 | 0 | 0 | 0 | 0 | 0
[5 empty] | PROD_ENERGY | DISTSEC | 0 | 0 | 0 | 0 | 0 | 0 | 0 | 0 | 0 | 0 | 0 | 0 | 0 | 0 | 0 | 0 | 0 | 0 | 0 | 0 | 0 | 0
[5 empty] | PROD_ENERGY | ENERGY | 0 | 0 | 0 | 0 | 0 | 0 | 0 | 0 | 0 | 0 | 0 | 0 | 0 | 0 | 0 | 0 | 0 | 0 | 0 | 0 | 0 | 0
[5 empty] | PROD_ENERGY | CUSTOMER | 0 | 0 | 0 | 0 | 0 | 0 | 0 | 0 | 0 | 0 | 0 | 0 | 0 | 0 | 0 | 0 | 0 | 0 | 0 | 0 | 0 | 0
|  |  | Mark & Spread Deferral - 283 A/L | 0 | PROD_ENERGY | TOTAL | 0 | 0 | 0 | 0 | 0 | 0 | 0 | 0 | 0 | 0 | 0 | 0 | 0 | 0 | 0 | 0 | 0 | 0 | 0 | 0 | 0 | 0
[5 empty] | PROD_ENERGY | PRODUCTION | 0 | 0 | 0 | 0 | 0 | 0 | 0 | 0 | 0 | 0 | 0 | 0 | 0 | 0 | 0 | 0 | 0 | 0 | 0 | 0 | 0 | 0
[5 empty] | PROD_ENERGY | BULKTRAN | 0 | 0 | 0 | 0 | 0 | 0 | 0 | 0 | 0 | 0 | 0 | 0 | 0 | 0 | 0 | 0 | 0 | 0 | 0 | 0 | 0 | 0
[5 empty] | PROD_ENERGY | SUBTRAN | 0 | 0 | 0 | 0 | 0 | 0 | 0 | 0 | 0 | 0 | 0 | 0 | 0 | 0 | 0 | 0 | 0 | 0 | 0 | 0 | 0 | 0
[5 empty] | PROD_ENERGY | DISTPRI | 0 | 0 | 0 | 0 | 0 | 0 | 0 | 0 | 0 | 0 | 0 | 0 | 0 | 0 | 0 | 0 | 0 | 0 | 0 | 0 | 0 | 0
[5 empty] | PROD_ENERGY | DISTSEC | 0 | 0 | 0 | 0 | 0 | 0 | 0 | 0 | 0 | 0 | 0 | 0 | 0 | 0 | 0 | 0 | 0 | 0 | 0 | 0 | 0 | 0
[5 empty] | PROD_ENERGY | ENERGY | 0 | 0 | 0 | 0 | 0 | 0 | 0 | 0 | 0 | 0 | 0 | 0 | 0 | 0 | 0 | 0 | 0 | 0 | 0 | 0 | 0 | 0
[5 empty] | PROD_ENERGY | CUSTOMER | 0 | 0 | 0 | 0 | 0 | 0 | 0 | 0 | 0 | 0 | 0 | 0 | 0 | 0 | 0 | 0 | 0 | 0 | 0 | 0 | 0 | 0
|  |  | Prov for Trading Credit Risk - Above the Line | 0 | PROD_ENERGY | TOTAL | 0 | 0 | 0 | 0 | 0 | 0 | 0 | 0 | 0 | 0 | 0 | 0 | 0 | 0 | 0 | 0 | 0 | 0 | 0 | 0 | 0 | 0
[5 empty] | PROD_ENERGY | PRODUCTION | 0 | 0 | 0 | 0 | 0 | 0 | 0 | 0 | 0 | 0 | 0 | 0 | 0 | 0 | 0 | 0 | 0 | 0 | 0 | 0 | 0 | 0
[5 empty] | PROD_ENERGY | BULKTRAN | 0 | 0 | 0 | 0 | 0 | 0 | 0 | 0 | 0 | 0 | 0 | 0 | 0 | 0 | 0 | 0 | 0 | 0 | 0 | 0 | 0 | 0
[5 empty] | PROD_ENERGY | SUBTRAN | 0 | 0 | 0 | 0 | 0 | 0 | 0 | 0 | 0 | 0 | 0 | 0 | 0 | 0 | 0 | 0 | 0 | 0 | 0 | 0 | 0 | 0
[5 empty] | PROD_ENERGY | DISTPRI | 0 | 0 | 0 | 0 | 0 | 0 | 0 | 0 | 0 | 0 | 0 | 0 | 0 | 0 | 0 | 0 | 0 | 0 | 0 | 0 | 0 | 0
[5 empty] | PROD_ENERGY | DISTSEC | 0 | 0 | 0 | 0 | 0 | 0 | 0 | 0 | 0 | 0 | 0 | 0 | 0 | 0 | 0 | 0 | 0 | 0 | 0 | 0 | 0 | 0
[5 empty] | PROD_ENERGY | ENERGY | 0 | 0 | 0 | 0 | 0 | 0 | 0 | 0 | 0 | 0 | 0 | 0 | 0 | 0 | 0 | 0 | 0 | 0 | 0 | 0 | 0 | 0
[5 empty] | PROD_ENERGY | CUSTOMER | 0 | 0 | 0 | 0 | 0 | 0 | 0 | 0 | 0 | 0 | 0 | 0 | 0 | 0 | 0 | 0 | 0 | 0 | 0 | 0 | 0 | 0
|  |  | Reg Liability - Unrealized MTM Gain Deferral | 0 | PROD_ENERGY | TOTAL | 0 | 0 | 0 | 0 | 0 | 0 | 0 | 0 | 0 | 0 | 0 | 0 | 0 | 0 | 0 | 0 | 0 | 0 | 0 | 0 | 0 | 0
[5 empty] | PROD_ENERGY | PRODUCTION | 0 | 0 | 0 | 0 | 0 | 0 | 0 | 0 | 0 | 0 | 0 | 0 | 0 | 0 | 0 | 0 | 0 | 0 | 0 | 0 | 0 | 0
[5 empty] | PROD_ENERGY | BULKTRAN | 0 | 0 | 0 | 0 | 0 | 0 | 0 | 0 | 0 | 0 | 0 | 0 | 0 | 0 | 0 | 0 | 0 | 0 | 0 | 0 | 0 | 0
[5 empty] | PROD_ENERGY | SUBTRAN | 0 | 0 | 0 | 0 | 0 | 0 | 0 | 0 | 0 | 0 | 0 | 0 | 0 | 0 | 0 | 0 | 0 | 0 | 0 | 0 | 0 | 0
[5 empty] | PROD_ENERGY | DISTPRI | 0 | 0 | 0 | 0 | 0 | 0 | 0 | 0 | 0 | 0 | 0 | 0 | 0 | 0 | 0 | 0 | 0 | 0 | 0 | 0 | 0 | 0
[5 empty] | PROD_ENERGY | DISTSEC | 0 | 0 | 0 | 0 | 0 | 0 | 0 | 0 | 0 | 0 | 0 | 0 | 0 | 0 | 0 | 0 | 0 | 0 | 0 | 0 | 0 | 0
[5 empty] | PROD_ENERGY | ENERGY | -7651 | -2781.387 | -897.7376 | -10.2774 | -0.26048 | -908.2755 | -434.4311 | -121.2627 | -9.6005 | -1.9681 | -567.2623 | -28.9481 | -345.9536 | -2445.7298 | -391.9518 | -3212.5833 | -117.8376 | -2.7696 | -120.6072 | -2.7057 | -46.5569 | -11.6221
[5 empty] | PROD_ENERGY | CUSTOMER | 0 | 0 | 0 | 0 | 0 | 0 | 0 | 0 | 0 | 0 | 0 | 0 | 0 | 0 | 0 | 0 | 0 | 0 | 0 | 0 | 0 | 0
|  |  | Book > Tax Basis - EMA A/C 283 | -7651 | PROD_ENERGY | TOTAL | -7651 | -2781.387 | -897.7376 | -10.2774 | -0.26048 | -908.2755 | -434.4311 | -121.2627 | -9.6005 | -1.9681 | -567.2623 | -28.9481 | -345.9536 | -2445.7298 | -391.9518 | -3212.5833 | -117.8376 | -2.7696 | -120.6072 | -2.7057 | -46.5569 | -11.6221
[7 empty] | 468239.9014 | 229598.1192 | 58079.3965 | 679.0365 | 16.7284 | 58775.1614 | 24301.1482 | 6920.8477 | 547.6847 | 115.6066 | 31885.2871 | 1459.7773 | 15914.134 | 106284.7418 | 16674.0677 | 140332.7208 | 6595.9925 | 159.2297 | 6755.2222 | 114.9998 | 623.5519 | 154.8391
[7 empty] | 2117458.4276 | 1038280.7423 | 262644.6555 | 3070.7155 | 75.6486 | 265791.0196 | 109893.819 | 31297.2202 | 2476.7208 | 522.7921 | 144190.5521 | 6601.3551 | 71966.3511 | 480637.2151 | 75402.8971 | 634607.8183 | 29828.1711 | 720.063 | 30548.2341 | 520.0482 | 2819.805 | 700.208
[7 empty] | 814798.6481 | 386949.3507 | 99053.3241 | 1154.2904 | 37.8425 | 100245.457 | 43172.2511 | 12237.0771 | 1253.4796 | 0 | 56662.8078 | 2417.84 | 27945.1054 | 227633.712 | 0 | 257996.6573 | 11716.7042 | 280.33 | 11997.0341 | 192.3992 | 604.3836 | 150.5583
[7 empty] | 1752407.033 | 1164472.1149 | 293169.3937 | 3421.1818 | 0 | 296590.5755 | 126422.7634 | 35888.6911 | 0 | 0 | 162311.4545 | 7210.3547 | 83397.838 | 0 | 0 | 90608.1928 | 34309.0079 | 822.0155 | 35131.0234 | 590.2783 | 2163.7741 | 539.6195
[7 empty] | 771847.4532 | 576262.6686 | 129363.3329 | 0 | 0 | 129363.3329 | 45601.9386 | 0 | 0 | 0 | 45601.9386 | 2018.3672 | 0 | 0 | 0 | 2018.3672 | 12691.6998 | 0 | 12691.6998 | 206.9543 | 4569.8667 | 1132.6251
[7 empty] | 115809.3125 | 42100.4466 | 13588.5994 | 155.5637 | 3.9428 | 13748.1058 | 6575.7637 | 1835.4922 | 145.3173 | 29.7894 | 8586.3627 | 438.1732 | 5236.5238 | 37019.7729 | 5932.7765 | 48627.2462 | 1783.6487 | 41.922 | 1825.5708 | 40.9544 | 704.7078 | 175.9181
[7 empty] | 1670245.2241 | 1218081.1878 | 295930.1496 | 2420 | 343.1339 | 298693.2835 | 4949.9442 | 2029.3126 | 984.0149 | 421.2972 | 8384.5689 | 71.3513 | 1263.1551 | 2551.3577 | 631.994 | 4517.858 | 1674.2974 | 25.855 | 1700.1525 | 99.2805 | 120347.0009 | 18421.892
|  | Total Per Books DFIT |  | 7710806 |  |  | 7710806 | 4655744.6302 | 1151828.8516 | 10900.7879 | 477.2962 | 1163206.9357 | 360917.6283 | 90208.641 | 5407.2172 | 1089.4852 | 457622.9717 | 20217.2187 | 205723.1074 | 854126.7993 | 98641.7353 | 1178708.8606 | 98599.5217 | 2049.4151 | 100648.9368 | 1764.9148 | 131833.0901 | 21275.6602
DFIT Adjustments
[5 empty] | BULK_TRANS | PRODUCTION | 0 | 0 | 0 | 0 | 0 | 0 | 0 | 0 | 0 | 0 | 0 | 0 | 0 | 0 | 0 | 0 | 0 | 0 | 0 | 0 | 0 | 0
[5 empty] | BULK_TRANS | BULKTRAN | -121 | -59.3315 | -15.0086 | -0.17547 | -0.0043229 | -15.1884 | -6.2798 | -1.7884 | -0.14153 | -0.029874 | -8.2396 | -0.37723 | -4.1124 | -27.4655 | -4.3088 | -36.264 | -1.7045 | -0.041147 | -1.7456 | -0.029718 | -0.16113 | -0.040013
[5 empty] | BULK_TRANS | SUBTRAN | 0 | 0 | 0 | 0 | 0 | 0 | 0 | 0 | 0 | 0 | 0 | 0 | 0 | 0 | 0 | 0 | 0 | 0 | 0 | 0 | 0 | 0
[5 empty] | BULK_TRANS | DISTPRI | 0 | 0 | 0 | 0 | 0 | 0 | 0 | 0 | 0 | 0 | 0 | 0 | 0 | 0 | 0 | 0 | 0 | 0 | 0 | 0 | 0 | 0
[5 empty] | BULK_TRANS | DISTSEC | 0 | 0 | 0 | 0 | 0 | 0 | 0 | 0 | 0 | 0 | 0 | 0 | 0 | 0 | 0 | 0 | 0 | 0 | 0 | 0 | 0 | 0
[5 empty] | BULK_TRANS | ENERGY | 0 | 0 | 0 | 0 | 0 | 0 | 0 | 0 | 0 | 0 | 0 | 0 | 0 | 0 | 0 | 0 | 0 | 0 | 0 | 0 | 0 | 0
[5 empty] | BULK_TRANS | CUSTOMER | 0 | 0 | 0 | 0 | 0 | 0 | 0 | 0 | 0 | 0 | 0 | 0 | 0 | 0 | 0 | 0 | 0 | 0 | 0 | 0 | 0 | 0
|  |  | Wholesale Load Adjustments - BULK TRANS | -121 | BULK_TRANS | TOTAL | -121 | -59.3315 | -15.0086 | -0.17547 | -0.0043229 | -15.1884 | -6.2798 | -1.7884 | -0.14153 | -0.029874 | -8.2396 | -0.37723 | -4.1124 | -27.4655 | -4.3088 | -36.264 | -1.7045 | -0.041147 | -1.7456 | -0.029718 | -0.16113 | -0.040013
[5 empty] | PROD_ENERGY | PRODUCTION | 0 | 0 | 0 | 0 | 0 | 0 | 0 | 0 | 0 | 0 | 0 | 0 | 0 | 0 | 0 | 0 | 0 | 0 | 0 | 0 | 0 | 0
[5 empty] | PROD_ENERGY | BULKTRAN | 0 | 0 | 0 | 0 | 0 | 0 | 0 | 0 | 0 | 0 | 0 | 0 | 0 | 0 | 0 | 0 | 0 | 0 | 0 | 0 | 0 | 0
[5 empty] | PROD_ENERGY | SUBTRAN | 0 | 0 | 0 | 0 | 0 | 0 | 0 | 0 | 0 | 0 | 0 | 0 | 0 | 0 | 0 | 0 | 0 | 0 | 0 | 0 | 0 | 0
[5 empty] | PROD_ENERGY | DISTPRI | 0 | 0 | 0 | 0 | 0 | 0 | 0 | 0 | 0 | 0 | 0 | 0 | 0 | 0 | 0 | 0 | 0 | 0 | 0 | 0 | 0 | 0
[5 empty] | PROD_ENERGY | DISTSEC | 0 | 0 | 0 | 0 | 0 | 0 | 0 | 0 | 0 | 0 | 0 | 0 | 0 | 0 | 0 | 0 | 0 | 0 | 0 | 0 | 0 | 0
[5 empty] | PROD_ENERGY | ENERGY | 13558 | 4928.7734 | 1590.8412 | 18.2121 | 0.46158 | 1609.5149 | 769.8362 | 214.8843 | 17.0126 | 3.4875 | 1005.2206 | 51.2977 | 613.0491 | 4333.9699 | 694.5606 | 5692.8773 | 208.8149 | 4.9079 | 213.7228 | 4.7946 | 82.5014 | 20.595
[5 empty] | PROD_ENERGY | CUSTOMER | 0 | 0 | 0 | 0 | 0 | 0 | 0 | 0 | 0 | 0 | 0 | 0 | 0 | 0 | 0 | 0 | 0 | 0 | 0 | 0 | 0 | 0
|  |  | Wholesale Load Adj - PROD ENERGY | 13558 | PROD_ENERGY | TOTAL | 13558 | 4928.7734 | 1590.8412 | 18.2121 | 0.46158 | 1609.5149 | 769.8362 | 214.8843 | 17.0126 | 3.4875 | 1005.2206 | 51.2977 | 613.0491 | 4333.9699 | 694.5606 | 5692.8773 | 208.8149 | 4.9079 | 213.7228 | 4.7946 | 82.5014 | 20.595
[5 empty] | LABOR_M | PRODUCTION | -253463.9595 | -124284.2573 | -31439.0844 | -367.5707 | -9.0553 | -31815.7105 | -13154.5074 | -3746.3391 | -296.4684 | -62.5792 | -17259.8941 | -790.1953 | -8614.5145 | -57533.2247 | -9025.8758 | -75963.8103 | -3570.491 | -86.193 | -3656.684 | -62.2508 | -337.5362 | -83.8163
[5 empty] | LABOR_M | BULKTRAN | -68200.366 | -33441.5664 | -8459.416 | -98.9034 | -2.4365 | -8560.7559 | -3539.5258 | -1008.0396 | -79.7717 | -16.8384 | -4644.1754 | -212.6204 | -2317.9352 | -15480.6506 | -2428.6216 | -20439.8277 | -960.7236 | -23.1922 | -983.9158 | -16.75 | -90.822 | -22.5527
[5 empty] | LABOR_M | SUBTRAN | -26155.4254 | -12421.2588 | -3179.659 | -37.0533 | -1.2148 | -3217.927 | -1385.8499 | -392.816 | -40.2373 | 0 | -1818.9032 | -77.6138 | -897.0512 | -7307.1508 | 0 | -8281.8158 | -376.1118 | -8.9987 | -385.1105 | -6.1761 | -19.401 | -4.833
[5 empty] | LABOR_M | DISTPRI | -174153.5634 | -115724.8085 | -29135.066 | -339.9958 | 0 | -29475.0618 | -12563.8475 | -3566.6049 | 0 | 0 | -16130.4524 | -716.5624 | -8288.0463 | 0 | 0 | -9004.6087 | -3409.6165 | -81.6916 | -3491.3081 | -58.6616 | -215.0351 | -53.6272
[5 empty] | LABOR_M | DISTSEC | -69604.2022 | -51966.62 | -11665.8176 | 0 | 0 | -11665.8176 | -4112.3237 | 0 | 0 | 0 | -4112.3237 | -182.0137 | 0 | 0 | 0 | -182.0137 | -1144.521 | 0 | -1144.521 | -18.6629 | -412.1047 | -102.1387
[5 empty] | LABOR_M | ENERGY | -182821.084 | -66461.4022 | -21451.4913 | -245.5789 | -6.2242 | -21703.2944 | -10380.7563 | -2897.5794 | -229.4036 | -47.0267 | -13554.766 | -691.7172 | -8266.58 | -58440.8529 | -9365.7116 | -76764.8618 | -2815.7372 | -66.1798 | -2881.917 | -64.6523 | -1112.4792 | -277.7112
[5 empty] | LABOR_M | CUSTOMER | -268294.3995 | -210742.3922 | -48962.8868 | -441.2495 | -62.2489 | -49466.3853 | -844.8476 | -371.4299 | -178.0226 | -75.8439 | -1470.144 | -12.2919 | -231.1164 | -461.3761 | -113.8147 | -818.5992 | -283.6689 | -4.7599 | -288.4288 | -16.6004 | -4572.8595 | -918.9902
|  |  | Adj 26 - Pension & OPEB Expense Adjustment | -1042693 | LABOR_M | TOTAL | -1042693 | -615042.3053 | -154293.4211 | -1530.3516 | -81.1797 | -155904.9524 | -45981.6582 | -11982.8089 | -823.9035 | -202.2882 | -58990.6587 | -2683.0147 | -28615.2437 | -139223.2552 | -20934.0237 | -191455.5373 | -12560.8701 | -271.0152 | -12831.8853 | -243.7541 | -6760.2376 | -1463.6692
[5 empty] | REV_RENT | PRODUCTION | 5.745 | 2.817 | 0.7126 | 0.0083313 | 0.00020525 | 0.72113 | 0.29816 | 0.084914 | 0.0067197 | 0.0014184 | 0.39121 | 0.017911 | 0.19526 | 1.304 | 0.20458 | 1.7218 | 0.080929 | 0.0019536 | 0.082882 | 0.001411 | 0.0076506 | 0.0018998
[5 empty] | REV_RENT | BULKTRAN | 1.02 | 0.50015 | 0.12652 | 0.0014792 | 3.6441e-05 | 0.12804 | 0.052937 | 0.015076 | 0.0011931 | 0.00025184 | 0.069459 | 0.00318 | 0.034667 | 0.23153 | 0.036323 | 0.3057 | 0.014369 | 0.00034686 | 0.014715 | 0.00025051 | 0.0013583 | 0.0003373
[5 empty] | REV_RENT | SUBTRAN | 0.39118 | 0.18577 | 0.047555 | 0.00055417 | 1.8168e-05 | 0.048127 | 0.020727 | 0.005875 | 0.00060179 | 0 | 0.027204 | 0.0011608 | 0.013416 | 0.10929 | 0 | 0.12386 | 0.0056251 | 0.00013459 | 0.0057597 | 9.237e-05 | 0.00029016 | 7.2282e-05
[5 empty] | REV_RENT | DISTPRI | 5.9683 | 3.9659 | 0.99847 | 0.011652 | 0 | 1.0101 | 0.43057 | 0.12223 | 0 | 0 | 0.5528 | 0.024557 | 0.28403 | 0 | 0 | 0.30859 | 0.11685 | 0.0027996 | 0.11965 | 0.0020104 | 0.0073693 | 0.0018378
[5 empty] | REV_RENT | DISTSEC | 2.556 | 1.9083 | 0.4284 | 0 | 0 | 0.4284 | 0.15101 | 0 | 0 | 0 | 0.15101 | 0.006684 | 0 | 0 | 0 | 0.006684 | 0.04203 | 0 | 0.04203 | 0.00068535 | 0.015133 | 0.0037508
[5 empty] | REV_RENT | ENERGY | 0.0057746 | 0.0020992 | 0.00067756 | 7.7568e-06 | 1.966e-07 | 0.00068552 | 0.00032789 | 9.1523e-05 | 7.2459e-06 | 1.4854e-06 | 0.00042814 | 2.1848e-05 | 0.00026111 | 0.0018459 | 0.00029582 | 0.0024247 | 8.8938e-05 | 2.0903e-06 | 9.1028e-05 | 2.0421e-06 | 3.5139e-05 | 8.7718e-06
[5 empty] | REV_RENT | CUSTOMER | 6.3137 | 4.9974 | 1.188 | 0.0037254 | 0.00020303 | 1.1919 | 0.014895 | 0.0031657 | 0.00058253 | 0.00024964 | 0.018893 | 0.00020654 | 0.0018608 | 0.0015105 | 0.00037446 | 0.0039523 | 0.0051666 | 4.8039e-05 | 0.0052147 | 0.00032189 | 0.081854 | 0.014132
|  |  | Wholesale Load Adj - REV RENT | 22 | REV_RENT | TOTAL | 22 | 14.3767 | 3.5022 | 0.02575 | 0.00046308 | 3.5284 | 0.96863 | 0.23135 | 0.0091044 | 0.0019214 | 1.211 | 0.05372 | 0.5295 | 1.6482 | 0.24157 | 2.473 | 0.26506 | 0.0052848 | 0.27034 | 0.0047735 | 0.11369 | 0.022039
[5 empty] | FUELREV | PRODUCTION | 0 | 0 | 0 | 0 | 0 | 0 | 0 | 0 | 0 | 0 | 0 | 0 | 0 | 0 | 0 | 0 | 0 | 0 | 0 | 0 | 0 | 0
[5 empty] | FUELREV | BULKTRAN | 0 | 0 | 0 | 0 | 0 | 0 | 0 | 0 | 0 | 0 | 0 | 0 | 0 | 0 | 0 | 0 | 0 | 0 | 0 | 0 | 0 | 0
[5 empty] | FUELREV | SUBTRAN | 0 | 0 | 0 | 0 | 0 | 0 | 0 | 0 | 0 | 0 | 0 | 0 | 0 | 0 | 0 | 0 | 0 | 0 | 0 | 0 | 0 | 0
[5 empty] | FUELREV | DISTPRI | 0 | 0 | 0 | 0 | 0 | 0 | 0 | 0 | 0 | 0 | 0 | 0 | 0 | 0 | 0 | 0 | 0 | 0 | 0 | 0 | 0 | 0
[5 empty] | FUELREV | DISTSEC | 0 | 0 | 0 | 0 | 0 | 0 | 0 | 0 | 0 | 0 | 0 | 0 | 0 | 0 | 0 | 0 | 0 | 0 | 0 | 0 | 0 | 0
[5 empty] | FUELREV | ENERGY | -20563 | -7475.3184 | -2412.7798 | -27.6218 | -0.70007 | -2441.1016 | -1167.5868 | -325.9084 | -25.8024 | -5.2894 | -1524.587 | -77.8016 | -929.7926 | -6573.1984 | -1053.4186 | -8634.2112 | -316.7031 | -7.4436 | -324.1467 | -7.2718 | -125.1273 | -31.2359
[5 empty] | FUELREV | CUSTOMER | 0 | 0 | 0 | 0 | 0 | 0 | 0 | 0 | 0 | 0 | 0 | 0 | 0 | 0 | 0 | 0 | 0 | 0 | 0 | 0 | 0 | 0
|  |  | Wholesale Load Adj - FUEL REV | -20563 | FUELREV | TOTAL | -20563 | -7475.3184 | -2412.7798 | -27.6218 | -0.70007 | -2441.1016 | -1167.5868 | -325.9084 | -25.8024 | -5.2894 | -1524.587 | -77.8016 | -929.7926 | -6573.1984 | -1053.4186 | -8634.2112 | -316.7031 | -7.4436 | -324.1467 | -7.2718 | -125.1273 | -31.2359
[5 empty] | TDPLANT | PRODUCTION | 0.78961 | 0.38718 | 0.097941 | 0.0011451 | 2.821e-05 | 0.099115 | 0.04098 | 0.011671 | 0.00092358 | 0.00019495 | 0.053769 | 0.0024617 | 0.026837 | 0.17923 | 0.028118 | 0.23665 | 0.011123 | 0.00026851 | 0.011392 | 0.00019393 | 0.0010515 | 0.00026111
[5 empty] | TDPLANT | BULKTRAN | 41.7787 | 20.4859 | 5.1821 | 0.060587 | 0.0014926 | 5.2442 | 2.1683 | 0.61751 | 0.048867 | 0.010315 | 2.845 | 0.13025 | 1.4199 | 9.4833 | 1.4877 | 12.5212 | 0.58853 | 0.014207 | 0.60273 | 0.010261 | 0.055636 | 0.013816
[5 empty] | TDPLANT | SUBTRAN | 16.0157 | 7.6059 | 1.947 | 0.022689 | 0.00074383 | 1.9704 | 0.8486 | 0.24053 | 0.024638 | 0 | 1.1138 | 0.047525 | 0.54929 | 4.4744 | 0 | 5.0712 | 0.2303 | 0.0055102 | 0.23581 | 0.0037818 | 0.01188 | 0.0029594
[5 empty] | TDPLANT | DISTPRI | 32.2851 | 21.4534 | 5.4011 | 0.063029 | 0 | 5.4642 | 2.3291 | 0.66119 | 0 | 0 | 2.9903 | 0.13284 | 1.5365 | 0 | 0 | 1.6693 | 0.63208 | 0.015144 | 0.64723 | 0.010875 | 0.039864 | 0.0099416
[5 empty] | TDPLANT | DISTSEC | 14.3616 | 10.7224 | 2.407 | 0 | 0 | 2.407 | 0.84851 | 0 | 0 | 0 | 0.84851 | 0.037555 | 0 | 0 | 0 | 0.037555 | 0.23615 | 0 | 0.23615 | 0.0038508 | 0.085031 | 0.021075
[5 empty] | TDPLANT | ENERGY | 0 | 0 | 0 | 0 | 0 | 0 | 0 | 0 | 0 | 0 | 0 | 0 | 0 | 0 | 0 | 0 | 0 | 0 | 0 | 0 | 0 | 0
[5 empty] | TDPLANT | CUSTOMER | 28.7693 | 20.6581 | 5.0638 | 0.041185 | 0.0058756 | 5.1108 | 0.084667 | 0.034505 | 0.016859 | 0.0072251 | 0.14326 | 0.001219 | 0.02149 | 0.043716 | 0.010838 | 0.077262 | 0.028666 | 0.00043839 | 0.029105 | 0.0017026 | 2.3878 | 0.3612
|  |  | Wholesale Load Adj - TDPLANT | 134 | TDPLANT | TOTAL | 134 | 81.3129 | 20.099 | 0.18864 | 0.0081403 | 20.2958 | 6.3201 | 1.5654 | 0.091288 | 0.017735 | 7.9946 | 0.35185 | 3.554 | 14.1806 | 1.5267 | 19.6131 | 1.7269 | 0.035569 | 1.7624 | 0.030665 | 2.5813 | 0.40925
[5 empty] | PROD_DEMAND | PRODUCTION | 81 | 39.7178 | 10.0471 | 0.11747 | 0.0028938 | 10.1674 | 4.2038 | 1.1972 | 0.094743 | 0.019999 | 5.5158 | 0.25252 | 2.753 | 18.386 | 2.8844 | 24.2759 | 1.141 | 0.027545 | 1.1686 | 0.019894 | 0.10787 | 0.026785
[5 empty] | PROD_DEMAND | BULKTRAN | 0 | 0 | 0 | 0 | 0 | 0 | 0 | 0 | 0 | 0 | 0 | 0 | 0 | 0 | 0 | 0 | 0 | 0 | 0 | 0 | 0 | 0
[5 empty] | PROD_DEMAND | SUBTRAN | 0 | 0 | 0 | 0 | 0 | 0 | 0 | 0 | 0 | 0 | 0 | 0 | 0 | 0 | 0 | 0 | 0 | 0 | 0 | 0 | 0 | 0
[5 empty] | PROD_DEMAND | DISTPRI | 0 | 0 | 0 | 0 | 0 | 0 | 0 | 0 | 0 | 0 | 0 | 0 | 0 | 0 | 0 | 0 | 0 | 0 | 0 | 0 | 0 | 0
[5 empty] | PROD_DEMAND | DISTSEC | 0 | 0 | 0 | 0 | 0 | 0 | 0 | 0 | 0 | 0 | 0 | 0 | 0 | 0 | 0 | 0 | 0 | 0 | 0 | 0 | 0 | 0
[5 empty] | PROD_DEMAND | ENERGY | 0 | 0 | 0 | 0 | 0 | 0 | 0 | 0 | 0 | 0 | 0 | 0 | 0 | 0 | 0 | 0 | 0 | 0 | 0 | 0 | 0 | 0
[5 empty] | PROD_DEMAND | CUSTOMER | 0 | 0 | 0 | 0 | 0 | 0 | 0 | 0 | 0 | 0 | 0 | 0 | 0 | 0 | 0 | 0 | 0 | 0 | 0 | 0 | 0 | 0
|  |  | Wholesale Load Adjustments | 81 | PROD_DEMAND | TOTAL | 81 | 39.7178 | 10.0471 | 0.11747 | 0.0028938 | 10.1674 | 4.2038 | 1.1972 | 0.094743 | 0.019999 | 5.5158 | 0.25252 | 2.753 | 18.386 | 2.8844 | 24.2759 | 1.141 | 0.027545 | 1.1686 | 0.019894 | 0.10787 | 0.026785
[5 empty] | TRANS_TOTAL | PRODUCTION | 0 | 0 | 0 | 0 | 0 | 0 | 0 | 0 | 0 | 0 | 0 | 0 | 0 | 0 | 0 | 0 | 0 | 0 | 0 | 0 | 0 | 0
[5 empty] | TRANS_TOTAL | BULKTRAN | 0 | 0 | 0 | 0 | 0 | 0 | 0 | 0 | 0 | 0 | 0 | 0 | 0 | 0 | 0 | 0 | 0 | 0 | 0 | 0 | 0 | 0
[5 empty] | TRANS_TOTAL | SUBTRAN | 0 | 0 | 0 | 0 | 0 | 0 | 0 | 0 | 0 | 0 | 0 | 0 | 0 | 0 | 0 | 0 | 0 | 0 | 0 | 0 | 0 | 0
[5 empty] | TRANS_TOTAL | DISTPRI | 0 | 0 | 0 | 0 | 0 | 0 | 0 | 0 | 0 | 0 | 0 | 0 | 0 | 0 | 0 | 0 | 0 | 0 | 0 | 0 | 0 | 0
[5 empty] | TRANS_TOTAL | DISTSEC | 0 | 0 | 0 | 0 | 0 | 0 | 0 | 0 | 0 | 0 | 0 | 0 | 0 | 0 | 0 | 0 | 0 | 0 | 0 | 0 | 0 | 0
[5 empty] | TRANS_TOTAL | ENERGY | 0 | 0 | 0 | 0 | 0 | 0 | 0 | 0 | 0 | 0 | 0 | 0 | 0 | 0 | 0 | 0 | 0 | 0 | 0 | 0 | 0 | 0
[5 empty] | TRANS_TOTAL | CUSTOMER | 0 | 0 | 0 | 0 | 0 | 0 | 0 | 0 | 0 | 0 | 0 | 0 | 0 | 0 | 0 | 0 | 0 | 0 | 0 | 0 | 0 | 0
|  |  | Adj 41 - KPCO AFUDC Offset |  | TRANS_TOTAL | TOTAL | 0 | 0 | 0 | 0 | 0 | 0 | 0 | 0 | 0 | 0 | 0 | 0 | 0 | 0 | 0 | 0 | 0 | 0 | 0 | 0 | 0 | 0
[5 empty] | RB_GUP | PRODUCTION | -3678.8332 | -1803.8898 | -456.314 | -5.335 | -0.13143 | -461.7804 | -190.9275 | -54.3752 | -4.303 | -0.90829 | -250.514 | -11.4691 | -125.033 | -835.0502 | -131.0036 | -1102.5559 | -51.8229 | -1.251 | -53.0739 | -0.90352 | -4.8991 | -1.2165
[5 empty] | RB_GUP | BULKTRAN | -3896.0877 | -1910.419 | -483.2617 | -5.6501 | -0.13919 | -489.051 | -202.2028 | -57.5864 | -4.5571 | -0.96193 | -265.3082 | -12.1464 | -132.4169 | -884.3643 | -138.7401 | -1167.6677 | -54.8833 | -1.3249 | -56.2082 | -0.95688 | -5.1884 | -1.2884
[5 empty] | RB_GUP | SUBTRAN | -1493.5722 | -709.3002 | -181.5704 | -2.1159 | -0.069367 | -183.7556 | -79.1372 | -22.4313 | -2.2977 | 0 | -103.8661 | -4.432 | -51.225 | -417.2655 | 0 | -472.9225 | -21.4774 | -0.51386 | -21.9912 | -0.35268 | -1.1079 | -0.27598
[5 empty] | RB_GUP | DISTPRI | -3115.8776 | -2070.4964 | -521.2716 | -6.0831 | 0 | -527.3546 | -224.7867 | -63.8121 | 0 | 0 | -288.5988 | -12.8204 | -148.286 | 0 | 0 | -161.1064 | -61.0033 | -1.4616 | -62.4649 | -1.0495 | -3.8473 | -0.95947
[5 empty] | RB_GUP | DISTSEC | -1378.1067 | -1028.8969 | -230.9737 | 0 | 0 | -230.9737 | -81.4207 | 0 | 0 | 0 | -81.4207 | -3.6037 | 0 | 0 | 0 | -3.6037 | -22.6606 | 0 | -22.6606 | -0.36951 | -8.1593 | -2.0223
[5 empty] | RB_GUP | ENERGY | -166.0762 | -60.3741 | -19.4867 | -0.22309 | -0.0056541 | -19.7155 | -9.43 | -2.6322 | -0.20839 | -0.042719 | -12.3133 | -0.62836 | -7.5094 | -53.0882 | -8.5079 | -69.7339 | -2.5578 | -0.060118 | -2.618 | -0.058731 | -1.0106 | -0.25228
[5 empty] | RB_GUP | CUSTOMER | -2887.4464 | -2093.5979 | -510.4364 | -4.1419 | -0.58757 | -515.1658 | -8.5176 | -3.4721 | -1.6854 | -0.72188 | -14.397 | -0.12269 | -2.1613 | -4.37 | -1.0829 | -7.7369 | -2.8827 | -0.044214 | -2.9269 | -0.17111 | -219.9575 | -33.4933
|  |  | Adj 18 - Remaining Wholesale Load Adjustments - RB_GUP | -16616 | RB_GUP | TOTAL | -16616 | -9676.9743 | -2403.3144 | -23.549 | -0.93321 | -2427.7966 | -796.4225 | -204.3092 | -13.0516 | -2.6348 | -1016.4181 | -45.2227 | -466.6316 | -2194.1383 | -279.3344 | -2985.327 | -217.2881 | -4.6557 | -221.9438 | -3.862 | -244.17 | -39.5082
[5 empty] | RB_GUP-Land_P | PRODUCTION | 1926027.8645 | 944414.1215 | 238900.0503 | 2793.105 | 68.8096 | 241761.9648 | 99958.7783 | 28467.7694 | 2252.8108 | 475.5286 | 131154.8871 | 6004.5542 | 65460.1742 | 437184.814 | 68586.0365 | 577235.5788 | 27131.5309 | 654.9651 | 27786.496 | 473.0328 | 2564.8782 | 636.9052
[5 empty] | RB_GUP-Land_P | BULKTRAN | 34043.0022 | 16692.745 | 4222.6154 | 49.3688 | 1.2162 | 4273.2004 | 1766.7953 | 503.1746 | 39.819 | 8.4051 | 2318.1939 | 106.1319 | 1157.0242 | 7727.3459 | 1212.2746 | 10202.7766 | 479.5563 | 11.5767 | 491.1329 | 8.361 | 45.3348 | 11.2575
[5 empty] | RB_GUP-Land_P | SUBTRAN | 13055.7833 | 6200.2151 | 1587.1636 | 18.4956 | 0.60636 | 1606.2655 | 691.763 | 196.0787 | 20.0849 | 0 | 907.9266 | 38.7418 | 447.7735 | 3647.4489 | 0 | 4133.9642 | 187.7406 | 4.4918 | 192.2324 | 3.0829 | 9.6842 | 2.4124
[5 empty] | RB_GUP-Land_P | DISTPRI | 24622.9036 | 16361.8863 | 4119.2951 | 48.0707 | 0 | 4167.3658 | 1776.3542 | 504.2686 | 0 | 0 | 2280.6227 | 101.312 | 1171.815 | 0 | 0 | 1273.127 | 482.0726 | 11.5501 | 493.6226 | 8.2939 | 30.403 | 7.5821
[5 empty] | RB_GUP-Land_P | DISTSEC | 10407.2311 | 7770.0571 | 1744.2749 | 0 | 0 | 1744.2749 | 614.8753 | 0 | 0 | 0 | 614.8753 | 27.2147 | 0 | 0 | 0 | 27.2147 | 171.129 | 0 | 171.129 | 2.7905 | 61.618 | 15.2718
[5 empty] | RB_GUP-Land_P | ENERGY | 1942.7673 | 706.259 | 227.9565 | 2.6097 | 0.066142 | 230.6323 | 110.3122 | 30.7914 | 2.4378 | 0.49973 | 144.0411 | 7.3506 | 87.8457 | 621.0278 | 99.5257 | 815.7498 | 29.9217 | 0.70327 | 30.625 | 0.68703 | 11.8219 | 2.9511
[5 empty] | RB_GUP-Land_P | CUSTOMER | 27792.448 | 22320.2654 | 5269.6039 | 15.4804 | 0.66149 | 5285.7458 | 65.0931 | 13.1968 | 1.8918 | 0.80596 | 80.9877 | 0.90144 | 7.6975 | 4.9029 | 1.2095 | 14.7113 | 22.5931 | 0.20474 | 22.7979 | 1.4097 | 48.594 | 17.9364
|  |  | Adj 37 & 48 - Depreciation/Amortization Adjustments - Gross Plant | 2037892 | RB_GUP-Land_P | TOTAL | 2037892 | 1014465.5494 | 256070.9597 | 2927.1301 | 71.3598 | 259069.4495 | 104983.9713 | 29715.2794 | 2317.0442 | 485.2394 | 137501.5344 | 6286.2067 | 68332.3301 | 449185.5395 | 69899.0462 | 593703.1225 | 28504.5441 | 683.4916 | 29188.0358 | 497.6578 | 2772.3341 | 694.3165
[5 empty] | RB_GUP-Land_T | PRODUCTION | 0 | 0 | 0 | 0 | 0 | 0 | 0 | 0 | 0 | 0 | 0 | 0 | 0 | 0 | 0 | 0 | 0 | 0 | 0 | 0 | 0 | 0
[5 empty] | RB_GUP-Land_T | BULKTRAN | 0 | 0 | 0 | 0 | 0 | 0 | 0 | 0 | 0 | 0 | 0 | 0 | 0 | 0 | 0 | 0 | 0 | 0 | 0 | 0 | 0 | 0
[5 empty] | RB_GUP-Land_T | SUBTRAN | 0 | 0 | 0 | 0 | 0 | 0 | 0 | 0 | 0 | 0 | 0 | 0 | 0 | 0 | 0 | 0 | 0 | 0 | 0 | 0 | 0 | 0
[5 empty] | RB_GUP-Land_T | DISTPRI | 0 | 0 | 0 | 0 | 0 | 0 | 0 | 0 | 0 | 0 | 0 | 0 | 0 | 0 | 0 | 0 | 0 | 0 | 0 | 0 | 0 | 0
[5 empty] | RB_GUP-Land_T | DISTSEC | 0 | 0 | 0 | 0 | 0 | 0 | 0 | 0 | 0 | 0 | 0 | 0 | 0 | 0 | 0 | 0 | 0 | 0 | 0 | 0 | 0 | 0
[5 empty] | RB_GUP-Land_T | ENERGY | 0 | 0 | 0 | 0 | 0 | 0 | 0 | 0 | 0 | 0 | 0 | 0 | 0 | 0 | 0 | 0 | 0 | 0 | 0 | 0 | 0 | 0
[5 empty] | RB_GUP-Land_T | CUSTOMER | 0 | 0 | 0 | 0 | 0 | 0 | 0 | 0 | 0 | 0 | 0 | 0 | 0 | 0 | 0 | 0 | 0 | 0 | 0 | 0 | 0 | 0
|  |  | Adj 37 & 48 - Depreciation/Amortization Adjustments - Trans |  | RB_GUP-Land_T | TOTAL | 0 | 0 | 0 | 0 | 0 | 0 | 0 | 0 | 0 | 0 | 0 | 0 | 0 | 0 | 0 | 0 | 0 | 0 | 0 | 0 | 0 | 0
[5 empty] | RB_GUP-Land_D | PRODUCTION | 0 | 0 | 0 | 0 | 0 | 0 | 0 | 0 | 0 | 0 | 0 | 0 | 0 | 0 | 0 | 0 | 0 | 0 | 0 | 0 | 0 | 0
[5 empty] | RB_GUP-Land_D | BULKTRAN | 0 | 0 | 0 | 0 | 0 | 0 | 0 | 0 | 0 | 0 | 0 | 0 | 0 | 0 | 0 | 0 | 0 | 0 | 0 | 0 | 0 | 0
[5 empty] | RB_GUP-Land_D | SUBTRAN | 0 | 0 | 0 | 0 | 0 | 0 | 0 | 0 | 0 | 0 | 0 | 0 | 0 | 0 | 0 | 0 | 0 | 0 | 0 | 0 | 0 | 0
[5 empty] | RB_GUP-Land_D | DISTPRI | 0 | 0 | 0 | 0 | 0 | 0 | 0 | 0 | 0 | 0 | 0 | 0 | 0 | 0 | 0 | 0 | 0 | 0 | 0 | 0 | 0 | 0
[5 empty] | RB_GUP-Land_D | DISTSEC | 0 | 0 | 0 | 0 | 0 | 0 | 0 | 0 | 0 | 0 | 0 | 0 | 0 | 0 | 0 | 0 | 0 | 0 | 0 | 0 | 0 | 0
[5 empty] | RB_GUP-Land_D | ENERGY | 0 | 0 | 0 | 0 | 0 | 0 | 0 | 0 | 0 | 0 | 0 | 0 | 0 | 0 | 0 | 0 | 0 | 0 | 0 | 0 | 0 | 0
[5 empty] | RB_GUP-Land_D | CUSTOMER | 0 | 0 | 0 | 0 | 0 | 0 | 0 | 0 | 0 | 0 | 0 | 0 | 0 | 0 | 0 | 0 | 0 | 0 | 0 | 0 | 0 | 0
|  |  | Adj 37 & 48 - Depreciation/Amortization Adjustments - Dist |  | RB_GUP-Land_D | TOTAL | 0 | 0 | 0 | 0 | 0 | 0 | 0 | 0 | 0 | 0 | 0 | 0 | 0 | 0 | 0 | 0 | 0 | 0 | 0 | 0 | 0 | 0
[5 empty] | RB_GUP-Land_G | PRODUCTION | 0 | 0 | 0 | 0 | 0 | 0 | 0 | 0 | 0 | 0 | 0 | 0 | 0 | 0 | 0 | 0 | 0 | 0 | 0 | 0 | 0 | 0
[5 empty] | RB_GUP-Land_G | BULKTRAN | 0 | 0 | 0 | 0 | 0 | 0 | 0 | 0 | 0 | 0 | 0 | 0 | 0 | 0 | 0 | 0 | 0 | 0 | 0 | 0 | 0 | 0
[5 empty] | RB_GUP-Land_G | SUBTRAN | 0 | 0 | 0 | 0 | 0 | 0 | 0 | 0 | 0 | 0 | 0 | 0 | 0 | 0 | 0 | 0 | 0 | 0 | 0 | 0 | 0 | 0
[5 empty] | RB_GUP-Land_G | DISTPRI | 0 | 0 | 0 | 0 | 0 | 0 | 0 | 0 | 0 | 0 | 0 | 0 | 0 | 0 | 0 | 0 | 0 | 0 | 0 | 0 | 0 | 0
[5 empty] | RB_GUP-Land_G | DISTSEC | 0 | 0 | 0 | 0 | 0 | 0 | 0 | 0 | 0 | 0 | 0 | 0 | 0 | 0 | 0 | 0 | 0 | 0 | 0 | 0 | 0 | 0
[5 empty] | RB_GUP-Land_G | ENERGY | 0 | 0 | 0 | 0 | 0 | 0 | 0 | 0 | 0 | 0 | 0 | 0 | 0 | 0 | 0 | 0 | 0 | 0 | 0 | 0 | 0 | 0
[5 empty] | RB_GUP-Land_G | CUSTOMER | 0 | 0 | 0 | 0 | 0 | 0 | 0 | 0 | 0 | 0 | 0 | 0 | 0 | 0 | 0 | 0 | 0 | 0 | 0 | 0 | 0 | 0
|  |  | Adj 37 & 48 - Depreciation/Amortization Adjustments - Gen & Int |  | RB_GUP-Land_G | TOTAL | 0 | 0 | 0 | 0 | 0 | 0 | 0 | 0 | 0 | 0 | 0 | 0 | 0 | 0 | 0 | 0 | 0 | 0 | 0 | 0 | 0 | 0
[5 empty] | RB_GUP | PRODUCTION | 120710.4955 | 59189.5365 | 14972.6512 | 175.0531 | 4.3125 | 15152.0168 | 6264.7451 | 1784.1687 | 141.1911 | 29.8029 | 8219.9078 | 376.3251 | 4102.6042 | 27399.8089 | 4298.5123 | 36177.2506 | 1700.4222 | 41.0488 | 1741.471 | 29.6465 | 160.7493 | 39.9169
[5 empty] | RB_GUP | BULKTRAN | 127839.0877 | 62684.9912 | 15856.8653 | 185.3909 | 4.5672 | 16046.8234 | 6634.7114 | 1889.5332 | 149.5291 | 31.563 | 8705.3367 | 398.5491 | 4344.8847 | 29017.9124 | 4552.3621 | 38313.7083 | 1800.8411 | 43.473 | 1844.3141 | 31.3973 | 170.2424 | 42.2742
[5 empty] | RB_GUP | SUBTRAN | 49007.3445 | 23273.6765 | 5957.7178 | 69.4266 | 2.2761 | 6029.4205 | 2596.6629 | 736.0182 | 75.3925 | 0 | 3408.0736 | 145.4248 | 1680.8023 | 13691.3871 | 0 | 15517.6142 | 704.7196 | 16.8609 | 721.5805 | 11.5722 | 36.3516 | 9.0556
[5 empty] | RB_GUP | DISTPRI | 102238.7012 | 67937.4793 | 17104.0503 | 199.5981 | 0 | 17303.6484 | 7375.7403 | 2093.8133 | 0 | 0 | 9469.5536 | 420.6656 | 4865.5857 | 0 | 0 | 5286.2513 | 2001.6516 | 47.9579 | 2049.6096 | 34.4379 | 126.2386 | 31.4824
[5 empty] | RB_GUP | DISTSEC | 45218.6708 | 33760.3393 | 7578.7488 | 0 | 0 | 7578.7488 | 2671.5888 | 0 | 0 | 0 | 2671.5888 | 118.246 | 0 | 0 | 0 | 118.246 | 743.543 | 0 | 743.543 | 12.1244 | 267.7256 | 66.3548
[5 empty] | RB_GUP | ENERGY | 5449.3218 | 1981.0055 | 639.4015 | 7.3199 | 0.18552 | 646.907 | 309.4177 | 86.3677 | 6.8378 | 1.4017 | 404.025 | 20.6179 | 246.4008 | 1741.9381 | 279.1624 | 2288.1192 | 83.9283 | 1.9726 | 85.9009 | 1.9271 | 33.1595 | 8.2777
[5 empty] | RB_GUP | CUSTOMER | 94743.3786 | 68695.4891 | 16748.5239 | 135.9043 | 19.2794 | 16903.7076 | 279.4819 | 113.9263 | 55.301 | 23.6865 | 472.3957 | 4.0256 | 70.9164 | 143.39 | 35.5314 | 253.8635 | 94.5885 | 1.4508 | 96.0392 | 5.6146 | 7217.2818 | 1098.9871
|  |  | Excess ADFIT 281 Protected | 545207 | RB_GUP | TOTAL | 545207 | 317522.5173 | 78857.9589 | 772.6929 | 30.6207 | 79661.2725 | 26132.3481 | 6703.8274 | 428.2515 | 86.4541 | 33350.8811 | 1483.8542 | 15311.1941 | 71994.4366 | 9165.5683 | 97955.0531 | 7129.6943 | 152.7639 | 7282.4582 | 126.72 | 8011.7489 | 1296.3488
[5 empty] | RB_GUP | PRODUCTION | 560840.0641 | 275003.9531 | 69565.3069 | 813.3242 | 20.0367 | 70398.6678 | 29106.9972 | 8289.5299 | 655.996 | 138.4692 | 38190.9923 | 1748.4662 | 19061.3485 | 127303.8483 | 19971.5683 | 168085.2313 | 7900.4306 | 190.7193 | 8091.1499 | 137.7424 | 746.8669 | 185.4604
[5 empty] | RB_GUP | BULKTRAN | 593960.6318 | 291244.3889 | 73673.5057 | 861.3553 | 21.2199 | 74556.081 | 30825.9191 | 8779.0704 | 694.736 | 146.6465 | 40446.3721 | 1851.7223 | 20187.0218 | 134821.8129 | 21150.9949 | 178011.5519 | 8366.9928 | 201.9823 | 8568.975 | 145.8768 | 790.9733 | 196.4128
[5 empty] | RB_GUP | SUBTRAN | 227695.8777 | 108133.1839 | 27680.4995 | 322.567 | 10.5751 | 28013.6416 | 12064.5065 | 3419.6571 | 350.2855 | 0 | 15834.4491 | 675.6665 | 7809.2733 | 63612.3513 | 0 | 72097.2911 | 3274.2387 | 78.3383 | 3352.577 | 53.7661 | 168.8953 | 42.0736
[5 empty] | RB_GUP | DISTPRI | 475017.1848 | 315648.28 | 79468.1244 | 927.3645 | 0 | 80395.4889 | 34268.8565 | 9728.188 | 0 | 0 | 43997.0445 | 1954.4788 | 22606.2812 | 0 | 0 | 24560.76 | 9299.9903 | 222.8201 | 9522.8103 | 160.0041 | 586.5246 | 146.2723
[5 empty] | RB_GUP | DISTSEC | 210093.1001 | 156855.8788 | 35212.0662 | 0 | 0 | 35212.0662 | 12412.6246 | 0 | 0 | 0 | 12412.6246 | 549.3897 | 0 | 0 | 0 | 549.3897 | 3454.6186 | 0 | 3454.6186 | 56.332 | 1243.8954 | 308.295
[5 empty] | RB_GUP | ENERGY | 25318.4112 | 9204.0648 | 2970.7606 | 34.0096 | 0.86197 | 3005.6322 | 1437.6037 | 401.2782 | 31.7695 | 6.5126 | 1877.1639 | 95.7941 | 1144.8169 | 8093.3201 | 1297.0328 | 10630.9639 | 389.944 | 9.1651 | 399.1091 | 8.9535 | 154.0643 | 38.4595
[5 empty] | RB_GUP | CUSTOMER | 440192.7301 | 319170.1134 | 77816.2926 | 631.4329 | 89.5751 | 78537.3007 | 1298.517 | 529.3194 | 256.9372 | 110.0513 | 2194.825 | 18.7037 | 329.489 | 666.2126 | 165.0847 | 1179.49 | 439.473 | 6.7404 | 446.2135 | 26.0861 | 33532.6332 | 5106.0682
|  |  | Excess ADFIT 282 Protected and Unprotected | 2533118 | RB_GUP | TOTAL | 2533118 | 1475259.8629 | 366386.556 | 3590.0536 | 142.2688 | 370118.8784 | 121415.0246 | 31147.043 | 1989.7242 | 401.6797 | 154953.4715 | 6894.2213 | 71138.2307 | 334497.5452 | 42584.6807 | 455114.6779 | 33125.688 | 709.7655 | 33835.4535 | 588.761 | 37223.853 | 6023.0418
[5 empty] | RB_GUP | PRODUCTION | 182395.3792 | 89436.2823 | 22623.9018 | 264.5078 | 6.5163 | 22894.9259 | 9466.1244 | 2695.9057 | 213.3418 | 45.0327 | 12420.4046 | 568.633 | 6199.0969 | 41401.5246 | 6495.1169 | 54664.3713 | 2569.3636 | 62.0254 | 2631.389 | 44.7963 | 242.8947 | 60.3151
[5 empty] | RB_GUP | BULKTRAN | 193166.7897 | 94717.9671 | 23959.9627 | 280.1284 | 6.9011 | 24246.9922 | 10025.149 | 2855.1132 | 225.9408 | 47.6921 | 13153.8951 | 602.2137 | 6565.1863 | 43846.5032 | 6878.6879 | 57892.5911 | 2721.0981 | 65.6883 | 2786.7864 | 47.4418 | 257.2389 | 63.877
[5 empty] | RB_GUP | SUBTRAN | 74050.8366 | 35166.8762 | 9002.2014 | 104.9047 | 3.4392 | 9110.5453 | 3923.5967 | 1112.1346 | 113.9192 | 0 | 5149.6506 | 219.739 | 2539.7176 | 20687.8925 | 0 | 23447.3491 | 1064.8419 | 25.4771 | 1090.319 | 17.4857 | 54.9278 | 13.6831
[5 empty] | RB_GUP | DISTPRI | 154484.2195 | 102654.5559 | 25844.478 | 301.5958 | 0 | 26146.0738 | 11144.8548 | 3163.7835 | 0 | 0 | 14308.6383 | 635.632 | 7351.9734 | 0 | 0 | 7987.6054 | 3024.5258 | 72.4651 | 3096.991 | 52.0362 | 190.7485 | 47.5704
[5 empty] | RB_GUP | DISTSEC | 68326.0935 | 51012.3818 | 11451.6037 | 0 | 0 | 11451.6037 | 4036.811 | 0 | 0 | 0 | 4036.811 | 178.6715 | 0 | 0 | 0 | 178.6715 | 1123.5047 | 0 | 1123.5047 | 18.3202 | 404.5374 | 100.2631
[5 empty] | RB_GUP | ENERGY | 8234.0074 | 2993.3291 | 966.1453 | 11.0605 | 0.28033 | 977.4862 | 467.5348 | 130.5029 | 10.332 | 2.118 | 610.4878 | 31.154 | 372.3153 | 2632.0947 | 421.8186 | 3457.3826 | 126.8169 | 2.9806 | 129.7975 | 2.9118 | 50.1045 | 12.5077
[5 empty] | RB_GUP | CUSTOMER | 143158.6741 | 103799.9202 | 25307.2723 | 205.3535 | 29.1315 | 25541.7572 | 422.3013 | 172.1443 | 83.5607 | 35.7907 | 713.797 | 6.0828 | 107.1558 | 216.6644 | 53.6885 | 383.5916 | 142.9246 | 2.1921 | 145.1167 | 8.4837 | 10905.4216 | 1660.5862
|  |  | Excess ADFIT 283 Unprotected | 823816 | RB_GUP | TOTAL | 823816 | 479781.3127 | 119155.5652 | 1167.5507 | 46.2684 | 120369.3843 | 39486.3721 | 10129.5843 | 647.0945 | 130.6335 | 50393.6844 | 2242.126 | 23135.4452 | 108784.6795 | 13849.3119 | 148011.5626 | 10773.0756 | 230.8286 | 11003.9042 | 191.4758 | 12105.8734 | 1958.8026
[5 empty] | PROD_DEMAND | PRODUCTION | 0 | 0 | 0 | 0 | 0 | 0 | 0 | 0 | 0 | 0 | 0 | 0 | 0 | 0 | 0 | 0 | 0 | 0 | 0 | 0 | 0 | 0
[5 empty] | PROD_DEMAND | BULKTRAN | 0 | 0 | 0 | 0 | 0 | 0 | 0 | 0 | 0 | 0 | 0 | 0 | 0 | 0 | 0 | 0 | 0 | 0 | 0 | 0 | 0 | 0
[5 empty] | PROD_DEMAND | SUBTRAN | 0 | 0 | 0 | 0 | 0 | 0 | 0 | 0 | 0 | 0 | 0 | 0 | 0 | 0 | 0 | 0 | 0 | 0 | 0 | 0 | 0 | 0
[5 empty] | PROD_DEMAND | DISTPRI | 0 | 0 | 0 | 0 | 0 | 0 | 0 | 0 | 0 | 0 | 0 | 0 | 0 | 0 | 0 | 0 | 0 | 0 | 0 | 0 | 0 | 0
[5 empty] | PROD_DEMAND | DISTSEC | 0 | 0 | 0 | 0 | 0 | 0 | 0 | 0 | 0 | 0 | 0 | 0 | 0 | 0 | 0 | 0 | 0 | 0 | 0 | 0 | 0 | 0
[5 empty] | PROD_DEMAND | ENERGY | 0 | 0 | 0 | 0 | 0 | 0 | 0 | 0 | 0 | 0 | 0 | 0 | 0 | 0 | 0 | 0 | 0 | 0 | 0 | 0 | 0 | 0
[5 empty] | PROD_DEMAND | CUSTOMER | 0 | 0 | 0 | 0 | 0 | 0 | 0 | 0 | 0 | 0 | 0 | 0 | 0 | 0 | 0 | 0 | 0 | 0 | 0 | 0 | 0 | 0
|  |  | Adj 41 - AFUDC Offset | 0 | PROD_DEMAND | TOTAL | 0 | 0 | 0 | 0 | 0 | 0 | 0 | 0 | 0 | 0 | 0 | 0 | 0 | 0 | 0 | 0 | 0 | 0 | 0 | 0 | 0 | 0
[5 empty] | RB_GUP | PRODUCTION | 0 | 0 | 0 | 0 | 0 | 0 | 0 | 0 | 0 | 0 | 0 | 0 | 0 | 0 | 0 | 0 | 0 | 0 | 0 | 0 | 0 | 0
[5 empty] | RB_GUP | BULKTRAN | 0 | 0 | 0 | 0 | 0 | 0 | 0 | 0 | 0 | 0 | 0 | 0 | 0 | 0 | 0 | 0 | 0 | 0 | 0 | 0 | 0 | 0
[5 empty] | RB_GUP | SUBTRAN | 0 | 0 | 0 | 0 | 0 | 0 | 0 | 0 | 0 | 0 | 0 | 0 | 0 | 0 | 0 | 0 | 0 | 0 | 0 | 0 | 0 | 0
[5 empty] | RB_GUP | DISTPRI | 0 | 0 | 0 | 0 | 0 | 0 | 0 | 0 | 0 | 0 | 0 | 0 | 0 | 0 | 0 | 0 | 0 | 0 | 0 | 0 | 0 | 0
[5 empty] | RB_GUP | DISTSEC | 0 | 0 | 0 | 0 | 0 | 0 | 0 | 0 | 0 | 0 | 0 | 0 | 0 | 0 | 0 | 0 | 0 | 0 | 0 | 0 | 0 | 0
[5 empty] | RB_GUP | ENERGY | 0 | 0 | 0 | 0 | 0 | 0 | 0 | 0 | 0 | 0 | 0 | 0 | 0 | 0 | 0 | 0 | 0 | 0 | 0 | 0 | 0 | 0
[5 empty] | RB_GUP | CUSTOMER | 0 | 0 | 0 | 0 | 0 | 0 | 0 | 0 | 0 | 0 | 0 | 0 | 0 | 0 | 0 | 0 | 0 | 0 | 0 | 0 | 0 | 0
[5 empty] | RB_GUP | TOTAL | 0 | 0 | 0 | 0 | 0 | 0 | 0 | 0 | 0 | 0 | 0 | 0 | 0 | 0 | 0 | 0 | 0 | 0 | 0 | 0 | 0 | 0
[6 empty] | PRODUCTION | 2532918.5453 | 1241998.6683 | 314177.3694 | 3673.2113 | 90.4914 | 317941.0722 | 131455.7531 | 37437.9531 | 2962.6707 | 625.3675 | 172481.7444 | 7896.587 | 86086.6513 | 574941.5902 | 90197.4716 | 759122.3001 | 35680.6664 | 861.3443 | 36542.0108 | 622.0853 | 3373.0705 | 837.5937
[6 empty] | BULKTRAN | 876834.8564 | 429949.7613 | 108760.5715 | 1271.5765 | 31.3259 | 110063.474 | 45506.7876 | 12960.1097 | 1025.6046 | 216.487 | 59708.989 | 2733.6065 | 29801.107 | 199030.8088 | 31224.1731 | 262789.6954 | 12351.7798 | 298.1765 | 12649.9562 | 215.3508 | 1167.675 | 289.9546
[6 empty] | SUBTRAN | 336177.2515 | 159651.1844 | 40868.3474 | 476.248 | 15.6134 | 41360.2088 | 17812.4114 | 5048.8878 | 517.1723 | 0 | 23378.4715 | 997.575 | 11529.8531 | 93919.2472 | 0 | 106446.6753 | 4834.1875 | 115.6612 | 4949.8486 | 79.3819 | 249.3622 | 62.1187
[6 empty] | DISTPRI | 579131.8214 | 384832.3159 | 96886.0098 | 1130.625 | 0 | 98016.6348 | 41779.9312 | 11860.4198 | 0 | 0 | 53640.351 | 2382.863 | 27561.1436 | 0 | 0 | 29944.0066 | 11338.3694 | 271.658 | 11610.0273 | 195.0739 | 715.0795 | 178.3323
[6 empty] | DISTSEC | 263079.7043 | 196415.7708 | 44092.7378 | 0 | 0 | 44092.7378 | 15543.1549 | 0 | 0 | 0 | 15543.1549 | 687.9487 | 0 | 0 | 0 | 687.9487 | 4325.8919 | 0 | 4325.8919 | 70.5392 | 1557.6124 | 386.0487
[6 empty] | ENERGY | -149047.6468 | -54183.6608 | -17488.6519 | -200.2119 | -5.0744 | -17693.9382 | -8463.0682 | -2362.2953 | -187.0247 | -38.3392 | -11050.7275 | -563.9329 | -6739.4541 | -47644.787 | -7635.5377 | -62583.7117 | -2295.5723 | -53.9541 | -2349.5263 | -52.7087 | -906.9654 | -226.4083
[6 empty] | CUSTOMER | 434740.468 | 301175.4535 | 75674.6214 | 542.8246 | 75.817 | 76293.263 | 1212.1277 | 453.7225 | 218.0001 | 93.7762 | 1977.6266 | 17.3004 | 282.0045 | 565.4689 | 140.6278 | 1005.4016 | 413.0614 | 5.7844 | 418.8458 | 24.8246 | 46913.5832 | 6931.4698
|  | Total Adjustments to DFIT |  | 4873835 |  | TOTAL | 4873835 | 2659839.4934 | 662971.0054 | 6894.2735 | 208.1735 | 670073.4523 | 244847.0977 | 65398.7976 | 4536.423 | 897.2916 | 315679.6099 | 14151.9478 | 148521.3054 | 820812.3281 | 113926.7348 | 1097412.3161 | 66648.3841 | 1498.6703 | 68147.0543 | 1154.5469 | 53069.4175 | 8459.1096
[6 empty] | PRODUCTION | 3001158.4467 | 1471596.7875 | 372256.7659 | 4352.2478 | 107.2198 | 376716.2335 | 155756.9012 | 44358.8008 | 3510.3553 | 740.9741 | 204367.0315 | 9356.3643 | 102000.7853 | 681226.332 | 106871.5393 | 899455.0209 | 42276.6589 | 1020.574 | 43297.2329 | 737.0851 | 3996.6224 | 992.4328
[6 empty] | BULKTRAN | 2994293.284 | 1468230.5036 | 371405.227 | 4342.292 | 106.9746 | 375854.4936 | 155400.6067 | 44257.3299 | 3502.3254 | 739.2791 | 203899.5411 | 9334.9616 | 101767.4581 | 679668.0239 | 106627.0702 | 897397.5138 | 42179.9509 | 1018.2394 | 43198.1903 | 735.399 | 3987.4801 | 990.1626
[6 empty] | SUBTRAN | 1150975.8996 | 546600.5351 | 139921.6715 | 1630.5384 | 53.4559 | 141605.6658 | 60984.6625 | 17285.9649 | 1770.6519 | 0 | 80041.2793 | 3415.415 | 39474.9585 | 321552.9592 | 0 | 364443.3327 | 16550.8916 | 395.9911 | 16946.8827 | 271.7811 | 853.7458 | 212.677
[6 empty] | DISTPRI | 2331538.8544 | 1549304.4308 | 390055.4035 | 4551.8068 | 0 | 394607.2103 | 168202.6946 | 47749.1109 | 0 | 0 | 215951.8055 | 9593.2177 | 110958.9816 | 0 | 0 | 120552.1993 | 45647.3773 | 1093.6734 | 46741.0507 | 785.3522 | 2878.8536 | 717.9518
[6 empty] | DISTSEC | 1034927.1576 | 772678.4395 | 173456.0707 | 0 | 0 | 173456.0707 | 61145.0935 | 0 | 0 | 0 | 61145.0935 | 2706.3159 | 0 | 0 | 0 | 2706.3159 | 17017.5916 | 0 | 17017.5916 | 277.4935 | 6127.4792 | 1518.6738
[6 empty] | ENERGY | -33238.3343 | -12083.2141 | -3900.0526 | -44.6482 | -1.1316 | -3945.8324 | -1887.3045 | -526.8031 | -41.7074 | -8.5498 | -2464.3648 | -125.7597 | -1502.9303 | -10625.0142 | -1702.7612 | -13956.4654 | -511.9235 | -12.032 | -523.9555 | -11.7543 | -202.2576 | -50.4901
[6 empty] | CUSTOMER | 2104985.6921 | 1519256.6413 | 371604.771 | 2962.8245 | 418.951 | 374986.5465 | 6162.0719 | 2483.0351 | 1202.0151 | 515.0734 | 10362.1955 | 88.6516 | 1545.1595 | 3116.8266 | 772.6218 | 5523.2596 | 2087.3589 | 31.6394 | 2118.9983 | 124.1051 | 167260.5841 | 25353.3618
| Total Deferred FIT |  |  | 12584641 |  | TOTAL | 12584641 | 7315584.1236 | 1814799.857 | 17795.0613 | 685.4697 | 1833280.388 | 605764.7259 | 155607.4386 | 9943.6402 | 1986.7768 | 773302.5816 | 34369.1664 | 354244.4127 | 1674939.1275 | 212568.4701 | 2276121.1767 | 165247.9057 | 3548.0854 | 168795.9911 | 2919.4617 | 184902.5075 | 29734.7698
[5 empty] | RB_GUP | PRODUCTION | 0 | 0 | 0 | 0 | 0 | 0 | 0 | 0 | 0 | 0 | 0 | 0 | 0 | 0 | 0 | 0 | 0 | 0 | 0 | 0 | 0 | 0
[5 empty] | RB_GUP | BULKTRAN | 0 | 0 | 0 | 0 | 0 | 0 | 0 | 0 | 0 | 0 | 0 | 0 | 0 | 0 | 0 | 0 | 0 | 0 | 0 | 0 | 0 | 0
[5 empty] | RB_GUP | SUBTRAN | 0 | 0 | 0 | 0 | 0 | 0 | 0 | 0 | 0 | 0 | 0 | 0 | 0 | 0 | 0 | 0 | 0 | 0 | 0 | 0 | 0 | 0
[5 empty] | RB_GUP | DISTPRI | 0 | 0 | 0 | 0 | 0 | 0 | 0 | 0 | 0 | 0 | 0 | 0 | 0 | 0 | 0 | 0 | 0 | 0 | 0 | 0 | 0 | 0
[5 empty] | RB_GUP | DISTSEC | 0 | 0 | 0 | 0 | 0 | 0 | 0 | 0 | 0 | 0 | 0 | 0 | 0 | 0 | 0 | 0 | 0 | 0 | 0 | 0 | 0 | 0
[5 empty] | RB_GUP | ENERGY | 0 | 0 | 0 | 0 | 0 | 0 | 0 | 0 | 0 | 0 | 0 | 0 | 0 | 0 | 0 | 0 | 0 | 0 | 0 | 0 | 0 | 0
[5 empty] | RB_GUP | CUSTOMER | 0 | 0 | 0 | 0 | 0 | 0 | 0 | 0 | 0 | 0 | 0 | 0 | 0 | 0 | 0 | 0 | 0 | 0 | 0 | 0 | 0 | 0
| Feedback Prior ITC Normalization Tax |  |  | 0 | RB_GUP | TOTAL | 0 | 0 | 0 | 0 | 0 | 0 | 0 | 0 | 0 | 0 | 0 | 0 | 0 | 0 | 0 | 0 | 0 | 0 | 0 | 0 | 0 | 0
[6 empty] | PRODUCTION | 2496599.7254 | 184024.8975 | 836455.9675 | 7273.1165 | -100.5093 | 843628.5747 | 460367.5285 | 186999.0744 | 6237.3026 | 32231.0244 | 685834.9299 | 17070.355 | 297483.6309 | 258507.5085 | 10564.3583 | 583625.8527 | 171642.1718 | 3669.5701 | 175311.7419 | 3104.8849 | 15885.2653 | 5183.5784
[6 empty] | BULKTRAN | 1087653.5515 | -798208.5197 | 816189.1382 | 17234.5646 | 771.4057 | 834195.1085 | 505156.0844 | 204665.6724 | 7701.7022 | -75482.9246 | 642040.5344 | 13430.7048 | 292170.4669 | -41051.2223 | -82267.3276 | 182282.6218 | 197275.1621 | 3817.8223 | 201092.9843 | 3283.4387 | 17272.7585 | 5694.625
[6 empty] | SUBTRAN | 453611.5512 | -296124.1212 | 296825.9562 | 6247.6714 | 362.6895 | 303436.3171 | 191790.2572 | 77342.0668 | 3739.0627 | 0 | 272871.3866 | 4724.598 | 109538.2306 | -23230.1129 | 0 | 91032.7157 | 75013.0254 | 1437.7991 | 76450.8245 | 1175.794 | 3582.6277 | 1186.0068
[6 empty] | DISTPRI | 2707591.4566 | 186785.5465 | 1031899.1804 | 16117.2298 | 0 | 1048016.4102 | 601632.226 | 234254.9105 | 0 | 0 | 835887.1366 | 19242.3577 | 368300.4579 | 0 | 0 | 387542.8156 | 223381.6071 | 4519.5931 | 227901.2002 | 3781.748 | 13363.9751 | 4312.6244
[6 empty] | DISTSEC | 899041.5772 | 100127.2004 | 455511.2297 | 0 | 0 | 455511.2297 | 216924.8823 | 0 | 0 | 0 | 216924.8823 | 5391.77 | 0 | 0 | 0 | 5391.77 | 82539.7058 | 0 | 82539.7058 | 1323.9036 | 28188.1228 | 9034.7627
[6 empty] | ENERGY | 64631.8739 | -194002.9524 | 124163.7802 | -3383.7174 | -237.6456 | 120542.4173 | 78549.1034 | 45373.1831 | 295.4009 | 63940.5032 | 188158.1907 | 4039.9385 | 83724.5325 | -178815.4131 | -14312.7062 | -105363.6483 | 33182.112 | 822.385 | 34004.497 | 1003.0649 | 14819.8576 | 5470.4472
[6 empty] | CUSTOMER | 2140000.357 | 181164.8743 | 972431.397 | 9902.1925 | 1456.9912 | 983790.5806 | 21927.6604 | 12335.4699 | 2926.7658 | -17929.6577 | 19260.2384 | 178.7607 | 5210.0156 | 1572.4411 | -24.322 | 6936.8953 | 10168.1953 | 132.3898 | 10300.5851 | 597.5069 | 784406.8623 | 153542.814
| Total Federal Income Tax |  |  | 9849130.0928 |  | TOTAL | 9849130.0928 | -636233.0745 | 4533476.6491 | 53391.0574 | 2252.9315 | 4589120.6381 | 2076347.7424 | 760970.377 | 20900.2342 | 2758.9453 | 2860977.2989 | 64078.4846 | 1156427.3343 | 16983.2014 | -86039.9975 | 1151449.0228 | 793201.9795 | 14399.5594 | 807601.5389 | 14270.3409 | 877519.4692 | 184424.8585
[6 empty] | PRODUCTION | 2187318.6897 | 29858.6027 | 799365.9128 | 6833.4233 | -112.0169 | 806087.3191 | 445115.2177 | 182790.2908 | 5883.5593 | 32231.0296 | 666020.0974 | 16128.5781 | 287485.667 | 187560.0523 | -638.3995 | 490535.8979 | 167615.0501 | 3571.2092 | 171186.2593 | 3034.9442 | 15503.7381 | 5091.8312
[6 empty] | BULKTRAN | 756793.0707 | -963659.9417 | 776795.6047 | 16792.5745 | 761.3548 | 794349.534 | 489068.6396 | 200230.9094 | 7330.2363 | -75747.5912 | 620882.194 | 12423.4708 | 281541.9146 | -116848.0233 | -94341.5748 | 82775.7873 | 193053.9141 | 3713.6384 | 196767.5525 | 3209.4652 | 16870.3777 | 5598.1016
[6 empty] | SUBTRAN | 326856.6291 | -357555.9052 | 282000.416 | 6081.6422 | 357.6277 | 288439.6859 | 185479.3405 | 75608.759 | 3551.41 | 0 | 264639.5095 | 4356.6253 | 105417.9353 | -59004.3903 | 0 | 50770.1703 | 73355.7439 | 1397.2853 | 74753.0292 | 1148.4446 | 3496.4473 | 1165.2474
[6 empty] | DISTPRI | 2447578.9559 | 10112.8079 | 989798.7371 | 15635.7768 | 0 | 1005434.5139 | 583855.7353 | 229361.8481 | 0 | 0 | 813217.5834 | 18192.0951 | 356504.7279 | 0 | 0 | 374696.823 | 218702.5603 | 4405.4762 | 223108.0366 | 3701.0977 | 13067.1315 | 4240.9619
[6 empty] | DISTSEC | 783311.8933 | 12343.7193 | 436850.9995 | 0 | 0 | 436850.9995 | 210483.0742 | 0 | 0 | 0 | 210483.0742 | 5096.484 | 0 | 0 | 0 | 5096.484 | 80800.3974 | 0 | 80800.3974 | 1295.4887 | 27558.1547 | 8883.5754
[6 empty] | ENERGY | 50961.2012 | -199498.0564 | 122841.319 | -3410.4639 | -238.6904 | 119192.1646 | 77953.7411 | 45263.638 | 278.7647 | 64091.3955 | 187587.5393 | 3997.3823 | 83301.567 | -183667.2359 | -15055.6091 | -111423.8957 | 33049.309 | 819.3663 | 33868.6753 | 1000.5981 | 14771.5181 | 5462.6577
[6 empty] | CUSTOMER | 1898292.7028 | 2616.6417 | 931139.2064 | 9572.1166 | 1410.2961 | 942121.619 | 21252.4836 | 12068.5201 | 2789.7996 | -18034.6609 | 18076.1425 | 168.7047 | 5037.884 | 1202.7685 | -116.926 | 6292.4312 | 9946.3178 | 128.9307 | 10075.2485 | 584.3216 | 767478.5393 | 151047.759
| Total Income Tax |  |  | 8451113.1427 |  | TOTAL | 8451113.1427 | -1465782.1317 | 4338792.1955 | 51505.0694 | 2178.5713 | 4392475.8362 | 2013208.232 | 745323.9654 | 19833.77 | 2540.173 | 2780906.1403 | 60363.3403 | 1119289.6958 | -170756.8286 | -110152.5094 | 898743.6981 | 776523.2926 | 14035.9061 | 790559.1988 | 13974.3602 | 858745.9067 | 181490.1342
[6 empty] | PRODUCTION | 171027590.9142 | 82898045.5175 | 21744123.9975 | 239171.5633 | 4882.2853 | 21988177.8461 | 9172158.5668 | 2697540.076 | 204425.6287 | 133253.3822 | 12207377.6538 | 546438.8219 | 6058241.6548 | 38357352.4117 | 6033754.2149 | 50995787.1033 | 2530881.0434 | 61102.3767 | 2591983.4201 | 44665.5897 | 240388.8831 | 61164.9005
[6 empty] | BULKTRAN | 35098847.1621 | 15952912.2414 | 5055551.2308 | 67446.1241 | 1849.2429 | 5124846.5978 | 2272041.1596 | 723131.127 | 51192.1448 | -169502.7259 | 2876861.7054 | 121181.8847 | 1462318.9628 | 7658301.855 | 1123137.7306 | 10364940.4331 | 672821.4755 | 15349.7357 | 688171.2112 | 11631.901 | 62518.9112 | 16964.161
[6 empty] | SUBTRAN | 13941045.2396 | 6118144.4005 | 1939440.6947 | 25653.1718 | 934.4691 | 1966028.3356 | 905029.8378 | 285429.871 | 26298.7474 | 0 | 1216758.4562 | 45257.9119 | 576236.1747 | 3723988.7411 | 0 | 4345482.8278 | 267008.4263 | 6051.0539 | 273059.4802 | 4349.1381 | 13547.3179 | 3675.2835
[6 empty] | DISTPRI | 51857020.8696 | 32850270.069 | 9250276.9819 | 107746.547 | 0 | 9358023.5289 | 4126166.1458 | 1257578.8942 | 0 | 0 | 5383745.0399 | 223676.0183 | 2725233.8847 | 0 | 0 | 2948909.903 | 1174793.8729 | 27540.0305 | 1202333.9033 | 20357.8763 | 73894.9653 | 19485.5838
[6 empty] | DISTSEC | 21876271.4348 | 15771914.0747 | 3971427.2881 | 0 | 0 | 3971427.2881 | 1449384.5861 | 0 | 0 | 0 | 1449384.5861 | 60889.6499 | 0 | 0 | 0 | 60889.6499 | 423669.4288 | 0 | 423669.4288 | 6957.9873 | 152118.6663 | 39909.7534
[6 empty] | ENERGY | 235852043.1975 | 85547236.0767 | 27786926.6453 | 302357.7824 | 6710.3076 | 28095994.7353 | 13436584.4638 | 3789196.8014 | 294159.0151 | 225737.8065 | 17745678.0868 | 898908.3231 | 10772220.3547 | 75052130.9457 | 12098804.6988 | 98822064.3223 | 3654688.5276 | 86350.2445 | 3741038.7721 | 84642.7055 | 1450621.0012 | 364767.4975
[6 empty] | CUSTOMER | 60221920.8659 | 44288825.9728 | 11468112.9381 | 97911.2105 | 12365.3327 | 11578389.4813 | 200527.3895 | 90468.5462 | 41131.4195 | -21173.511 | 310953.8442 | 2802.8239 | 53554.0688 | 97713.1466 | 23901.468 | 177971.5073 | 70092.332 | 1117.375 | 71209.7069 | 4163.3743 | 3228001.9757 | 562405.0034
| Total Expenses |  |  | 589874739.6838 |  | TOTAL | 589874739.6838 | 283427348.3526 | 81215859.7765 | 840286.3991 | 26741.6376 | 82082887.8131 | 31561892.1494 | 8843345.3157 | 617206.9555 | 168314.9518 | 41190759.3725 | 1899155.4338 | 21647805.1006 | 124889487.1001 | 19279598.1122 | 167716045.7467 | 8793955.1065 | 197510.8162 | 8991465.9227 | 176768.5724 | 5221091.7208 | 1068372.1831
[6 empty] | PRODUCTION | 13346143.1418 | 2610177.6462 | 3635709.8814 | 31753.9981 | -438.86 | 3667025.0196 | 1939626.0846 | 755429.1022 | 26115.736 | 121572.7205 | 2842743.6433 | 75792.1131 | 1249415.1269 | 1899990.519 | 182964.7667 | 3408162.5257 | 704046.5745 | 15212.4282 | 719259.0027 | 12696.3088 | 65211.0499 | 20867.9455
[6 empty] | BULKTRAN | 19240647.632 | 4403228.7697 | 4947805.443 | 85249.2988 | 3220.088 | 5036274.8298 | 2688901.7761 | 987019.6233 | 44577.8437 | -279341.3342 | 3441157.9089 | 96980.0154 | 1609863.3829 | 3314567.8321 | 232805.3158 | 5254216.5462 | 958216.0918 | 19582.3483 | 977798.4401 | 16121.8742 | 85350.9795 | 26498.2836
[6 empty] | SUBTRAN | 7423877.3554 | 1592404.2971 | 1810911.4483 | 31018.7364 | 1518.5634 | 1843448.7481 | 1025284.8933 | 374144.6124 | 21793.6134 | 0 | 1421223.1192 | 34453.6318 | 606525.1622 | 1523896.2796 | 0 | 2164875.0736 | 365440.8366 | 7402.0817 | 372842.9183 | 5791.1703 | 17759.9764 | 5532.0525
[6 empty] | DISTPRI | 15100781.729 | 3967551.4288 | 4708200.5252 | 68668.7009 | 0 | 4776869.2261 | 2623087.692 | 975030.7314 | 0 | 0 | 3598118.4234 | 91928.3493 | 1616368.5912 | 0 | 0 | 1708296.9405 | 940270.5809 | 19398.9878 | 959669.5687 | 15947.2011 | 56532.464 | 17796.4764
[6 empty] | DISTSEC | 5507058.2223 | 1958975.8919 | 2070711.4513 | 0 | 0 | 2070711.4513 | 943200.6397 | 0 | 0 | 0 | 943200.6397 | 25635.5399 | 0 | 0 | 0 | 25635.5399 | 346743.0787 | 0 | 346743.0787 | 5571.7713 | 118995.7981 | 37224.0514
[6 empty] | ENERGY | 2606596.1819 | 128164.7414 | 744294.7849 | -9512.1491 | -812.415 | 733970.2208 | 430046.8988 | 207767.5113 | 3999.8982 | 240180.9856 | 881995.2939 | 24071.9502 | 421314.7329 | 85715.557 | 67039.9746 | 598142.2147 | 161435.9966 | 3950.4468 | 165386.4434 | 4609.5618 | 70157.0771 | 24170.6288
[6 empty] | CUSTOMER | 12365660.4582 | 3771219.7173 | 4418587.6074 | 42460.6959 | 5458.4038 | 4466506.707 | 95424.8897 | 51277.2085 | 12827.446 | -66226.8088 | 93302.7353 | 849.5001 | 22823.9497 | 12797.9582 | 1597.633 | 38069.041 | 42736.0134 | 567.349 | 43303.3624 | 2513.8895 | 3317253.8736 | 633491.1322
| Net Operating Income |  |  | 75590764.7206 |  | TOTAL | 75590764.7206 | 18431722.4924 | 22336221.1415 | 249639.2809 | 8945.7801 | 22594806.2026 | 9745572.8742 | 3350668.7891 | 109314.5373 | 16185.5632 | 13221741.7637 | 349711.0997 | 5526310.9458 | 6836968.146 | 484407.6901 | 13197397.8816 | 3518889.1725 | 66113.6418 | 3585002.8143 | 63251.7771 | 3731261.2185 | 765580.5704
AFUDC Offset
[5 empty] | PROD_DEMAND | PRODUCTION | 559182 | 274190.9331 | 69359.6445 | 810.9197 | 19.9774 | 70190.5416 | 29020.9454 | 8265.0228 | 654.0566 | 138.0598 | 38078.0847 | 1743.297 | 19004.9956 | 126927.488 | 19912.5245 | 167588.3051 | 7877.0738 | 190.1554 | 8067.2293 | 137.3352 | 744.6589 | 184.9121
[5 empty] | PROD_DEMAND | BULKTRAN | 0 | 0 | 0 | 0 | 0 | 0 | 0 | 0 | 0 | 0 | 0 | 0 | 0 | 0 | 0 | 0 | 0 | 0 | 0 | 0 | 0 | 0
[5 empty] | PROD_DEMAND | SUBTRAN | 0 | 0 | 0 | 0 | 0 | 0 | 0 | 0 | 0 | 0 | 0 | 0 | 0 | 0 | 0 | 0 | 0 | 0 | 0 | 0 | 0 | 0
[5 empty] | PROD_DEMAND | DISTPRI | 0 | 0 | 0 | 0 | 0 | 0 | 0 | 0 | 0 | 0 | 0 | 0 | 0 | 0 | 0 | 0 | 0 | 0 | 0 | 0 | 0 | 0
[5 empty] | PROD_DEMAND | DISTSEC | 0 | 0 | 0 | 0 | 0 | 0 | 0 | 0 | 0 | 0 | 0 | 0 | 0 | 0 | 0 | 0 | 0 | 0 | 0 | 0 | 0 | 0
[5 empty] | PROD_DEMAND | ENERGY | 0 | 0 | 0 | 0 | 0 | 0 | 0 | 0 | 0 | 0 | 0 | 0 | 0 | 0 | 0 | 0 | 0 | 0 | 0 | 0 | 0 | 0
[5 empty] | PROD_DEMAND | CUSTOMER | 0 | 0 | 0 | 0 | 0 | 0 | 0 | 0 | 0 | 0 | 0 | 0 | 0 | 0 | 0 | 0 | 0 | 0 | 0 | 0 | 0 | 0
|  |  | Production | 559182 | PROD_DEMAND | TOTAL | 559182 | 274190.9331 | 69359.6445 | 810.9197 | 19.9774 | 70190.5416 | 29020.9454 | 8265.0228 | 654.0566 | 138.0598 | 38078.0847 | 1743.297 | 19004.9956 | 126927.488 | 19912.5245 | 167588.3051 | 7877.0738 | 190.1554 | 8067.2293 | 137.3352 | 744.6589 | 184.9121
[5 empty] | RB_GUP_EPIS_T | PRODUCTION | 50914.663 | 24965.6444 | 6315.3373 | 73.8359 | 1.819 | 6390.9921 | 2642.4163 | 752.5472 | 59.5532 | 12.5706 | 3467.0874 | 158.7308 | 1730.4437 | 11557.007 | 1813.076 | 15259.2574 | 717.2237 | 17.314 | 734.5377 | 12.5047 | 67.8027 | 16.8366
[5 empty] | RB_GUP_EPIS_T | BULKTRAN | 2693924.124 | 1320946.6134 | 334148.1297 | 3906.6999 | 96.2435 | 338151.0732 | 139811.7698 | 39817.7057 | 3150.9935 | 665.1192 | 183445.5881 | 8398.5354 | 91558.7701 | 611487.8912 | 95930.8957 | 807376.0924 | 37948.7166 | 916.0959 | 38864.8125 | 661.6283 | 3587.4805 | 890.8356
[5 empty] | RB_GUP_EPIS_T | SUBTRAN | 1032707.213 | 490434.5221 | 125544.0009 | 1462.9922 | 47.9631 | 127054.9562 | 54718.1752 | 15509.7432 | 1588.7083 | 0 | 71816.6267 | 3064.4636 | 35418.7037 | 288511.7407 | 0 | 326994.908 | 14850.2025 | 355.301 | 15205.5035 | 243.8542 | 766.019 | 190.8234
[5 empty] | RB_GUP_EPIS_T | DISTPRI | 0 | 0 | 0 | 0 | 0 | 0 | 0 | 0 | 0 | 0 | 0 | 0 | 0 | 0 | 0 | 0 | 0 | 0 | 0 | 0 | 0 | 0
[5 empty] | RB_GUP_EPIS_T | DISTSEC | 0 | 0 | 0 | 0 | 0 | 0 | 0 | 0 | 0 | 0 | 0 | 0 | 0 | 0 | 0 | 0 | 0 | 0 | 0 | 0 | 0 | 0
[5 empty] | RB_GUP_EPIS_T | ENERGY | 0 | 0 | 0 | 0 | 0 | 0 | 0 | 0 | 0 | 0 | 0 | 0 | 0 | 0 | 0 | 0 | 0 | 0 | 0 | 0 | 0 | 0
[5 empty] | RB_GUP_EPIS_T | CUSTOMER | 0 | 0 | 0 | 0 | 0 | 0 | 0 | 0 | 0 | 0 | 0 | 0 | 0 | 0 | 0 | 0 | 0 | 0 | 0 | 0 | 0 | 0
|  |  | Transmission | 3777546 | RB_GUP_EPIS_T | TOTAL | 3777546 | 1836346.7799 | 466007.4679 | 5443.528 | 146.0256 | 471597.0215 | 197172.3613 | 56079.9961 | 4799.255 | 677.6898 | 258729.3022 | 11621.7297 | 128707.9175 | 911556.6389 | 97743.9717 | 1149630.2578 | 53516.1428 | 1288.7109 | 54804.8537 | 917.9871 | 4421.3022 | 1098.4956
[5 empty] | RB_GUP_EPIS_D | PRODUCTION | 0 | 0 | 0 | 0 | 0 | 0 | 0 | 0 | 0 | 0 | 0 | 0 | 0 | 0 | 0 | 0 | 0 | 0 | 0 | 0 | 0 | 0
[5 empty] | RB_GUP_EPIS_D | BULKTRAN | 0 | 0 | 0 | 0 | 0 | 0 | 0 | 0 | 0 | 0 | 0 | 0 | 0 | 0 | 0 | 0 | 0 | 0 | 0 | 0 | 0 | 0
[5 empty] | RB_GUP_EPIS_D | SUBTRAN | 0 | 0 | 0 | 0 | 0 | 0 | 0 | 0 | 0 | 0 | 0 | 0 | 0 | 0 | 0 | 0 | 0 | 0 | 0 | 0 | 0 | 0
[5 empty] | RB_GUP_EPIS_D | DISTPRI | 583083.3562 | 387458.1055 | 97547.0829 | 1138.3395 | 0 | 98685.4224 | 42065.0042 | 11941.3459 | 0 | 0 | 54006.3501 | 2399.1217 | 27749.1989 | 0 | 0 | 30148.3206 | 11415.7334 | 273.5115 | 11689.2449 | 196.405 | 719.9587 | 179.5491
[5 empty] | RB_GUP_EPIS_D | DISTSEC | 259377.7346 | 193651.8737 | 43472.2795 | 0 | 0 | 43472.2795 | 15324.4368 | 0 | 0 | 0 | 15324.4368 | 678.2681 | 0 | 0 | 0 | 678.2681 | 4265.0194 | 0 | 4265.0194 | 69.5466 | 1535.6942 | 380.6163
[5 empty] | RB_GUP_EPIS_D | ENERGY | 0 | 0 | 0 | 0 | 0 | 0 | 0 | 0 | 0 | 0 | 0 | 0 | 0 | 0 | 0 | 0 | 0 | 0 | 0 | 0 | 0 | 0
[5 empty] | RB_GUP_EPIS_D | CUSTOMER | 519586.9091 | 373095.5544 | 91453.9196 | 743.8185 | 106.1164 | 92303.8545 | 1529.1295 | 623.18 | 304.4808 | 130.489 | 2587.2794 | 22.0162 | 388.1119 | 789.528 | 195.7347 | 1395.3908 | 517.7277 | 7.9175 | 525.6452 | 30.7494 | 43125.0011 | 6523.4344
|  |  | Distribution | 1362048 | RB_GUP_EPIS_D | TOTAL | 1362048 | 954205.5336 | 232473.282 | 1882.158 | 106.1164 | 234461.5563 | 58918.5705 | 12564.5259 | 304.4808 | 130.489 | 71918.0662 | 3099.4061 | 28137.3108 | 789.528 | 195.7347 | 32221.9796 | 16198.4804 | 281.429 | 16479.9094 | 296.7009 | 45380.654 | 7083.5998
[5 empty] | LABOR_M | PRODUCTION | 65003.5988 | 31874.0542 | 8062.8963 | 94.2675 | 2.3223 | 8159.4862 | 3373.617 | 960.7896 | 76.0325 | 16.0491 | 4426.4882 | 202.6542 | 2209.2863 | 14755.0234 | 2314.7844 | 19481.7482 | 915.6914 | 22.1051 | 937.7965 | 15.9649 | 86.5649 | 21.4956
[5 empty] | LABOR_M | BULKTRAN | 17490.7282 | 8576.4547 | 2169.5096 | 25.3649 | 0.62488 | 2195.4993 | 907.75 | 258.5227 | 20.4583 | 4.3184 | 1191.0495 | 54.5288 | 594.4598 | 3970.1818 | 622.8465 | 5242.0169 | 246.388 | 5.9479 | 252.3359 | 4.2957 | 23.2923 | 5.7839
[5 empty] | LABOR_M | SUBTRAN | 6707.8443 | 3185.5674 | 815.4582 | 9.5027 | 0.31154 | 825.2725 | 355.4163 | 100.742 | 10.3193 | 0 | 466.4776 | 19.9049 | 230.0586 | 1873.9986 | 0 | 2123.9621 | 96.458 | 2.3078 | 98.7658 | 1.5839 | 4.9756 | 1.2395
[5 empty] | LABOR_M | DISTPRI | 44663.5821 | 29678.8902 | 7472.0057 | 87.1956 | 0 | 7559.2013 | 3222.1358 | 914.6947 | 0 | 0 | 4136.8306 | 183.7702 | 2125.5599 | 0 | 0 | 2309.3302 | 874.4334 | 20.9507 | 895.3841 | 15.0444 | 55.1481 | 13.7533
[5 empty] | LABOR_M | DISTSEC | 17850.7573 | 13327.4069 | 2991.8262 | 0 | 0 | 2991.8262 | 1054.6503 | 0 | 0 | 0 | 1054.6503 | 46.6794 | 0 | 0 | 0 | 46.6794 | 293.5249 | 0 | 293.5249 | 4.7863 | 105.6887 | 26.1946
[5 empty] | LABOR_M | ENERGY | 46886.4623 | 17044.752 | 5501.4691 | 62.9814 | 1.5963 | 5566.0467 | 2662.2583 | 743.1159 | 58.833 | 12.0605 | 3476.2677 | 177.3984 | 2120.0547 | 14987.7946 | 2401.939 | 19687.1866 | 722.1265 | 16.9725 | 739.0991 | 16.5808 | 285.3074 | 71.2221
[5 empty] | LABOR_M | CUSTOMER | 68807.027 | 54047.1866 | 12557.0667 | 113.1633 | 15.9644 | 12686.1944 | 216.6704 | 95.2572 | 45.6558 | 19.451 | 377.0345 | 3.1524 | 59.2723 | 118.3249 | 29.189 | 209.9387 | 72.75 | 1.2207 | 73.9707 | 4.2574 | 1172.7597 | 235.6851
|  |  | General & Intangible | 267410 | LABOR_M | TOTAL | 267410 | 157734.3119 | 39570.2318 | 392.4754 | 20.8194 | 39983.5266 | 11792.4981 | 3073.1221 | 211.2991 | 51.879 | 15128.7983 | 688.0884 | 7338.6916 | 35705.3233 | 5368.7589 | 49100.8621 | 3221.3722 | 69.5048 | 3290.877 | 62.5134 | 1733.7367 | 375.3739
[6 empty] | PRODUCTION | 675100.2618 | 331030.6317 | 83737.8781 | 979.0232 | 24.1187 | 84741.02 | 35036.9788 | 9978.3596 | 789.6423 | 166.6796 | 45971.6603 | 2104.6819 | 22944.7255 | 153239.5184 | 24040.3849 | 202329.3108 | 9509.9889 | 229.5746 | 9739.5635 | 165.8048 | 899.0264 | 223.2444
[6 empty] | BULKTRAN | 2711414.8522 | 1329523.0681 | 336317.6393 | 3932.0648 | 96.8684 | 340346.5725 | 140719.5198 | 40076.2284 | 3171.4519 | 669.4376 | 184636.6376 | 8453.0643 | 92153.2299 | 615458.073 | 96553.7422 | 812618.1093 | 38195.1047 | 922.0438 | 39117.1484 | 665.924 | 3610.7728 | 896.6195
[6 empty] | SUBTRAN | 1039415.0573 | 493620.0895 | 126359.4592 | 1472.4949 | 48.2746 | 127880.2287 | 55073.5915 | 15610.4851 | 1599.0276 | 0 | 72283.1042 | 3084.3685 | 35648.7623 | 290385.7393 | 0 | 329118.87 | 14946.6605 | 357.6088 | 15304.2693 | 245.4382 | 770.9946 | 192.0628
[6 empty] | DISTPRI | 627746.9383 | 417136.9956 | 105019.0885 | 1225.5351 | 0 | 106244.6236 | 45287.14 | 12856.0406 | 0 | 0 | 58143.1806 | 2582.892 | 29874.7588 | 0 | 0 | 32457.6508 | 12290.1668 | 294.4622 | 12584.629 | 211.4494 | 775.1068 | 193.3024
[6 empty] | DISTSEC | 277228.492 | 206979.2806 | 46464.1058 | 0 | 0 | 46464.1058 | 16379.0871 | 0 | 0 | 0 | 16379.0871 | 724.9475 | 0 | 0 | 0 | 724.9475 | 4558.5443 | 0 | 4558.5443 | 74.3329 | 1641.383 | 406.8109
[6 empty] | ENERGY | 46886.4623 | 17044.752 | 5501.4691 | 62.9814 | 1.5963 | 5566.0467 | 2662.2583 | 743.1159 | 58.833 | 12.0605 | 3476.2677 | 177.3984 | 2120.0547 | 14987.7946 | 2401.939 | 19687.1866 | 722.1265 | 16.9725 | 739.0991 | 16.5808 | 285.3074 | 71.2221
[6 empty] | CUSTOMER | 588393.9361 | 427142.741 | 104010.9863 | 856.9817 | 122.0808 | 104990.0489 | 1745.7999 | 718.4373 | 350.1366 | 149.94 | 2964.3138 | 25.1686 | 447.3842 | 907.8529 | 224.9238 | 1605.3295 | 590.4776 | 9.1382 | 599.6159 | 35.0067 | 44297.7608 | 6759.1194
|  | Total Per Books AFUDC Offset |  | 5966186 |  | TOTAL | 5966186 | 3222477.5585 | 807410.6262 | 8529.0811 | 292.9388 | 816232.6461 | 296904.3753 | 79982.6669 | 5969.0915 | 998.1177 | 383854.2513 | 17152.5212 | 183188.9154 | 1074978.9781 | 123220.9898 | 1398541.4046 | 80813.0693 | 1829.8002 | 82642.8694 | 1414.5367 | 52280.3519 | 8742.3815
[5 empty] | LABOR_M | PRODUCTION | 1326.6534 | 650.5151 | 164.555 | 1.9239 | 0.047396 | 166.5263 | 68.8519 | 19.6087 | 1.5517 | 0.32755 | 90.3399 | 4.136 | 45.0892 | 301.1341 | 47.2423 | 397.6015 | 18.6883 | 0.45114 | 19.1394 | 0.32583 | 1.7667 | 0.4387
[5 empty] | LABOR_M | BULKTRAN | 356.9669 | 175.0362 | 44.2774 | 0.51767 | 0.012753 | 44.8078 | 18.5262 | 5.2762 | 0.41753 | 0.088134 | 24.308 | 1.1129 | 12.1323 | 81.0271 | 12.7116 | 106.9839 | 5.0285 | 0.12139 | 5.1499 | 0.087671 | 0.47537 | 0.11804
[5 empty] | LABOR_M | SUBTRAN | 136.8999 | 65.014 | 16.6426 | 0.19394 | 0.0063582 | 16.8429 | 7.2537 | 2.056 | 0.21061 | 0 | 9.5203 | 0.40624 | 4.6952 | 38.2463 | 0 | 43.3478 | 1.9686 | 0.0471 | 2.0157 | 0.032326 | 0.10155 | 0.025296
[5 empty] | LABOR_M | DISTPRI | 911.5356 | 605.7142 | 152.4956 | 1.7796 | 0 | 154.2752 | 65.7603 | 18.6679 | 0 | 0 | 84.4283 | 3.7506 | 43.3804 | 0 | 0 | 47.1309 | 17.8462 | 0.42758 | 18.2738 | 0.30704 | 1.1255 | 0.28069
[5 empty] | LABOR_M | DISTSEC | 364.3147 | 271.998 | 61.06 | 0 | 0 | 61.06 | 21.5243 | 0 | 0 | 0 | 21.5243 | 0.95268 | 0 | 0 | 0 | 0.95268 | 5.9905 | 0 | 5.9905 | 0.097683 | 2.157 | 0.5346
[5 empty] | LABOR_M | ENERGY | 956.9022 | 347.865 | 112.2791 | 1.2854 | 0.032578 | 113.597 | 54.3338 | 15.1662 | 1.2007 | 0.24614 | 70.9469 | 3.6205 | 43.268 | 305.8847 | 49.021 | 401.7943 | 14.7378 | 0.34639 | 15.0842 | 0.3384 | 5.8228 | 1.4536
[5 empty] | LABOR_M | CUSTOMER | 1404.2773 | 1103.0448 | 256.2762 | 2.3095 | 0.32582 | 258.9116 | 4.422 | 1.9441 | 0.93179 | 0.39697 | 7.6949 | 0.064337 | 1.2097 | 2.4149 | 0.59572 | 4.2846 | 1.4847 | 0.024914 | 1.5097 | 0.086888 | 23.9348 | 4.8101
|  |  | Adj 18 - Wholesale Load General AFUDC | 5457.55 | LABOR_M | TOTAL | 5457.55 | 3219.1874 | 807.5858 | 8.01 | 0.4249 | 816.0207 | 240.6722 | 62.7191 | 4.3124 | 1.0588 | 308.7625 | 14.0431 | 149.7748 | 728.7072 | 109.5706 | 1002.0957 | 65.7447 | 1.4185 | 67.1633 | 1.2758 | 35.3837 | 7.661
[5 empty] | RB_GUP_EPIS_D | PRODUCTION | 0 | 0 | 0 | 0 | 0 | 0 | 0 | 0 | 0 | 0 | 0 | 0 | 0 | 0 | 0 | 0 | 0 | 0 | 0 | 0 | 0 | 0
[5 empty] | RB_GUP_EPIS_D | BULKTRAN | 0 | 0 | 0 | 0 | 0 | 0 | 0 | 0 | 0 | 0 | 0 | 0 | 0 | 0 | 0 | 0 | 0 | 0 | 0 | 0 | 0 | 0
[5 empty] | RB_GUP_EPIS_D | SUBTRAN | 0 | 0 | 0 | 0 | 0 | 0 | 0 | 0 | 0 | 0 | 0 | 0 | 0 | 0 | 0 | 0 | 0 | 0 | 0 | 0 | 0 | 0
[5 empty] | RB_GUP_EPIS_D | DISTPRI | 583.7135 | 387.8768 | 97.6525 | 1.1396 | 0 | 98.7921 | 42.1105 | 11.9543 | 0 | 0 | 54.0647 | 2.4017 | 27.7792 | 0 | 0 | 30.1809 | 11.4281 | 0.27381 | 11.7019 | 0.19662 | 0.72074 | 0.17974
[5 empty] | RB_GUP_EPIS_D | DISTSEC | 259.6581 | 193.8612 | 43.5193 | 0 | 0 | 43.5193 | 15.341 | 0 | 0 | 0 | 15.341 | 0.679 | 0 | 0 | 0 | 0.679 | 4.2696 | 0 | 4.2696 | 0.069622 | 1.5374 | 0.38103
[5 empty] | RB_GUP_EPIS_D | ENERGY | 0 | 0 | 0 | 0 | 0 | 0 | 0 | 0 | 0 | 0 | 0 | 0 | 0 | 0 | 0 | 0 | 0 | 0 | 0 | 0 | 0 | 0
[5 empty] | RB_GUP_EPIS_D | CUSTOMER | 520.1484 | 373.4988 | 91.5528 | 0.74462 | 0.10623 | 92.4036 | 1.5308 | 0.62385 | 0.30481 | 0.13063 | 2.5901 | 0.02204 | 0.38853 | 0.79038 | 0.19595 | 1.3969 | 0.51829 | 0.007926 | 0.52621 | 0.030783 | 43.1716 | 6.5305
|  |  | Adj 18 - Wholesale Load Distribution AFUDC | 1363.52 | RB_GUP_EPIS_D | TOTAL | 1363.52 | 955.2368 | 232.7245 | 1.8842 | 0.10623 | 234.7149 | 58.9822 | 12.5781 | 0.30481 | 0.13063 | 71.9958 | 3.1028 | 28.1677 | 0.79038 | 0.19595 | 32.2568 | 16.216 | 0.28173 | 16.4977 | 0.29702 | 45.4297 | 7.0913
[5 empty] | RB_GUP_EPIS_T | PRODUCTION | 775.3509 | 380.1878 | 96.1727 | 1.1244 | 0.0277 | 97.3248 | 40.2399 | 11.4601 | 0.9069 | 0.19143 | 52.7983 | 2.4172 | 26.352 | 175.9952 | 27.6103 | 232.3747 | 10.9222 | 0.26367 | 11.1859 | 0.19043 | 1.0325 | 0.2564
[5 empty] | RB_GUP_EPIS_T | BULKTRAN | 41024.26 | 20115.9553 | 5088.5545 | 59.4929 | 1.4656 | 5149.5131 | 2129.1151 | 606.3615 | 47.9847 | 10.1287 | 2793.59 | 127.8966 | 1394.2972 | 9312.0062 | 1460.8778 | 12295.0778 | 577.8997 | 13.9507 | 591.8504 | 10.0756 | 54.6317 | 13.566
[5 empty] | RB_GUP_EPIS_T | SUBTRAN | 15726.5191 | 7468.5524 | 1911.8392 | 22.2791 | 0.7304 | 1934.8487 | 833.2724 | 236.1892 | 24.1935 | 0 | 1093.6551 | 46.667 | 539.3716 | 4393.5835 | 0 | 4979.6221 | 226.1454 | 5.4107 | 231.5561 | 3.7135 | 11.6653 | 2.9059
[5 empty] | RB_GUP_EPIS_T | DISTPRI | 0 | 0 | 0 | 0 | 0 | 0 | 0 | 0 | 0 | 0 | 0 | 0 | 0 | 0 | 0 | 0 | 0 | 0 | 0 | 0 | 0 | 0
[5 empty] | RB_GUP_EPIS_T | DISTSEC | 0 | 0 | 0 | 0 | 0 | 0 | 0 | 0 | 0 | 0 | 0 | 0 | 0 | 0 | 0 | 0 | 0 | 0 | 0 | 0 | 0 | 0
[5 empty] | RB_GUP_EPIS_T | ENERGY | 0 | 0 | 0 | 0 | 0 | 0 | 0 | 0 | 0 | 0 | 0 | 0 | 0 | 0 | 0 | 0 | 0 | 0 | 0 | 0 | 0 | 0
[5 empty] | RB_GUP_EPIS_T | CUSTOMER | 0 | 0 | 0 | 0 | 0 | 0 | 0 | 0 | 0 | 0 | 0 | 0 | 0 | 0 | 0 | 0 | 0 | 0 | 0 | 0 | 0 | 0
|  |  | Adj 18 - Wholesale Load Transmission AFUDC | 57526.13 | RB_GUP_EPIS_T | TOTAL | 57526.13 | 27964.6955 | 7096.5664 | 82.8964 | 2.2237 | 7181.6866 | 3002.6273 | 854.0108 | 73.0852 | 10.3202 | 3940.0435 | 176.9808 | 1960.0207 | 13881.585 | 1488.4881 | 17507.0746 | 814.9673 | 19.6251 | 834.5924 | 13.9795 | 67.3295 | 16.7284
[5 empty] | PROD_DEMAND | PRODUCTION | 8515.86 | 4175.6916 | 1056.2876 | 12.3496 | 0.30424 | 1068.9415 | 441.964 | 125.8692 | 9.9607 | 2.1025 | 579.8964 | 26.5489 | 289.4297 | 1932.9963 | 303.2506 | 2552.2255 | 119.961 | 2.8959 | 122.857 | 2.0915 | 11.3405 | 2.8161
[5 empty] | PROD_DEMAND | BULKTRAN | 0 | 0 | 0 | 0 | 0 | 0 | 0 | 0 | 0 | 0 | 0 | 0 | 0 | 0 | 0 | 0 | 0 | 0 | 0 | 0 | 0 | 0
[5 empty] | PROD_DEMAND | SUBTRAN | 0 | 0 | 0 | 0 | 0 | 0 | 0 | 0 | 0 | 0 | 0 | 0 | 0 | 0 | 0 | 0 | 0 | 0 | 0 | 0 | 0 | 0
[5 empty] | PROD_DEMAND | DISTPRI | 0 | 0 | 0 | 0 | 0 | 0 | 0 | 0 | 0 | 0 | 0 | 0 | 0 | 0 | 0 | 0 | 0 | 0 | 0 | 0 | 0 | 0
[5 empty] | PROD_DEMAND | DISTSEC | 0 | 0 | 0 | 0 | 0 | 0 | 0 | 0 | 0 | 0 | 0 | 0 | 0 | 0 | 0 | 0 | 0 | 0 | 0 | 0 | 0 | 0
[5 empty] | PROD_DEMAND | ENERGY | 0 | 0 | 0 | 0 | 0 | 0 | 0 | 0 | 0 | 0 | 0 | 0 | 0 | 0 | 0 | 0 | 0 | 0 | 0 | 0 | 0 | 0
[5 empty] | PROD_DEMAND | CUSTOMER | 0 | 0 | 0 | 0 | 0 | 0 | 0 | 0 | 0 | 0 | 0 | 0 | 0 | 0 | 0 | 0 | 0 | 0 | 0 | 0 | 0 | 0
|  |  | Adj 18 - Wholesale Load Production AFUDC | 8515.86 | PROD_DEMAND | TOTAL | 8515.86 | 4175.6916 | 1056.2876 | 12.3496 | 0.30424 | 1068.9415 | 441.964 | 125.8692 | 9.9607 | 2.1025 | 579.8964 | 26.5489 | 289.4297 | 1932.9963 | 303.2506 | 2552.2255 | 119.961 | 2.8959 | 122.857 | 2.0915 | 11.3405 | 2.8161
[5 empty] | PROD_DEMAND | PRODUCTION | 3940450 | 1932171.7477 | 488764.3219 | 5714.3983 | 140.7771 | 494619.4974 | 204505.1244 | 58242.0555 | 4609.0134 | 972.8815 | 268329.0748 | 12284.6849 | 133924.6166 | 894434.0486 | 140319.8014 | 1180963.1515 | 55508.2525 | 1339.9895 | 56848.242 | 967.7753 | 5247.4705 | 1303.0408
[5 empty] | PROD_DEMAND | BULKTRAN | 0 | 0 | 0 | 0 | 0 | 0 | 0 | 0 | 0 | 0 | 0 | 0 | 0 | 0 | 0 | 0 | 0 | 0 | 0 | 0 | 0 | 0
[5 empty] | PROD_DEMAND | SUBTRAN | 0 | 0 | 0 | 0 | 0 | 0 | 0 | 0 | 0 | 0 | 0 | 0 | 0 | 0 | 0 | 0 | 0 | 0 | 0 | 0 | 0 | 0
[5 empty] | PROD_DEMAND | DISTPRI | 0 | 0 | 0 | 0 | 0 | 0 | 0 | 0 | 0 | 0 | 0 | 0 | 0 | 0 | 0 | 0 | 0 | 0 | 0 | 0 | 0 | 0
[5 empty] | PROD_DEMAND | DISTSEC | 0 | 0 | 0 | 0 | 0 | 0 | 0 | 0 | 0 | 0 | 0 | 0 | 0 | 0 | 0 | 0 | 0 | 0 | 0 | 0 | 0 | 0
[5 empty] | PROD_DEMAND | ENERGY | 0 | 0 | 0 | 0 | 0 | 0 | 0 | 0 | 0 | 0 | 0 | 0 | 0 | 0 | 0 | 0 | 0 | 0 | 0 | 0 | 0 | 0
[5 empty] | PROD_DEMAND | CUSTOMER | 0 | 0 | 0 | 0 | 0 | 0 | 0 | 0 | 0 | 0 | 0 | 0 | 0 | 0 | 0 | 0 | 0 | 0 | 0 | 0 | 0 | 0
|  |  | Adj 41 - AFUDC Offest | 3940450 | PROD_DEMAND | TOTAL | 3940450 | 1932171.7477 | 488764.3219 | 5714.3983 | 140.7771 | 494619.4974 | 204505.1244 | 58242.0555 | 4609.0134 | 972.8815 | 268329.0748 | 12284.6849 | 133924.6166 | 894434.0486 | 140319.8014 | 1180963.1515 | 55508.2525 | 1339.9895 | 56848.242 | 967.7753 | 5247.4705 | 1303.0408
[6 empty] | PRODUCTION | 3951067.8643 | 1937378.1423 | 490081.3373 | 5729.7963 | 141.1564 | 495952.29 | 205056.1802 | 58398.9935 | 4621.4328 | 975.503 | 269052.1094 | 12317.787 | 134285.4875 | 896844.1742 | 140697.9045 | 1184145.3531 | 55657.824 | 1343.6002 | 57001.4242 | 970.383 | 5261.6103 | 1306.552
[6 empty] | BULKTRAN | 41381.2269 | 20290.9915 | 5132.8319 | 60.0106 | 1.4784 | 5194.3209 | 2147.6413 | 611.6377 | 48.4022 | 10.2169 | 2817.898 | 129.0095 | 1406.4295 | 9393.0334 | 1473.5894 | 12402.0617 | 582.9282 | 14.0721 | 597.0003 | 10.1632 | 55.1071 | 13.6841
[6 empty] | SUBTRAN | 15863.419 | 7533.5664 | 1928.4818 | 22.473 | 0.73676 | 1951.6916 | 840.5261 | 238.2452 | 24.4042 | 0 | 1103.1754 | 47.0732 | 544.0668 | 4431.8298 | 0 | 5022.9699 | 228.114 | 5.4578 | 233.5718 | 3.7458 | 11.7668 | 2.9312
[6 empty] | DISTPRI | 1495.2491 | 993.591 | 250.1481 | 2.9191 | 0 | 253.0672 | 107.8708 | 30.6222 | 0 | 0 | 138.493 | 6.1523 | 71.1596 | 0 | 0 | 77.3118 | 29.2743 | 0.70139 | 29.9757 | 0.50366 | 1.8462 | 0.46043
[6 empty] | DISTSEC | 623.9728 | 465.8592 | 104.5792 | 0 | 0 | 104.5792 | 36.8653 | 0 | 0 | 0 | 36.8653 | 1.6317 | 0 | 0 | 0 | 1.6317 | 10.2602 | 0 | 10.2602 | 0.1673 | 3.6943 | 0.91563
[6 empty] | ENERGY | 956.9022 | 347.865 | 112.2791 | 1.2854 | 0.032578 | 113.597 | 54.3338 | 15.1662 | 1.2007 | 0.24614 | 70.9469 | 3.6205 | 43.268 | 305.8847 | 49.021 | 401.7943 | 14.7378 | 0.34639 | 15.0842 | 0.3384 | 5.8228 | 1.4536
[6 empty] | CUSTOMER | 1924.4257 | 1476.5436 | 347.829 | 3.0542 | 0.43205 | 351.3152 | 5.9528 | 2.568 | 1.2366 | 0.5276 | 10.2849 | 0.086377 | 1.5982 | 3.2053 | 0.79166 | 5.6815 | 2.003 | 0.03284 | 2.0359 | 0.11767 | 67.1064 | 11.3406
|  | Total AFUDC Offset Adjustments |  | 4013313.06 |  | TOTAL | 4013313.06 | 1968486.559 | 497957.4863 | 5819.5386 | 143.8362 | 503920.8611 | 208249.3702 | 59297.2327 | 4696.6765 | 986.4936 | 273229.773 | 12505.3605 | 136352.0096 | 910978.1274 | 142221.3066 | 1202056.8041 | 56525.1416 | 1364.2107 | 57889.3523 | 985.4191 | 5406.954 | 1337.3375
[6 empty] | PRODUCTION | 4626168.126 | 2268408.774 | 573819.2154 | 6708.8194 | 165.2752 | 580693.31 | 240093.1589 | 68377.353 | 5411.0751 | 1142.1826 | 315023.7697 | 14422.4689 | 157230.213 | 1050083.6926 | 164738.2894 | 1386474.6639 | 65167.8129 | 1573.1748 | 66740.9877 | 1136.1878 | 6160.6367 | 1529.7963
[6 empty] | BULKTRAN | 2752796.0792 | 1349814.0597 | 341450.4712 | 3992.0754 | 98.3468 | 345540.8933 | 142867.161 | 40687.8661 | 3219.8541 | 679.6544 | 187454.5357 | 8582.0737 | 93559.6593 | 624851.1063 | 98027.3316 | 825020.171 | 38778.0329 | 936.1159 | 39714.1488 | 676.0872 | 3665.8799 | 910.3036
[6 empty] | SUBTRAN | 1055278.4763 | 501153.6558 | 128287.941 | 1494.9679 | 49.0114 | 129831.9203 | 55914.1175 | 15848.7304 | 1623.4318 | 0 | 73386.2797 | 3131.4417 | 36192.8291 | 294817.5691 | 0 | 334141.8399 | 15174.7745 | 363.0666 | 15537.8411 | 249.184 | 782.7615 | 194.9941
[6 empty] | DISTPRI | 629242.1874 | 418130.5866 | 105269.2366 | 1228.4543 | 0 | 106497.6909 | 45395.0108 | 12886.6628 | 0 | 0 | 58281.6736 | 2589.0443 | 29945.9184 | 0 | 0 | 32534.9627 | 12319.4411 | 295.1636 | 12614.6047 | 211.953 | 776.953 | 193.7628
[6 empty] | DISTSEC | 277852.4647 | 207445.1398 | 46568.685 | 0 | 0 | 46568.685 | 16415.9524 | 0 | 0 | 0 | 16415.9524 | 726.5792 | 0 | 0 | 0 | 726.5792 | 4568.8044 | 0 | 4568.8044 | 74.5002 | 1645.0773 | 407.7265
[6 empty] | ENERGY | 47843.3645 | 17392.617 | 5613.7481 | 64.2668 | 1.6288 | 5679.6437 | 2716.5921 | 758.2821 | 60.0338 | 12.3066 | 3547.2146 | 181.0189 | 2163.3227 | 15293.6793 | 2450.9599 | 20088.9809 | 736.8644 | 17.3189 | 754.1833 | 16.9192 | 291.1302 | 72.6756
[6 empty] | CUSTOMER | 590318.3618 | 428619.2846 | 104358.8153 | 860.0359 | 122.5128 | 105341.364 | 1751.7527 | 721.0052 | 351.3732 | 150.4676 | 2974.5988 | 25.255 | 448.9824 | 911.0582 | 225.7154 | 1611.0111 | 592.4807 | 9.1711 | 601.6518 | 35.1244 | 44364.8672 | 6770.46
|  | Total Adjusted AFUDC Offsets |  | 9979499.06 |  | TOTAL | 9979499.06 | 5190964.1175 | 1305368.1125 | 14348.6197 | 436.775 | 1320153.5072 | 505153.7455 | 139279.8996 | 10665.768 | 1984.6113 | 657084.0243 | 29657.8817 | 319540.925 | 1985957.1055 | 265442.2964 | 2600598.2087 | 137338.2108 | 3194.0109 | 140532.2217 | 2399.9558 | 57687.3058 | 10079.719
[6 empty] | PRODUCTION | 17972311.2678 | 4878586.4202 | 4209529.0968 | 38462.8175 | -273.5848 | 4247718.3296 | 2179719.2435 | 823806.4552 | 31526.8112 | 122714.9031 | 3157767.413 | 90214.582 | 1406645.3399 | 2950074.2116 | 347703.0561 | 4794637.1896 | 769214.3874 | 16785.6031 | 785999.9904 | 13832.4966 | 71371.6867 | 22397.7418
[6 empty] | BULKTRAN | 21993443.7112 | 5753042.8294 | 5289255.9142 | 89241.3742 | 3318.4348 | 5381815.7231 | 2831768.9371 | 1027707.4894 | 47797.6978 | -278661.6798 | 3628612.4445 | 105562.0891 | 1703423.0423 | 3939418.9384 | 330832.6474 | 6079236.7172 | 996994.1247 | 20518.4641 | 1017512.5889 | 16797.9615 | 89016.8594 | 27408.5872
[6 empty] | SUBTRAN | 8479155.8317 | 2093557.9529 | 1939199.3892 | 32513.7044 | 1567.5747 | 1973280.6684 | 1081199.0109 | 389993.3428 | 23417.0451 | 0 | 1494609.3988 | 37585.0735 | 642717.9913 | 1818713.8487 | 0 | 2499016.9135 | 380615.611 | 7765.1483 | 388380.7593 | 6040.3543 | 18542.7378 | 5727.0466
[6 empty] | DISTPRI | 15730023.9164 | 4385682.0155 | 4813469.7618 | 69897.1551 | 0 | 4883366.9169 | 2668482.7028 | 987917.3942 | 0 | 0 | 3656400.097 | 94517.3936 | 1646314.5096 | 0 | 0 | 1740831.9032 | 952590.022 | 19694.1514 | 972284.1734 | 16159.1542 | 57309.417 | 17990.2393
[6 empty] | DISTSEC | 5784910.6871 | 2166421.0317 | 2117280.1363 | 0 | 0 | 2117280.1363 | 959616.5921 | 0 | 0 | 0 | 959616.5921 | 26362.1191 | 0 | 0 | 0 | 26362.1191 | 351311.8832 | 0 | 351311.8832 | 5646.2715 | 120640.8754 | 37631.7779
[6 empty] | ENERGY | 2654439.5464 | 145557.3584 | 749908.5331 | -9447.8824 | -810.7862 | 739649.8645 | 432763.4909 | 208525.7934 | 4059.9319 | 240193.2923 | 885542.5085 | 24252.9691 | 423478.0556 | 101009.2364 | 69490.9346 | 618231.1956 | 162172.8609 | 3967.7657 | 166140.6266 | 4626.4809 | 70448.2073 | 24243.3045
[6 empty] | CUSTOMER | 12955978.82 | 4199839.0019 | 4522946.4226 | 43320.7318 | 5580.9166 | 4571848.071 | 97176.6424 | 51998.2137 | 13178.8192 | -66076.3412 | 96277.3341 | 874.7551 | 23272.9322 | 13709.0164 | 1823.3484 | 39680.052 | 43328.4941 | 576.5201 | 43905.0142 | 2549.0139 | 3361618.7408 | 640261.5922
Adjusted Net Operating Income |  |  |  | 85570263.7806 |  | TOTAL | 85570263.7806 | 23622686.6099 | 23641589.2541 | 263987.9006 | 9382.5551 | 23914959.7098 | 10250726.6196 | 3489948.6887 | 119980.3053 | 18170.1744 | 13878825.788 | 379368.9815 | 5845851.8708 | 8822925.2515 | 749849.9865 | 15797996.0903 | 3656227.3833 | 69307.6527 | 3725535.036 | 65651.7329 | 3788948.5243 | 775660.2894
| Current Rate of Return | [5 empty] | 4.57% | 2.218% | 8.835% | 10.92% | 20.45% | 8.856% | 11.2% | 15.45% | 9.249% | 6.494% | 12% | 7.428% | 10.85% | 3.271% | 2.167% | 4.348% | 14.47% | 12.71% | 14.43% | 14.45% | 13.72% | 17.22%
O&M Labor
[5 empty] | PROD_DEMAND | PRODUCTION | 7984127 | 3914960.1238 | 990332.6827 | 11578.4954 | 285.2421 | 1002196.4202 | 414367.6193 | 118009.8638 | 9338.7681 | 1971.2493 | 543687.5004 | 24891.1887 | 271357.6236 | 1812299.3661 | 284315.526 | 2392863.7043 | 112470.641 | 2715.0824 | 115185.7233 | 1960.9031 | 10632.4078 | 2640.2171
[5 empty] | PROD_DEMAND | BULKTRAN | 0 | 0 | 0 | 0 | 0 | 0 | 0 | 0 | 0 | 0 | 0 | 0 | 0 | 0 | 0 | 0 | 0 | 0 | 0 | 0 | 0 | 0
[5 empty] | PROD_DEMAND | SUBTRAN | 0 | 0 | 0 | 0 | 0 | 0 | 0 | 0 | 0 | 0 | 0 | 0 | 0 | 0 | 0 | 0 | 0 | 0 | 0 | 0 | 0 | 0
[5 empty] | PROD_DEMAND | DISTPRI | 0 | 0 | 0 | 0 | 0 | 0 | 0 | 0 | 0 | 0 | 0 | 0 | 0 | 0 | 0 | 0 | 0 | 0 | 0 | 0 | 0 | 0
[5 empty] | PROD_DEMAND | DISTSEC | 0 | 0 | 0 | 0 | 0 | 0 | 0 | 0 | 0 | 0 | 0 | 0 | 0 | 0 | 0 | 0 | 0 | 0 | 0 | 0 | 0 | 0
[5 empty] | PROD_DEMAND | ENERGY | 0 | 0 | 0 | 0 | 0 | 0 | 0 | 0 | 0 | 0 | 0 | 0 | 0 | 0 | 0 | 0 | 0 | 0 | 0 | 0 | 0 | 0
[5 empty] | PROD_DEMAND | CUSTOMER | 0 | 0 | 0 | 0 | 0 | 0 | 0 | 0 | 0 | 0 | 0 | 0 | 0 | 0 | 0 | 0 | 0 | 0 | 0 | 0 | 0 | 0
|  |  | Production Demand | 7984127 | PROD_DEMAND | TOTAL | 7984127 | 3914960.1238 | 990332.6827 | 11578.4954 | 285.2421 | 1002196.4202 | 414367.6193 | 118009.8638 | 9338.7681 | 1971.2493 | 543687.5004 | 24891.1887 | 271357.6236 | 1812299.3661 | 284315.526 | 2392863.7043 | 112470.641 | 2715.0824 | 115185.7233 | 1960.9031 | 10632.4078 | 2640.2171
|  |  |  | 7984127 | PROD_ENERGY | PRODUCTION | 0 | 0 | 0 | 0 | 0 | 0 | 0 | 0 | 0 | 0 | 0 | 0 | 0 | 0 | 0 | 0 | 0 | 0 | 0 | 0 | 0 | 0
|  |  |  | 7984127 | PROD_ENERGY | BULKTRAN | 0 | 0 | 0 | 0 | 0 | 0 | 0 | 0 | 0 | 0 | 0 | 0 | 0 | 0 | 0 | 0 | 0 | 0 | 0 | 0 | 0 | 0
|  |  |  | 7984127 | PROD_ENERGY | SUBTRAN | 0 | 0 | 0 | 0 | 0 | 0 | 0 | 0 | 0 | 0 | 0 | 0 | 0 | 0 | 0 | 0 | 0 | 0 | 0 | 0 | 0 | 0
|  |  |  | 7984127 | PROD_ENERGY | DISTPRI | 0 | 0 | 0 | 0 | 0 | 0 | 0 | 0 | 0 | 0 | 0 | 0 | 0 | 0 | 0 | 0 | 0 | 0 | 0 | 0 | 0 | 0
|  |  |  | 7984127 | PROD_ENERGY | DISTSEC | 0 | 0 | 0 | 0 | 0 | 0 | 0 | 0 | 0 | 0 | 0 | 0 | 0 | 0 | 0 | 0 | 0 | 0 | 0 | 0 | 0 | 0
[5 empty] | PROD_ENERGY | ENERGY | 5758873 | 2093537.3867 | 675723.0162 | 7735.7465 | 196.062 | 683654.8247 | 326994.3273 | 91273.8914 | 7226.2232 | 1481.3427 | 426975.7846 | 21789.1246 | 260397.6718 | 1840889.698 | 295020.3692 | 2418096.8636 | 88695.8591 | 2084.6659 | 90780.525 | 2036.5499 | 35043.1484 | 8747.9171
[5 empty] | PROD_ENERGY | CUSTOMER | 0 | 0 | 0 | 0 | 0 | 0 | 0 | 0 | 0 | 0 | 0 | 0 | 0 | 0 | 0 | 0 | 0 | 0 | 0 | 0 | 0 | 0
|  |  | Production Energy | 5758873 | PROD_ENERGY | TOTAL | 5758873 | 2093537.3867 | 675723.0162 | 7735.7465 | 196.062 | 683654.8247 | 326994.3273 | 91273.8914 | 7226.2232 | 1481.3427 | 426975.7846 | 21789.1246 | 260397.6718 | 1840889.698 | 295020.3692 | 2418096.8636 | 88695.8591 | 2084.6659 | 90780.525 | 2036.5499 | 35043.1484 | 8747.9171
[5 empty] | EXP_OM_TRAN | PRODUCTION | 6.395e-10 | 4.238e-10 | 7.3349e-11 | 9.5507e-13 | -2.9846e-14 | 7.4275e-11 | 1.1002e-10 | -2.7506e-11 | -1.3371e-12 | -3.5019e-13 | 8.0831e-11 | 1.5281e-12 | -6.1125e-12 | 6.52e-11 | 4.075e-12 | 6.469e-11 | -5.0937e-12 | -3.1836e-14 | -5.1255e-12 | 3.8203e-13 | 1.0187e-12 | -3.6611e-13
[5 empty] | EXP_OM_TRAN | BULKTRAN | 2148314.8336 | 1053410.9624 | 266472.0128 | 3115.4631 | 76.751 | 269664.227 | 111495.2334 | 31753.2951 | 2512.8125 | 530.4104 | 146291.7514 | 6697.5525 | 73015.072 | 487641.2426 | 76501.6967 | 643855.5638 | 30262.8385 | 730.556 | 30993.3945 | 527.6265 | 2860.8963 | 710.4117
[5 empty] | EXP_OM_TRAN | SUBTRAN | 823897.1664 | 391270.2535 | 100159.4114 | 1167.1799 | 38.2651 | 101364.8564 | 43654.3377 | 12373.7235 | 1267.4766 | 0 | 57295.5378 | 2444.839 | 28257.1568 | 230175.6032 | 0 | 260877.5989 | 11847.5397 | 283.4603 | 12131 | 194.5477 | 611.1325 | 152.2395
[5 empty] | EXP_OM_TRAN | DISTPRI | 0 | 0 | 0 | 0 | 0 | 0 | 0 | 0 | 0 | 0 | 0 | 0 | 0 | 0 | 0 | 0 | 0 | 0 | 0 | 0 | 0 | 0
[5 empty] | EXP_OM_TRAN | DISTSEC | 0 | 0 | 0 | 0 | 0 | 0 | 0 | 0 | 0 | 0 | 0 | 0 | 0 | 0 | 0 | 0 | 0 | 0 | 0 | 0 | 0 | 0
[5 empty] | EXP_OM_TRAN | ENERGY | 0 | 0 | 0 | 0 | 0 | 0 | 0 | 0 | 0 | 0 | 0 | 0 | 0 | 0 | 0 | 0 | 0 | 0 | 0 | 0 | 0 | 0
[5 empty] | EXP_OM_TRAN | CUSTOMER | 0 | 0 | 0 | 0 | 0 | 0 | 0 | 0 | 0 | 0 | 0 | 0 | 0 | 0 | 0 | 0 | 0 | 0 | 0 | 0 | 0 | 0
|  |  | Transmission | 2972212 | EXP_OM_TRAN | TOTAL | 2972212 | 1444681.2159 | 366631.4242 | 4282.6431 | 115.0161 | 371029.0834 | 155149.5711 | 44127.0186 | 3780.2891 | 530.4104 | 203587.2892 | 9142.3915 | 101272.2288 | 717816.8457 | 76501.6967 | 904733.1627 | 42110.3783 | 1014.0163 | 43124.3946 | 722.1742 | 3472.0288 | 862.6512
[5 empty] | EXP_OM_DIST | PRODUCTION | 0 | 0 | 0 | 0 | 0 | 0 | 0 | 0 | 0 | 0 | 0 | 0 | 0 | 0 | 0 | 0 | 0 | 0 | 0 | 0 | 0 | 0
[5 empty] | EXP_OM_DIST | BULKTRAN | 0 | 0 | 0 | 0 | 0 | 0 | 0 | 0 | 0 | 0 | 0 | 0 | 0 | 0 | 0 | 0 | 0 | 0 | 0 | 0 | 0 | 0
[5 empty] | EXP_OM_DIST | SUBTRAN | 0 | 0 | 0 | 0 | 0 | 0 | 0 | 0 | 0 | 0 | 0 | 0 | 0 | 0 | 0 | 0 | 0 | 0 | 0 | 0 | 0 | 0
[5 empty] | EXP_OM_DIST | DISTPRI | 5485845.681 | 3645337.0719 | 917755.9906 | 10709.8835 | 0 | 928465.8741 | 395761.805 | 112348.2259 | 0 | 0 | 508110.031 | 22571.7499 | 261073.8607 | 0 | 0 | 283645.6106 | 107403.0858 | 2573.2891 | 109976.375 | 1847.8444 | 6773.6151 | 1689.259
[5 empty] | EXP_OM_DIST | DISTSEC | 2192535.7396 | 1636951.0466 | 367473.8182 | 0 | 0 | 367473.8182 | 129538.3949 | 0 | 0 | 0 | 129538.3949 | 5733.4414 | 0 | 0 | 0 | 5733.4414 | 36052.4676 | 0 | 36052.4676 | 587.8814 | 12981.3166 | 3217.3728
[5 empty] | EXP_OM_DIST | ENERGY | 0 | 0 | 0 | 0 | 0 | 0 | 0 | 0 | 0 | 0 | 0 | 0 | 0 | 0 | 0 | 0 | 0 | 0 | 0 | 0 | 0 | 0
[5 empty] | EXP_OM_DIST | CUSTOMER | 5868012.5794 | 4521833.9098 | 1127570.2733 | 12939.9325 | 1919.1537 | 1142429.3595 | 21435.1039 | 10831.3267 | 5506.6473 | 2359.9422 | 40133.0201 | 312.7354 | 6770.3159 | 14278.9037 | 3539.9349 | 24901.8899 | 7193.212 | 135.8722 | 7329.0842 | 419.4157 | 102651.1974 | 28314.7027
|  |  | Distribution | 13546394 | EXP_OM_DIST | TOTAL | 13546394 | 9804122.0283 | 2412800.0821 | 23649.816 | 1919.1537 | 2438369.0518 | 546735.3038 | 123179.5526 | 5506.6473 | 2359.9422 | 677781.4459 | 28617.9268 | 267844.1766 | 14278.9037 | 3539.9349 | 314280.942 | 150648.7655 | 2709.1614 | 153357.9268 | 2855.1415 | 122406.1291 | 33221.3346
[5 empty] | EXP_OM_CUSTACCT | PRODUCTION | 0 | 0 | 0 | 0 | 0 | 0 | 0 | 0 | 0 | 0 | 0 | 0 | 0 | 0 | 0 | 0 | 0 | 0 | 0 | 0 | 0 | 0
[5 empty] | EXP_OM_CUSTACCT | BULKTRAN | 0 | 0 | 0 | 0 | 0 | 0 | 0 | 0 | 0 | 0 | 0 | 0 | 0 | 0 | 0 | 0 | 0 | 0 | 0 | 0 | 0 | 0
[5 empty] | EXP_OM_CUSTACCT | SUBTRAN | 0 | 0 | 0 | 0 | 0 | 0 | 0 | 0 | 0 | 0 | 0 | 0 | 0 | 0 | 0 | 0 | 0 | 0 | 0 | 0 | 0 | 0
[5 empty] | EXP_OM_CUSTACCT | DISTPRI | 0 | 0 | 0 | 0 | 0 | 0 | 0 | 0 | 0 | 0 | 0 | 0 | 0 | 0 | 0 | 0 | 0 | 0 | 0 | 0 | 0 | 0
[5 empty] | EXP_OM_CUSTACCT | DISTSEC | 0 | 0 | 0 | 0 | 0 | 0 | 0 | 0 | 0 | 0 | 0 | 0 | 0 | 0 | 0 | 0 | 0 | 0 | 0 | 0 | 0 | 0
[5 empty] | EXP_OM_CUSTACCT | ENERGY | 0 | 0 | 0 | 0 | 0 | 0 | 0 | 0 | 0 | 0 | 0 | 0 | 0 | 0 | 0 | 0 | 0 | 0 | 0 | 0 | 0 | 0
[5 empty] | EXP_OM_CUSTACCT | CUSTOMER | 2368675 | 1982062.8429 | 382952.8053 | 887.1687 | 38.5929 | 383878.5669 | 4801.7838 | 806.7789 | 93.8457 | 27.0783 | 5729.4867 | 69.2981 | 474.7549 | 236.9132 | 42.1359 | 823.1021 | 1611.2365 | 13.033 | 1624.2696 | 95.2374 | -6117.3113 | 578.8057
|  |  | Customer Accounts | 2368675 | EXP_OM_CUSTACCT | TOTAL | 2368675 | 1982062.8429 | 382952.8053 | 887.1687 | 38.5929 | 383878.5669 | 4801.7838 | 806.7789 | 93.8457 | 27.0783 | 5729.4867 | 69.2981 | 474.7549 | 236.9132 | 42.1359 | 823.1021 | 1611.2365 | 13.033 | 1624.2696 | 95.2374 | -6117.3113 | 578.8057
[5 empty] | EXP_OM_CUSTSERV | PRODUCTION | 0 | 0 | 0 | 0 | 0 | 0 | 0 | 0 | 0 | 0 | 0 | 0 | 0 | 0 | 0 | 0 | 0 | 0 | 0 | 0 | 0 | 0
[5 empty] | EXP_OM_CUSTSERV | BULKTRAN | 0 | 0 | 0 | 0 | 0 | 0 | 0 | 0 | 0 | 0 | 0 | 0 | 0 | 0 | 0 | 0 | 0 | 0 | 0 | 0 | 0 | 0
[5 empty] | EXP_OM_CUSTSERV | SUBTRAN | 0 | 0 | 0 | 0 | 0 | 0 | 0 | 0 | 0 | 0 | 0 | 0 | 0 | 0 | 0 | 0 | 0 | 0 | 0 | 0 | 0 | 0
[5 empty] | EXP_OM_CUSTSERV | DISTPRI | 0 | 0 | 0 | 0 | 0 | 0 | 0 | 0 | 0 | 0 | 0 | 0 | 0 | 0 | 0 | 0 | 0 | 0 | 0 | 0 | 0 | 0
[5 empty] | EXP_OM_CUSTSERV | DISTSEC | 0 | 0 | 0 | 0 | 0 | 0 | 0 | 0 | 0 | 0 | 0 | 0 | 0 | 0 | 0 | 0 | 0 | 0 | 0 | 0 | 0 | 0
[5 empty] | EXP_OM_CUSTSERV | ENERGY | 0 | 0 | 0 | 0 | 0 | 0 | 0 | 0 | 0 | 0 | 0 | 0 | 0 | 0 | 0 | 0 | 0 | 0 | 0 | 0 | 0 | 0
[5 empty] | EXP_OM_CUSTSERV | CUSTOMER | 214599 | 134498.8089 | 31810.2275 | 72.2795 | 3.0977 | 31885.6047 | 375.8536 | 61.9539 | 7.228 | 2.0651 | 447.1006 | 5.1628 | 35.1072 | 17.5536 | 3.0977 | 60.9213 | 131.1357 | 1.0326 | 132.1683 | 8.2605 | 47511.4097 | 54.7259
|  |  | Customer Service | 214599 | EXP_OM_CUSTSERV | TOTAL | 214599 | 134498.8089 | 31810.2275 | 72.2795 | 3.0977 | 31885.6047 | 375.8536 | 61.9539 | 7.228 | 2.0651 | 447.1006 | 5.1628 | 35.1072 | 17.5536 | 3.0977 | 60.9213 | 131.1357 | 1.0326 | 132.1683 | 8.2605 | 47511.4097 | 54.7259
[6 empty] | PRODUCTION | 7984127 | 3914960.1238 | 990332.6827 | 11578.4954 | 285.2421 | 1002196.4202 | 414367.6193 | 118009.8638 | 9338.7681 | 1971.2493 | 543687.5004 | 24891.1887 | 271357.6236 | 1812299.3661 | 284315.526 | 2392863.7043 | 112470.641 | 2715.0824 | 115185.7233 | 1960.9031 | 10632.4078 | 2640.2171
[6 empty] | BULKTRAN | 2148314.8336 | 1053410.9624 | 266472.0128 | 3115.4631 | 76.751 | 269664.227 | 111495.2334 | 31753.2951 | 2512.8125 | 530.4104 | 146291.7514 | 6697.5525 | 73015.072 | 487641.2426 | 76501.6967 | 643855.5638 | 30262.8385 | 730.556 | 30993.3945 | 527.6265 | 2860.8963 | 710.4117
[6 empty] | SUBTRAN | 823897.1664 | 391270.2535 | 100159.4114 | 1167.1799 | 38.2651 | 101364.8564 | 43654.3377 | 12373.7235 | 1267.4766 | 0 | 57295.5378 | 2444.839 | 28257.1568 | 230175.6032 | 0 | 260877.5989 | 11847.5397 | 283.4603 | 12131 | 194.5477 | 611.1325 | 152.2395
[6 empty] | DISTPRI | 5485845.681 | 3645337.0719 | 917755.9906 | 10709.8835 | 0 | 928465.8741 | 395761.805 | 112348.2259 | 0 | 0 | 508110.031 | 22571.7499 | 261073.8607 | 0 | 0 | 283645.6106 | 107403.0858 | 2573.2891 | 109976.375 | 1847.8444 | 6773.6151 | 1689.259
[6 empty] | DISTSEC | 2192535.7396 | 1636951.0466 | 367473.8182 | 0 | 0 | 367473.8182 | 129538.3949 | 0 | 0 | 0 | 129538.3949 | 5733.4414 | 0 | 0 | 0 | 5733.4414 | 36052.4676 | 0 | 36052.4676 | 587.8814 | 12981.3166 | 3217.3728
[6 empty] | ENERGY | 5758873 | 2093537.3867 | 675723.0162 | 7735.7465 | 196.062 | 683654.8247 | 326994.3273 | 91273.8914 | 7226.2232 | 1481.3427 | 426975.7846 | 21789.1246 | 260397.6718 | 1840889.698 | 295020.3692 | 2418096.8636 | 88695.8591 | 2084.6659 | 90780.525 | 2036.5499 | 35043.1484 | 8747.9171
[6 empty] | CUSTOMER | 8451286.5794 | 6638395.5615 | 1542333.3061 | 13899.3807 | 1960.8443 | 1558193.5312 | 26612.7413 | 11700.0595 | 5607.7209 | 2389.0856 | 46309.6073 | 387.1963 | 7280.178 | 14533.3705 | 3585.1685 | 25785.9133 | 8935.5843 | 149.9378 | 9085.5221 | 522.9136 | 144045.2959 | 28948.2344
|  |  | Total | 32844880 |  | TOTAL | 32844880 | 19373862.4064 | 4860250.238 | 48206.1492 | 2557.1645 | 4911013.5518 | 1448424.4589 | 377459.0592 | 25953.0013 | 6372.088 | 1858208.6075 | 84515.0923 | 901381.5629 | 4385539.2803 | 659422.7605 | 6030858.696 | 395668.0161 | 8536.9915 | 404205.0076 | 7678.2667 | 212947.8125 | 46105.6516
Adjusted Fuel & Purchased Power
[5 empty] | PROD_DEMAND | PRODUCTION | 5008292.5204 | 2455780.7642 | 621217.0432 | 7262.9721 | 178.927 | 628658.9423 | 259925.0048 | 74025.3654 | 5858.0334 | 1236.5276 | 341044.931 | 15613.7739 | 170217.5274 | 1136821.2654 | 178345.7756 | 1500998.3424 | 70550.7152 | 1703.1201 | 72253.8352 | 1230.0376 | 6669.5092 | 1656.1585
[5 empty] | PROD_DEMAND | BULKTRAN | 0 | 0 | 0 | 0 | 0 | 0 | 0 | 0 | 0 | 0 | 0 | 0 | 0 | 0 | 0 | 0 | 0 | 0 | 0 | 0 | 0 | 0
[5 empty] | PROD_DEMAND | SUBTRAN | 0 | 0 | 0 | 0 | 0 | 0 | 0 | 0 | 0 | 0 | 0 | 0 | 0 | 0 | 0 | 0 | 0 | 0 | 0 | 0 | 0 | 0
[5 empty] | PROD_DEMAND | DISTPRI | 0 | 0 | 0 | 0 | 0 | 0 | 0 | 0 | 0 | 0 | 0 | 0 | 0 | 0 | 0 | 0 | 0 | 0 | 0 | 0 | 0 | 0
[5 empty] | PROD_DEMAND | DISTSEC | 0 | 0 | 0 | 0 | 0 | 0 | 0 | 0 | 0 | 0 | 0 | 0 | 0 | 0 | 0 | 0 | 0 | 0 | 0 | 0 | 0 | 0
[5 empty] | PROD_DEMAND | ENERGY | 0 | 0 | 0 | 0 | 0 | 0 | 0 | 0 | 0 | 0 | 0 | 0 | 0 | 0 | 0 | 0 | 0 | 0 | 0 | 0 | 0 | 0
[5 empty] | PROD_DEMAND | CUSTOMER | 0 | 0 | 0 | 0 | 0 | 0 | 0 | 0 | 0 | 0 | 0 | 0 | 0 | 0 | 0 | 0 | 0 | 0 | 0 | 0 | 0 | 0
|  |  | Adjusted Purchase Power Demand | 5008292.5204 | PROD_DEMAND | TOTAL | 5008292.5204 | 2455780.7642 | 621217.0432 | 7262.9721 | 178.927 | 628658.9423 | 259925.0048 | 74025.3654 | 5858.0334 | 1236.5276 | 341044.931 | 15613.7739 | 170217.5274 | 1136821.2654 | 178345.7756 | 1500998.3424 | 70550.7152 | 1703.1201 | 72253.8352 | 1230.0376 | 6669.5092 | 1656.1585
[5 empty] | PROD_ENERGY | PRODUCTION | 0 | 0 | 0 | 0 | 0 | 0 | 0 | 0 | 0 | 0 | 0 | 0 | 0 | 0 | 0 | 0 | 0 | 0 | 0 | 0 | 0 | 0
[5 empty] | PROD_ENERGY | BULKTRAN | 0 | 0 | 0 | 0 | 0 | 0 | 0 | 0 | 0 | 0 | 0 | 0 | 0 | 0 | 0 | 0 | 0 | 0 | 0 | 0 | 0 | 0
[5 empty] | PROD_ENERGY | SUBTRAN | 0 | 0 | 0 | 0 | 0 | 0 | 0 | 0 | 0 | 0 | 0 | 0 | 0 | 0 | 0 | 0 | 0 | 0 | 0 | 0 | 0 | 0
[5 empty] | PROD_ENERGY | DISTPRI | 0 | 0 | 0 | 0 | 0 | 0 | 0 | 0 | 0 | 0 | 0 | 0 | 0 | 0 | 0 | 0 | 0 | 0 | 0 | 0 | 0 | 0
[5 empty] | PROD_ENERGY | DISTSEC | 0 | 0 | 0 | 0 | 0 | 0 | 0 | 0 | 0 | 0 | 0 | 0 | 0 | 0 | 0 | 0 | 0 | 0 | 0 | 0 | 0 | 0
[5 empty] | PROD_ENERGY | ENERGY | 258705723.01 | 94047933.2101 | 30355489.9464 | 347512.7684 | 8807.6896 | 30711810.4044 | 14689558.8534 | 4100294.9846 | 324623.4626 | 66546.3247 | 19181023.6252 | 978832.3554 | 11697838.7868 | 82698246.7428 | 13253193.4504 | 108628111.3354 | 3984482.0938 | 93649.4017 | 4078131.4955 | 91487.8852 | 1574242.5709 | 392982.4832
[5 empty] | PROD_ENERGY | CUSTOMER | 0 | 0 | 0 | 0 | 0 | 0 | 0 | 0 | 0 | 0 | 0 | 0 | 0 | 0 | 0 | 0 | 0 | 0 | 0 | 0 | 0 | 0
|  |  | Adjusted Purchase Power Energy & Fuel | 258705723.01 | PROD_ENERGY | TOTAL | 258705723.01 | 94047933.2101 | 30355489.9464 | 347512.7684 | 8807.6896 | 30711810.4044 | 14689558.8534 | 4100294.9846 | 324623.4626 | 66546.3247 | 19181023.6252 | 978832.3554 | 11697838.7868 | 82698246.7428 | 13253193.4504 | 108628111.3354 | 3984482.0938 | 93649.4017 | 4078131.4955 | 91487.8852 | 1574242.5709 | 392982.4832
Calculation of Proposed Revenues
[5 empty] | RATEBASE | PRODUCTION | 28247788.561 | 8087952.3636 | 5508065.0536 | 58167.8714 | 638.1357 | 5566871.0607 | 3052016.5034 | 824544.3593 | 56214.168 | 10398.7433 | 3943173.774 | 95586.1506 | 1055776.3937 | 7241608.3455 | 1128461.5496 | 9521432.4394 | 979421.3253 | 23639.1423 | 1003060.4676 | 17348.9935 | 82362.1115 | 25587.3508
[5 empty] | RATEBASE | BULKTRAN | 35960865.184 | 10304948.8471 | 7013136.932 | 74774.3295 | 972.8979 | 7088884.1594 | 3879960.0179 | 1058640.4037 | 74030.758 | 23823.544 | 5036454.7236 | 122307.5328 | 1347697.3635 | 9193557.0512 | 1435860.3142 | 12099422.2618 | 1242017.2667 | 30009.266 | 1272026.5327 | 22029.8903 | 104607.7469 | 32491.0222
[5 empty] | RATEBASE | SUBTRAN | 13537983.3633 | 3726851.1047 | 2566851.4621 | 27207.3533 | 458.1283 | 2594516.9438 | 1479455.9394 | 401294.122 | 36191.9758 | 0 | 1916942.0372 | 43451.6192 | 507753.2127 | 4226980.345 | 0 | 4778185.1769 | 473681.0277 | 11343.4574 | 485024.4851 | 7913.4004 | 21767.0572 | 6783.1579
[5 empty] | RATEBASE | DISTPRI | 24733679.9578 | 10051662.9654 | 6810633.0296 | 71926.4813 | 0 | 6882559.5109 | 3886100.4876 | 1051469.2908 | 0 | 0 | 4937569.7784 | 115936.5624 | 1357096.1142 | 0 | 0 | 1473032.6766 | 1245449.82 | 29857.7109 | 1275307.531 | 21791.2066 | 69935.0376 | 21821.2515
[5 empty] | RATEBASE | DISTSEC | 10039088.8106 | 4956124.3124 | 2994351.5819 | 0 | 0 | 2994351.5819 | 1396727.2459 | 0 | 0 | 0 | 1396727.2459 | 32330.5747 | 0 | 0 | 0 | 32330.5747 | 459115.1609 | 0 | 459115.1609 | 7613.6006 | 147183.8504 | 45642.4837
[5 empty] | RATEBASE | ENERGY | 7819370.0012 | 1545493.8934 | 1339783.7167 | 15543.2124 | 394.1701 | 1355721.0992 | 855653.6105 | 235869.1223 | 18383.9072 | -2106.7225 | 1107799.9175 | 30358.6344 | 363803.8931 | 2593727.3854 | 413478.6988 | 3401368.6117 | 271262.7779 | 6348.9045 | 277611.6824 | 6298.7801 | 95439.062 | 29636.9549
[5 empty] | RATEBASE | CUSTOMER | 21466143.1221 | 9755190.5135 | 6421453.4488 | 47387.1537 | 3136.0417 | 6471976.6442 | 142335.3404 | 55392.6052 | 23488.3722 | 12813.2056 | 234029.5235 | 1071.3574 | 19180.5863 | 39980.6838 | 9853.6314 | 70086.2588 | 56915.7106 | 874.4297 | 57790.1403 | 3435.1285 | 4096876.1344 | 776758.779
| Proposed Operating Income |  |  | 141804920 | RATEBASE | TOTAL | 141804919 | 48428224 | 32654275.2248 | 295006.4015 | 5599.3737 | 32954881 | 14692249.1451 | 3627209.9033 | 208309.1812 | 44928.7704 | 18572697 | 441042.4316 | 4651307.5635 | 23295853.8108 | 2987654.1941 | 31375858 | 4727863.0891 | 102072.9109 | 4829936 | 86431 | 4618171 | 938721
[8 empty] | 48428224 |  |  |  | 32954881 |  |  |  |  | 18572697 |  |  |  |  | 31375858 |  |  | 4829936 | 86431 | 4618171 | 938721
| Proposed Rate of Return | [5 empty] | 7.574% | 4.548% | 12.2% | 12.2% | 12.2% | 12.2% | 16.06% | 16.06% | 16.06% | 16.06% | 16.06% | 8.636% | 8.636% | 8.636% | 8.636% | 8.636% | 18.71% | 18.71% | 18.71% | 19.02% | 16.73% | 20.84%
[6 empty] | PRODUCTION | 10275477.2932 | 3209365.9434 | 1298535.9568 | 19705.0538 | 911.7205 | 1319152.7311 | 872297.2599 | 737.904 | 24687.3568 | -112316.1598 | 785406.3609 | 5371.5686 | -350868.9462 | 4291534.1339 | 780758.4935 | 4726795.2498 | 210206.9379 | 6853.5392 | 217060.4772 | 3516.4969 | 10990.4249 | 3189.609
[6 empty] | BULKTRAN | 13967421.4729 | 4551906.0177 | 1723881.0179 | -14467.0447 | -2345.5369 | 1707068.4363 | 1048191.0808 | 30932.9144 | 26233.0602 | 302485.2237 | 1407842.2791 | 16745.4437 | -355725.6787 | 5254138.1128 | 1105027.6668 | 6020185.5446 | 245023.142 | 9490.8019 | 254513.9438 | 5231.9288 | 15590.8875 | 5082.435
[6 empty] | SUBTRAN | 5058827.5316 | 1633293.1518 | 627652.0729 | -5306.3511 | -1109.4464 | 621236.2754 | 398256.9285 | 11300.7792 | 12774.9306 | 0 | 422332.6384 | 5866.5457 | -134964.7786 | 2408266.4963 | 0 | 2279168.2634 | 93065.4167 | 3578.3091 | 96643.7258 | 1873.0461 | 3224.3193 | 1056.1113
[6 empty] | DISTPRI | 9003656.0414 | 5665980.9499 | 1997163.2678 | 2029.3262 | 0 | 1999192.5939 | 1217617.7848 | 63551.8966 | 0 | 0 | 1281169.6814 | 21419.1688 | -289218.3954 | 0 | 0 | -267799.2266 | 292859.798 | 10163.5595 | 303023.3575 | 5632.0524 | 12625.6206 | 3831.0122
[6 empty] | DISTSEC | 4254178.1235 | 2789703.2807 | 877071.4456 | 0 | 0 | 877071.4456 | 437110.6538 | 0 | 0 | 0 | 437110.6538 | 5968.4557 | 0 | 0 | 0 | 5968.4557 | 107803.2778 | 0 | 107803.2778 | 1967.3291 | 26542.975 | 8010.7058
[6 empty] | ENERGY | 5164930.4548 | 1399936.535 | 589875.1836 | 24991.0948 | 1204.9563 | 616071.2347 | 422890.1196 | 27343.3289 | 14323.9753 | -242300.0148 | 222257.409 | 6105.6653 | -59674.1625 | 2492718.149 | 343987.7642 | 2783137.4161 | 109089.9169 | 2381.1388 | 111471.0557 | 1672.2991 | 24990.8547 | 5393.6505
[6 empty] | CUSTOMER | 8510164.3021 | 5555351.5116 | 1898507.0262 | 4066.4219 | -2444.875 | 1900128.5731 | 45158.698 | 3394.3915 | 10309.553 | 78889.5468 | 137752.1894 | 196.6023 | -4092.3459 | 26271.6674 | 8030.283 | 30406.2068 | 13587.2166 | 297.9096 | 13885.1261 | 886.1146 | 735257.3936 | 136497.1868
| Income Increase |  |  | 56234656.2194 |  | TOTAL | 56234655.2194 | 24805537.3901 | 9012685.9707 | 31018.5009 | -3783.1815 | 9039921.2902 | 4441522.5254 | 137261.2146 | 88328.876 | 26758.596 | 4693871.212 | 61673.4501 | -1194544.3073 | 14472928.5593 | 2237804.2076 | 15577861.9097 | 1071635.7058 | 32765.2581 | 1104400.964 | 20779.2671 | 829222.4757 | 163060.7106
| Gross Revenue Conversion Factor |  |  | 1.3385
[6 empty] | PRODUCTION | 13753653.5038 | 4295713.5608 | 1738081.1716 | 26375.0749 | 1220.3314 | 1765676.5778 | 1167563.6977 | 987.6793 | 33043.8521 | -150334.3835 | 1051260.8456 | 7189.8065 | -469635.5969 | 5744188.0112 | 1045039.708 | 6326781.9288 | 281360.496 | 9173.4137 | 290533.9097 | 4706.8062 | 14710.6058 | 4269.2691
[6 empty] | BULKTRAN | 18695294.6124 | 6092693.9316 | 2307402.5201 | -19364.0367 | -3139.4845 | 2284898.9989 | 1402996.33 | 41403.4866 | 35112.765 | 404874.3273 | 1884386.9089 | 22413.6577 | -476136.2989 | 7032626.6122 | 1479071.6974 | 8057975.6683 | 327961.7383 | 12703.371 | 340665.1093 | 7002.8997 | 20868.2924 | 6802.8032
[6 empty] | SUBTRAN | 6771204.7839 | 2186151.3036 | 840107.8495 | -7102.5133 | -1484.9861 | 831520.35 | 533064.0752 | 15126.0129 | 17099.1541 | 0 | 565289.2422 | 7852.3299 | -180649.3992 | 3223447.6306 | 0 | 3050650.5613 | 124567.4004 | 4789.5414 | 129356.9418 | 2507.059 | 4315.7286 | 1413.5975
[6 empty] | DISTPRI | 12051329.7754 | 7583875.3297 | 2673188.874 | 2716.2387 | 0 | 2675905.1127 | 1629772.772 | 85063.763 | 0 | 0 | 1714836.535 | 28669.4055 | -387116.7716 | 0 | 0 | -358447.3661 | 391990.7633 | 13603.8523 | 405594.6156 | 7538.4622 | 16899.3036 | 5127.7827
[6 empty] | DISTSEC | 5694187.2562 | 3733998.0623 | 1173953.9115 | 0 | 0 | 1173953.9115 | 585069.511 | 0 | 0 | 0 | 585069.511 | 7988.7356 | 0 | 0 | 0 | 7988.7356 | 144293.923 | 0 | 144293.923 | 2633.256 | 35527.5839 | 10722.273
[6 empty] | ENERGY | 6913222.7944 | 1873805.1265 | 789543.7511 | 33450.4032 | 1612.8254 | 824606.9797 | 566035.4268 | 36598.8518 | 19172.5394 | -324316.8519 | 297489.9661 | 8172.3898 | -79873.4434 | 3336485.5691 | 460425.1836 | 3725209.699 | 146016.0804 | 3187.1374 | 149203.2178 | 2238.3605 | 33450.0818 | 7219.3629
[6 empty] | CUSTOMER | 11390794.5813 | 7435798.6108 | 2541138.1941 | 5442.8769 | -3272.4478 | 2543308.6232 | 60444.5971 | 4543.369 | 13799.2636 | 105593.0991 | 184380.3288 | 263.1508 | -5477.576 | 35164.4405 | 10748.4769 | 40698.4922 | 18186.393 | 398.7498 | 18585.1429 | 1186.0581 | 984136.8084 | 182700.5168
| Revenue Increase |  |  | 75269688.6459 |  | TOTAL | 75269687.3074 | 33202035.9254 | 12063416.2719 | 41518.0436 | -5063.7616 | 12099870.5539 | 5944946.4099 | 183723.1626 | 118227.5742 | 35816.191 | 6282713.3377 | 82549.4757 | -1598889.086 | 19371912.2636 | 2995285.0658 | 20850857.7192 | 1434376.7944 | 43856.0657 | 1478232.86 | 27812.9017 | 1109908.4045 | 218255.6051
| Percent Revenue Increase | [5 empty] | 12.61% | 12.29% | 12.76% | 4.184% | -15.87% | 12.66% | 15.77% | 1.659% | 18.64% | 20.36% | 12.67% | 4.02% | -6.501% | 16.95% | 16.43% | 13.1% | 12.64% | 18.18% | 12.75% | 12.55% | 12.75% | 12.25%
[6 empty] | PRODUCTION | 258198868.4759 | 119450902.3264 | 34439272.8411 | 382858.417 | 7578.5129 | 34829709.771 | 15388861.8791 | 4294275.4888 | 330080.1149 | 119419.4961 | 20132636.9789 | 825071.2847 | 8841528.527 | 59646332.8137 | 9414808.9289 | 78727741.5544 | 4368000.0967 | 106048.8573 | 4474048.954 | 76918.1324 | 400614.9413 | 106295.8175
[6 empty] | BULKTRAN | 1904907.3503 | -8422500.9118 | 3483258.6237 | 29905.9271 | -704.7976 | 3512459.7533 | 2670552.763 | 692329.3028 | 47523.9126 | -61528.0488 | 3348877.9296 | 18833.3811 | 175410.9825 | 1870572.369 | 302558.844 | 2367375.5767 | 957200.5569 | 23451.6669 | 980652.2238 | 17290.5145 | 74003.964 | 26748.3002
[6 empty] | SUBTRAN | 857924.8415 | -3055620.5755 | 1272500.4674 | 10825.1497 | -342.7235 | 1282982.8936 | 1017311.0616 | 262022.3757 | 23147.8591 | 0 | 1302481.2964 | 6620.9489 | 65349.4054 | 855252.2657 | 0 | 927222.6201 | 364824.4213 | 8859.2163 | 373683.6376 | 6207.2037 | 15386.4564 | 5581.3092
[6 empty] | DISTPRI | 75999258.4217 | 42421350.2489 | 16098703.4574 | 172850.4339 | 0 | 16271553.8914 | 8179445.7929 | 2237628.1859 | 0 | 0 | 10417073.9788 | 336355.612 | 3808595.6664 | 0 | 0 | 4144951.2785 | 2456568.8824 | 59333.2598 | 2515902.1422 | 42974.9344 | 143836.1647 | 41615.7829
[6 empty] | DISTSEC | 31787975.1461 | 20504943.6517 | 6986203.941 | 0 | 0 | 6986203.941 | 2907434.7706 | 0 | 0 | 0 | 2907434.7706 | 92356.9183 | 0 | 0 | 0 | 92356.9183 | 896501.3604 | 0 | 896501.3604 | 14866.1578 | 299436.9147 | 86231.4317
[6 empty] | ENERGY | 222401510.2658 | 79331212.9781 | 26528040.3831 | 294376.0648 | 6550.5886 | 26828967.0366 | 13124016.507 | 3630624.3144 | 285181.7683 | 135787.0847 | 17175609.6744 | 853013.4199 | 10035640.3191 | 71148364.8027 | 11468198.301 | 93505216.8427 | 3613974.3007 | 85304.6909 | 3699278.9916 | 83496.3645 | 1415909.9207 | 361818.4571
[6 empty] | CUSTOMER | 80888346.5906 | 53112686.7318 | 17811756.0414 | 143123.8371 | 13760.7886 | 17968640.6672 | 349346.1594 | 143084.5616 | 66683.2781 | 18054.5344 | 577168.5335 | 3857.1537 | 69622.6493 | 144527.0438 | 36040.2087 | 254047.0555 | 128778.6972 | 2061.7943 | 130840.4915 | 7724.4455 | 7466220.9058 | 1371017.7598
| Proposed Sales Revenue |  |  | 672038792.4304 |  | TOTAL | 672038791.0919 | 303342974.4497 | 106619735.7553 | 1033939.8297 | 26842.369 | 107680517.954 | 43636968.9335 | 11259964.2293 | 752616.933 | 211733.0664 | 55861283.1621 | 2136108.7188 | 22996147.5499 | 133665049.2949 | 21221606.2825 | 180018911.8461 | 12785848.3156 | 285059.4855 | 13070907.8011 | 249477.7528 | 9815409.2677 | 1999308.8584
[7 empty] | Total | RS | MGS-SEC | MGS-PRI | MGS-SUB | GS | LGS-SEC | LGS-PRI | LGS-SUB | LGS-TRA | LGS | IGS-SEC | IGS-PRI | IGS-SUB | IGS-TRA | IGS | PS-SEC | PS-PRI | PS | MW | OL | SL
1872259310.1375

## Allocation Factors
Allocation | Total
Factor | Retail | RS | GS-SEC | GS-PRI | GS-SUB | LGS-SEC | LGS-PRI | LGS-SUB | LGS-TRA | IGS-SEC | IGS-PRI | IGS-SUB | IGS-TRA | PS-SEC | PS-PRI | MW | OL | SL
| 1 | 2 | 3 | 4 | 5 | 6 | 7 | 8 | 9 | 10 | 11 | 12 | 13 | 14 | 15 | 16 | 17 | 18
XXXXXXXXXXXXXXXXXXXXXXXXXX
BULK_TRANS PRODUCTION | 0 | 0 | 0 | 0 | 0 | 0 | 0 | 0 | 0 | 0 | 0 | 0 | 0 | 0 | 0 | 0 | 0 | 0
BULK_TRANS BULKTRAN | 1 | 0.49034 | 0.12404 | 0.0014502 | 3.5726e-05 | 0.051899 | 0.014781 | 0.0011697 | 0.0002469 | 0.0031176 | 0.033987 | 0.22699 | 0.03561 | 0.014087 | 0.00034006 | 0.0002456 | 0.0013317 | 0.00033068
BULK_TRANS SUBTRAN | 0 | 0 | 0 | 0 | 0 | 0 | 0 | 0 | 0 | 0 | 0 | 0 | 0 | 0 | 0 | 0 | 0 | 0
BULK_TRANS DISTPRI | 0 | 0 | 0 | 0 | 0 | 0 | 0 | 0 | 0 | 0 | 0 | 0 | 0 | 0 | 0 | 0 | 0 | 0
BULK_TRANS DISTSEC | 0 | 0 | 0 | 0 | 0 | 0 | 0 | 0 | 0 | 0 | 0 | 0 | 0 | 0 | 0 | 0 | 0 | 0
BULK_TRANS ENERGY | 0 | 0 | 0 | 0 | 0 | 0 | 0 | 0 | 0 | 0 | 0 | 0 | 0 | 0 | 0 | 0 | 0 | 0
BULK_TRANS CUSTOMER | 0 | 0 | 0 | 0 | 0 | 0 | 0 | 0 | 0 | 0 | 0 | 0 | 0 | 0 | 0 | 0 | 0 | 0
BULK_TRANS TOTAL | 1 | 0.49034 | 0.12404 | 0.0014502 | 3.5726e-05 | 0.051899 | 0.014781 | 0.0011697 | 0.0002469 | 0.0031176 | 0.033987 | 0.22699 | 0.03561 | 0.014087 | 0.00034006 | 0.0002456 | 0.0013317 | 0.00033068
CUST_902 PRODUCTION | 0 | 0 | 0 | 0 | 0 | 0 | 0 | 0 | 0 | 0 | 0 | 0 | 0 | 0 | 0 | 0 | 0 | 0
CUST_902 BULKTRAN | 0 | 0 | 0 | 0 | 0 | 0 | 0 | 0 | 0 | 0 | 0 | 0 | 0 | 0 | 0 | 0 | 0 | 0
CUST_902 SUBTRAN | 0 | 0 | 0 | 0 | 0 | 0 | 0 | 0 | 0 | 0 | 0 | 0 | 0 | 0 | 0 | 0 | 0 | 0
CUST_902 DISTPRI | 0 | 0 | 0 | 0 | 0 | 0 | 0 | 0 | 0 | 0 | 0 | 0 | 0 | 0 | 0 | 0 | 0 | 0
CUST_902 DISTSEC | 0 | 0 | 0 | 0 | 0 | 0 | 0 | 0 | 0 | 0 | 0 | 0 | 0 | 0 | 0 | 0 | 0 | 0
CUST_902 ENERGY | 0 | 0 | 0 | 0 | 0 | 0 | 0 | 0 | 0 | 0 | 0 | 0 | 0 | 0 | 0 | 0 | 0 | 0
CUST_902 CUSTOMER | 1 | 0.7318 | 0.25961 | 0.00068822 | 3.0899e-05 | 0.0046012 | 0.00084271 | 9.8317e-05 | 2.809e-05 | 8.4271e-05 | 0.00057304 | 0.00028652 | 5.0563e-05 | 0.00125 | 1.1236e-05 | 4.4945e-05 | 0 | 0
CUST_902 TOTAL | 1 | 0.7318 | 0.25961 | 0.00068822 | 3.0899e-05 | 0.0046012 | 0.00084271 | 9.8317e-05 | 2.809e-05 | 8.4271e-05 | 0.00057304 | 0.00028652 | 5.0563e-05 | 0.00125 | 1.1236e-05 | 4.4945e-05 | 0 | 0
CUST_903 PRODUCTION | 0 | 0 | 0 | 0 | 0 | 0 | 0 | 0 | 0 | 0 | 0 | 0 | 0 | 0 | 0 | 0 | 0 | 0
CUST_903 BULKTRAN | 0 | 0 | 0 | 0 | 0 | 0 | 0 | 0 | 0 | 0 | 0 | 0 | 0 | 0 | 0 | 0 | 0 | 0
CUST_903 SUBTRAN | 0 | 0 | 0 | 0 | 0 | 0 | 0 | 0 | 0 | 0 | 0 | 0 | 0 | 0 | 0 | 0 | 0 | 0
CUST_903 DISTPRI | 0 | 0 | 0 | 0 | 0 | 0 | 0 | 0 | 0 | 0 | 0 | 0 | 0 | 0 | 0 | 0 | 0 | 0
CUST_903 DISTSEC | 0 | 0 | 0 | 0 | 0 | 0 | 0 | 0 | 0 | 0 | 0 | 0 | 0 | 0 | 0 | 0 | 0 | 0
CUST_903 ENERGY | 0 | 0 | 0 | 0 | 0 | 0 | 0 | 0 | 0 | 0 | 0 | 0 | 0 | 0 | 0 | 0 | 0 | 0
CUST_903 CUSTOMER | 1 | 0.8427 | 0.15354 | 0.00034857 | 1.5082e-05 | 0.0018145 | 0.00029913 | 3.4773e-05 | 1.0055e-05 | 2.4718e-05 | 0.00016968 | 8.4628e-05 | 1.5082e-05 | 0.00063304 | 5.0274e-06 | 3.98e-05 | 0 | 0.00026436
CUST_903 TOTAL | 1 | 0.8427 | 0.15354 | 0.00034857 | 1.5082e-05 | 0.0018145 | 0.00029913 | 3.4773e-05 | 1.0055e-05 | 2.4718e-05 | 0.00016968 | 8.4628e-05 | 1.5082e-05 | 0.00063304 | 5.0274e-06 | 3.98e-05 | 0 | 0.00026436
CUST_DEP_FXNL PRODUCTION | 0.20712 | 0.12375 | 0.027228 | 0.0018999 | 0.00023953 | 0.008327 | 0.0099696 | 0.0023932 | 0.00014882 | 0.001429 | 0.011173 | 0.015804 | 0.0045016 | 0.00017973 | 0 | 0 | 7.1145e-05 | 0
CUST_DEP_FXNL BULKTRAN | 0.21935 | 0.13106 | 0.028836 | 0.0020121 | 0.00025367 | 0.0088188 | 0.010558 | 0.0025345 | 0.00015761 | 0.0015133 | 0.011833 | 0.016738 | 0.0047674 | 0.00019035 | 0 | 0 | 7.5346e-05 | 0
CUST_DEP_FXNL SUBTRAN | 0.082334 | 0.04866 | 0.010834 | 0.00075351 | 0.00012642 | 0.0034514 | 0.0041127 | 0.0012779 | 0 | 0.0005522 | 0.0045775 | 0.0078972 | 0 | 7.4488e-05 | 0 | 0 | 1.6089e-05 | 0
CUST_DEP_FXNL DISTPRI | 0.21193 | 0.14204 | 0.031104 | 0.0021663 | 0 | 0.0098037 | 0.0117 | 0 | 0 | 0.0015973 | 0.013251 | 0 | 0 | 0.00021157 | 0 | 0 | 5.5871e-05 | 0
CUST_DEP_FXNL DISTSEC | 0.088564 | 0.070585 | 0.013782 | 0 | 0 | 0.003551 | 0 | 0 | 0 | 0.000449 | 0 | 0 | 0 | 7.8592e-05 | 0 | 0 | 0.00011849 | 0
CUST_DEP_FXNL ENERGY | 0.0084811 | 0.0041418 | 0.0011628 | 7.9446e-05 | 1.0304e-05 | 0.00041127 | 0.00048261 | 0.0001159 | 6.9995e-06 | 7.8289e-05 | 0.00067105 | 0.0010048 | 0.00029235 | 8.8712e-06 | 0 | 0 | 1.4676e-05 | 0
CUST_DEP_FXNL CUSTOMER | 0.18223 | 0.14363 | 0.030458 | 0.001475 | 0.0010708 | 0.00037148 | 0.0006366 | 0.00093736 | 0.00011828 | 1.5286e-05 | 0.00019314 | 8.2707e-05 | 3.721e-05 | 9.9979e-06 | 0 | 0 | 0.0031942 | 0
CUST_DEP_FXNL TOTAL | 1 | 0.66386 | 0.14341 | 0.0083863 | 0.0017008 | 0.034735 | 0.03746 | 0.0072589 | 0.00043171 | 0.0056344 | 0.041699 | 0.041526 | 0.0095985 | 0.0007536 | 0 | 0 | 0.0035459 | 0
CUST_SPEC_FXNL PRODUCTION | 0.42673 | 0 | 0 | 0 | 0 | 0 | 0.17585 | 0 | 0 | 0 | 0 | 0 | 0.25088 | 0 | 0 | 0 | 0 | 0
CUST_SPEC_FXNL BULKTRAN | -0.0086029 | 0 | 0 | 0 | 0 | 0 | 0.026662 | 0 | 0 | 0 | 0 | 0 | -0.035265 | 0 | 0 | 0 | 0 | 0
CUST_SPEC_FXNL SUBTRAN | 0.010113 | 0 | 0 | 0 | 0 | 0 | 0.010113 | 0 | 0 | 0 | 0 | 0 | 0 | 0 | 0 | 0 | 0 | 0
CUST_SPEC_FXNL DISTPRI | 0.088169 | 0 | 0 | 0 | 0 | 0 | 0.088169 | 0 | 0 | 0 | 0 | 0 | 0 | 0 | 0 | 0 | 0 | 0
CUST_SPEC_FXNL DISTSEC | 0 | 0 | 0 | 0 | 0 | 0 | 0 | 0 | 0 | 0 | 0 | 0 | 0 | 0 | 0 | 0 | 0 | 0
CUST_SPEC_FXNL ENERGY | 0.47716 | 0 | 0 | 0 | 0 | 0 | 0.14721 | 0 | 0 | 0 | 0 | 0 | 0.32995 | 0 | 0 | 0 | 0 | 0
CUST_SPEC_FXNL CUSTOMER | 0.0064327 | 0 | 0 | 0 | 0 | 0 | 0.0056747 | 0 | 0 | 0 | 0 | 0 | 0.0007581 | 0 | 0 | 0 | 0 | 0
CUST_SPEC_FXNL TOTAL | 1 | 0 | 0 | 0 | 0 | 0 | 0.45368 | 0 | 0 | 0 | 0 | 0 | 0.54632 | 0 | 0 | 0 | 0 | 0
CUST_SPEC_OM PRODUCTION | 0.28202 | 0 | 0 | 0 | 0 | 0 | 0.13567 | 0 | 0 | 0 | 0 | 0 | 0.14634 | 0 | 0 | 0 | 0 | 0
CUST_SPEC_OM BULKTRAN | 0.022531 | 0 | 0 | 0 | 0 | 0 | 0.010993 | 0 | 0 | 0 | 0 | 0 | 0.011538 | 0 | 0 | 0 | 0 | 0
CUST_SPEC_OM SUBTRAN | 0.0042823 | 0 | 0 | 0 | 0 | 0 | 0.0042823 | 0 | 0 | 0 | 0 | 0 | 0 | 0 | 0 | 0 | 0 | 0
CUST_SPEC_OM DISTPRI | 0.031428 | 0 | 0 | 0 | 0 | 0 | 0.031428 | 0 | 0 | 0 | 0 | 0 | 0 | 0 | 0 | 0 | 0 | 0
CUST_SPEC_OM DISTSEC | 0 | 0 | 0 | 0 | 0 | 0 | 0 | 0 | 0 | 0 | 0 | 0 | 0 | 0 | 0 | 0 | 0 | 0
CUST_SPEC_OM ENERGY | 0.65621 | 0 | 0 | 0 | 0 | 0 | 0.26821 | 0 | 0 | 0 | 0 | 0 | 0.38801 | 0 | 0 | 0 | 0 | 0
CUST_SPEC_OM CUSTOMER | 0.0035288 | 0 | 0 | 0 | 0 | 0 | 0.0031008 | 0 | 0 | 0 | 0 | 0 | 0.00042802 | 0 | 0 | 0 | 0 | 0
CUST_SPEC_OM TOTAL | 1 | 0 | 0 | 0 | 0 | 0 | 0.45368 | 0 | 0 | 0 | 0 | 0 | 0.54632 | 0 | 0 | 0 | 0 | 0
CUST_TOTAL PRODUCTION | 0 | 0 | 0 | 0 | 0 | 0 | 0 | 0 | 0 | 0 | 0 | 0 | 0 | 0 | 0 | 0 | 0 | 0
CUST_TOTAL BULKTRAN | 0 | 0 | 0 | 0 | 0 | 0 | 0 | 0 | 0 | 0 | 0 | 0 | 0 | 0 | 0 | 0 | 0 | 0
CUST_TOTAL SUBTRAN | 0 | 0 | 0 | 0 | 0 | 0 | 0 | 0 | 0 | 0 | 0 | 0 | 0 | 0 | 0 | 0 | 0 | 0
CUST_TOTAL DISTPRI | 0 | 0 | 0 | 0 | 0 | 0 | 0 | 0 | 0 | 0 | 0 | 0 | 0 | 0 | 0 | 0 | 0 | 0
CUST_TOTAL DISTSEC | 0 | 0 | 0 | 0 | 0 | 0 | 0 | 0 | 0 | 0 | 0 | 0 | 0 | 0 | 0 | 0 | 0 | 0
CUST_TOTAL ENERGY | 0 | 0 | 0 | 0 | 0 | 0 | 0 | 0 | 0 | 0 | 0 | 0 | 0 | 0 | 0 | 0 | 0 | 0
CUST_TOTAL CUSTOMER | 1 | 0.62674 | 0.14823 | 0.00033681 | 1.4435e-05 | 0.0017514 | 0.0002887 | 3.3681e-05 | 9.6232e-06 | 2.4058e-05 | 0.00016359 | 8.1797e-05 | 1.4435e-05 | 0.00061107 | 4.8116e-06 | 3.8493e-05 | 0.2214 | 0.00025501
CUST_TOTAL TOTAL | 1 | 0.62674 | 0.14823 | 0.00033681 | 1.4435e-05 | 0.0017514 | 0.0002887 | 3.3681e-05 | 9.6232e-06 | 2.4058e-05 | 0.00016359 | 8.1797e-05 | 1.4435e-05 | 0.00061107 | 4.8116e-06 | 3.8493e-05 | 0.2214 | 0.00025501
DIST_CPD PRODUCTION | 0 | 0 | 0 | 0 | 0 | 0 | 0 | 0 | 0 | 0 | 0 | 0 | 0 | 0 | 0 | 0 | 0 | 0
DIST_CPD BULKTRAN | 0 | 0 | 0 | 0 | 0 | 0 | 0 | 0 | 0 | 0 | 0 | 0 | 0 | 0 | 0 | 0 | 0 | 0
DIST_CPD SUBTRAN | 0 | 0 | 0 | 0 | 0 | 0 | 0 | 0 | 0 | 0 | 0 | 0 | 0 | 0 | 0 | 0 | 0 | 0
DIST_CPD DISTPRI | 1 | 0.6645 | 0.1673 | 0.0019523 | 0 | 0.072142 | 0.02048 | 0 | 0 | 0.0041145 | 0.04759 | 0 | 0 | 0.019578 | 0.00046908 | 0.00033684 | 0.0012347 | 0.00030793
DIST_CPD DISTSEC | 0 | 0 | 0 | 0 | 0 | 0 | 0 | 0 | 0 | 0 | 0 | 0 | 0 | 0 | 0 | 0 | 0 | 0
DIST_CPD ENERGY | 0 | 0 | 0 | 0 | 0 | 0 | 0 | 0 | 0 | 0 | 0 | 0 | 0 | 0 | 0 | 0 | 0 | 0
DIST_CPD CUSTOMER | 0 | 0 | 0 | 0 | 0 | 0 | 0 | 0 | 0 | 0 | 0 | 0 | 0 | 0 | 0 | 0 | 0 | 0
DIST_CPD TOTAL | 1 | 0.6645 | 0.1673 | 0.0019523 | 0 | 0.072142 | 0.02048 | 0 | 0 | 0.0041145 | 0.04759 | 0 | 0 | 0.019578 | 0.00046908 | 0.00033684 | 0.0012347 | 0.00030793
DIST_METERS PRODUCTION | 0 | 0 | 0 | 0 | 0 | 0 | 0 | 0 | 0 | 0 | 0 | 0 | 0 | 0 | 0 | 0 | 0 | 0
DIST_METERS BULKTRAN | 0 | 0 | 0 | 0 | 0 | 0 | 0 | 0 | 0 | 0 | 0 | 0 | 0 | 0 | 0 | 0 | 0 | 0
DIST_METERS SUBTRAN | 0 | 0 | 0 | 0 | 0 | 0 | 0 | 0 | 0 | 0 | 0 | 0 | 0 | 0 | 0 | 0 | 0 | 0
DIST_METERS DISTPRI | 0 | 0 | 0 | 0 | 0 | 0 | 0 | 0 | 0 | 0 | 0 | 0 | 0 | 0 | 0 | 0 | 0 | 0
DIST_METERS DISTSEC | 0 | 0 | 0 | 0 | 0 | 0 | 0 | 0 | 0 | 0 | 0 | 0 | 0 | 0 | 0 | 0 | 0 | 0
DIST_METERS ENERGY | 0 | 0 | 0 | 0 | 0 | 0 | 0 | 0 | 0 | 0 | 0 | 0 | 0 | 0 | 0 | 0 | 0 | 0
DIST_METERS CUSTOMER | 1 | 0.61433 | 0.25763 | 0.020799 | 0.0037098 | 0.018725 | 0.017325 | 0.010644 | 0.0045618 | 0.00029258 | 0.01104 | 0.027601 | 0.0068428 | 0.0059814 | 0.00020244 | 0.00031164 | 0 | 0
DIST_METERS TOTAL | 1 | 0.61433 | 0.25763 | 0.020799 | 0.0037098 | 0.018725 | 0.017325 | 0.010644 | 0.0045618 | 0.00029258 | 0.01104 | 0.027601 | 0.0068428 | 0.0059814 | 0.00020244 | 0.00031164 | 0 | 0
DIST_OHLINES PRODUCTION | 0 | 0 | 0 | 0 | 0 | 0 | 0 | 0 | 0 | 0 | 0 | 0 | 0 | 0 | 0 | 0 | 0 | 0
DIST_OHLINES BULKTRAN | 0 | 0 | 0 | 0 | 0 | 0 | 0 | 0 | 0 | 0 | 0 | 0 | 0 | 0 | 0 | 0 | 0 | 0
DIST_OHLINES SUBTRAN | 0 | 0 | 0 | 0 | 0 | 0 | 0 | 0 | 0 | 0 | 0 | 0 | 0 | 0 | 0 | 0 | 0 | 0
DIST_OHLINES DISTPRI | 0.39686 | 0.26371 | 0.066393 | 0.00077478 | 0 | 0.02863 | 0.0081275 | 0 | 0 | 0.0016329 | 0.018887 | 0 | 0 | 0.0077698 | 0.00018616 | 0.00013368 | 0.00049002 | 0.0001222
DIST_OHLINES DISTSEC | 0.16848 | 0.12579 | 0.028238 | 0 | 0 | 0.009954 | 0 | 0 | 0 | 0.00044057 | 0 | 0 | 0 | 0.0027704 | 0 | 4.5174e-05 | 0.00099752 | 0.00024723
DIST_OHLINES ENERGY | 0 | 0 | 0 | 0 | 0 | 0 | 0 | 0 | 0 | 0 | 0 | 0 | 0 | 0 | 0 | 0 | 0 | 0
DIST_OHLINES CUSTOMER | 0.43466 | 0.34995 | 0.082767 | 0.00018807 | 0 | 0.00097794 | 0.0001612 | 0 | 0 | 1.3433e-05 | 9.1346e-05 | 0 | 0 | 0.0003412 | 2.6866e-06 | 2.1493e-05 | 0 | 0.00014239
DIST_OHLINES TOTAL | 1 | 0.73945 | 0.1774 | 0.00096284 | 0 | 0.039562 | 0.0082887 | 0 | 0 | 0.0020869 | 0.018978 | 0 | 0 | 0.010881 | 0.00018884 | 0.00020034 | 0.0014875 | 0.00051183
DIST_OL PRODUCTION | 0 | 0 | 0 | 0 | 0 | 0 | 0 | 0 | 0 | 0 | 0 | 0 | 0 | 0 | 0 | 0 | 0 | 0
DIST_OL BULKTRAN | 0 | 0 | 0 | 0 | 0 | 0 | 0 | 0 | 0 | 0 | 0 | 0 | 0 | 0 | 0 | 0 | 0 | 0
DIST_OL SUBTRAN | 0 | 0 | 0 | 0 | 0 | 0 | 0 | 0 | 0 | 0 | 0 | 0 | 0 | 0 | 0 | 0 | 0 | 0
DIST_OL DISTPRI | 0 | 0 | 0 | 0 | 0 | 0 | 0 | 0 | 0 | 0 | 0 | 0 | 0 | 0 | 0 | 0 | 0 | 0
DIST_OL DISTSEC | 0 | 0 | 0 | 0 | 0 | 0 | 0 | 0 | 0 | 0 | 0 | 0 | 0 | 0 | 0 | 0 | 0 | 0
DIST_OL ENERGY | 0 | 0 | 0 | 0 | 0 | 0 | 0 | 0 | 0 | 0 | 0 | 0 | 0 | 0 | 0 | 0 | 0 | 0
DIST_OL CUSTOMER | 1 | 0 | 0 | 0 | 0 | 0 | 0 | 0 | 0 | 0 | 0 | 0 | 0 | 0 | 0 | 0 | 1 | 0
DIST_OL TOTAL | 1 | 0 | 0 | 0 | 0 | 0 | 0 | 0 | 0 | 0 | 0 | 0 | 0 | 0 | 0 | 0 | 1 | 0
DIST_PCUST PRODUCTION | 0 | 0 | 0 | 0 | 0 | 0 | 0 | 0 | 0 | 0 | 0 | 0 | 0 | 0 | 0 | 0 | 0 | 0
DIST_PCUST BULKTRAN | 0 | 0 | 0 | 0 | 0 | 0 | 0 | 0 | 0 | 0 | 0 | 0 | 0 | 0 | 0 | 0 | 0 | 0
DIST_PCUST SUBTRAN | 0 | 0 | 0 | 0 | 0 | 0 | 0 | 0 | 0 | 0 | 0 | 0 | 0 | 0 | 0 | 0 | 0 | 0
DIST_PCUST DISTPRI | 0 | 0 | 0 | 0 | 0 | 0 | 0 | 0 | 0 | 0 | 0 | 0 | 0 | 0 | 0 | 0 | 0 | 0
DIST_PCUST DISTSEC | 0 | 0 | 0 | 0 | 0 | 0 | 0 | 0 | 0 | 0 | 0 | 0 | 0 | 0 | 0 | 0 | 0 | 0
DIST_PCUST ENERGY | 0 | 0 | 0 | 0 | 0 | 0 | 0 | 0 | 0 | 0 | 0 | 0 | 0 | 0 | 0 | 0 | 0 | 0
DIST_PCUST CUSTOMER | 1 | 0.62684 | 0.14825 | 0.00033686 | 0 | 0.0017517 | 0.00028874 | 0 | 0 | 2.4062e-05 | 0.00016362 | 0 | 0 | 0.00061117 | 4.8123e-06 | 3.8499e-05 | 0.22143 | 0.00025505
DIST_PCUST TOTAL | 1 | 0.62684 | 0.14825 | 0.00033686 | 0 | 0.0017517 | 0.00028874 | 0 | 0 | 2.4062e-05 | 0.00016362 | 0 | 0 | 0.00061117 | 4.8123e-06 | 3.8499e-05 | 0.22143 | 0.00025505
DIST_POLES PRODUCTION | 0 | 0 | 0 | 0 | 0 | 0 | 0 | 0 | 0 | 0 | 0 | 0 | 0 | 0 | 0 | 0 | 0 | 0
DIST_POLES BULKTRAN | 0 | 0 | 0 | 0 | 0 | 0 | 0 | 0 | 0 | 0 | 0 | 0 | 0 | 0 | 0 | 0 | 0 | 0
DIST_POLES SUBTRAN | 0 | 0 | 0 | 0 | 0 | 0 | 0 | 0 | 0 | 0 | 0 | 0 | 0 | 0 | 0 | 0 | 0 | 0
DIST_POLES DISTPRI | 0.5725 | 0.38042 | 0.095776 | 0.0011177 | 0 | 0.041301 | 0.011725 | 0 | 0 | 0.0023556 | 0.027245 | 0 | 0 | 0.011209 | 0.00026855 | 0.00019284 | 0.00070689 | 0.00017629
DIST_POLES DISTSEC | 0.4275 | 0.31917 | 0.07165 | 0 | 0 | 0.025257 | 0 | 0 | 0 | 0.0011179 | 0 | 0 | 0 | 0.0070295 | 0 | 0.00011463 | 0.0025311 | 0.00062732
DIST_POLES ENERGY | 0 | 0 | 0 | 0 | 0 | 0 | 0 | 0 | 0 | 0 | 0 | 0 | 0 | 0 | 0 | 0 | 0 | 0
DIST_POLES CUSTOMER | 0 | 0 | 0 | 0 | 0 | 0 | 0 | 0 | 0 | 0 | 0 | 0 | 0 | 0 | 0 | 0 | 0 | 0
DIST_POLES TOTAL | 1 | 0.6996 | 0.16743 | 0.0011177 | 0 | 0.066559 | 0.011725 | 0 | 0 | 0.0034735 | 0.027245 | 0 | 0 | 0.018238 | 0.00026855 | 0.00030746 | 0.003238 | 0.00080361
DIST_SERV PRODUCTION | 0 | 0 | 0 | 0 | 0 | 0 | 0 | 0 | 0 | 0 | 0 | 0 | 0 | 0 | 0 | 0 | 0 | 0
DIST_SERV BULKTRAN | 0 | 0 | 0 | 0 | 0 | 0 | 0 | 0 | 0 | 0 | 0 | 0 | 0 | 0 | 0 | 0 | 0 | 0
DIST_SERV SUBTRAN | 0 | 0 | 0 | 0 | 0 | 0 | 0 | 0 | 0 | 0 | 0 | 0 | 0 | 0 | 0 | 0 | 0 | 0
DIST_SERV DISTPRI | 0 | 0 | 0 | 0 | 0 | 0 | 0 | 0 | 0 | 0 | 0 | 0 | 0 | 0 | 0 | 0 | 0 | 0
DIST_SERV DISTSEC | 0 | 0 | 0 | 0 | 0 | 0 | 0 | 0 | 0 | 0 | 0 | 0 | 0 | 0 | 0 | 0 | 0 | 0
DIST_SERV ENERGY | 0 | 0 | 0 | 0 | 0 | 0 | 0 | 0 | 0 | 0 | 0 | 0 | 0 | 0 | 0 | 0 | 0 | 0
DIST_SERV CUSTOMER | 1 | 0.62734 | 0.14837 | 0 | 0 | 0.0017531 | 0 | 0 | 0 | 2.4081e-05 | 0 | 0 | 0 | 0.00061165 | 0 | 3.8529e-05 | 0.22161 | 0.00025526
DIST_SERV TOTAL | 1 | 0.62734 | 0.14837 | 0 | 0 | 0.0017531 | 0 | 0 | 0 | 2.4081e-05 | 0 | 0 | 0 | 0.00061165 | 0 | 3.8529e-05 | 0.22161 | 0.00025526
DIST_SL PRODUCTION | 0 | 0 | 0 | 0 | 0 | 0 | 0 | 0 | 0 | 0 | 0 | 0 | 0 | 0 | 0 | 0 | 0 | 0
DIST_SL BULKTRAN | 0 | 0 | 0 | 0 | 0 | 0 | 0 | 0 | 0 | 0 | 0 | 0 | 0 | 0 | 0 | 0 | 0 | 0
DIST_SL SUBTRAN | 0 | 0 | 0 | 0 | 0 | 0 | 0 | 0 | 0 | 0 | 0 | 0 | 0 | 0 | 0 | 0 | 0 | 0
DIST_SL DISTPRI | 0 | 0 | 0 | 0 | 0 | 0 | 0 | 0 | 0 | 0 | 0 | 0 | 0 | 0 | 0 | 0 | 0 | 0
DIST_SL DISTSEC | 0 | 0 | 0 | 0 | 0 | 0 | 0 | 0 | 0 | 0 | 0 | 0 | 0 | 0 | 0 | 0 | 0 | 0
DIST_SL ENERGY | 0 | 0 | 0 | 0 | 0 | 0 | 0 | 0 | 0 | 0 | 0 | 0 | 0 | 0 | 0 | 0 | 0 | 0
DIST_SL CUSTOMER | 1 | 0 | 0 | 0 | 0 | 0 | 0 | 0 | 0 | 0 | 0 | 0 | 0 | 0 | 0 | 0 | 0 | 1
DIST_SL TOTAL | 1 | 0 | 0 | 0 | 0 | 0 | 0 | 0 | 0 | 0 | 0 | 0 | 0 | 0 | 0 | 0 | 0 | 1
DIST_TRANSF PRODUCTION | 0 | 0 | 0 | 0 | 0 | 0 | 0 | 0 | 0 | 0 | 0 | 0 | 0 | 0 | 0 | 0 | 0 | 0
DIST_TRANSF BULKTRAN | 0 | 0 | 0 | 0 | 0 | 0 | 0 | 0 | 0 | 0 | 0 | 0 | 0 | 0 | 0 | 0 | 0 | 0
DIST_TRANSF SUBTRAN | 0 | 0 | 0 | 0 | 0 | 0 | 0 | 0 | 0 | 0 | 0 | 0 | 0 | 0 | 0 | 0 | 0 | 0
DIST_TRANSF DISTPRI | 0.22975 | 0.15267 | 0.038437 | 0.00044854 | 0 | 0.016575 | 0.0047053 | 0 | 0 | 0.00094533 | 0.010934 | 0 | 0 | 0.0044982 | 0.00010777 | 7.739e-05 | 0.00028369 | 7.0748e-05
DIST_TRANSF DISTSEC | 0.62739 | 0.46841 | 0.10515 | 0 | 0 | 0.037067 | 0 | 0 | 0 | 0.0016406 | 0 | 0 | 0 | 0.010316 | 0 | 0.00016822 | 0.0037146 | 0.00092065
DIST_TRANSF ENERGY | 0 | 0 | 0 | 0 | 0 | 0 | 0 | 0 | 0 | 0 | 0 | 0 | 0 | 0 | 0 | 0 | 0 | 0
DIST_TRANSF CUSTOMER | 0.14285 | 0.11513 | 0.027229 | 0 | 0 | 0.00032173 | 0 | 0 | 0 | 4.4194e-06 | 0 | 0 | 0 | 0.00011225 | 0 | 7.071e-06 | 0 | 4.6845e-05
DIST_TRANSF TOTAL | 1 | 0.73621 | 0.17082 | 0.00044854 | 0 | 0.053964 | 0.0047053 | 0 | 0 | 0.0025904 | 0.010934 | 0 | 0 | 0.014927 | 0.00010777 | 0.00025268 | 0.0039983 | 0.0010382
DIST_UGLINES PRODUCTION | 0 | 0 | 0 | 0 | 0 | 0 | 0 | 0 | 0 | 0 | 0 | 0 | 0 | 0 | 0 | 0 | 0 | 0
DIST_UGLINES BULKTRAN | 0 | 0 | 0 | 0 | 0 | 0 | 0 | 0 | 0 | 0 | 0 | 0 | 0 | 0 | 0 | 0 | 0 | 0
DIST_UGLINES SUBTRAN | 0 | 0 | 0 | 0 | 0 | 0 | 0 | 0 | 0 | 0 | 0 | 0 | 0 | 0 | 0 | 0 | 0 | 0
DIST_UGLINES DISTPRI | 0.22911 | 0.15224 | 0.038329 | 0.00044729 | 0 | 0.016529 | 0.0046921 | 0 | 0 | 0.00094269 | 0.010903 | 0 | 0 | 0.0044856 | 0.00010747 | 7.7173e-05 | 0.00028289 | 7.055e-05
DIST_UGLINES DISTSEC | 0.31376 | 0.23425 | 0.052587 | 0 | 0 | 0.018537 | 0 | 0 | 0 | 0.00082047 | 0 | 0 | 0 | 0.0051592 | 0 | 8.4128e-05 | 0.0018577 | 0.00046042
DIST_UGLINES ENERGY | 0 | 0 | 0 | 0 | 0 | 0 | 0 | 0 | 0 | 0 | 0 | 0 | 0 | 0 | 0 | 0 | 0 | 0
DIST_UGLINES CUSTOMER | 0.45713 | 0.36804 | 0.087046 | 0.00019779 | 0 | 0.0010285 | 0.00016953 | 0 | 0 | 1.4128e-05 | 9.6068e-05 | 0 | 0 | 0.00035884 | 2.8255e-06 | 2.2604e-05 | 0 | 0.00014975
DIST_UGLINES TOTAL | 1 | 0.75454 | 0.17796 | 0.00064507 | 0 | 0.036094 | 0.0048616 | 0 | 0 | 0.0017773 | 0.011 | 0 | 0 | 0.010004 | 0.0001103 | 0.00018391 | 0.0021406 | 0.00068072
EXP_OM_CUSTACCT PRODUCTION | 0 | 0 | 0 | 0 | 0 | 0 | 0 | 0 | 0 | 0 | 0 | 0 | 0 | 0 | 0 | 0 | 0 | 0
EXP_OM_CUSTACCT BULKTRAN | 0 | 0 | 0 | 0 | 0 | 0 | 0 | 0 | 0 | 0 | 0 | 0 | 0 | 0 | 0 | 0 | 0 | 0
EXP_OM_CUSTACCT SUBTRAN | 0 | 0 | 0 | 0 | 0 | 0 | 0 | 0 | 0 | 0 | 0 | 0 | 0 | 0 | 0 | 0 | 0 | 0
EXP_OM_CUSTACCT DISTPRI | 0 | 0 | 0 | 0 | 0 | 0 | 0 | 0 | 0 | 0 | 0 | 0 | 0 | 0 | 0 | 0 | 0 | 0
EXP_OM_CUSTACCT DISTSEC | 0 | 0 | 0 | 0 | 0 | 0 | 0 | 0 | 0 | 0 | 0 | 0 | 0 | 0 | 0 | 0 | 0 | 0
EXP_OM_CUSTACCT ENERGY | 0 | 0 | 0 | 0 | 0 | 0 | 0 | 0 | 0 | 0 | 0 | 0 | 0 | 0 | 0 | 0 | 0 | 0
EXP_OM_CUSTACCT CUSTOMER | 1 | 0.83678 | 0.16167 | 0.00037454 | 1.6293e-05 | 0.0020272 | 0.0003406 | 3.9619e-05 | 1.1432e-05 | 2.9256e-05 | 0.00020043 | 0.00010002 | 1.7789e-05 | 0.00068023 | 5.5022e-06 | 4.0207e-05 | -0.0025826 | 0.00024436
EXP_OM_CUSTACCT TOTAL | 1 | 0.83678 | 0.16167 | 0.00037454 | 1.6293e-05 | 0.0020272 | 0.0003406 | 3.9619e-05 | 1.1432e-05 | 2.9256e-05 | 0.00020043 | 0.00010002 | 1.7789e-05 | 0.00068023 | 5.5022e-06 | 4.0207e-05 | -0.0025826 | 0.00024436
EXP_OM_CUSTSERV PRODUCTION | 0 | 0 | 0 | 0 | 0 | 0 | 0 | 0 | 0 | 0 | 0 | 0 | 0 | 0 | 0 | 0 | 0 | 0
EXP_OM_CUSTSERV BULKTRAN | 0 | 0 | 0 | 0 | 0 | 0 | 0 | 0 | 0 | 0 | 0 | 0 | 0 | 0 | 0 | 0 | 0 | 0
EXP_OM_CUSTSERV SUBTRAN | 0 | 0 | 0 | 0 | 0 | 0 | 0 | 0 | 0 | 0 | 0 | 0 | 0 | 0 | 0 | 0 | 0 | 0
EXP_OM_CUSTSERV DISTPRI | 0 | 0 | 0 | 0 | 0 | 0 | 0 | 0 | 0 | 0 | 0 | 0 | 0 | 0 | 0 | 0 | 0 | 0
EXP_OM_CUSTSERV DISTSEC | 0 | 0 | 0 | 0 | 0 | 0 | 0 | 0 | 0 | 0 | 0 | 0 | 0 | 0 | 0 | 0 | 0 | 0
EXP_OM_CUSTSERV ENERGY | 0 | 0 | 0 | 0 | 0 | 0 | 0 | 0 | 0 | 0 | 0 | 0 | 0 | 0 | 0 | 0 | 0 | 0
EXP_OM_CUSTSERV CUSTOMER | 1 | 0.62674 | 0.14823 | 0.00033681 | 1.4435e-05 | 0.0017514 | 0.0002887 | 3.3681e-05 | 9.6232e-06 | 2.4058e-05 | 0.00016359 | 8.1797e-05 | 1.4435e-05 | 0.00061107 | 4.8116e-06 | 3.8493e-05 | 0.2214 | 0.00025501
EXP_OM_CUSTSERV TOTAL | 1 | 0.62674 | 0.14823 | 0.00033681 | 1.4435e-05 | 0.0017514 | 0.0002887 | 3.3681e-05 | 9.6232e-06 | 2.4058e-05 | 0.00016359 | 8.1797e-05 | 1.4435e-05 | 0.00061107 | 4.8116e-06 | 3.8493e-05 | 0.2214 | 0.00025501
EXP_OM_DIST PRODUCTION | 0 | 0 | 0 | 0 | 0 | 0 | 0 | 0 | 0 | 0 | 0 | 0 | 0 | 0 | 0 | 0 | 0 | 0
EXP_OM_DIST BULKTRAN | 0 | 0 | 0 | 0 | 0 | 0 | 0 | 0 | 0 | 0 | 0 | 0 | 0 | 0 | 0 | 0 | 0 | 0
EXP_OM_DIST SUBTRAN | 0 | 0 | 0 | 0 | 0 | 0 | 0 | 0 | 0 | 0 | 0 | 0 | 0 | 0 | 0 | 0 | 0 | 0
EXP_OM_DIST DISTPRI | 0.40497 | 0.2691 | 0.067749 | 0.00079061 | 0 | 0.029215 | 0.0082936 | 0 | 0 | 0.0016663 | 0.019273 | 0 | 0 | 0.0079285 | 0.00018996 | 0.00013641 | 0.00050003 | 0.0001247
EXP_OM_DIST DISTSEC | 0.16185 | 0.12084 | 0.027127 | 0 | 0 | 0.0095626 | 0 | 0 | 0 | 0.00042324 | 0 | 0 | 0 | 0.0026614 | 0 | 4.3398e-05 | 0.00095829 | 0.00023751
EXP_OM_DIST ENERGY | 0 | 0 | 0 | 0 | 0 | 0 | 0 | 0 | 0 | 0 | 0 | 0 | 0 | 0 | 0 | 0 | 0 | 0
EXP_OM_DIST CUSTOMER | 0.43318 | 0.3338 | 0.083238 | 0.00095523 | 0.00014167 | 0.0015823 | 0.00079957 | 0.0004065 | 0.00017421 | 2.3086e-05 | 0.00049979 | 0.0010541 | 0.00026132 | 0.00053101 | 1.003e-05 | 3.0961e-05 | 0.0075778 | 0.0020902
EXP_OM_DIST TOTAL | 1 | 0.72374 | 0.17811 | 0.0017458 | 0.00014167 | 0.04036 | 0.0090932 | 0.0004065 | 0.00017421 | 0.0021126 | 0.019772 | 0.0010541 | 0.00026132 | 0.011121 | 0.00019999 | 0.00021077 | 0.0090361 | 0.0024524
EXP_OM_TRAN PRODUCTION | 2.1516e-16 | 1.4259e-16 | 2.4678e-17 | 3.2133e-19 | -1.0042e-20 | 3.7018e-17 | -9.2544e-18 | -4.4987e-19 | -1.1782e-19 | 5.1413e-19 | -2.0565e-18 | 2.1936e-17 | 1.371e-18 | -1.7138e-18 | -1.0711e-20 | 1.2853e-19 | 3.4276e-19 | -1.2318e-19
EXP_OM_TRAN BULKTRAN | 0.7228 | 0.35442 | 0.089654 | 0.0010482 | 2.5823e-05 | 0.037513 | 0.010683 | 0.00084544 | 0.00017846 | 0.0022534 | 0.024566 | 0.16407 | 0.025739 | 0.010182 | 0.0002458 | 0.00017752 | 0.00096255 | 0.00023902
EXP_OM_TRAN SUBTRAN | 0.2772 | 0.13164 | 0.033699 | 0.0003927 | 1.2874e-05 | 0.014687 | 0.0041631 | 0.00042644 | 0 | 0.00082257 | 0.0095071 | 0.077443 | 0 | 0.0039861 | 9.537e-05 | 6.5456e-05 | 0.00020562 | 5.1221e-05
EXP_OM_TRAN DISTPRI | 0 | 0 | 0 | 0 | 0 | 0 | 0 | 0 | 0 | 0 | 0 | 0 | 0 | 0 | 0 | 0 | 0 | 0
EXP_OM_TRAN DISTSEC | 0 | 0 | 0 | 0 | 0 | 0 | 0 | 0 | 0 | 0 | 0 | 0 | 0 | 0 | 0 | 0 | 0 | 0
EXP_OM_TRAN ENERGY | 0 | 0 | 0 | 0 | 0 | 0 | 0 | 0 | 0 | 0 | 0 | 0 | 0 | 0 | 0 | 0 | 0 | 0
EXP_OM_TRAN CUSTOMER | 0 | 0 | 0 | 0 | 0 | 0 | 0 | 0 | 0 | 0 | 0 | 0 | 0 | 0 | 0 | 0 | 0 | 0
EXP_OM_TRAN TOTAL | 1 | 0.48606 | 0.12335 | 0.0014409 | 3.8697e-05 | 0.0522 | 0.014847 | 0.0012719 | 0.00017846 | 0.003076 | 0.034073 | 0.24151 | 0.025739 | 0.014168 | 0.00034117 | 0.00024298 | 0.0011682 | 0.00029024
EXP_OM_LPP PRODUCTION | 0.72556 | 0.35603 | 0.089994 | 0.00096129 | 1.7425e-05 | 0.037464 | 0.010773 | 0.00083431 | 0.00053619 | 0.0022782 | 0.024815 | 0.16406 | 0.025997 | 0.010156 | 0.0002481 | 0.00017967 | 0.00096843 | 0.00024204
EXP_OM_LPP BULKTRAN | 0.060039 | 0.02968 | 0.0075457 | 7.5875e-05 | -1.0619e-06 | 0.0031442 | 0.00090913 | 7.0566e-05 | -0.00060296 | 0.0001894 | 0.0020801 | 0.013826 | 0.0021346 | 0.00084936 | 2.0877e-05 | 1.5189e-05 | 8.1516e-05 | 2.0606e-05
EXP_OM_LPP SUBTRAN | 0.023277 | 0.011025 | 0.002836 | 2.8556e-05 | -4.3444e-07 | 0.0012311 | 0.00035414 | 3.5601e-05 | 0 | 6.9136e-05 | 0.00080484 | 0.0065251 | 0 | 0.00033256 | 8.098e-06 | 5.5979e-06 | 1.7409e-05 | 4.4129e-06
EXP_OM_LPP DISTPRI | 0.12557 | 0.083474 | 0.021015 | 0.000202 | 0 | 0.008977 | 0.002599 | 0 | 0 | 0.00052284 | 0.0060495 | 0 | 0 | 0.0024282 | 5.9599e-05 | 4.3063e-05 | 0.00015593 | 3.9471e-05
EXP_OM_LPP DISTSEC | 0.050516 | 0.037743 | 0.0084726 | 0 | 0 | 0.0029565 | 0 | 0 | 0 | 0.00013384 | 0 | 0 | 0 | 0.00081991 | 0 | 1.3814e-05 | 0.00030102 | 7.5819e-05
EXP_OM_LPP ENERGY | -0.16376 | -0.05939 | -0.01924 | -0.00028686 | -1.2181e-05 | -0.0094813 | -0.0025587 | -0.00021858 | 0.00056713 | -0.00060353 | -0.0072462 | -0.053181 | -0.0081826 | -0.0025819 | -5.8209e-05 | -5.6351e-05 | -0.00099023 | -0.00024191
EXP_OM_LPP CUSTOMER | 0.17881 | 0.13993 | 0.032833 | 0.00026791 | 2.0262e-05 | 0.00056769 | 0.00025643 | 0.00012047 | -6.3644e-05 | 8.3829e-06 | 0.00015987 | 0.00031747 | 7.9182e-05 | 0.00019027 | 3.2799e-06 | 1.1376e-05 | 0.0033851 | 0.00071908
EXP_OM_LPP TOTAL | 1 | 0.5985 | 0.14346 | 0.0012488 | 2.4009e-05 | 0.044859 | 0.012333 | 0.00084236 | 0.00043672 | 0.0025983 | 0.026663 | 0.13155 | 0.020029 | 0.012194 | 0.00028175 | 0.00021236 | 0.0039191 | 0.00085951
FORF_DISC_FXNL PRODUCTION | 0.37708 | 4.4889e-05 | 0.17214 | 0.0020513 | 0.00023699 | 0.027426 | 0.051532 | 0.004082 | 0 | -0.0069131 | 0.049672 | 0.076598 | 0 | 0 | 0 | 0 | 0.00020496 | 0
FORF_DISC_FXNL BULKTRAN | 0.013185 | -5.6582e-06 | 0.0061898 | 0.00028351 | 9.0749e-05 | 0.0024445 | 0.007813 | 0.00017056 | 0 | 3.0262e-05 | 0.0034758 | -0.0073356 | 0 | 0 | 0 | 0 | 2.8222e-05 | 0
FORF_DISC_FXNL SUBTRAN | 0.0043636 | -2.0433e-06 | 0.0022761 | 0.00010316 | 4.2576e-05 | 0.00093388 | 0.0029635 | 8.3123e-05 | 0 | 1.0408e-05 | 0.0013123 | -0.0033654 | 0 | 0 | 0 | 0 | 5.8799e-06 | 0
FORF_DISC_FXNL DISTPRI | 0.12998 | 1.358e-05 | 0.070673 | 0.00097898 | 0 | 0.012631 | 0.025837 | 0 | 0 | -0.0026007 | 0.022383 | 0 | 0 | 0 | 0 | 0 | 6.7419e-05 | 0
FORF_DISC_FXNL DISTSEC | 0.034508 | 6.5375e-06 | 0.030596 | 0 | 0 | 0.0044787 | 0 | 0 | 0 | -0.00071312 | 0 | 0 | 0 | 0 | 0 | 0 | 0.00014017 | 0
FORF_DISC_FXNL ENERGY | 0.35214 | 3.0194e-05 | 0.13549 | 0.0015014 | 0.00018405 | 0.024218 | 0.043139 | 0.0036556 | 0 | -0.007141 | 0.053963 | 0.096365 | 0 | 0 | 0 | 0 | 0.00073426 | 0
FORF_DISC_FXNL CUSTOMER | 0.088746 | 1.7805e-05 | 0.080385 | 0.00079224 | 0.00063489 | 0.00055715 | 0.0016629 | 0.00072675 | 0 | -3.0378e-05 | 0.00040064 | 0.00015541 | 0 | 0 | 0 | 0 | 0.0034428 | 0
FORF_DISC_FXNL TOTAL | 1 | 0.0001053 | 0.49775 | 0.0057105 | 0.0011893 | 0.072689 | 0.13295 | 0.008718 | 0 | -0.017358 | 0.13121 | 0.16242 | 0 | 0 | 0 | 0 | 0.0046237 | 0
FUELREV PRODUCTION | 0 | 0 | 0 | 0 | 0 | 0 | 0 | 0 | 0 | 0 | 0 | 0 | 0 | 0 | 0 | 0 | 0 | 0
FUELREV BULKTRAN | 0 | 0 | 0 | 0 | 0 | 0 | 0 | 0 | 0 | 0 | 0 | 0 | 0 | 0 | 0 | 0 | 0 | 0
FUELREV SUBTRAN | 0 | 0 | 0 | 0 | 0 | 0 | 0 | 0 | 0 | 0 | 0 | 0 | 0 | 0 | 0 | 0 | 0 | 0
FUELREV DISTPRI | 0 | 0 | 0 | 0 | 0 | 0 | 0 | 0 | 0 | 0 | 0 | 0 | 0 | 0 | 0 | 0 | 0 | 0
FUELREV DISTSEC | 0 | 0 | 0 | 0 | 0 | 0 | 0 | 0 | 0 | 0 | 0 | 0 | 0 | 0 | 0 | 0 | 0 | 0
FUELREV ENERGY | 1 | 0.36353 | 0.11734 | 0.0013433 | 3.4045e-05 | 0.056781 | 0.015849 | 0.0012548 | 0.00025723 | 0.0037836 | 0.045217 | 0.31966 | 0.051229 | 0.015402 | 0.00036199 | 0.00035364 | 0.0060851 | 0.001519
FUELREV CUSTOMER | 0 | 0 | 0 | 0 | 0 | 0 | 0 | 0 | 0 | 0 | 0 | 0 | 0 | 0 | 0 | 0 | 0 | 0
FUELREV TOTAL | 1 | 0.36353 | 0.11734 | 0.0013433 | 3.4045e-05 | 0.056781 | 0.015849 | 0.0012548 | 0.00025723 | 0.0037836 | 0.045217 | 0.31966 | 0.051229 | 0.015402 | 0.00036199 | 0.00035364 | 0.0060851 | 0.001519
LABOR_M PRODUCTION | 0.24309 | 0.1192 | 0.030152 | 0.00035252 | 8.6845e-06 | 0.012616 | 0.0035929 | 0.00028433 | 6.0017e-05 | 0.00075784 | 0.0082618 | 0.055178 | 0.0086563 | 0.0034243 | 8.2664e-05 | 5.9702e-05 | 0.00032372 | 8.0384e-05
LABOR_M BULKTRAN | 0.065408 | 0.032072 | 0.008113 | 9.4854e-05 | 2.3368e-06 | 0.0033946 | 0.00096677 | 7.6505e-05 | 1.6149e-05 | 0.00020391 | 0.002223 | 0.014847 | 0.0023292 | 0.00092139 | 2.2243e-05 | 1.6064e-05 | 8.7103e-05 | 2.1629e-05
LABOR_M SUBTRAN | 0.025084 | 0.011913 | 0.0030495 | 3.5536e-05 | 1.165e-06 | 0.0013291 | 0.00037673 | 3.859e-05 | 0 | 7.4436e-05 | 0.00086032 | 0.007008 | 0 | 0.00036071 | 8.6303e-06 | 5.9232e-06 | 1.8607e-05 | 4.6351e-06
LABOR_M DISTPRI | 0.16702 | 0.11099 | 0.027942 | 0.00032607 | 0 | 0.012049 | 0.0034206 | 0 | 0 | 0.00068722 | 0.0079487 | 0 | 0 | 0.00327 | 7.8347e-05 | 5.626e-05 | 0.00020623 | 5.1431e-05
LABOR_M DISTSEC | 0.066754 | 0.049839 | 0.011188 | 0 | 0 | 0.0039439 | 0 | 0 | 0 | 0.00017456 | 0 | 0 | 0 | 0.0010977 | 0 | 1.7899e-05 | 0.00039523 | 9.7957e-05
LABOR_M ENERGY | 0.17534 | 0.06374 | 0.020573 | 0.00023552 | 5.9693e-06 | 0.0099557 | 0.0027789 | 0.00022001 | 4.5101e-05 | 0.00066339 | 0.0079281 | 0.056048 | 0.0089822 | 0.0027004 | 6.347e-05 | 6.2005e-05 | 0.0010669 | 0.00026634
LABOR_M CUSTOMER | 0.25731 | 0.20211 | 0.046958 | 0.00042318 | 5.97e-05 | 0.00081026 | 0.00035622 | 0.00017073 | 7.2738e-05 | 1.1789e-05 | 0.00022165 | 0.00044249 | 0.00010915 | 0.00027205 | 4.565e-06 | 1.5921e-05 | 0.0043856 | 0.00088136
LABOR_M TOTAL | 1 | 0.58986 | 0.14798 | 0.0014677 | 7.7856e-05 | 0.044099 | 0.011492 | 0.00079017 | 0.00019401 | 0.0025732 | 0.027444 | 0.13352 | 0.020077 | 0.012047 | 0.00025992 | 0.00023377 | 0.0064834 | 0.0014037
LABOR_PROD PRODUCTION | 0.58096 | 0.28487 | 0.072061 | 0.0008425 | 2.0755e-05 | 0.030151 | 0.0085869 | 0.00067953 | 0.00014344 | 0.0018112 | 0.019745 | 0.13187 | 0.020688 | 0.0081838 | 0.00019756 | 0.00014268 | 0.00077366 | 0.00019211
LABOR_PROD BULKTRAN | 0 | 0 | 0 | 0 | 0 | 0 | 0 | 0 | 0 | 0 | 0 | 0 | 0 | 0 | 0 | 0 | 0 | 0
LABOR_PROD SUBTRAN | 0 | 0 | 0 | 0 | 0 | 0 | 0 | 0 | 0 | 0 | 0 | 0 | 0 | 0 | 0 | 0 | 0 | 0
LABOR_PROD DISTPRI | 0 | 0 | 0 | 0 | 0 | 0 | 0 | 0 | 0 | 0 | 0 | 0 | 0 | 0 | 0 | 0 | 0 | 0
LABOR_PROD DISTSEC | 0 | 0 | 0 | 0 | 0 | 0 | 0 | 0 | 0 | 0 | 0 | 0 | 0 | 0 | 0 | 0 | 0 | 0
LABOR_PROD ENERGY | 0.41904 | 0.15233 | 0.049169 | 0.00056289 | 1.4266e-05 | 0.023794 | 0.0066415 | 0.00052581 | 0.00010779 | 0.0015855 | 0.018948 | 0.13395 | 0.021467 | 0.0064539 | 0.00015169 | 0.00014819 | 0.0025499 | 0.00063654
LABOR_PROD CUSTOMER | 0 | 0 | 0 | 0 | 0 | 0 | 0 | 0 | 0 | 0 | 0 | 0 | 0 | 0 | 0 | 0 | 0 | 0
LABOR_PROD TOTAL | 1 | 0.4372 | 0.12123 | 0.0014054 | 3.5022e-05 | 0.053945 | 0.015228 | 0.0012053 | 0.00025123 | 0.0033967 | 0.038693 | 0.26582 | 0.042155 | 0.014638 | 0.00034925 | 0.00029087 | 0.0033236 | 0.00082865
MISC_SERV_REV PRODUCTION | 0 | 0 | 0 | 0 | 0 | 0 | 0 | 0 | 0 | 0 | 0 | 0 | 0 | 0 | 0 | 0 | 0 | 0
MISC_SERV_REV BULKTRAN | 0 | 0 | 0 | 0 | 0 | 0 | 0 | 0 | 0 | 0 | 0 | 0 | 0 | 0 | 0 | 0 | 0 | 0
MISC_SERV_REV SUBTRAN | 0 | 0 | 0 | 0 | 0 | 0 | 0 | 0 | 0 | 0 | 0 | 0 | 0 | 0 | 0 | 0 | 0 | 0
MISC_SERV_REV DISTPRI | 0.4001 | 0.35985 | 0.038314 | 0.00031479 | 0 | 0.00063787 | 0.00066164 | 0 | 0 | 0 | 0 | 0 | 0 | 0 | 0 | 0 | 0.00031933 | 0
MISC_SERV_REV DISTSEC | 0.19784 | 0.17985 | 0.017075 | 0 | 0 | 0.00023238 | 0 | 0 | 0 | 0 | 0 | 0 | 0 | 0 | 0 | 0 | 0.00068115 | 0
MISC_SERV_REV ENERGY | 0 | 0 | 0 | 0 | 0 | 0 | 0 | 0 | 0 | 0 | 0 | 0 | 0 | 0 | 0 | 0 | 0 | 0
MISC_SERV_REV CUSTOMER | 0.40206 | 0.34651 | 0.035921 | 0.00020569 | 2.8182e-05 | 2.3188e-05 | 3.4529e-05 | 0 | 0 | 0 | 0 | 0.00020387 | 0 | 0 | 0 | 0 | 0.019128 | 0
MISC_SERV_REV TOTAL | 1 | 0.88622 | 0.091309 | 0.00052047 | 2.8182e-05 | 0.00089344 | 0.00069616 | 0 | 0 | 0 | 0 | 0.00020387 | 0 | 0 | 0 | 0 | 0.020128 | 0
PROD_DEMAND PRODUCTION | 1 | 0.49034 | 0.12404 | 0.0014502 | 3.5726e-05 | 0.051899 | 0.014781 | 0.0011697 | 0.0002469 | 0.0031176 | 0.033987 | 0.22699 | 0.03561 | 0.014087 | 0.00034006 | 0.0002456 | 0.0013317 | 0.00033068
PROD_DEMAND BULKTRAN | 0 | 0 | 0 | 0 | 0 | 0 | 0 | 0 | 0 | 0 | 0 | 0 | 0 | 0 | 0 | 0 | 0 | 0
PROD_DEMAND SUBTRAN | 0 | 0 | 0 | 0 | 0 | 0 | 0 | 0 | 0 | 0 | 0 | 0 | 0 | 0 | 0 | 0 | 0 | 0
PROD_DEMAND DISTPRI | 0 | 0 | 0 | 0 | 0 | 0 | 0 | 0 | 0 | 0 | 0 | 0 | 0 | 0 | 0 | 0 | 0 | 0
PROD_DEMAND DISTSEC | 0 | 0 | 0 | 0 | 0 | 0 | 0 | 0 | 0 | 0 | 0 | 0 | 0 | 0 | 0 | 0 | 0 | 0
PROD_DEMAND ENERGY | 0 | 0 | 0 | 0 | 0 | 0 | 0 | 0 | 0 | 0 | 0 | 0 | 0 | 0 | 0 | 0 | 0 | 0
PROD_DEMAND CUSTOMER | 0 | 0 | 0 | 0 | 0 | 0 | 0 | 0 | 0 | 0 | 0 | 0 | 0 | 0 | 0 | 0 | 0 | 0
PROD_DEMAND TOTAL | 1 | 0.49034 | 0.12404 | 0.0014502 | 3.5726e-05 | 0.051899 | 0.014781 | 0.0011697 | 0.0002469 | 0.0031176 | 0.033987 | 0.22699 | 0.03561 | 0.014087 | 0.00034006 | 0.0002456 | 0.0013317 | 0.00033068
PROD_ENERGY PRODUCTION | 0 | 0 | 0 | 0 | 0 | 0 | 0 | 0 | 0 | 0 | 0 | 0 | 0 | 0 | 0 | 0 | 0 | 0
PROD_ENERGY BULKTRAN | 0 | 0 | 0 | 0 | 0 | 0 | 0 | 0 | 0 | 0 | 0 | 0 | 0 | 0 | 0 | 0 | 0 | 0
PROD_ENERGY SUBTRAN | 0 | 0 | 0 | 0 | 0 | 0 | 0 | 0 | 0 | 0 | 0 | 0 | 0 | 0 | 0 | 0 | 0 | 0
PROD_ENERGY DISTPRI | 0 | 0 | 0 | 0 | 0 | 0 | 0 | 0 | 0 | 0 | 0 | 0 | 0 | 0 | 0 | 0 | 0 | 0
PROD_ENERGY DISTSEC | 0 | 0 | 0 | 0 | 0 | 0 | 0 | 0 | 0 | 0 | 0 | 0 | 0 | 0 | 0 | 0 | 0 | 0
PROD_ENERGY ENERGY | 1 | 0.36353 | 0.11734 | 0.0013433 | 3.4045e-05 | 0.056781 | 0.015849 | 0.0012548 | 0.00025723 | 0.0037836 | 0.045217 | 0.31966 | 0.051229 | 0.015402 | 0.00036199 | 0.00035364 | 0.0060851 | 0.001519
PROD_ENERGY CUSTOMER | 0 | 0 | 0 | 0 | 0 | 0 | 0 | 0 | 0 | 0 | 0 | 0 | 0 | 0 | 0 | 0 | 0 | 0
PROD_ENERGY TOTAL | 1 | 0.36353 | 0.11734 | 0.0013433 | 3.4045e-05 | 0.056781 | 0.015849 | 0.0012548 | 0.00025723 | 0.0037836 | 0.045217 | 0.31966 | 0.051229 | 0.015402 | 0.00036199 | 0.00035364 | 0.0060851 | 0.001519
RATEBASE PRODUCTION | 0.1946 | 0.094986 | 0.024108 | 0.00025459 | 2.793e-06 | 0.010152 | 0.0027427 | 0.00018698 | 3.4589e-05 | 0.00059118 | 0.0065297 | 0.044788 | 0.0069793 | 0.0027957 | 6.7475e-05 | 4.8717e-05 | 0.00026298 | 6.559e-05
RATEBASE BULKTRAN | 0.24775 | 0.12102 | 0.030695 | 0.00032728 | 4.2582e-06 | 0.012906 | 0.0035213 | 0.00024625 | 7.9244e-05 | 0.00075645 | 0.0083352 | 0.05686 | 0.0088805 | 0.0035452 | 8.5658e-05 | 6.1861e-05 | 0.00033401 | 8.3287e-05
RATEBASE SUBTRAN | 0.092546 | 0.043769 | 0.011235 | 0.00011908 | 2.0052e-06 | 0.0049211 | 0.0013348 | 0.00012038 | 0 | 0.00026874 | 0.0031403 | 0.026143 | 0 | 0.0013521 | 3.2379e-05 | 2.2221e-05 | 6.9502e-05 | 1.7388e-05
RATEBASE DISTPRI | 0.17769 | 0.11805 | 0.029809 | 0.00031481 | 0 | 0.012926 | 0.0034975 | 0 | 0 | 0.00071704 | 0.0083933 | 0 | 0 | 0.003555 | 8.5226e-05 | 6.1191e-05 | 0.0002233 | 5.5936e-05
RATEBASE DISTSEC | 0.078076 | 0.058206 | 0.013106 | 0 | 0 | 0.0046459 | 0 | 0 | 0 | 0.00019996 | 0 | 0 | 0 | 0.0013105 | 0 | 2.1379e-05 | 0.00046996 | 0.000117
RATEBASE ENERGY | 0.049997 | 0.018151 | 0.005864 | 6.803e-05 | 1.7252e-06 | 0.0028461 | 0.00078456 | 6.115e-05 | -7.0075e-06 | 0.00018776 | 0.00225 | 0.016042 | 0.0025573 | 0.00077429 | 1.8122e-05 | 1.7687e-05 | 0.00030474 | 7.597e-05
RATEBASE CUSTOMER | 0.15935 | 0.11457 | 0.028106 | 0.00020741 | 1.3726e-05 | 0.00047345 | 0.00018425 | 7.8129e-05 | 4.262e-05 | 6.6261e-06 | 0.00011863 | 0.00024727 | 6.0943e-05 | 0.00016246 | 2.496e-06 | 9.646e-06 | 0.013081 | 0.0019911
RATEBASE TOTAL | 1 | 0.56875 | 0.14292 | 0.0012912 | 2.4508e-05 | 0.04887 | 0.012065 | 0.00069289 | 0.00014945 | 0.0027278 | 0.028767 | 0.14408 | 0.018478 | 0.013495 | 0.00029136 | 0.0002427 | 0.014746 | 0.0024063
RB_GUP_CWIP PRODUCTION | 0.062142 | 0.030471 | 0.0077079 | 9.0118e-05 | 2.2201e-06 | 0.0032251 | 0.00091849 | 7.2685e-05 | 1.5343e-05 | 0.00019373 | 0.002112 | 0.014105 | 0.0022129 | 0.00087538 | 2.1132e-05 | 1.5262e-05 | 8.2754e-05 | 2.0549e-05
RB_GUP_CWIP BULKTRAN | 0.4319 | 0.21178 | 0.053572 | 0.00062634 | 1.543e-05 | 0.022415 | 0.0063837 | 0.00050518 | 0.00010663 | 0.0013465 | 0.014679 | 0.098036 | 0.01538 | 0.0060841 | 0.00014687 | 0.00010607 | 0.00057516 | 0.00014282
RB_GUP_CWIP SUBTRAN | 0.16557 | 0.078629 | 0.020128 | 0.00023455 | 7.6896e-06 | 0.0087727 | 0.0024866 | 0.00025471 | 0 | 0.00049131 | 0.0056785 | 0.046255 | 0 | 0.0023808 | 5.6963e-05 | 3.9096e-05 | 0.00012281 | 3.0594e-05
RB_GUP_CWIP DISTPRI | 0.14454 | 0.096045 | 0.02418 | 0.00028218 | 0 | 0.010427 | 0.0029601 | 0 | 0 | 0.00059471 | 0.0068786 | 0 | 0 | 0.0028298 | 6.7799e-05 | 4.8686e-05 | 0.00017847 | 4.4507e-05
RB_GUP_CWIP DISTSEC | 0.064211 | 0.04794 | 0.010762 | 0 | 0 | 0.0037937 | 0 | 0 | 0 | 0.00016791 | 0 | 0 | 0 | 0.0010558 | 0 | 1.7217e-05 | 0.00038017 | 9.4225e-05
RB_GUP_CWIP ENERGY | 0.0016795 | 0.00061057 | 0.00019707 | 2.2561e-06 | 5.718e-08 | 9.5366e-05 | 2.6619e-05 | 2.1075e-06 | 4.3202e-07 | 6.3547e-06 | 7.5943e-05 | 0.00053688 | 8.6041e-05 | 2.5868e-05 | 6.0798e-07 | 5.9395e-07 | 1.022e-05 | 2.5513e-06
RB_GUP_CWIP CUSTOMER | 0.12996 | 0.093544 | 0.0229 | 0.0001859 | 2.6474e-05 | 0.00038252 | 0.00015577 | 7.5958e-05 | 3.2548e-05 | 5.5076e-06 | 9.7e-05 | 0.00019696 | 4.8823e-05 | 0.0001295 | 1.9805e-06 | 7.6913e-06 | 0.010569 | 0.001601
RB_GUP_CWIP TOTAL | 1 | 0.55902 | 0.13945 | 0.0014213 | 5.1871e-05 | 0.049112 | 0.012931 | 0.00091064 | 0.00015496 | 0.002806 | 0.029521 | 0.15913 | 0.017728 | 0.013381 | 0.00029536 | 0.00023462 | 0.011918 | 0.0019362
RB_GUP_EPIS_D PRODUCTION | 0 | 0 | 0 | 0 | 0 | 0 | 0 | 0 | 0 | 0 | 0 | 0 | 0 | 0 | 0 | 0 | 0 | 0
RB_GUP_EPIS_D BULKTRAN | 0 | 0 | 0 | 0 | 0 | 0 | 0 | 0 | 0 | 0 | 0 | 0 | 0 | 0 | 0 | 0 | 0 | 0
RB_GUP_EPIS_D SUBTRAN | 0 | 0 | 0 | 0 | 0 | 0 | 0 | 0 | 0 | 0 | 0 | 0 | 0 | 0 | 0 | 0 | 0 | 0
RB_GUP_EPIS_D DISTPRI | 0.42809 | 0.28447 | 0.071618 | 0.00083576 | 0 | 0.030884 | 0.0087672 | 0 | 0 | 0.0017614 | 0.020373 | 0 | 0 | 0.0083813 | 0.00020081 | 0.0001442 | 0.00052859 | 0.00013182
RB_GUP_EPIS_D DISTSEC | 0.19043 | 0.14218 | 0.031917 | 0 | 0 | 0.011251 | 0 | 0 | 0 | 0.00049798 | 0 | 0 | 0 | 0.0031313 | 0 | 5.106e-05 | 0.0011275 | 0.00027944
RB_GUP_EPIS_D ENERGY | 0 | 0 | 0 | 0 | 0 | 0 | 0 | 0 | 0 | 0 | 0 | 0 | 0 | 0 | 0 | 0 | 0 | 0
RB_GUP_EPIS_D CUSTOMER | 0.38147 | 0.27392 | 0.067144 | 0.0005461 | 7.7909e-05 | 0.0011227 | 0.00045753 | 0.00022355 | 9.5804e-05 | 1.6164e-05 | 0.00028495 | 0.00057966 | 0.00014371 | 0.00038011 | 5.8129e-06 | 2.2576e-05 | 0.031662 | 0.0047894
RB_GUP_EPIS_D TOTAL | 1 | 0.70057 | 0.17068 | 0.0013819 | 7.7909e-05 | 0.043257 | 0.0092247 | 0.00022355 | 9.5804e-05 | 0.0022755 | 0.020658 | 0.00057966 | 0.00014371 | 0.011893 | 0.00020662 | 0.00021783 | 0.033318 | 0.0052007
RB_GUP_EPIS_G PRODUCTION | 0.24309 | 0.1192 | 0.030152 | 0.00035252 | 8.6845e-06 | 0.012616 | 0.0035929 | 0.00028433 | 6.0017e-05 | 0.00075784 | 0.0082618 | 0.055178 | 0.0086563 | 0.0034243 | 8.2664e-05 | 5.9702e-05 | 0.00032372 | 8.0384e-05
RB_GUP_EPIS_G BULKTRAN | 0.065408 | 0.032072 | 0.008113 | 9.4854e-05 | 2.3368e-06 | 0.0033946 | 0.00096677 | 7.6505e-05 | 1.6149e-05 | 0.00020391 | 0.002223 | 0.014847 | 0.0023292 | 0.00092139 | 2.2243e-05 | 1.6064e-05 | 8.7103e-05 | 2.1629e-05
RB_GUP_EPIS_G SUBTRAN | 0.025084 | 0.011913 | 0.0030495 | 3.5536e-05 | 1.165e-06 | 0.0013291 | 0.00037673 | 3.859e-05 | 0 | 7.4436e-05 | 0.00086032 | 0.007008 | 0 | 0.00036071 | 8.6303e-06 | 5.9232e-06 | 1.8607e-05 | 4.6351e-06
RB_GUP_EPIS_G DISTPRI | 0.16702 | 0.11099 | 0.027942 | 0.00032607 | 0 | 0.012049 | 0.0034206 | 0 | 0 | 0.00068722 | 0.0079487 | 0 | 0 | 0.00327 | 7.8347e-05 | 5.626e-05 | 0.00020623 | 5.1431e-05
RB_GUP_EPIS_G DISTSEC | 0.066754 | 0.049839 | 0.011188 | 0 | 0 | 0.0039439 | 0 | 0 | 0 | 0.00017456 | 0 | 0 | 0 | 0.0010977 | 0 | 1.7899e-05 | 0.00039523 | 9.7957e-05
RB_GUP_EPIS_G ENERGY | 0.17534 | 0.06374 | 0.020573 | 0.00023552 | 5.9693e-06 | 0.0099557 | 0.0027789 | 0.00022001 | 4.5101e-05 | 0.00066339 | 0.0079281 | 0.056048 | 0.0089822 | 0.0027004 | 6.347e-05 | 6.2005e-05 | 0.0010669 | 0.00026634
RB_GUP_EPIS_G CUSTOMER | 0.25731 | 0.20211 | 0.046958 | 0.00042318 | 5.97e-05 | 0.00081026 | 0.00035622 | 0.00017073 | 7.2738e-05 | 1.1789e-05 | 0.00022165 | 0.00044249 | 0.00010915 | 0.00027205 | 4.565e-06 | 1.5921e-05 | 0.0043856 | 0.00088136
RB_GUP_EPIS_G TOTAL | 1 | 0.58986 | 0.14798 | 0.0014677 | 7.7856e-05 | 0.044099 | 0.011492 | 0.00079017 | 0.00019401 | 0.0025732 | 0.027444 | 0.13352 | 0.020077 | 0.012047 | 0.00025992 | 0.00023377 | 0.0064834 | 0.0014037
RB_GUP_EPIS_P PRODUCTION | 0.94529 | 0.46352 | 0.11725 | 0.0013708 | 3.3772e-05 | 0.04906 | 0.013972 | 0.0011057 | 0.00023339 | 0.002947 | 0.032128 | 0.21457 | 0.033662 | 0.013316 | 0.00032146 | 0.00023216 | 0.0012588 | 0.00031259
RB_GUP_EPIS_P BULKTRAN | 0.01665 | 0.008164 | 0.0020652 | 2.4145e-05 | 5.9482e-07 | 0.00086409 | 0.00024609 | 1.9474e-05 | 4.1107e-06 | 5.1906e-05 | 0.00056587 | 0.0037792 | 0.00059289 | 0.00023454 | 5.6618e-06 | 4.0891e-06 | 2.2172e-05 | 5.5057e-06
RB_GUP_EPIS_P SUBTRAN | 0.0063852 | 0.0030324 | 0.00077624 | 9.0457e-06 | 2.9656e-07 | 0.00033832 | 9.5897e-05 | 9.823e-06 | 0 | 1.8948e-05 | 0.00021899 | 0.0017839 | 0 | 9.1819e-05 | 2.1968e-06 | 1.5078e-06 | 4.7363e-06 | 1.1799e-06
RB_GUP_EPIS_P DISTPRI | 0.012042 | 0.0080022 | 0.0020146 | 2.351e-05 | 0 | 0.00086877 | 0.00024662 | 0 | 0 | 4.9549e-05 | 0.0005731 | 0 | 0 | 0.00023577 | 5.6488e-06 | 4.0563e-06 | 1.4869e-05 | 3.7082e-06
RB_GUP_EPIS_P DISTSEC | 0.0050899 | 0.0038001 | 0.00085308 | 0 | 0 | 0.00030072 | 0 | 0 | 0 | 1.331e-05 | 0 | 0 | 0 | 8.3695e-05 | 0 | 1.3647e-06 | 3.0136e-05 | 7.469e-06
RB_GUP_EPIS_P ENERGY | 0.00095015 | 0.00034541 | 0.00011149 | 1.2763e-06 | 3.2348e-08 | 5.3951e-05 | 1.5059e-05 | 1.1923e-06 | 2.4441e-07 | 3.595e-06 | 4.2963e-05 | 0.00030373 | 4.8675e-05 | 1.4634e-05 | 3.4395e-07 | 3.3601e-07 | 5.7818e-06 | 1.4433e-06
RB_GUP_EPIS_P CUSTOMER | 0.013593 | 0.010916 | 0.0025772 | 7.571e-06 | 3.2352e-07 | 3.1835e-05 | 6.4542e-06 | 9.2522e-07 | 3.9417e-07 | 4.4087e-07 | 3.7646e-06 | 2.3979e-06 | 5.9152e-07 | 1.105e-05 | 1.0014e-07 | 6.8945e-07 | 2.3766e-05 | 8.7722e-06
RB_GUP_EPIS_P TOTAL | 1 | 0.49778 | 0.12565 | 0.0014364 | 3.5019e-05 | 0.051517 | 0.014582 | 0.0011371 | 0.00023814 | 0.0030848 | 0.033532 | 0.22044 | 0.034304 | 0.013988 | 0.00033541 | 0.00024421 | 0.0013603 | 0.00034067
RB_GUP_EPIS_T PRODUCTION | 0.013478 | 0.006609 | 0.0016718 | 1.9546e-05 | 4.8153e-07 | 0.00069951 | 0.00019922 | 1.5765e-05 | 3.3277e-06 | 4.202e-05 | 0.00045809 | 0.0030594 | 0.00047996 | 0.00018986 | 4.5834e-06 | 3.3103e-06 | 1.7949e-05 | 4.457e-06
RB_GUP_EPIS_T BULKTRAN | 0.71314 | 0.34968 | 0.088456 | 0.0010342 | 2.5478e-05 | 0.037011 | 0.010541 | 0.00083414 | 0.00017607 | 0.0022233 | 0.024238 | 0.16187 | 0.025395 | 0.010046 | 0.00024251 | 0.00017515 | 0.00094969 | 0.00023582
RB_GUP_EPIS_T SUBTRAN | 0.27338 | 0.12983 | 0.033234 | 0.00038729 | 1.2697e-05 | 0.014485 | 0.0041058 | 0.00042057 | 0 | 0.00081123 | 0.0093761 | 0.076375 | 0 | 0.0039312 | 9.4056e-05 | 6.4554e-05 | 0.00020278 | 5.0515e-05
RB_GUP_EPIS_T DISTPRI | 0 | 0 | 0 | 0 | 0 | 0 | 0 | 0 | 0 | 0 | 0 | 0 | 0 | 0 | 0 | 0 | 0 | 0
RB_GUP_EPIS_T DISTSEC | 0 | 0 | 0 | 0 | 0 | 0 | 0 | 0 | 0 | 0 | 0 | 0 | 0 | 0 | 0 | 0 | 0 | 0
RB_GUP_EPIS_T ENERGY | 0 | 0 | 0 | 0 | 0 | 0 | 0 | 0 | 0 | 0 | 0 | 0 | 0 | 0 | 0 | 0 | 0 | 0
RB_GUP_EPIS_T CUSTOMER | 0 | 0 | 0 | 0 | 0 | 0 | 0 | 0 | 0 | 0 | 0 | 0 | 0 | 0 | 0 | 0 | 0 | 0
RB_GUP_EPIS_T TOTAL | 1 | 0.48612 | 0.12336 | 0.001441 | 3.8656e-05 | 0.052196 | 0.014846 | 0.0012705 | 0.0001794 | 0.0030765 | 0.034072 | 0.24131 | 0.025875 | 0.014167 | 0.00034115 | 0.00024301 | 0.0011704 | 0.0002908
RB_GUP-Land_P PRODUCTION | 0.94511 | 0.46343 | 0.11723 | 0.0013706 | 3.3765e-05 | 0.04905 | 0.013969 | 0.0011055 | 0.00023334 | 0.0029465 | 0.032122 | 0.21453 | 0.033655 | 0.013314 | 0.00032139 | 0.00023212 | 0.0012586 | 0.00031253
RB_GUP-Land_P BULKTRAN | 0.016705 | 0.0081912 | 0.0020721 | 2.4225e-05 | 5.9681e-07 | 0.00086697 | 0.00024691 | 1.9539e-05 | 4.1244e-06 | 5.2079e-05 | 0.00056776 | 0.0037918 | 0.00059487 | 0.00023532 | 5.6807e-06 | 4.1028e-06 | 2.2246e-05 | 5.5241e-06
RB_GUP-Land_P SUBTRAN | 0.0064065 | 0.0030425 | 0.00077883 | 9.0758e-06 | 2.9754e-07 | 0.00033945 | 9.6216e-05 | 9.8557e-06 | 0 | 1.9011e-05 | 0.00021972 | 0.0017898 | 0 | 9.2125e-05 | 2.2041e-06 | 1.5128e-06 | 4.7521e-06 | 1.1838e-06
RB_GUP-Land_P DISTPRI | 0.012083 | 0.0080288 | 0.0020214 | 2.3588e-05 | 0 | 0.00087166 | 0.00024745 | 0 | 0 | 4.9714e-05 | 0.00057501 | 0 | 0 | 0.00023655 | 5.6677e-06 | 4.0699e-06 | 1.4919e-05 | 3.7206e-06
RB_GUP-Land_P DISTSEC | 0.0051069 | 0.0038128 | 0.00085592 | 0 | 0 | 0.00030172 | 0 | 0 | 0 | 1.3354e-05 | 0 | 0 | 0 | 8.3974e-05 | 0 | 1.3693e-06 | 3.0236e-05 | 7.4939e-06
RB_GUP-Land_P ENERGY | 0.00095332 | 0.00034656 | 0.00011186 | 1.2806e-06 | 3.2456e-08 | 5.4131e-05 | 1.5109e-05 | 1.1962e-06 | 2.4522e-07 | 3.607e-06 | 4.3106e-05 | 0.00030474 | 4.8838e-05 | 1.4683e-05 | 3.4509e-07 | 3.3713e-07 | 5.801e-06 | 1.4481e-06
RB_GUP-Land_P CUSTOMER | 0.013638 | 0.010953 | 0.0025858 | 7.5963e-06 | 3.246e-07 | 3.1941e-05 | 6.4757e-06 | 9.283e-07 | 3.9549e-07 | 4.4234e-07 | 3.7772e-06 | 2.4058e-06 | 5.9349e-07 | 1.1087e-05 | 1.0047e-07 | 6.9175e-07 | 2.3845e-05 | 8.8014e-06
RB_GUP-Land_P TOTAL | 1 | 0.4978 | 0.12565 | 0.0014364 | 3.5016e-05 | 0.051516 | 0.014581 | 0.001137 | 0.00023811 | 0.0030847 | 0.033531 | 0.22042 | 0.0343 | 0.013987 | 0.00033539 | 0.0002442 | 0.0013604 | 0.0003407
RB_GUP-Land_T PRODUCTION | 0.014085 | 0.0069067 | 0.0017471 | 2.0426e-05 | 5.0322e-07 | 0.00073102 | 0.00020819 | 1.6475e-05 | 3.4776e-06 | 4.3912e-05 | 0.00047872 | 0.0031972 | 0.00050158 | 0.00019842 | 4.7899e-06 | 3.4594e-06 | 1.8757e-05 | 4.6578e-06
RB_GUP-Land_T BULKTRAN | 0.70022 | 0.34335 | 0.086854 | 0.0010155 | 2.5016e-05 | 0.036341 | 0.01035 | 0.00081902 | 0.00017288 | 0.002183 | 0.023798 | 0.15894 | 0.024935 | 0.0098638 | 0.00023812 | 0.00017197 | 0.00093248 | 0.00023155
RB_GUP-Land_T SUBTRAN | 0.2857 | 0.13568 | 0.034731 | 0.00040473 | 1.3269e-05 | 0.015138 | 0.0042907 | 0.00043951 | 0 | 0.00084777 | 0.0097985 | 0.079816 | 0 | 0.0041083 | 9.8293e-05 | 6.7461e-05 | 0.00021192 | 5.2791e-05
RB_GUP-Land_T DISTPRI | 0 | 0 | 0 | 0 | 0 | 0 | 0 | 0 | 0 | 0 | 0 | 0 | 0 | 0 | 0 | 0 | 0 | 0
RB_GUP-Land_T DISTSEC | 0 | 0 | 0 | 0 | 0 | 0 | 0 | 0 | 0 | 0 | 0 | 0 | 0 | 0 | 0 | 0 | 0 | 0
RB_GUP-Land_T ENERGY | 0 | 0 | 0 | 0 | 0 | 0 | 0 | 0 | 0 | 0 | 0 | 0 | 0 | 0 | 0 | 0 | 0 | 0
RB_GUP-Land_T CUSTOMER | 0 | 0 | 0 | 0 | 0 | 0 | 0 | 0 | 0 | 0 | 0 | 0 | 0 | 0 | 0 | 0 | 0 | 0
RB_GUP-Land_T TOTAL | 1 | 0.48593 | 0.12333 | 0.0014406 | 3.8788e-05 | 0.052209 | 0.014849 | 0.001275 | 0.00017636 | 0.0030747 | 0.034076 | 0.24195 | 0.025436 | 0.014171 | 0.0003412 | 0.00024289 | 0.0011632 | 0.000289
RB_GUP-Land_D PRODUCTION | 0 | 0 | 0 | 0 | 0 | 0 | 0 | 0 | 0 | 0 | 0 | 0 | 0 | 0 | 0 | 0 | 0 | 0
RB_GUP-Land_D BULKTRAN | 0 | 0 | 0 | 0 | 0 | 0 | 0 | 0 | 0 | 0 | 0 | 0 | 0 | 0 | 0 | 0 | 0 | 0
RB_GUP-Land_D SUBTRAN | 0 | 0 | 0 | 0 | 0 | 0 | 0 | 0 | 0 | 0 | 0 | 0 | 0 | 0 | 0 | 0 | 0 | 0
RB_GUP-Land_D DISTPRI | 0.42241 | 0.28069 | 0.070667 | 0.00082465 | 0 | 0.030473 | 0.0086507 | 0 | 0 | 0.001738 | 0.020103 | 0 | 0 | 0.00827 | 0.00019814 | 0.00014228 | 0.00052156 | 0.00013007
RB_GUP-Land_D DISTSEC | 0.19233 | 0.14359 | 0.032234 | 0 | 0 | 0.011363 | 0 | 0 | 0 | 0.00050293 | 0 | 0 | 0 | 0.0031625 | 0 | 5.1568e-05 | 0.0011387 | 0.00028222
RB_GUP-Land_D ENERGY | 0 | 0 | 0 | 0 | 0 | 0 | 0 | 0 | 0 | 0 | 0 | 0 | 0 | 0 | 0 | 0 | 0 | 0
RB_GUP-Land_D CUSTOMER | 0.38527 | 0.27665 | 0.067812 | 0.00055153 | 7.8684e-05 | 0.0011338 | 0.00046208 | 0.00022577 | 9.6756e-05 | 1.6325e-05 | 0.00028778 | 0.00058543 | 0.00014514 | 0.00038389 | 5.8707e-06 | 2.28e-05 | 0.031977 | 0.0048371
RB_GUP-Land_D TOTAL | 1 | 0.70093 | 0.17071 | 0.0013762 | 7.8684e-05 | 0.04297 | 0.0091128 | 0.00022577 | 9.6756e-05 | 0.0022573 | 0.02039 | 0.00058543 | 0.00014514 | 0.011816 | 0.00020401 | 0.00021665 | 0.033637 | 0.0052493
RB_GUP-Land_G PRODUCTION | 0.24309 | 0.1192 | 0.030152 | 0.00035252 | 8.6845e-06 | 0.012616 | 0.0035929 | 0.00028433 | 6.0017e-05 | 0.00075784 | 0.0082618 | 0.055178 | 0.0086563 | 0.0034243 | 8.2664e-05 | 5.9702e-05 | 0.00032372 | 8.0384e-05
RB_GUP-Land_G BULKTRAN | 0.065408 | 0.032072 | 0.008113 | 9.4854e-05 | 2.3368e-06 | 0.0033946 | 0.00096677 | 7.6505e-05 | 1.6149e-05 | 0.00020391 | 0.002223 | 0.014847 | 0.0023292 | 0.00092139 | 2.2243e-05 | 1.6064e-05 | 8.7103e-05 | 2.1629e-05
RB_GUP-Land_G SUBTRAN | 0.025084 | 0.011913 | 0.0030495 | 3.5536e-05 | 1.165e-06 | 0.0013291 | 0.00037673 | 3.859e-05 | 0 | 7.4436e-05 | 0.00086032 | 0.007008 | 0 | 0.00036071 | 8.6303e-06 | 5.9232e-06 | 1.8607e-05 | 4.6351e-06
RB_GUP-Land_G DISTPRI | 0.16702 | 0.11099 | 0.027942 | 0.00032607 | 0 | 0.012049 | 0.0034206 | 0 | 0 | 0.00068722 | 0.0079487 | 0 | 0 | 0.00327 | 7.8347e-05 | 5.626e-05 | 0.00020623 | 5.1431e-05
RB_GUP-Land_G DISTSEC | 0.066754 | 0.049839 | 0.011188 | 0 | 0 | 0.0039439 | 0 | 0 | 0 | 0.00017456 | 0 | 0 | 0 | 0.0010977 | 0 | 1.7899e-05 | 0.00039523 | 9.7957e-05
RB_GUP-Land_G ENERGY | 0.17534 | 0.06374 | 0.020573 | 0.00023552 | 5.9693e-06 | 0.0099557 | 0.0027789 | 0.00022001 | 4.5101e-05 | 0.00066339 | 0.0079281 | 0.056048 | 0.0089822 | 0.0027004 | 6.347e-05 | 6.2005e-05 | 0.0010669 | 0.00026634
RB_GUP-Land_G CUSTOMER | 0.25731 | 0.20211 | 0.046958 | 0.00042318 | 5.97e-05 | 0.00081026 | 0.00035622 | 0.00017073 | 7.2738e-05 | 1.1789e-05 | 0.00022165 | 0.00044249 | 0.00010915 | 0.00027205 | 4.565e-06 | 1.5921e-05 | 0.0043856 | 0.00088136
RB_GUP-Land_G TOTAL | 1 | 0.58986 | 0.14798 | 0.0014677 | 7.7856e-05 | 0.044099 | 0.011492 | 0.00079017 | 0.00019401 | 0.0025732 | 0.027444 | 0.13352 | 0.020077 | 0.012047 | 0.00025992 | 0.00023377 | 0.0064834 | 0.0014037
RB_GUP_EPIS PRODUCTION | 0.2214 | 0.10856 | 0.027462 | 0.00032108 | 7.9099e-06 | 0.011491 | 0.0032725 | 0.00025897 | 5.4664e-05 | 0.00069024 | 0.0075249 | 0.050256 | 0.0078842 | 0.0031189 | 7.529e-05 | 5.4377e-05 | 0.00029484 | 7.3214e-05
RB_GUP_EPIS BULKTRAN | 0.23448 | 0.11497 | 0.029084 | 0.00034004 | 8.377e-06 | 0.012169 | 0.0034657 | 0.00027426 | 5.7892e-05 | 0.00073101 | 0.0079692 | 0.053224 | 0.0083498 | 0.003303 | 7.9737e-05 | 5.7588e-05 | 0.00031225 | 7.7538e-05
RB_GUP_EPIS SUBTRAN | 0.089888 | 0.042688 | 0.010927 | 0.00012734 | 4.1747e-06 | 0.0047627 | 0.00135 | 0.00013828 | 0 | 0.00026673 | 0.0030829 | 0.025112 | 0 | 0.0012926 | 3.0926e-05 | 2.1225e-05 | 6.6675e-05 | 1.6609e-05
RB_GUP_EPIS DISTPRI | 0.18752 | 0.12461 | 0.031372 | 0.0003661 | 0 | 0.013528 | 0.0038404 | 0 | 0 | 0.00077157 | 0.0089243 | 0 | 0 | 0.0036714 | 8.7963e-05 | 6.3165e-05 | 0.00023154 | 5.7744e-05
RB_GUP_EPIS DISTSEC | 0.082939 | 0.061922 | 0.013901 | 0 | 0 | 0.0049001 | 0 | 0 | 0 | 0.00021688 | 0 | 0 | 0 | 0.0013638 | 0 | 2.2238e-05 | 0.00049105 | 0.00012171
RB_GUP_EPIS ENERGY | 0.009995 | 0.0036335 | 0.0011728 | 1.3426e-05 | 3.4028e-07 | 0.00056752 | 0.00015841 | 1.2542e-05 | 2.571e-06 | 3.7817e-05 | 0.00045194 | 0.003195 | 0.00051203 | 0.00015394 | 3.6181e-06 | 3.5346e-06 | 6.082e-05 | 1.5183e-05
RB_GUP_EPIS CUSTOMER | 0.17378 | 0.126 | 0.03072 | 0.00024927 | 3.5362e-05 | 0.00051262 | 0.00020896 | 0.00010143 | 4.3445e-05 | 7.3837e-06 | 0.00013007 | 0.000263 | 6.5171e-05 | 0.00017349 | 2.6609e-06 | 1.0298e-05 | 0.013238 | 0.0020157
RB_GUP_EPIS TOTAL | 1 | 0.58239 | 0.14464 | 0.0014172 | 5.6164e-05 | 0.047931 | 0.012296 | 0.00078548 | 0.00015857 | 0.0027216 | 0.028083 | 0.13205 | 0.016811 | 0.013077 | 0.00028019 | 0.00023243 | 0.014695 | 0.0023777
RB_GUP PRODUCTION | 0.2214 | 0.10856 | 0.027462 | 0.00032108 | 7.9099e-06 | 0.011491 | 0.0032725 | 0.00025897 | 5.4664e-05 | 0.00069024 | 0.0075249 | 0.050256 | 0.0078842 | 0.0031189 | 7.529e-05 | 5.4377e-05 | 0.00029484 | 7.3214e-05
RB_GUP BULKTRAN | 0.23448 | 0.11497 | 0.029084 | 0.00034004 | 8.377e-06 | 0.012169 | 0.0034657 | 0.00027426 | 5.7892e-05 | 0.00073101 | 0.0079692 | 0.053224 | 0.0083498 | 0.003303 | 7.9737e-05 | 5.7588e-05 | 0.00031225 | 7.7538e-05
RB_GUP SUBTRAN | 0.089888 | 0.042688 | 0.010927 | 0.00012734 | 4.1747e-06 | 0.0047627 | 0.00135 | 0.00013828 | 0 | 0.00026673 | 0.0030829 | 0.025112 | 0 | 0.0012926 | 3.0926e-05 | 2.1225e-05 | 6.6675e-05 | 1.6609e-05
RB_GUP DISTPRI | 0.18752 | 0.12461 | 0.031372 | 0.0003661 | 0 | 0.013528 | 0.0038404 | 0 | 0 | 0.00077157 | 0.0089243 | 0 | 0 | 0.0036714 | 8.7963e-05 | 6.3165e-05 | 0.00023154 | 5.7744e-05
RB_GUP DISTSEC | 0.082939 | 0.061922 | 0.013901 | 0 | 0 | 0.0049001 | 0 | 0 | 0 | 0.00021688 | 0 | 0 | 0 | 0.0013638 | 0 | 2.2238e-05 | 0.00049105 | 0.00012171
RB_GUP ENERGY | 0.009995 | 0.0036335 | 0.0011728 | 1.3426e-05 | 3.4028e-07 | 0.00056752 | 0.00015841 | 1.2542e-05 | 2.571e-06 | 3.7817e-05 | 0.00045194 | 0.003195 | 0.00051203 | 0.00015394 | 3.6181e-06 | 3.5346e-06 | 6.082e-05 | 1.5183e-05
RB_GUP CUSTOMER | 0.17378 | 0.126 | 0.03072 | 0.00024927 | 3.5362e-05 | 0.00051262 | 0.00020896 | 0.00010143 | 4.3445e-05 | 7.3837e-06 | 0.00013007 | 0.000263 | 6.5171e-05 | 0.00017349 | 2.6609e-06 | 1.0298e-05 | 0.013238 | 0.0020157
RB_GUP TOTAL | 1 | 0.58239 | 0.14464 | 0.0014172 | 5.6164e-05 | 0.047931 | 0.012296 | 0.00078548 | 0.00015857 | 0.0027216 | 0.028083 | 0.13205 | 0.016811 | 0.013077 | 0.00028019 | 0.00023243 | 0.014695 | 0.0023777
REV_RENT PRODUCTION | 0.26114 | 0.12805 | 0.032391 | 0.0003787 | 9.3294e-06 | 0.013553 | 0.0038597 | 0.00030544 | 6.4474e-05 | 0.00081411 | 0.0088753 | 0.059275 | 0.0092991 | 0.0036786 | 8.8802e-05 | 6.4135e-05 | 0.00034775 | 8.6353e-05
REV_RENT BULKTRAN | 0.046364 | 0.022734 | 0.0057509 | 6.7237e-05 | 1.6564e-06 | 0.0024062 | 0.00068529 | 5.423e-05 | 1.1447e-05 | 0.00014454 | 0.0015758 | 0.010524 | 0.001651 | 0.00065312 | 1.5767e-05 | 1.1387e-05 | 6.1743e-05 | 1.5332e-05
REV_RENT SUBTRAN | 0.017781 | 0.0084442 | 0.0021616 | 2.519e-05 | 8.2582e-07 | 0.00094213 | 0.00026704 | 2.7354e-05 | 0 | 5.2763e-05 | 0.00060983 | 0.0049676 | 0 | 0.00025569 | 6.1175e-06 | 4.1986e-06 | 1.3189e-05 | 3.2856e-06
REV_RENT DISTPRI | 0.27129 | 0.18027 | 0.045385 | 0.00052963 | 0 | 0.019571 | 0.0055558 | 0 | 0 | 0.0011162 | 0.012911 | 0 | 0 | 0.0053113 | 0.00012725 | 9.138e-05 | 0.00033497 | 8.3537e-05
REV_RENT DISTSEC | 0.11618 | 0.086743 | 0.019473 | 0 | 0 | 0.0068643 | 0 | 0 | 0 | 0.00030382 | 0 | 0 | 0 | 0.0019104 | 0 | 3.1152e-05 | 0.00068789 | 0.00017049
REV_RENT ENERGY | 0.00026248 | 9.542e-05 | 3.0798e-05 | 3.5258e-07 | 8.9362e-09 | 1.4904e-05 | 4.1601e-06 | 3.2936e-07 | 6.7517e-08 | 9.9311e-07 | 1.1869e-05 | 8.3905e-05 | 1.3447e-05 | 4.0426e-06 | 9.5016e-08 | 9.2823e-08 | 1.5972e-06 | 3.9872e-07
REV_RENT CUSTOMER | 0.28699 | 0.22716 | 0.054 | 0.00016934 | 9.2285e-06 | 0.00067705 | 0.0001439 | 2.6479e-05 | 1.1347e-05 | 9.3882e-06 | 8.4584e-05 | 6.8659e-05 | 1.7021e-05 | 0.00023485 | 2.1836e-06 | 1.4631e-05 | 0.0037206 | 0.00064237
REV_RENT TOTAL | 1 | 0.65349 | 0.15919 | 0.0011704 | 2.1049e-05 | 0.044029 | 0.010516 | 0.00041383 | 8.7335e-05 | 0.0024418 | 0.024068 | 0.074919 | 0.010981 | 0.012048 | 0.00024022 | 0.00021698 | 0.0051678 | 0.0010018
REV PRODUCTION | 0.27706 | 0.12849 | 0.038138 | 0.00040712 | 6.6772e-06 | 0.016698 | 0.0051888 | 0.00034644 | 0.00038293 | 0.00093503 | 0.010981 | 0.060495 | 0.0093419 | 0.0048611 | 0.00011468 | 8.6198e-05 | 0.00045923 | 0.00012327
REV BULKTRAN | 0.081656 | 0.030589 | 0.015032 | 0.00022946 | 7.6177e-06 | 0.0074548 | 0.0025699 | 0.00014391 | -0.00067448 | 0.00032783 | 0.0046166 | 0.016489 | 0.0020376 | 0.002451 | 5.2493e-05 | 4.1706e-05 | 0.00022221 | 6.5311e-05
REV SUBTRAN | 0.032105 | 0.011587 | 0.0056357 | 8.5161e-05 | 3.6862e-06 | 0.0029007 | 0.00099115 | 7.2269e-05 | 0 | 0.00011978 | 0.0017773 | 0.007886 | 0 | 0.00095039 | 2.0216e-05 | 1.5238e-05 | 4.7046e-05 | 1.3836e-05
REV DISTPRI | 0.10062 | 0.055326 | 0.020976 | 0.0002651 | 0 | 0.010142 | 0.003355 | 0 | 0 | 0.00047426 | 0.0065242 | 0 | 0 | 0.0031783 | 7.0536e-05 | 5.4556e-05 | 0.00019599 | 5.6024e-05
REV DISTSEC | 0.041149 | 0.026644 | 0.0090796 | 0 | 0 | 0.0035954 | 0 | 0 | 0 | 0.00013002 | 0 | 0 | 0 | 0.0011577 | 0 | 1.8829e-05 | 0.00040741 | 0.00011591
REV ENERGY | 0.35833 | 0.12875 | 0.042874 | 0.00044006 | 8.8628e-06 | 0.020837 | 0.0060063 | 0.00044805 | 0.00070014 | 0.001387 | 0.016821 | 0.11291 | 0.018282 | 0.0057345 | 0.0001357 | 0.00013412 | 0.0022853 | 0.00058446
REV CUSTOMER | 0.10908 | 0.07222 | 0.023873 | 0.00021094 | 2.6784e-05 | 0.00044473 | 0.000213 | 8.1084e-05 | -0.00013134 | 5.4884e-06 | 0.00011477 | 0.00016607 | 3.8318e-05 | 0.00016955 | 2.5316e-06 | 1.0034e-05 | 0.0098356 | 0.0017971
REV TOTAL | 1 | 0.45361 | 0.15561 | 0.0016378 | 5.3628e-05 | 0.062073 | 0.018324 | 0.0010917 | 0.00027725 | 0.0033794 | 0.040835 | 0.19795 | 0.0297 | 0.018503 | 0.00039615 | 0.00036068 | 0.013453 | 0.0027559
RSALE PRODUCTION | 0.40947 | 0.19271 | 0.054789 | 0.00065698 | 1.6232e-05 | 0.023954 | 0.0071621 | 0.00050706 | 0.00021774 | 0.0013596 | 0.015499 | 0.090703 | 0.013913 | 0.006891 | 0.00016143 | 0.00012004 | 0.00064522 | 0.0001696
RSALE BULKTRAN | -0.027703 | -0.024291 | 0.0019701 | 9.0801e-05 | 6.2157e-06 | 0.0021351 | 0.0010859 | 2.1186e-05 | -0.00037647 | -5.9517e-06 | 0.0010845 | -0.0086864 | -0.0019558 | 0.001061 | 1.7911e-05 | 1.7102e-05 | 8.8841e-05 | 3.3156e-05
RSALE SUBTRAN | -0.0099077 | -0.0087719 | 0.00072445 | 3.304e-05 | 2.9162e-06 | 0.00081567 | 0.00041187 | 1.0325e-05 | 0 | -2.047e-06 | 0.00040948 | -0.003985 | 0 | 0.00040513 | 6.7815e-06 | 6.1509e-06 | 1.851e-05 | 6.9282e-06
RSALE DISTPRI | 0.10711 | 0.058299 | 0.022494 | 0.00031355 | 0 | 0.011032 | 0.0035909 | 0 | 0 | 0.00051148 | 0.006984 | 0 | 0 | 0.0034814 | 7.6202e-05 | 5.8908e-05 | 0.00021223 | 6.0656e-05
RSALE DISTSEC | 0.043711 | 0.028065 | 0.0097381 | 0 | 0 | 0.0039118 | 0 | 0 | 0 | 0.00014025 | 0 | 0 | 0 | 0.0012684 | 0 | 2.0335e-05 | 0.00044125 | 0.00012552
RSALE ENERGY | 0.36088 | 0.12962 | 0.043123 | 0.00048087 | 1.2606e-05 | 0.021153 | 0.0059956 | 0.00045409 | 0.00037138 | 0.0014044 | 0.016838 | 0.11411 | 0.018299 | 0.0058478 | 0.00013684 | 0.00013508 | 0.0023114 | 0.00058947
RSALE CUSTOMER | 0.11643 | 0.076438 | 0.025585 | 0.00025374 | 4.3486e-05 | 0.00048663 | 0.00023111 | 9.0276e-05 | -7.0658e-05 | 5.9745e-06 | 0.00012501 | 0.00018403 | 4.2044e-05 | 0.00018648 | 2.7712e-06 | 1.0869e-05 | 0.010838 | 0.0019754
RSALE TOTAL | 1 | 0.45207 | 0.15842 | 0.001829 | 8.1456e-05 | 0.063489 | 0.018477 | 0.0010829 | 0.00014199 | 0.0034137 | 0.04094 | 0.19232 | 0.030299 | 0.019141 | 0.00040193 | 0.00036848 | 0.014555 | 0.0029607
REVYEC_FXNL PRODUCTION | 0.39504 | 0.16504 | 0.02902 | 0.010034 | 0.00090213 | 0.033222 | 0.00061132 | 0.0021152 | -0.03675 | 0 | 0.0032894 | 0.17504 | 0 | 0.011918 | 0 | 0 | 0.0005909 | 0
REVYEC_FXNL BULKTRAN | 0.034039 | -0.020803 | 0.0010435 | 0.0013869 | 0.00034545 | 0.0029611 | 9.2685e-05 | 8.838e-05 | 0.063541 | 0 | 0.00023018 | -0.016763 | 0 | 0.001835 | 0 | 0 | 8.1361e-05 | 0
REVYEC_FXNL SUBTRAN | -0.012139 | -0.0075126 | 0.00038371 | 0.00050463 | 0.00016207 | 0.0011312 | 3.5156e-05 | 4.3073e-05 | 0 | 0 | 8.6905e-05 | -0.0076905 | 0 | 0.00070065 | 0 | 0 | 1.6951e-05 | 0
REVYEC_FXNL DISTPRI | 0.089937 | 0.049929 | 0.011914 | 0.004789 | 0 | 0.0153 | 0.0003065 | 0 | 0 | 0 | 0.0014822 | 0 | 0 | 0.0060208 | 0 | 0 | 0.00019437 | 0
REVYEC_FXNL DISTSEC | 0.037217 | 0.024036 | 0.0051579 | 0 | 0 | 0.0054252 | 0 | 0 | 0 | 0 | 0 | 0 | 0 | 0.0021936 | 0 | 0 | 0.0004041 | 0
REVYEC_FXNL ENERGY | 0.34697 | 0.11101 | 0.022841 | 0.0073446 | 0.0007006 | 0.029336 | 0.00051175 | 0.0018943 | -0.062683 | 0 | 0.0035736 | 0.22021 | 0 | 0.010113 | 0 | 0 | 0.0021168 | 0
REVYEC_FXNL CUSTOMER | 0.10893 | 0.065465 | 0.013551 | 0.0038755 | 0.0024168 | 0.00067489 | 1.9727e-05 | 0.00037659 | 0.011926 | 0 | 2.6531e-05 | 0.00035514 | 0 | 0.00032252 | 0 | 0 | 0.0099253 | 0
REVYEC_FXNL TOTAL | 1 | 0.38717 | 0.083911 | 0.027935 | 0.004527 | 0.088051 | 0.0015771 | 0.0045175 | -0.023966 | 0 | 0.0086888 | 0.37116 | 0 | 0.033104 | 0 | 0 | 0.01333 | 0
REVYEC_EXP_OM PRODUCTION | 0.27903 | 0.1216 | 0.023811 | 0.0082842 | 0.0010708 | 0.025447 | 0.00047164 | 0.0013851 | -0.015407 | 0 | 0.0022849 | 0.09953 | 0 | 0.0095548 | 0 | 0 | 0.00099909 | 0
REVYEC_EXP_OM BULKTRAN | 0.040583 | 0.0097322 | 0.0019166 | 0.00062537 | -6.1452e-05 | 0.0020499 | 3.8216e-05 | 0.00011239 | 0.017087 | 0 | 0.00018392 | 0.008051 | 0 | 0.00076697 | 0 | 0 | 8.0742e-05 | 0
REVYEC_EXP_OM SUBTRAN | 0.0096083 | 0.003615 | 0.00072035 | 0.00023536 | -2.514e-05 | 0.00080261 | 1.4887e-05 | 5.6703e-05 | 0 | 0 | 7.1163e-05 | 0.0037998 | 0 | 0.0003003 | 0 | 0 | 1.7244e-05 | 0
REVYEC_EXP_OM DISTPRI | 0.043218 | 0.027371 | 0.0053378 | 0.0016649 | 0 | 0.0058526 | 0.00010925 | 0 | 0 | 0 | 0.00053488 | 0 | 0 | 0.0021926 | 0 | 0 | 0.00015445 | 0
REVYEC_EXP_OM DISTSEC | 0.017494 | 0.012376 | 0.0021521 | 0 | 0 | 0.0019275 | 0 | 0 | 0 | 0 | 0 | 0 | 0 | 0.00074037 | 0 | 0 | 0.00029816 | 0
REVYEC_EXP_OM ENERGY | 0.54636 | 0.16659 | 0.041634 | 0.014917 | 0.0023703 | 0.051601 | 0.00093237 | 0.0027714 | -0.027451 | 0 | 0.0055998 | 0.25959 | 0 | 0.019377 | 0 | 0 | 0.0084272 | 0
REVYEC_EXP_OM CUSTOMER | 0.063704 | 0.045884 | 0.0083397 | 0.0022082 | 0.0011725 | 0.00037011 | 1.0779e-05 | 0.00019187 | 0.0018036 | 0 | 1.4136e-05 | 0.00018487 | 0 | 0.00017181 | 0 | 0 | 0.0033529 | 0
REVYEC_EXP_OM TOTAL | 1 | 0.38717 | 0.083911 | 0.027935 | 0.004527 | 0.088051 | 0.0015771 | 0.0045175 | -0.023966 | 0 | 0.0086888 | 0.37116 | 0 | 0.033104 | 0 | 0 | 0.01333 | 0
TDOMX PRODUCTION | -8.4491e-18 | 2.4305e-17 | 4.2067e-18 | 5.4775e-20 | -1.7117e-21 | 6.3101e-18 | -1.5775e-18 | -7.6685e-20 | -2.0084e-20 | 8.764e-20 | -3.5056e-19 | 3.7393e-18 | 2.3371e-19 | -2.9213e-19 | -1.8258e-21 | 2.191e-20 | 5.8427e-20 | -2.0997e-20
TDOMX BULKTRAN | 0.12321 | 0.060415 | 0.015283 | 0.00017868 | 4.4018e-06 | 0.0063945 | 0.0018211 | 0.00014411 | 3.042e-05 | 0.00038412 | 0.0041875 | 0.027967 | 0.0043875 | 0.0017356 | 4.1899e-05 | 3.026e-05 | 0.00016408 | 4.0743e-05
TDOMX SUBTRAN | 0.047252 | 0.02244 | 0.0057443 | 6.694e-05 | 2.1946e-06 | 0.0025037 | 0.00070966 | 7.2692e-05 | 0 | 0.00014022 | 0.0016206 | 0.013201 | 0 | 0.00067948 | 1.6257e-05 | 1.1158e-05 | 3.505e-05 | 8.7312e-06
TDOMX DISTPRI | 0.33594 | 0.22323 | 0.0562 | 0.00065584 | 0 | 0.024235 | 0.0068799 | 0 | 0 | 0.0013822 | 0.015987 | 0 | 0 | 0.006577 | 0.00015758 | 0.00011316 | 0.00041479 | 0.00010344
TDOMX DISTSEC | 0.13426 | 0.10024 | 0.022503 | 0 | 0 | 0.0079325 | 0 | 0 | 0 | 0.0003511 | 0 | 0 | 0 | 0.0022077 | 0 | 3.6e-05 | 0.00079493 | 0.00019702
TDOMX ENERGY | 0 | 0 | 0 | 0 | 0 | 0 | 0 | 0 | 0 | 0 | 0 | 0 | 0 | 0 | 0 | 0 | 0 | 0
TDOMX CUSTOMER | 0.35934 | 0.2769 | 0.069049 | 0.0007924 | 0.00011752 | 0.0013126 | 0.00066328 | 0.00033721 | 0.00014452 | 1.9151e-05 | 0.00041459 | 0.00087439 | 0.00021677 | 0.00044049 | 8.3204e-06 | 2.5684e-05 | 0.006286 | 0.0017339
TDOMX TOTAL | 1 | 0.68323 | 0.16878 | 0.0016939 | 0.00012412 | 0.042378 | 0.010074 | 0.00055402 | 0.00017494 | 0.0022768 | 0.02221 | 0.042042 | 0.0046043 | 0.01164 | 0.00022406 | 0.00021626 | 0.0076949 | 0.0020838
TDPLANT PRODUCTION | 0.0058926 | 0.0028894 | 0.00073091 | 8.5454e-06 | 2.1052e-07 | 0.00030582 | 8.7096e-05 | 6.8924e-06 | 1.4549e-06 | 1.8371e-05 | 0.00020027 | 0.0013375 | 0.00020984 | 8.3008e-05 | 2.0038e-06 | 1.4472e-06 | 7.8471e-06 | 1.9486e-06
TDPLANT BULKTRAN | 0.31178 | 0.15288 | 0.038673 | 0.00045214 | 1.1139e-05 | 0.016181 | 0.0046083 | 0.00036468 | 7.6978e-05 | 0.000972 | 0.010597 | 0.070771 | 0.011103 | 0.004392 | 0.00010602 | 7.6574e-05 | 0.0004152 | 0.0001031
TDPLANT SUBTRAN | 0.11952 | 0.05676 | 0.01453 | 0.00016932 | 5.551e-06 | 0.0063328 | 0.001795 | 0.00018387 | 0 | 0.00035467 | 0.0040992 | 0.033391 | 0 | 0.0017187 | 4.1121e-05 | 2.8222e-05 | 8.8655e-05 | 2.2085e-05
TDPLANT DISTPRI | 0.24093 | 0.1601 | 0.040307 | 0.00047037 | 0 | 0.017381 | 0.0049342 | 0 | 0 | 0.00099133 | 0.011466 | 0 | 0 | 0.004717 | 0.00011302 | 8.1156e-05 | 0.00029749 | 7.4191e-05
TDPLANT DISTSEC | 0.10718 | 0.080018 | 0.017963 | 0 | 0 | 0.0063321 | 0 | 0 | 0 | 0.00028026 | 0 | 0 | 0 | 0.0017623 | 0 | 2.8737e-05 | 0.00063456 | 0.00015727
TDPLANT ENERGY | 0 | 0 | 0 | 0 | 0 | 0 | 0 | 0 | 0 | 0 | 0 | 0 | 0 | 0 | 0 | 0 | 0 | 0
TDPLANT CUSTOMER | 0.2147 | 0.15417 | 0.037789 | 0.00030735 | 4.3848e-05 | 0.00063184 | 0.0002575 | 0.00012581 | 5.3919e-05 | 9.0972e-06 | 0.00016037 | 0.00032624 | 8.0879e-05 | 0.00021393 | 3.2716e-06 | 1.2706e-05 | 0.017819 | 0.0026955
TDPLANT TOTAL | 1 | 0.60681 | 0.14999 | 0.0014077 | 6.0748e-05 | 0.047165 | 0.011682 | 0.00068125 | 0.00013235 | 0.0026257 | 0.026523 | 0.10583 | 0.011393 | 0.012887 | 0.00026544 | 0.00022884 | 0.019263 | 0.0030541
TOTMXEXP PRODUCTION | 0 | 0 | 0 | 0 | 0 | 0 | 0 | 0 | 0 | 0 | 0 | 0 | 0 | 0 | 0 | 0 | 0 | 0
TOTMXEXP BULKTRAN | 0 | 0 | 0 | 0 | 0 | 0 | 0 | 0 | 0 | 0 | 0 | 0 | 0 | 0 | 0 | 0 | 0 | 0
TOTMXEXP SUBTRAN | 0 | 0 | 0 | 0 | 0 | 0 | 0 | 0 | 0 | 0 | 0 | 0 | 0 | 0 | 0 | 0 | 0 | 0
TOTMXEXP DISTPRI | 0.41462 | 0.27551 | 0.069363 | 0.00080944 | 0 | 0.029911 | 0.0084912 | 0 | 0 | 0.001706 | 0.019732 | 0 | 0 | 0.0081174 | 0.00019449 | 0.00013966 | 0.00051194 | 0.00012767
TOTMXEXP DISTSEC | 0.16303 | 0.12172 | 0.027325 | 0 | 0 | 0.0096323 | 0 | 0 | 0 | 0.00042633 | 0 | 0 | 0 | 0.0026808 | 0 | 4.3714e-05 | 0.00096527 | 0.00023924
TOTMXEXP ENERGY | 0 | 0 | 0 | 0 | 0 | 0 | 0 | 0 | 0 | 0 | 0 | 0 | 0 | 0 | 0 | 0 | 0 | 0
TOTMXEXP CUSTOMER | 0.42235 | 0.33886 | 0.080296 | 0.00020974 | 5.0108e-06 | 0.00096992 | 0.00017909 | 1.4377e-05 | 6.1616e-06 | 1.3371e-05 | 0.00010314 | 3.7281e-05 | 9.2425e-06 | 0.00033766 | 2.8683e-06 | 2.1182e-05 | 0.00089542 | 0.0003874
TOTMXEXP TOTAL | 1 | 0.7361 | 0.17698 | 0.0010192 | 5.0108e-06 | 0.040514 | 0.0086703 | 1.4377e-05 | 6.1616e-06 | 0.0021457 | 0.019835 | 3.7281e-05 | 9.2425e-06 | 0.011136 | 0.00019736 | 0.00020455 | 0.0023726 | 0.00075431
TOTOHLINES PRODUCTION | 0 | 0 | 0 | 0 | 0 | 0 | 0 | 0 | 0 | 0 | 0 | 0 | 0 | 0 | 0 | 0 | 0 | 0
TOTOHLINES BULKTRAN | 0 | 0 | 0 | 0 | 0 | 0 | 0 | 0 | 0 | 0 | 0 | 0 | 0 | 0 | 0 | 0 | 0 | 0
TOTOHLINES SUBTRAN | 0 | 0 | 0 | 0 | 0 | 0 | 0 | 0 | 0 | 0 | 0 | 0 | 0 | 0 | 0 | 0 | 0 | 0
TOTOHLINES DISTPRI | 0.39686 | 0.26371 | 0.066393 | 0.00077478 | 0 | 0.02863 | 0.0081275 | 0 | 0 | 0.0016329 | 0.018887 | 0 | 0 | 0.0077698 | 0.00018616 | 0.00013368 | 0.00049002 | 0.0001222
TOTOHLINES DISTSEC | 0.16848 | 0.12579 | 0.028238 | 0 | 0 | 0.009954 | 0 | 0 | 0 | 0.00044057 | 0 | 0 | 0 | 0.0027704 | 0 | 4.5174e-05 | 0.00099752 | 0.00024723
TOTOHLINES ENERGY | 0 | 0 | 0 | 0 | 0 | 0 | 0 | 0 | 0 | 0 | 0 | 0 | 0 | 0 | 0 | 0 | 0 | 0
TOTOHLINES CUSTOMER | 0.43466 | 0.34995 | 0.082767 | 0.00018807 | 0 | 0.00097794 | 0.0001612 | 0 | 0 | 1.3433e-05 | 9.1346e-05 | 0 | 0 | 0.0003412 | 2.6866e-06 | 2.1493e-05 | 0 | 0.00014239
TOTOHLINES TOTAL | 1 | 0.73945 | 0.1774 | 0.00096284 | 0 | 0.039562 | 0.0082887 | 0 | 0 | 0.0020869 | 0.018978 | 0 | 0 | 0.010881 | 0.00018884 | 0.00020034 | 0.0014875 | 0.00051183
TOTOX234 PRODUCTION | 0 | 0 | 0 | 0 | 0 | 0 | 0 | 0 | 0 | 0 | 0 | 0 | 0 | 0 | 0 | 0 | 0 | 0
TOTOX234 BULKTRAN | 0 | 0 | 0 | 0 | 0 | 0 | 0 | 0 | 0 | 0 | 0 | 0 | 0 | 0 | 0 | 0 | 0 | 0
TOTOX234 SUBTRAN | 0 | 0 | 0 | 0 | 0 | 0 | 0 | 0 | 0 | 0 | 0 | 0 | 0 | 0 | 0 | 0 | 0 | 0
TOTOX234 DISTPRI | 0 | 0 | 0 | 0 | 0 | 0 | 0 | 0 | 0 | 0 | 0 | 0 | 0 | 0 | 0 | 0 | 0 | 0
TOTOX234 DISTSEC | 0 | 0 | 0 | 0 | 0 | 0 | 0 | 0 | 0 | 0 | 0 | 0 | 0 | 0 | 0 | 0 | 0 | 0
TOTOX234 ENERGY | 0 | 0 | 0 | 0 | 0 | 0 | 0 | 0 | 0 | 0 | 0 | 0 | 0 | 0 | 0 | 0 | 0 | 0
TOTOX234 CUSTOMER | 1 | 0.83678 | 0.16167 | 0.00037454 | 1.6293e-05 | 0.0020272 | 0.0003406 | 3.9619e-05 | 1.1432e-05 | 2.9256e-05 | 0.00020043 | 0.00010002 | 1.7789e-05 | 0.00068023 | 5.5022e-06 | 4.0207e-05 | -0.0025826 | 0.00024436
TOTOX234 TOTAL | 1 | 0.83678 | 0.16167 | 0.00037454 | 1.6293e-05 | 0.0020272 | 0.0003406 | 3.9619e-05 | 1.1432e-05 | 2.9256e-05 | 0.00020043 | 0.00010002 | 1.7789e-05 | 0.00068023 | 5.5022e-06 | 4.0207e-05 | -0.0025826 | 0.00024436
TOTOXEXP PRODUCTION | 0 | 0 | 0 | 0 | 0 | 0 | 0 | 0 | 0 | 0 | 0 | 0 | 0 | 0 | 0 | 0 | 0 | 0
TOTOXEXP BULKTRAN | 0 | 0 | 0 | 0 | 0 | 0 | 0 | 0 | 0 | 0 | 0 | 0 | 0 | 0 | 0 | 0 | 0 | 0
TOTOXEXP SUBTRAN | 0 | 0 | 0 | 0 | 0 | 0 | 0 | 0 | 0 | 0 | 0 | 0 | 0 | 0 | 0 | 0 | 0 | 0
TOTOXEXP DISTPRI | 0.37842 | 0.25146 | 0.063308 | 0.00073878 | 0 | 0.0273 | 0.0077499 | 0 | 0 | 0.001557 | 0.018009 | 0 | 0 | 0.0074088 | 0.00017751 | 0.00012747 | 0.00046725 | 0.00011653
TOTOXEXP DISTSEC | 0.15861 | 0.11842 | 0.026583 | 0 | 0 | 0.0093708 | 0 | 0 | 0 | 0.00041476 | 0 | 0 | 0 | 0.002608 | 0 | 4.2527e-05 | 0.00093907 | 0.00023275
TOTOXEXP ENERGY | 0 | 0 | 0 | 0 | 0 | 0 | 0 | 0 | 0 | 0 | 0 | 0 | 0 | 0 | 0 | 0 | 0 | 0
TOTOXEXP CUSTOMER | 0.46297 | 0.31988 | 0.091331 | 0.0030064 | 0.00051769 | 0.0032674 | 0.0025068 | 0.0014854 | 0.00063659 | 4.9818e-05 | 0.0015911 | 0.0038517 | 0.00095489 | 0.001063 | 2.9735e-05 | 5.7869e-05 | 0.025964 | 0.0067753
TOTOXEXP TOTAL | 1 | 0.68976 | 0.18122 | 0.0037452 | 0.00051769 | 0.039938 | 0.010257 | 0.0014854 | 0.00063659 | 0.0020216 | 0.0196 | 0.0038517 | 0.00095489 | 0.01108 | 0.00020724 | 0.00022786 | 0.02737 | 0.0071246
TOTUGLINES PRODUCTION | 0 | 0 | 0 | 0 | 0 | 0 | 0 | 0 | 0 | 0 | 0 | 0 | 0 | 0 | 0 | 0 | 0 | 0
TOTUGLINES BULKTRAN | 0 | 0 | 0 | 0 | 0 | 0 | 0 | 0 | 0 | 0 | 0 | 0 | 0 | 0 | 0 | 0 | 0 | 0
TOTUGLINES SUBTRAN | 0 | 0 | 0 | 0 | 0 | 0 | 0 | 0 | 0 | 0 | 0 | 0 | 0 | 0 | 0 | 0 | 0 | 0
TOTUGLINES DISTPRI | 0.22911 | 0.15224 | 0.038329 | 0.00044729 | 0 | 0.016529 | 0.0046921 | 0 | 0 | 0.00094269 | 0.010903 | 0 | 0 | 0.0044856 | 0.00010747 | 7.7173e-05 | 0.00028289 | 7.055e-05
TOTUGLINES DISTSEC | 0.31376 | 0.23425 | 0.052587 | 0 | 0 | 0.018537 | 0 | 0 | 0 | 0.00082047 | 0 | 0 | 0 | 0.0051592 | 0 | 8.4128e-05 | 0.0018577 | 0.00046042
TOTUGLINES ENERGY | 0 | 0 | 0 | 0 | 0 | 0 | 0 | 0 | 0 | 0 | 0 | 0 | 0 | 0 | 0 | 0 | 0 | 0
TOTUGLINES CUSTOMER | 0.45713 | 0.36804 | 0.087046 | 0.00019779 | 0 | 0.0010285 | 0.00016953 | 0 | 0 | 1.4128e-05 | 9.6068e-05 | 0 | 0 | 0.00035884 | 2.8255e-06 | 2.2604e-05 | 0 | 0.00014975
TOTUGLINES TOTAL | 1 | 0.75454 | 0.17796 | 0.00064507 | 0 | 0.036094 | 0.0048616 | 0 | 0 | 0.0017773 | 0.011 | 0 | 0 | 0.010004 | 0.0001103 | 0.00018391 | 0.0021406 | 0.00068072
TRAN_LSE PRODUCTION | 1 | 0.49034 | 0.12404 | 0.0014502 | 3.5726e-05 | 0.051899 | 0.014781 | 0.0011697 | 0.0002469 | 0.0031176 | 0.033987 | 0.22699 | 0.03561 | 0.014087 | 0.00034006 | 0.0002456 | 0.0013317 | 0.00033068
TRAN_LSE BULKTRAN | 0 | 0 | 0 | 0 | 0 | 0 | 0 | 0 | 0 | 0 | 0 | 0 | 0 | 0 | 0 | 0 | 0 | 0
TRAN_LSE SUBTRAN | 0 | 0 | 0 | 0 | 0 | 0 | 0 | 0 | 0 | 0 | 0 | 0 | 0 | 0 | 0 | 0 | 0 | 0
TRAN_LSE DISTPRI | 0 | 0 | 0 | 0 | 0 | 0 | 0 | 0 | 0 | 0 | 0 | 0 | 0 | 0 | 0 | 0 | 0 | 0
TRAN_LSE DISTSEC | 0 | 0 | 0 | 0 | 0 | 0 | 0 | 0 | 0 | 0 | 0 | 0 | 0 | 0 | 0 | 0 | 0 | 0
TRAN_LSE ENERGY | 0 | 0 | 0 | 0 | 0 | 0 | 0 | 0 | 0 | 0 | 0 | 0 | 0 | 0 | 0 | 0 | 0 | 0
TRAN_LSE CUSTOMER | 0 | 0 | 0 | 0 | 0 | 0 | 0 | 0 | 0 | 0 | 0 | 0 | 0 | 0 | 0 | 0 | 0 | 0
TRAN_LSE TOTAL | 1 | 0.49034 | 0.12404 | 0.0014502 | 3.5726e-05 | 0.051899 | 0.014781 | 0.0011697 | 0.0002469 | 0.0031176 | 0.033987 | 0.22699 | 0.03561 | 0.014087 | 0.00034006 | 0.0002456 | 0.0013317 | 0.00033068
TRANS_TOTAL PRODUCTION | 0 | 0 | 0 | 0 | 0 | 0 | 0 | 0 | 0 | 0 | 0 | 0 | 0 | 0 | 0 | 0 | 0 | 0
TRANS_TOTAL BULKTRAN | 0.7228 | 0.35442 | 0.089654 | 0.0010482 | 2.5823e-05 | 0.037513 | 0.010683 | 0.00084544 | 0.00017846 | 0.0022534 | 0.024566 | 0.16407 | 0.025739 | 0.010182 | 0.0002458 | 0.00017752 | 0.00096255 | 0.00023902
TRANS_TOTAL SUBTRAN | 0.2772 | 0.13164 | 0.033699 | 0.0003927 | 1.2874e-05 | 0.014687 | 0.0041631 | 0.00042644 | 0 | 0.00082257 | 0.0095071 | 0.077443 | 0 | 0.0039861 | 9.537e-05 | 6.5456e-05 | 0.00020562 | 5.1221e-05
TRANS_TOTAL DISTPRI | 0 | 0 | 0 | 0 | 0 | 0 | 0 | 0 | 0 | 0 | 0 | 0 | 0 | 0 | 0 | 0 | 0 | 0
TRANS_TOTAL DISTSEC | 0 | 0 | 0 | 0 | 0 | 0 | 0 | 0 | 0 | 0 | 0 | 0 | 0 | 0 | 0 | 0 | 0 | 0
TRANS_TOTAL ENERGY | 0 | 0 | 0 | 0 | 0 | 0 | 0 | 0 | 0 | 0 | 0 | 0 | 0 | 0 | 0 | 0 | 0 | 0
TRANS_TOTAL CUSTOMER | 0 | 0 | 0 | 0 | 0 | 0 | 0 | 0 | 0 | 0 | 0 | 0 | 0 | 0 | 0 | 0 | 0 | 0
TRANS_TOTAL TOTAL | 1 | 0.48606 | 0.12335 | 0.0014409 | 3.8697e-05 | 0.0522 | 0.014847 | 0.0012719 | 0.00017846 | 0.003076 | 0.034073 | 0.24151 | 0.025739 | 0.014168 | 0.00034117 | 0.00024298 | 0.0011682 | 0.00029024
WEATHER_FXNL PRODUCTION | 0.38028 | 0.14452 | 0.14606 | 0.00082439 | 0 | 0.062466 | 0.012645 | 0 | 0 | 0 | 0 | 0 | 0 | 0.013527 | 0.00023057 | 0 | 0 | 0
WEATHER_FXNL BULKTRAN | -0.0032575 | -0.018217 | 0.005252 | 0.00011394 | 0 | 0.0055677 | 0.0019172 | 0 | 0 | 0 | 0 | 0 | 0 | 0.0020829 | 2.5581e-05 | 0 | 0 | 0
WEATHER_FXNL SUBTRAN | -0.00094656 | -0.0065785 | 0.0019313 | 4.1459e-05 | 0 | 0.002127 | 0.00072719 | 0 | 0 | 0 | 0 | 0 | 0 | 0.00079528 | 9.686e-06 | 0 | 0 | 0
WEATHER_FXNL DISTPRI | 0.14613 | 0.043722 | 0.059966 | 0.00039345 | 0 | 0.028769 | 0.00634 | 0 | 0 | 0 | 0 | 0 | 0 | 0.006834 | 0.00010884 | 0 | 0 | 0
WEATHER_FXNL DISTSEC | 0.059699 | 0.021048 | 0.025961 | 0 | 0 | 0.010201 | 0 | 0 | 0 | 0 | 0 | 0 | 0 | 0.0024899 | 0 | 0 | 0 | 0
WEATHER_FXNL ENERGY | 0.2902 | 0.09721 | 0.11496 | 0.00060341 | 0 | 0.05516 | 0.010586 | 0 | 0 | 0 | 0 | 0 | 0 | 0.011479 | 0.00019544 | 0 | 0 | 0
WEATHER_FXNL CUSTOMER | 0.1279 | 0.057325 | 0.068207 | 0.0003184 | 0 | 0.001269 | 0.00040805 | 0 | 0 | 0 | 0 | 0 | 0 | 0.00036607 | 3.9581e-06 | 0 | 0 | 0
WEATHER_FXNL TOTAL | 1 | 0.33903 | 0.42234 | 0.002295 | 0 | 0.16556 | 0.032623 | 0 | 0 | 0 | 0 | 0 | 0 | 0.037575 | 0.00057408 | 0 | 0 | 0
WEATHER_FXNL_OM PRODUCTION | 0.29563 | 0.10648 | 0.11985 | 0.0006806 | 0 | 0.047848 | 0.0097558 | 0 | 0 | 0 | 0 | 0 | 0 | 0.010845 | 0.00017307 | 0 | 0 | 0
WEATHER_FXNL_OM BULKTRAN | 0.02375 | 0.0085221 | 0.0096468 | 5.1378e-05 | 0 | 0.0038543 | 0.00079049 | 0 | 0 | 0 | 0 | 0 | 0 | 0.00087055 | 1.3984e-05 | 0 | 0 | 0
WEATHER_FXNL_OM SUBTRAN | 0.0089739 | 0.0031656 | 0.0036257 | 1.9336e-05 | 0 | 0.0015091 | 0.00030793 | 0 | 0 | 0 | 0 | 0 | 0 | 0.00034086 | 5.4242e-06 | 0 | 0 | 0
WEATHER_FXNL_OM DISTPRI | 0.066764 | 0.023968 | 0.026866 | 0.00013678 | 0 | 0.011005 | 0.0022599 | 0 | 0 | 0 | 0 | 0 | 0 | 0.0024888 | 3.992e-05 | 0 | 0 | 0
WEATHER_FXNL_OM DISTSEC | 0.026134 | 0.010837 | 0.010832 | 0 | 0 | 0.0036243 | 0 | 0 | 0 | 0 | 0 | 0 | 0 | 0.00084037 | 0 | 0 | 0 | 0
WEATHER_FXNL_OM ENERGY | 0.4953 | 0.14588 | 0.20955 | 0.0012255 | 0 | 0.097024 | 0.019286 | 0 | 0 | 0 | 0 | 0 | 0 | 0.021994 | 0.00033948 | 0 | 0 | 0
WEATHER_FXNL_OM CUSTOMER | 0.083452 | 0.040179 | 0.041975 | 0.00018141 | 0 | 0.0006959 | 0.00022297 | 0 | 0 | 0 | 0 | 0 | 0 | 0.00019502 | 2.197e-06 | 0 | 0 | 0
WEATHER_FXNL_OM TOTAL | 1 | 0.33903 | 0.42234 | 0.002295 | 0 | 0.16556 | 0.032623 | 0 | 0 | 0 | 0 | 0 | 0 | 0.037575 | 0.00057408 | 0 | 0 | 0
XXXXXXXXXXXXXXXXXXXXXXXXXX
Copy these cells back up to B696 - W722 | #REF! | #REF! | #REF! | #REF! | #REF! | #REF! | #REF! | #REF! | #REF! | #REF! | #REF! | #REF! | #REF! | #REF! | #REF! | #REF! | #REF! | #REF!
| #REF! | #REF! | #REF! | #REF! | #REF! | #REF! | #REF! | #REF! | #REF! | #REF! | #REF! | #REF! | #REF! | #REF! | #REF! | #REF! | #REF! | #REF!
| #REF! | #REF! | #REF! | #REF! | #REF! | #REF! | #REF! | #REF! | #REF! | #REF! | #REF! | #REF! | #REF! | #REF! | #REF! | #REF! | #REF! | #REF!
| #REF! | #REF! | #REF! | #REF! | #REF! | #REF! | #REF! | #REF! | #REF! | #REF! | #REF! | #REF! | #REF! | #REF! | #REF! | #REF! | #REF! | #REF!
| #REF! | #REF! | #REF! | #REF! | #REF! | #REF! | #REF! | #REF! | #REF! | #REF! | #REF! | #REF! | #REF! | #REF! | #REF! | #REF! | #REF! | #REF!
| #REF! | #REF! | #REF! | #REF! | #REF! | #REF! | #REF! | #REF! | #REF! | #REF! | #REF! | #REF! | #REF! | #REF! | #REF! | #REF! | #REF! | #REF!
| #REF! | #REF! | #REF! | #REF! | #REF! | #REF! | #REF! | #REF! | #REF! | #REF! | #REF! | #REF! | #REF! | #REF! | #REF! | #REF! | #REF! | #REF!
| #REF! | #REF! | #REF! | #REF! | #REF! | #REF! | #REF! | #REF! | #REF! | #REF! | #REF! | #REF! | #REF! | #REF! | #REF! | #REF! | #REF! | #REF!
| 1 | 0.0001053 | 0.49775 | 0.0057105 | 0.0011893 | 0.072689 | 0.13295 | 0.008718 | 0 | -0.017358 | 0.13121 | 0.16242 | 0 | 0 | 0 | 0 | 0.0046237 | 0
| 0 | 0 | 0 | 0 | 0 | 0 | 0 | 0 | 0 | 0 | 0 | 0 | 0 | 0 | 0 | 0 | 0 | 0
| 0 | 0 | 0 | 0 | 0 | 0 | 0 | 0 | 0 | 0 | 0 | 0 | 0 | 0 | 0 | 0 | 0 | 0
| 0 | 0 | 0 | 0 | 0 | 0 | 0 | 0 | 0 | 0 | 0 | 0 | 0 | 0 | 0 | 0 | 0 | 0
| 0 | 0 | 0 | 0 | 0 | 0 | 0 | 0 | 0 | 0 | 0 | 0 | 0 | 0 | 0 | 0 | 0 | 0
| 0 | 0 | 0 | 0 | 0 | 0 | 0 | 0 | 0 | 0 | 0 | 0 | 0 | 0 | 0 | 0 | 0 | 0
| 0 | 0 | 0 | 0 | 0 | 0 | 0 | 0 | 0 | 0 | 0 | 0 | 0 | 0 | 0 | 0 | 0 | 0
| 1 | 0.0001053 | 0.49775 | 0.0057105 | 0.0011893 | 0.072689 | 0.13295 | 0.008718 | 0 | -0.017358 | 0.13121 | 0.16242 | 0 | 0 | 0 | 0 | 0.0046237 | 0

## Allocators
ALLOCATOR | FUNCTION |  | Total | RS | GS-SEC | GS-PRI | GS-SUB | LGS-SEC | LGS-PRI | LGS-SUB | LGS-TRA | IGS-SEC | IGS-PRI | IGS-SUB | IGS-TRA | PS-SEC | PS-PRI | MW | OL | SL
INPUTS FROM WORKPAPERS
CPG - 12 CP |  | Same as CPT | 944768.1515 | 463260.3714 | 117186.8606 | 1370.0926 | 33.7529 | 49032.4527 | 13964.2018 | 1105.0639 | 233.2595 | 2945.3943 | 32109.9652 | 214450.8375 | 33643.2842 | 13308.7412 | 321.2779 | 232.0352 | 1258.1413 | 312.419
PROD_DEMAND | PRODUCTION |  | 1 | 0.49034 | 0.12404 | 0.0014502 | 3.5726e-05 | 0.051899 | 0.014781 | 0.0011697 | 0.0002469 | 0.0031176 | 0.033987 | 0.22699 | 0.03561 | 0.014087 | 0.00034006 | 0.0002456 | 0.0013317 | 0.00033068
PROD_DEMAND | BULKTRAN |  | 0 | 0 | 0 | 0 | 0 | 0 | 0 | 0 | 0 | 0 | 0 | 0 | 0 | 0 | 0 | 0 | 0 | 0
PROD_DEMAND | SUBTRAN |  | 0 | 0 | 0 | 0 | 0 | 0 | 0 | 0 | 0 | 0 | 0 | 0 | 0 | 0 | 0 | 0 | 0 | 0
PROD_DEMAND | DISTPRI |  | 0 | 0 | 0 | 0 | 0 | 0 | 0 | 0 | 0 | 0 | 0 | 0 | 0 | 0 | 0 | 0 | 0 | 0
PROD_DEMAND | DISTSEC |  | 0 | 0 | 0 | 0 | 0 | 0 | 0 | 0 | 0 | 0 | 0 | 0 | 0 | 0 | 0 | 0 | 0 | 0
PROD_DEMAND | ENERGY |  | 0 | 0 | 0 | 0 | 0 | 0 | 0 | 0 | 0 | 0 | 0 | 0 | 0 | 0 | 0 | 0 | 0 | 0
PROD_DEMAND | CUSTOMER |  | 0 | 0 | 0 | 0 | 0 | 0 | 0 | 0 | 0 | 0 | 0 | 0 | 0 | 0 | 0 | 0 | 0 | 0
PROD_DEMAND | TOTAL |  | 1 | 0.49034 | 0.12404 | 0.0014502 | 3.5726e-05 | 0.051899 | 0.014781 | 0.0011697 | 0.0002469 | 0.0031176 | 0.033987 | 0.22699 | 0.03561 | 0.014087 | 0.00034006 | 0.0002456 | 0.0013317 | 0.00033068
ENER |  |  | 5721281489.7845 | 2079871651.725 | 671312179.426 | 7685250.8172 | 194782.206 | 324859845.3226 | 90678093.7233 | 7179053.428 | 1471673.1081 | 21646894.2825 | 258697904.8738 | 1828873141.3525 | 293094599.8657 | 88116889.664 | 2071058.1203 | 2023256.1472 | 34814401.3845 | 8690814.3378
PROD_ENERGY | PRODUCTION |  | 0 | 0 | 0 | 0 | 0 | 0 | 0 | 0 | 0 | 0 | 0 | 0 | 0 | 0 | 0 | 0 | 0 | 0
PROD_ENERGY | BULKTRAN |  | 0 | 0 | 0 | 0 | 0 | 0 | 0 | 0 | 0 | 0 | 0 | 0 | 0 | 0 | 0 | 0 | 0 | 0
PROD_ENERGY | SUBTRAN |  | 0 | 0 | 0 | 0 | 0 | 0 | 0 | 0 | 0 | 0 | 0 | 0 | 0 | 0 | 0 | 0 | 0 | 0
PROD_ENERGY | DISTPRI |  | 0 | 0 | 0 | 0 | 0 | 0 | 0 | 0 | 0 | 0 | 0 | 0 | 0 | 0 | 0 | 0 | 0 | 0
PROD_ENERGY | DISTSEC |  | 0 | 0 | 0 | 0 | 0 | 0 | 0 | 0 | 0 | 0 | 0 | 0 | 0 | 0 | 0 | 0 | 0 | 0
PROD_ENERGY | ENERGY |  | 1 | 0.36353 | 0.11734 | 0.0013433 | 3.4045e-05 | 0.056781 | 0.015849 | 0.0012548 | 0.00025723 | 0.0037836 | 0.045217 | 0.31966 | 0.051229 | 0.015402 | 0.00036199 | 0.00035364 | 0.0060851 | 0.001519
PROD_ENERGY | CUSTOMER |  | 0 | 0 | 0 | 0 | 0 | 0 | 0 | 0 | 0 | 0 | 0 | 0 | 0 | 0 | 0 | 0 | 0 | 0
PROD_ENERGY | TOTAL |  | 1 | 0.36353 | 0.11734 | 0.0013433 | 3.4045e-05 | 0.056781 | 0.015849 | 0.0012548 | 0.00025723 | 0.0037836 | 0.045217 | 0.31966 | 0.051229 | 0.015402 | 0.00036199 | 0.00035364 | 0.0060851 | 0.001519
CPT - 12 CP |  | Same as CPG | 944768.1515 | 463260.3714 | 117186.8606 | 1370.0926 | 33.7529 | 49032.4527 | 13964.2018 | 1105.0639 | 233.2595 | 2945.3943 | 32109.9652 | 214450.8375 | 33643.2842 | 13308.7412 | 321.2779 | 232.0352 | 1258.1413 | 312.419
BULK_TRANS | PRODUCTION |  | 0 | 0 | 0 | 0 | 0 | 0 | 0 | 0 | 0 | 0 | 0 | 0 | 0 | 0 | 0 | 0 | 0 | 0
BULK_TRANS | BULKTRAN |  | 1 | 0.49034 | 0.12404 | 0.0014502 | 3.5726e-05 | 0.051899 | 0.014781 | 0.0011697 | 0.0002469 | 0.0031176 | 0.033987 | 0.22699 | 0.03561 | 0.014087 | 0.00034006 | 0.0002456 | 0.0013317 | 0.00033068
BULK_TRANS | SUBTRAN |  | 0 | 0 | 0 | 0 | 0 | 0 | 0 | 0 | 0 | 0 | 0 | 0 | 0 | 0 | 0 | 0 | 0 | 0
BULK_TRANS | DISTPRI |  | 0 | 0 | 0 | 0 | 0 | 0 | 0 | 0 | 0 | 0 | 0 | 0 | 0 | 0 | 0 | 0 | 0 | 0
BULK_TRANS | DISTSEC |  | 0 | 0 | 0 | 0 | 0 | 0 | 0 | 0 | 0 | 0 | 0 | 0 | 0 | 0 | 0 | 0 | 0 | 0
BULK_TRANS | ENERGY |  | 0 | 0 | 0 | 0 | 0 | 0 | 0 | 0 | 0 | 0 | 0 | 0 | 0 | 0 | 0 | 0 | 0 | 0
BULK_TRANS | CUSTOMER |  | 0 | 0 | 0 | 0 | 0 | 0 | 0 | 0 | 0 | 0 | 0 | 0 | 0 | 0 | 0 | 0 | 0 | 0
BULK_TRANS | TOTAL |  | 1 | 0.49034 | 0.12404 | 0.0014502 | 3.5726e-05 | 0.051899 | 0.014781 | 0.0011697 | 0.0002469 | 0.0031176 | 0.033987 | 0.22699 | 0.03561 | 0.014087 | 0.00034006 | 0.0002456 | 0.0013317 | 0.00033068
CPST - 12 CP |  |  | 744525.8671 | 353576.68 | 90510.4128 | 1054.738 | 34.5788 | 39448.8353 | 11181.6833 | 1145.3725 | 0 | 2209.3119 | 25534.9636 | 208001.3108 | 0 | 10706.1902 | 256.1527 | 175.8057 | 552.2582 | 137.5733
SUB_TRANS | PRODUCTION |  | 0 | 0 | 0 | 0 | 0 | 0 | 0 | 0 | 0 | 0 | 0 | 0 | 0 | 0 | 0 | 0 | 0 | 0
SUB_TRANS | BULKTRAN |  | 0 | 0 | 0 | 0 | 0 | 0 | 0 | 0 | 0 | 0 | 0 | 0 | 0 | 0 | 0 | 0 | 0 | 0
SUB_TRANS | SUBTRAN |  | 1 | 0.4749 | 0.12157 | 0.0014167 | 4.6444e-05 | 0.052985 | 0.015019 | 0.0015384 | 0 | 0.0029674 | 0.034297 | 0.27937 | 0 | 0.01438 | 0.00034405 | 0.00023613 | 0.00074176 | 0.00018478
SUB_TRANS | DISTPRI |  | 0 | 0 | 0 | 0 | 0 | 0 | 0 | 0 | 0 | 0 | 0 | 0 | 0 | 0 | 0 | 0 | 0 | 0
SUB_TRANS | DISTSEC |  | 0 | 0 | 0 | 0 | 0 | 0 | 0 | 0 | 0 | 0 | 0 | 0 | 0 | 0 | 0 | 0 | 0 | 0
SUB_TRANS | ENERGY |  | 0 | 0 | 0 | 0 | 0 | 0 | 0 | 0 | 0 | 0 | 0 | 0 | 0 | 0 | 0 | 0 | 0 | 0
SUB_TRANS | CUSTOMER |  | 0 | 0 | 0 | 0 | 0 | 0 | 0 | 0 | 0 | 0 | 0 | 0 | 0 | 0 | 0 | 0 | 0 | 0
SUB_TRANS | TOTAL |  | 1 | 0.4749 | 0.12157 | 0.0014167 | 4.6444e-05 | 0.052985 | 0.015019 | 0.0015384 | 0 | 0.0029674 | 0.034297 | 0.27937 | 0 | 0.01438 | 0.00034405 | 0.00023613 | 0.00074176 | 0.00018478
CPD - 12 CP |  |  | 686086.3802 | 455903.4762 | 114779.0007 | 1339.4298 | 0 | 49495.8845 | 14050.8122 | 0 | 0 | 2822.9322 | 32651.1591 | 0 | 0 | 13432.3491 | 321.828 | 231.1004 | 847.141 | 211.2669
DIST_CPD | PRODUCTION |  | 0 | 0 | 0 | 0 | 0 | 0 | 0 | 0 | 0 | 0 | 0 | 0 | 0 | 0 | 0 | 0 | 0 | 0
DIST_CPD | BULKTRAN |  | 0 | 0 | 0 | 0 | 0 | 0 | 0 | 0 | 0 | 0 | 0 | 0 | 0 | 0 | 0 | 0 | 0 | 0
DIST_CPD | SUBTRAN |  | 0 | 0 | 0 | 0 | 0 | 0 | 0 | 0 | 0 | 0 | 0 | 0 | 0 | 0 | 0 | 0 | 0 | 0
DIST_CPD | DISTPRI |  | 1 | 0.6645 | 0.1673 | 0.0019523 | 0 | 0.072142 | 0.02048 | 0 | 0 | 0.0041145 | 0.04759 | 0 | 0 | 0.019578 | 0.00046908 | 0.00033684 | 0.0012347 | 0.00030793
DIST_CPD | DISTSEC |  | 0 | 0 | 0 | 0 | 0 | 0 | 0 | 0 | 0 | 0 | 0 | 0 | 0 | 0 | 0 | 0 | 0 | 0
DIST_CPD | ENERGY |  | 0 | 0 | 0 | 0 | 0 | 0 | 0 | 0 | 0 | 0 | 0 | 0 | 0 | 0 | 0 | 0 | 0 | 0
DIST_CPD | CUSTOMER |  | 0 | 0 | 0 | 0 | 0 | 0 | 0 | 0 | 0 | 0 | 0 | 0 | 0 | 0 | 0 | 0 | 0 | 0
DIST_CPD | TOTAL |  | 1 | 0.6645 | 0.1673 | 0.0019523 | 0 | 0.072142 | 0.02048 | 0 | 0 | 0.0041145 | 0.04759 | 0 | 0 | 0.019578 | 0.00046908 | 0.00033684 | 0.0012347 | 0.00030793
SECDEM |  | ( NCP + SNCP ) / 2 | 1372476 | 1024693 | 230030 | 0 | 0 | 81088 | 0 | 0 | 0 | 3589 | 0 | 0 | 0 | 22568 | 0 | 368 | 8126 | 2014
DISTSEC | PRODUCTION |  | 0 | 0 | 0 | 0 | 0 | 0 | 0 | 0 | 0 | 0 | 0 | 0 | 0 | 0 | 0 | 0 | 0 | 0
DISTSEC | BULKTRAN |  | 0 | 0 | 0 | 0 | 0 | 0 | 0 | 0 | 0 | 0 | 0 | 0 | 0 | 0 | 0 | 0 | 0 | 0
DISTSEC | SUBTRAN |  | 0 | 0 | 0 | 0 | 0 | 0 | 0 | 0 | 0 | 0 | 0 | 0 | 0 | 0 | 0 | 0 | 0 | 0
DISTSEC | DISTPRI |  | 0 | 0 | 0 | 0 | 0 | 0 | 0 | 0 | 0 | 0 | 0 | 0 | 0 | 0 | 0 | 0 | 0 | 0
DISTSEC | DISTSEC |  | 1 | 0.7466 | 0.1676 | 0 | 0 | 0.059082 | 0 | 0 | 0 | 0.002615 | 0 | 0 | 0 | 0.016443 | 0 | 0.00026813 | 0.0059207 | 0.0014674
DISTSEC | ENERGY |  | 0 | 0 | 0 | 0 | 0 | 0 | 0 | 0 | 0 | 0 | 0 | 0 | 0 | 0 | 0 | 0 | 0 | 0
DISTSEC | CUSTOMER |  | 0 | 0 | 0 | 0 | 0 | 0 | 0 | 0 | 0 | 0 | 0 | 0 | 0 | 0 | 0 | 0 | 0 | 0
DISTSEC | TOTAL |  | 1 | 0.7466 | 0.1676 | 0 | 0 | 0.059082 | 0 | 0 | 0 | 0.002615 | 0 | 0 | 0 | 0.016443 | 0 | 0.00026813 | 0.0059207 | 0.0014674
TOTCUST |  |  | 207831 | 130257 | 30807 | 70 | 3 | 364 | 60 | 7 | 2 | 5 | 34 | 17 | 3 | 127 | 1 | 8 | 46013 | 53
CUST_TOTAL | PRODUCTION |  | 0 | 0 | 0 | 0 | 0 | 0 | 0 | 0 | 0 | 0 | 0 | 0 | 0 | 0 | 0 | 0 | 0 | 0
CUST_TOTAL | BULKTRAN |  | 0 | 0 | 0 | 0 | 0 | 0 | 0 | 0 | 0 | 0 | 0 | 0 | 0 | 0 | 0 | 0 | 0 | 0
CUST_TOTAL | SUBTRAN |  | 0 | 0 | 0 | 0 | 0 | 0 | 0 | 0 | 0 | 0 | 0 | 0 | 0 | 0 | 0 | 0 | 0 | 0
CUST_TOTAL | DISTPRI |  | 0 | 0 | 0 | 0 | 0 | 0 | 0 | 0 | 0 | 0 | 0 | 0 | 0 | 0 | 0 | 0 | 0 | 0
CUST_TOTAL | DISTSEC |  | 0 | 0 | 0 | 0 | 0 | 0 | 0 | 0 | 0 | 0 | 0 | 0 | 0 | 0 | 0 | 0 | 0 | 0
CUST_TOTAL | ENERGY |  | 0 | 0 | 0 | 0 | 0 | 0 | 0 | 0 | 0 | 0 | 0 | 0 | 0 | 0 | 0 | 0 | 0 | 0
CUST_TOTAL | CUSTOMER |  | 1 | 0.62674 | 0.14823 | 0.00033681 | 1.4435e-05 | 0.0017514 | 0.0002887 | 3.3681e-05 | 9.6232e-06 | 2.4058e-05 | 0.00016359 | 8.1797e-05 | 1.4435e-05 | 0.00061107 | 4.8116e-06 | 3.8493e-05 | 0.2214 | 0.00025501
CUST_TOTAL | TOTAL |  | 1 | 0.62674 | 0.14823 | 0.00033681 | 1.4435e-05 | 0.0017514 | 0.0002887 | 3.3681e-05 | 9.6232e-06 | 2.4058e-05 | 0.00016359 | 8.1797e-05 | 1.4435e-05 | 0.00061107 | 4.8116e-06 | 3.8493e-05 | 0.2214 | 0.00025501
PRICUST |  | TOTCust excl Sub. & Tran. | 207799 | 130257 | 30807 | 70 | 0 | 364 | 60 | 0 | 0 | 5 | 34 | 0 | 0 | 127 | 1 | 8 | 46013 | 53
DIST_PCUST | PRODUCTION |  | 0 | 0 | 0 | 0 | 0 | 0 | 0 | 0 | 0 | 0 | 0 | 0 | 0 | 0 | 0 | 0 | 0 | 0
DIST_PCUST | BULKTRAN |  | 0 | 0 | 0 | 0 | 0 | 0 | 0 | 0 | 0 | 0 | 0 | 0 | 0 | 0 | 0 | 0 | 0 | 0
DIST_PCUST | SUBTRAN |  | 0 | 0 | 0 | 0 | 0 | 0 | 0 | 0 | 0 | 0 | 0 | 0 | 0 | 0 | 0 | 0 | 0 | 0
DIST_PCUST | DISTPRI |  | 0 | 0 | 0 | 0 | 0 | 0 | 0 | 0 | 0 | 0 | 0 | 0 | 0 | 0 | 0 | 0 | 0 | 0
DIST_PCUST | DISTSEC |  | 0 | 0 | 0 | 0 | 0 | 0 | 0 | 0 | 0 | 0 | 0 | 0 | 0 | 0 | 0 | 0 | 0 | 0
DIST_PCUST | ENERGY |  | 0 | 0 | 0 | 0 | 0 | 0 | 0 | 0 | 0 | 0 | 0 | 0 | 0 | 0 | 0 | 0 | 0 | 0
DIST_PCUST | CUSTOMER |  | 1 | 0.62684 | 0.14825 | 0.00033686 | 0 | 0.0017517 | 0.00028874 | 0 | 0 | 2.4062e-05 | 0.00016362 | 0 | 0 | 0.00061117 | 4.8123e-06 | 3.8499e-05 | 0.22143 | 0.00025505
DIST_PCUST | TOTAL |  | 1 | 0.62684 | 0.14825 | 0.00033686 | 0 | 0.0017517 | 0.00028874 | 0 | 0 | 2.4062e-05 | 0.00016362 | 0 | 0 | 0.00061117 | 4.8123e-06 | 3.8499e-05 | 0.22143 | 0.00025505
SECCUST |  | TOTCust excl Pri., Sub. & Tran. | 207634 | 130257 | 30807 | 0 | 0 | 364 | 0 | 0 | 0 | 5 | 0 | 0 | 0 | 127 | 0 | 8 | 46013 | 53
DIST_SERV | PRODUCTION |  | 0 | 0 | 0 | 0 | 0 | 0 | 0 | 0 | 0 | 0 | 0 | 0 | 0 | 0 | 0 | 0 | 0 | 0
DIST_SERV | BULKTRAN |  | 0 | 0 | 0 | 0 | 0 | 0 | 0 | 0 | 0 | 0 | 0 | 0 | 0 | 0 | 0 | 0 | 0 | 0
DIST_SERV | SUBTRAN |  | 0 | 0 | 0 | 0 | 0 | 0 | 0 | 0 | 0 | 0 | 0 | 0 | 0 | 0 | 0 | 0 | 0 | 0
DIST_SERV | DISTPRI |  | 0 | 0 | 0 | 0 | 0 | 0 | 0 | 0 | 0 | 0 | 0 | 0 | 0 | 0 | 0 | 0 | 0 | 0
DIST_SERV | DISTSEC |  | 0 | 0 | 0 | 0 | 0 | 0 | 0 | 0 | 0 | 0 | 0 | 0 | 0 | 0 | 0 | 0 | 0 | 0
DIST_SERV | ENERGY |  | 0 | 0 | 0 | 0 | 0 | 0 | 0 | 0 | 0 | 0 | 0 | 0 | 0 | 0 | 0 | 0 | 0 | 0
DIST_SERV | CUSTOMER |  | 1 | 0.62734 | 0.14837 | 0 | 0 | 0.0017531 | 0 | 0 | 0 | 2.4081e-05 | 0 | 0 | 0 | 0.00061165 | 0 | 3.8529e-05 | 0.22161 | 0.00025526
DIST_SERV | TOTAL |  | 1 | 0.62734 | 0.14837 | 0 | 0 | 0.0017531 | 0 | 0 | 0 | 2.4081e-05 | 0 | 0 | 0 | 0.00061165 | 0 | 3.8529e-05 | 0.22161 | 0.00025526
METER |  |  | 35798155 | 21991911 | 9222723 | 744564 | 132803 | 670332 | 620203 | 381053 | 163305 | 10474 | 395221 | 988082 | 244959 | 214122 | 7247 | 11156 | 0 | 0
DIST_METERS | PRODUCTION |  | 0 | 0 | 0 | 0 | 0 | 0 | 0 | 0 | 0 | 0 | 0 | 0 | 0 | 0 | 0 | 0 | 0 | 0
DIST_METERS | BULKTRAN |  | 0 | 0 | 0 | 0 | 0 | 0 | 0 | 0 | 0 | 0 | 0 | 0 | 0 | 0 | 0 | 0 | 0 | 0
DIST_METERS | SUBTRAN |  | 0 | 0 | 0 | 0 | 0 | 0 | 0 | 0 | 0 | 0 | 0 | 0 | 0 | 0 | 0 | 0 | 0 | 0
DIST_METERS | DISTPRI |  | 0 | 0 | 0 | 0 | 0 | 0 | 0 | 0 | 0 | 0 | 0 | 0 | 0 | 0 | 0 | 0 | 0 | 0
DIST_METERS | DISTSEC |  | 0 | 0 | 0 | 0 | 0 | 0 | 0 | 0 | 0 | 0 | 0 | 0 | 0 | 0 | 0 | 0 | 0 | 0
DIST_METERS | ENERGY |  | 0 | 0 | 0 | 0 | 0 | 0 | 0 | 0 | 0 | 0 | 0 | 0 | 0 | 0 | 0 | 0 | 0 | 0
DIST_METERS | CUSTOMER |  | 1 | 0.61433 | 0.25763 | 0.020799 | 0.0037098 | 0.018725 | 0.017325 | 0.010644 | 0.0045618 | 0.00029258 | 0.01104 | 0.027601 | 0.0068428 | 0.0059814 | 0.00020244 | 0.00031164 | 0 | 0
DIST_METERS | TOTAL |  | 1 | 0.61433 | 0.25763 | 0.020799 | 0.0037098 | 0.018725 | 0.017325 | 0.010644 | 0.0045618 | 0.00029258 | 0.01104 | 0.027601 | 0.0068428 | 0.0059814 | 0.00020244 | 0.00031164 | 0 | 0
DIR371 |  |  | 1 | 0 | 0 | 0 | 0 | 0 | 0 | 0 | 0 | 0 | 0 | 0 | 0 | 0 | 0 | 0 | 1 | 0
DIST_OL | PRODUCTION |  | 0 | 0 | 0 | 0 | 0 | 0 | 0 | 0 | 0 | 0 | 0 | 0 | 0 | 0 | 0 | 0 | 0 | 0
DIST_OL | BULKTRAN |  | 0 | 0 | 0 | 0 | 0 | 0 | 0 | 0 | 0 | 0 | 0 | 0 | 0 | 0 | 0 | 0 | 0 | 0
DIST_OL | SUBTRAN |  | 0 | 0 | 0 | 0 | 0 | 0 | 0 | 0 | 0 | 0 | 0 | 0 | 0 | 0 | 0 | 0 | 0 | 0
DIST_OL | DISTPRI |  | 0 | 0 | 0 | 0 | 0 | 0 | 0 | 0 | 0 | 0 | 0 | 0 | 0 | 0 | 0 | 0 | 0 | 0
DIST_OL | DISTSEC |  | 0 | 0 | 0 | 0 | 0 | 0 | 0 | 0 | 0 | 0 | 0 | 0 | 0 | 0 | 0 | 0 | 0 | 0
DIST_OL | ENERGY |  | 0 | 0 | 0 | 0 | 0 | 0 | 0 | 0 | 0 | 0 | 0 | 0 | 0 | 0 | 0 | 0 | 0 | 0
DIST_OL | CUSTOMER |  | 1 | 0 | 0 | 0 | 0 | 0 | 0 | 0 | 0 | 0 | 0 | 0 | 0 | 0 | 0 | 0 | 1 | 0
DIST_OL | TOTAL |  | 1 | 0 | 0 | 0 | 0 | 0 | 0 | 0 | 0 | 0 | 0 | 0 | 0 | 0 | 0 | 0 | 1 | 0
DIR373 |  |  | 1 | 0 | 0 | 0 | 0 | 0 | 0 | 0 | 0 | 0 | 0 | 0 | 0 | 0 | 0 | 0 | 0 | 1
DIST_SL | PRODUCTION |  | 0 | 0 | 0 | 0 | 0 | 0 | 0 | 0 | 0 | 0 | 0 | 0 | 0 | 0 | 0 | 0 | 0 | 0
DIST_SL | BULKTRAN |  | 0 | 0 | 0 | 0 | 0 | 0 | 0 | 0 | 0 | 0 | 0 | 0 | 0 | 0 | 0 | 0 | 0 | 0
DIST_SL | SUBTRAN |  | 0 | 0 | 0 | 0 | 0 | 0 | 0 | 0 | 0 | 0 | 0 | 0 | 0 | 0 | 0 | 0 | 0 | 0
DIST_SL | DISTPRI |  | 0 | 0 | 0 | 0 | 0 | 0 | 0 | 0 | 0 | 0 | 0 | 0 | 0 | 0 | 0 | 0 | 0 | 0
DIST_SL | DISTSEC |  | 0 | 0 | 0 | 0 | 0 | 0 | 0 | 0 | 0 | 0 | 0 | 0 | 0 | 0 | 0 | 0 | 0 | 0
DIST_SL | ENERGY |  | 0 | 0 | 0 | 0 | 0 | 0 | 0 | 0 | 0 | 0 | 0 | 0 | 0 | 0 | 0 | 0 | 0 | 0
DIST_SL | CUSTOMER |  | 1 | 0 | 0 | 0 | 0 | 0 | 0 | 0 | 0 | 0 | 0 | 0 | 0 | 0 | 0 | 0 | 0 | 1
DIST_SL | TOTAL |  | 1 | 0 | 0 | 0 | 0 | 0 | 0 | 0 | 0 | 0 | 0 | 0 | 0 | 0 | 0 | 0 | 0 | 1
DIR902 |  | Weighted TOTCUST | 355993 | 260514 | 92421 | 245 | 11 | 1638 | 300 | 35 | 10 | 30 | 204 | 102 | 18 | 445 | 4 | 16 | 0 | 0
CUST_902 | PRODUCTION |  | 0 | 0 | 0 | 0 | 0 | 0 | 0 | 0 | 0 | 0 | 0 | 0 | 0 | 0 | 0 | 0 | 0 | 0
CUST_902 | BULKTRAN |  | 0 | 0 | 0 | 0 | 0 | 0 | 0 | 0 | 0 | 0 | 0 | 0 | 0 | 0 | 0 | 0 | 0 | 0
CUST_902 | SUBTRAN |  | 0 | 0 | 0 | 0 | 0 | 0 | 0 | 0 | 0 | 0 | 0 | 0 | 0 | 0 | 0 | 0 | 0 | 0
CUST_902 | DISTPRI |  | 0 | 0 | 0 | 0 | 0 | 0 | 0 | 0 | 0 | 0 | 0 | 0 | 0 | 0 | 0 | 0 | 0 | 0
CUST_902 | DISTSEC |  | 0 | 0 | 0 | 0 | 0 | 0 | 0 | 0 | 0 | 0 | 0 | 0 | 0 | 0 | 0 | 0 | 0 | 0
CUST_902 | ENERGY |  | 0 | 0 | 0 | 0 | 0 | 0 | 0 | 0 | 0 | 0 | 0 | 0 | 0 | 0 | 0 | 0 | 0 | 0
CUST_902 | CUSTOMER |  | 1 | 0.7318 | 0.25961 | 0.00068822 | 3.0899e-05 | 0.0046012 | 0.00084271 | 9.8317e-05 | 2.809e-05 | 8.4271e-05 | 0.00057304 | 0.00028652 | 5.0563e-05 | 0.00125 | 1.1236e-05 | 4.4945e-05 | 0 | 0
CUST_902 | TOTAL |  | 1 | 0.7318 | 0.25961 | 0.00068822 | 3.0899e-05 | 0.0046012 | 0.00084271 | 9.8317e-05 | 2.809e-05 | 8.4271e-05 | 0.00057304 | 0.00028652 | 5.0563e-05 | 0.00125 | 1.1236e-05 | 4.4945e-05 | 0 | 0
DIR903 |  | Calculated | 2386906 | 2011442 | 366493 | 832 | 36 | 4331 | 714 | 83 | 24 | 59 | 405 | 202 | 36 | 1511 | 12 | 95 | 0 | 631
CUST_903 | PRODUCTION | Weighted | 0 | 0 | 0 | 0 | 0 | 0 | 0 | 0 | 0 | 0 | 0 | 0 | 0 | 0 | 0 | 0 | 0 | 0
CUST_903 | BULKTRAN | Average | 0 | 0 | 0 | 0 | 0 | 0 | 0 | 0 | 0 | 0 | 0 | 0 | 0 | 0 | 0 | 0 | 0 | 0
CUST_903 | SUBTRAN |  | 0 | 0 | 0 | 0 | 0 | 0 | 0 | 0 | 0 | 0 | 0 | 0 | 0 | 0 | 0 | 0 | 0 | 0
CUST_903 | DISTPRI |  | 0 | 0 | 0 | 0 | 0 | 0 | 0 | 0 | 0 | 0 | 0 | 0 | 0 | 0 | 0 | 0 | 0 | 0
CUST_903 | DISTSEC |  | 0 | 0 | 0 | 0 | 0 | 0 | 0 | 0 | 0 | 0 | 0 | 0 | 0 | 0 | 0 | 0 | 0 | 0
CUST_903 | ENERGY |  | 0 | 0 | 0 | 0 | 0 | 0 | 0 | 0 | 0 | 0 | 0 | 0 | 0 | 0 | 0 | 0 | 0 | 0
CUST_903 | CUSTOMER |  | 1 | 0.8427 | 0.15354 | 0.00034857 | 1.5082e-05 | 0.0018145 | 0.00029913 | 3.4773e-05 | 1.0055e-05 | 2.4718e-05 | 0.00016968 | 8.4628e-05 | 1.5082e-05 | 0.00063304 | 5.0274e-06 | 3.98e-05 | 0 | 0.00026436
CUST_903 | TOTAL |  | 1 | 0.8427 | 0.15354 | 0.00034857 | 1.5082e-05 | 0.0018145 | 0.00029913 | 3.4773e-05 | 1.0055e-05 | 2.4718e-05 | 0.00016968 | 8.4628e-05 | 1.5082e-05 | 0.00063304 | 5.0274e-06 | 3.98e-05 | 0 | 0.00026436
CUST451 |  | Spread by class; alloc. to | 166771.02 | 147795.93 | 15227.68 | 86.8 | 4.7 | 149 | 116.1 | 0 | 0 | 0 | 0 | 34 | 0 | 0 | 0 | 0 | 3356.81 | 0
CUST_451 | PRODUCTION | functions below: | 0 | 0 | 0 | 0 | 0 | 0 | 0 | 0 | 0 | 0 | 0 | 0 | 0 | 0 | 0 | 0 | 0 | 0
CUST_451 | BULKTRAN | MISC_SERV_REV | 0 | 0 | 0 | 0 | 0 | 0 | 0 | 0 | 0 | 0 | 0 | 0 | 0 | 0 | 0 | 0 | 0 | 0
CUST_451 | SUBTRAN |  | 0 | 0 | 0 | 0 | 0 | 0 | 0 | 0 | 0 | 0 | 0 | 0 | 0 | 0 | 0 | 0 | 0 | 0
CUST_451 | DISTPRI |  | 0 | 0 | 0 | 0 | 0 | 0 | 0 | 0 | 0 | 0 | 0 | 0 | 0 | 0 | 0 | 0 | 0 | 0
CUST_451 | DISTSEC |  | 0 | 0 | 0 | 0 | 0 | 0 | 0 | 0 | 0 | 0 | 0 | 0 | 0 | 0 | 0 | 0 | 0 | 0
CUST_451 | ENERGY |  | 0 | 0 | 0 | 0 | 0 | 0 | 0 | 0 | 0 | 0 | 0 | 0 | 0 | 0 | 0 | 0 | 0 | 0
CUST_451 | CUSTOMER |  | 1 | 0.88622 | 0.091309 | 0.00052047 | 2.8182e-05 | 0.00089344 | 0.00069616 | 0 | 0 | 0 | 0 | 0.00020387 | 0 | 0 | 0 | 0 | 0.020128 | 0
CUST_451 | TOTAL |  | 1 | 0.88622 | 0.091309 | 0.00052047 | 2.8182e-05 | 0.00089344 | 0.00069616 | 0 | 0 | 0 | 0 | 0.00020387 | 0 | 0 | 0 | 0 | 0.020128 | 0
CUSTDEP |  | Spread by class; alloc. to | 37698806.4 | 25026860.9425 | 5406256.1183 | 316153.6892 | 64116.44 | 1309458.1542 | 1412193.0892 | 273652.5267 | 16274.9858 | 212410 | 1571996.8383 | 1565496.6667 | 361852 | 28410 | 0 | 0 | 133674.9492 | 0
CUST_DEP | PRODUCTION | functions below: | 0 | 0 | 0 | 0 | 0 | 0 | 0 | 0 | 0 | 0 | 0 | 0 | 0 | 0 | 0 | 0 | 0 | 0
CUST_DEP | BULKTRAN | CUST_DEP_FXNL | 0 | 0 | 0 | 0 | 0 | 0 | 0 | 0 | 0 | 0 | 0 | 0 | 0 | 0 | 0 | 0 | 0 | 0
CUST_DEP | SUBTRAN |  | 0 | 0 | 0 | 0 | 0 | 0 | 0 | 0 | 0 | 0 | 0 | 0 | 0 | 0 | 0 | 0 | 0 | 0
CUST_DEP | DISTPRI |  | 0 | 0 | 0 | 0 | 0 | 0 | 0 | 0 | 0 | 0 | 0 | 0 | 0 | 0 | 0 | 0 | 0 | 0
CUST_DEP | DISTSEC |  | 0 | 0 | 0 | 0 | 0 | 0 | 0 | 0 | 0 | 0 | 0 | 0 | 0 | 0 | 0 | 0 | 0 | 0
CUST_DEP | ENERGY |  | 0 | 0 | 0 | 0 | 0 | 0 | 0 | 0 | 0 | 0 | 0 | 0 | 0 | 0 | 0 | 0 | 0 | 0
CUST_DEP | CUSTOMER |  | 1 | 0.66386 | 0.14341 | 0.0083863 | 0.0017008 | 0.034735 | 0.03746 | 0.0072589 | 0.00043171 | 0.0056344 | 0.041699 | 0.041526 | 0.0095985 | 0.0007536 | 0 | 0 | 0.0035459 | 0
CUST_DEP | TOTAL |  | 1 | 0.66386 | 0.14341 | 0.0083863 | 0.0017008 | 0.034735 | 0.03746 | 0.0072589 | 0.00043171 | 0.0056344 | 0.041699 | 0.041526 | 0.0095985 | 0.0007536 | 0 | 0 | 0.0035459 | 0
FORF DISCOUNTS |  | Spread by class; alloc. to | 1035102 | 109 | 515222 | 5911 | 1231 | 75241 | 137613 | 9024 | 0 | -17967 | 135813 | 168119 | 0 | 0 | 0 | 0 | 4786 | 0
FORF_DISC | PRODUCTION | functions below: | 1 | 0.0001053 | 0.49775 | 0.0057105 | 0.0011893 | 0.072689 | 0.13295 | 0.008718 | 0 | -0.017358 | 0.13121 | 0.16242 | 0 | 0 | 0 | 0 | 0.0046237 | 0
FORF_DISC | BULKTRAN | FORF_DISC_FXNL | 0 | 0 | 0 | 0 | 0 | 0 | 0 | 0 | 0 | 0 | 0 | 0 | 0 | 0 | 0 | 0 | 0 | 0
FORF_DISC | SUBTRAN |  | 0 | 0 | 0 | 0 | 0 | 0 | 0 | 0 | 0 | 0 | 0 | 0 | 0 | 0 | 0 | 0 | 0 | 0
FORF_DISC | DISTPRI |  | 0 | 0 | 0 | 0 | 0 | 0 | 0 | 0 | 0 | 0 | 0 | 0 | 0 | 0 | 0 | 0 | 0 | 0
FORF_DISC | DISTSEC |  | 0 | 0 | 0 | 0 | 0 | 0 | 0 | 0 | 0 | 0 | 0 | 0 | 0 | 0 | 0 | 0 | 0 | 0
FORF_DISC | ENERGY |  | 0 | 0 | 0 | 0 | 0 | 0 | 0 | 0 | 0 | 0 | 0 | 0 | 0 | 0 | 0 | 0 | 0 | 0
FORF_DISC | CUSTOMER |  | 0 | 0 | 0 | 0 | 0 | 0 | 0 | 0 | 0 | 0 | 0 | 0 | 0 | 0 | 0 | 0 | 0 | 0
FORF_DISC | TOTAL |  | 1 | 0.0001053 | 0.49775 | 0.0057105 | 0.0011893 | 0.072689 | 0.13295 | 0.008718 | 0 | -0.017358 | 0.13121 | 0.16242 | 0 | 0 | 0 | 0 | 0.0046237 | 0
YEAR END CUST ADJ |  | Spread by class; alloc. to | -2908255.8648 | -1125987.3811 | -244034.6957 | -81242.3049 | -13165.7203 | -256074.7688 | -4586.7489 | -13137.9984 | 69699.7122 | 0 | -25269.2593 | -1079415.7509 | 0 | -96274.3871 | 0 | 0 | -38766.5616 | 0
REVYEC | PRODUCTION | functions below: | 1 | 0.38717 | 0.083911 | 0.027935 | 0.004527 | 0.088051 | 0.0015771 | 0.0045175 | -0.023966 | 0 | 0.0086888 | 0.37116 | 0 | 0.033104 | 0 | 0 | 0.01333 | 0
REVYEC | BULKTRAN | REVYEC_FXNL | 0 | 0 | 0 | 0 | 0 | 0 | 0 | 0 | 0 | 0 | 0 | 0 | 0 | 0 | 0 | 0 | 0 | 0
REVYEC | SUBTRAN |  | 0 | 0 | 0 | 0 | 0 | 0 | 0 | 0 | 0 | 0 | 0 | 0 | 0 | 0 | 0 | 0 | 0 | 0
REVYEC | DISTPRI |  | 0 | 0 | 0 | 0 | 0 | 0 | 0 | 0 | 0 | 0 | 0 | 0 | 0 | 0 | 0 | 0 | 0 | 0
REVYEC | DISTSEC |  | 0 | 0 | 0 | 0 | 0 | 0 | 0 | 0 | 0 | 0 | 0 | 0 | 0 | 0 | 0 | 0 | 0 | 0
REVYEC | ENERGY |  | 0 | 0 | 0 | 0 | 0 | 0 | 0 | 0 | 0 | 0 | 0 | 0 | 0 | 0 | 0 | 0 | 0 | 0
REVYEC | CUSTOMER |  | 0 | 0 | 0 | 0 | 0 | 0 | 0 | 0 | 0 | 0 | 0 | 0 | 0 | 0 | 0 | 0 | 0 | 0
REVYEC | TOTAL |  | 1 | 0.38717 | 0.083911 | 0.027935 | 0.004527 | 0.088051 | 0.0015771 | 0.0045175 | -0.023966 | 0 | 0.0086888 | 0.37116 | 0 | 0.033104 | 0 | 0 | 0.01333 | 0
FUELR |  | Set to Energy Allocator | 5721281489.7845 | 2079871651.725 | 671312179.426 | 7685250.8172 | 194782.206 | 324859845.3226 | 90678093.7233 | 7179053.428 | 1471673.1081 | 21646894.2825 | 258697904.8738 | 1828873141.3525 | 293094599.8657 | 88116889.664 | 2071058.1203 | 2023256.1472 | 34814401.3845 | 8690814.3378 | not needed as there was no mid-year base fuel change
FUELREV | PRODUCTION |  | 0 | 0 | 0 | 0 | 0 | 0 | 0 | 0 | 0 | 0 | 0 | 0 | 0 | 0 | 0 | 0 | 0 | 0
FUELREV | BULKTRAN |  | 0 | 0 | 0 | 0 | 0 | 0 | 0 | 0 | 0 | 0 | 0 | 0 | 0 | 0 | 0 | 0 | 0 | 0
FUELREV | SUBTRAN |  | 0 | 0 | 0 | 0 | 0 | 0 | 0 | 0 | 0 | 0 | 0 | 0 | 0 | 0 | 0 | 0 | 0 | 0
FUELREV | DISTPRI |  | 0 | 0 | 0 | 0 | 0 | 0 | 0 | 0 | 0 | 0 | 0 | 0 | 0 | 0 | 0 | 0 | 0 | 0
FUELREV | DISTSEC |  | 0 | 0 | 0 | 0 | 0 | 0 | 0 | 0 | 0 | 0 | 0 | 0 | 0 | 0 | 0 | 0 | 0 | 0
FUELREV | ENERGY |  | 1 | 0.36353 | 0.11734 | 0.0013433 | 3.4045e-05 | 0.056781 | 0.015849 | 0.0012548 | 0.00025723 | 0.0037836 | 0.045217 | 0.31966 | 0.051229 | 0.015402 | 0.00036199 | 0.00035364 | 0.0060851 | 0.001519
FUELREV | CUSTOMER |  | 0 | 0 | 0 | 0 | 0 | 0 | 0 | 0 | 0 | 0 | 0 | 0 | 0 | 0 | 0 | 0 | 0 | 0
FUELREV | TOTAL |  | 1 | 0.36353 | 0.11734 | 0.0013433 | 3.4045e-05 | 0.056781 | 0.015849 | 0.0012548 | 0.00025723 | 0.0037836 | 0.045217 | 0.31966 | 0.051229 | 0.015402 | 0.00036199 | 0.00035364 | 0.0060851 | 0.001519
WEATHER |  | Spread by class; alloc. to | -1012931.5357 | -343415.4501 | -427803.6442 | -2324.7131 | 0 | -167700.6733 | -33044.9552 | 0 | 0 | 0 | 0 | 0 | 0 | -38060.6006 | -581.4991 | 0 | 0 | 0
WEATHER_NORM | PRODUCTION | functions below: | 0 | 0 | 0 | 0 | 0 | 0 | 0 | 0 | 0 | 0 | 0 | 0 | 0 | 0 | 0 | 0 | 0 | 0
WEATHER_NORM | BULKTRAN | WEATHER_FXNL | 0 | 0 | 0 | 0 | 0 | 0 | 0 | 0 | 0 | 0 | 0 | 0 | 0 | 0 | 0 | 0 | 0 | 0
WEATHER_NORM | SUBTRAN |  | 0 | 0 | 0 | 0 | 0 | 0 | 0 | 0 | 0 | 0 | 0 | 0 | 0 | 0 | 0 | 0 | 0 | 0
WEATHER_NORM | DISTPRI |  | 0 | 0 | 0 | 0 | 0 | 0 | 0 | 0 | 0 | 0 | 0 | 0 | 0 | 0 | 0 | 0 | 0 | 0
WEATHER_NORM | DISTSEC |  | 0 | 0 | 0 | 0 | 0 | 0 | 0 | 0 | 0 | 0 | 0 | 0 | 0 | 0 | 0 | 0 | 0 | 0
WEATHER_NORM | ENERGY |  | 1 | 0.33903 | 0.42234 | 0.002295 | 0 | 0.16556 | 0.032623 | 0 | 0 | 0 | 0 | 0 | 0 | 0.037575 | 0.00057408 | 0 | 0 | 0
WEATHER_NORM | CUSTOMER |  | 0 | 0 | 0 | 0 | 0 | 0 | 0 | 0 | 0 | 0 | 0 | 0 | 0 | 0 | 0 | 0 | 0 | 0
WEATHER_NORM | TOTAL |  | 1 | 0.33903 | 0.42234 | 0.002295 | 0 | 0.16556 | 0.032623 | 0 | 0 | 0 | 0 | 0 | 0 | 0.037575 | 0.00057408 | 0 | 0 | 0
PRO FORMA ADJ |  | Spread by class; alloc. to | -867856.0605 | 0 | 0 | 0 | 0 | 0 | -393731.8645 | 0 | 0 | 0 | 0 | 0 | -474124.196 | 0 | 0 | 0 | 0 | 0
CUST_SPEC | PRODUCTION | functions below: | 0 | 0 | 0 | 0 | 0 | 0 | 0 | 0 | 0 | 0 | 0 | 0 | 0 | 0 | 0 | 0 | 0 | 0
CUST_SPEC | BULKTRAN | CUST_SPEC_FXNL | 0 | 0 | 0 | 0 | 0 | 0 | 0 | 0 | 0 | 0 | 0 | 0 | 0 | 0 | 0 | 0 | 0 | 0
CUST_SPEC | SUBTRAN |  | 0 | 0 | 0 | 0 | 0 | 0 | 0 | 0 | 0 | 0 | 0 | 0 | 0 | 0 | 0 | 0 | 0 | 0
CUST_SPEC | DISTPRI |  | 0 | 0 | 0 | 0 | 0 | 0 | 0 | 0 | 0 | 0 | 0 | 0 | 0 | 0 | 0 | 0 | 0 | 0
CUST_SPEC | DISTSEC |  | 0 | 0 | 0 | 0 | 0 | 0 | 0 | 0 | 0 | 0 | 0 | 0 | 0 | 0 | 0 | 0 | 0 | 0
CUST_SPEC | ENERGY |  | 1 | 0 | 0 | 0 | 0 | 0 | 0.45368 | 0 | 0 | 0 | 0 | 0 | 0.54632 | 0 | 0 | 0 | 0 | 0
CUST_SPEC | CUSTOMER |  | 0 | 0 | 0 | 0 | 0 | 0 | 0 | 0 | 0 | 0 | 0 | 0 | 0 | 0 | 0 | 0 | 0 | 0
CUST_SPEC | TOTAL |  | 1 | 0 | 0 | 0 | 0 | 0 | 0.45368 | 0 | 0 | 0 | 0 | 0 | 0.54632 | 0 | 0 | 0 | 0 | 0
INTERNALLY DERIVED
Bulk Transmission Plant |  | 685857713.46
Subtransmission Plant |  | 263076316.54
Total Transmisison Plant |  | 948934030
BULK_TRANS | BULKTRAN | 72.28% | 1 | 0.49034 | 0.12404 | 0.0014502 | 3.5726e-05 | 0.051899 | 0.014781 | 0.0011697 | 0.0002469 | 0.0031176 | 0.033987 | 0.22699 | 0.03561 | 0.014087 | 0.00034006 | 0.0002456 | 0.0013317 | 0.00033068
SUB_TRANS | SUBTRAN | 27.72% | 1 | 0.4749 | 0.12157 | 0.0014167 | 4.6444e-05 | 0.052985 | 0.015019 | 0.0015384 | 0 | 0.0029674 | 0.034297 | 0.27937 | 0 | 0.01438 | 0.00034405 | 0.00023613 | 0.00074176 | 0.00018478
TRANS_TOTAL | PRODUCTION |  | 0 | 0 | 0 | 0 | 0 | 0 | 0 | 0 | 0 | 0 | 0 | 0 | 0 | 0 | 0 | 0 | 0 | 0
TRANS_TOTAL | BULKTRAN |  | 0.7228 | 0.35442 | 0.089654 | 0.0010482 | 2.5823e-05 | 0.037513 | 0.010683 | 0.00084544 | 0.00017846 | 0.0022534 | 0.024566 | 0.16407 | 0.025739 | 0.010182 | 0.0002458 | 0.00017752 | 0.00096255 | 0.00023902
TRANS_TOTAL | SUBTRAN |  | 0.2772 | 0.13164 | 0.033699 | 0.0003927 | 1.2874e-05 | 0.014687 | 0.0041631 | 0.00042644 | 0 | 0.00082257 | 0.0095071 | 0.077443 | 0 | 0.0039861 | 9.537e-05 | 6.5456e-05 | 0.00020562 | 5.1221e-05
TRANS_TOTAL | DISTPRI |  | 0 | 0 | 0 | 0 | 0 | 0 | 0 | 0 | 0 | 0 | 0 | 0 | 0 | 0 | 0 | 0 | 0 | 0
TRANS_TOTAL | DISTSEC |  | 0 | 0 | 0 | 0 | 0 | 0 | 0 | 0 | 0 | 0 | 0 | 0 | 0 | 0 | 0 | 0 | 0 | 0
TRANS_TOTAL | ENERGY |  | 0 | 0 | 0 | 0 | 0 | 0 | 0 | 0 | 0 | 0 | 0 | 0 | 0 | 0 | 0 | 0 | 0 | 0
TRANS_TOTAL | CUSTOMER |  | 0 | 0 | 0 | 0 | 0 | 0 | 0 | 0 | 0 | 0 | 0 | 0 | 0 | 0 | 0 | 0 | 0 | 0
TRANS_TOTAL | TOTAL |  | 1 | 0.48606 | 0.12335 | 0.0014409 | 3.8697e-05 | 0.0522 | 0.014847 | 0.0012719 | 0.00017846 | 0.003076 | 0.034073 | 0.24151 | 0.025739 | 0.014168 | 0.00034117 | 0.00024298 | 0.0011682 | 0.00029024
DIST_CPD | DISTPRI | 57.25% | 1 | 0.6645 | 0.1673 | 0.0019523 | 0 | 0.072142 | 0.02048 | 0 | 0 | 0.0041145 | 0.04759 | 0 | 0 | 0.019578 | 0.00046908 | 0.00033684 | 0.0012347 | 0.00030793
DISTSEC | DISTSEC | 42.75% | 1 | 0.7466 | 0.1676 | 0 | 0 | 0.059082 | 0 | 0 | 0 | 0.002615 | 0 | 0 | 0 | 0.016443 | 0 | 0.00026813 | 0.0059207 | 0.0014674
DIST_PCUST Excl OL | CUSTOMER
DIST_POLES | PRODUCTION |  | 0 | 0 | 0 | 0 | 0 | 0 | 0 | 0 | 0 | 0 | 0 | 0 | 0 | 0 | 0 | 0 | 0 | 0
DIST_POLES | BULKTRAN |  | 0 | 0 | 0 | 0 | 0 | 0 | 0 | 0 | 0 | 0 | 0 | 0 | 0 | 0 | 0 | 0 | 0 | 0
DIST_POLES | SUBTRAN |  | 0 | 0 | 0 | 0 | 0 | 0 | 0 | 0 | 0 | 0 | 0 | 0 | 0 | 0 | 0 | 0 | 0 | 0
DIST_POLES | DISTPRI |  | 0.5725 | 0.38042 | 0.095776 | 0.0011177 | 0 | 0.041301 | 0.011725 | 0 | 0 | 0.0023556 | 0.027245 | 0 | 0 | 0.011209 | 0.00026855 | 0.00019284 | 0.00070689 | 0.00017629
DIST_POLES | DISTSEC |  | 0.4275 | 0.31917 | 0.07165 | 0 | 0 | 0.025257 | 0 | 0 | 0 | 0.0011179 | 0 | 0 | 0 | 0.0070295 | 0 | 0.00011463 | 0.0025311 | 0.00062732
DIST_POLES | ENERGY |  | 0 | 0 | 0 | 0 | 0 | 0 | 0 | 0 | 0 | 0 | 0 | 0 | 0 | 0 | 0 | 0 | 0 | 0
DIST_POLES | CUSTOMER |  | 0 | 0 | 0 | 0 | 0 | 0 | 0 | 0 | 0 | 0 | 0 | 0 | 0 | 0 | 0 | 0 | 0 | 0
DIST_POLES | TOTAL |  | 1 | 0.6996 | 0.16743 | 0.0011177 | 0 | 0.066559 | 0.011725 | 0 | 0 | 0.0034735 | 0.027245 | 0 | 0 | 0.018238 | 0.00026855 | 0.00030746 | 0.003238 | 0.00080361
DIST_CPD | DISTPRI | 39.69% | 1 | 0.6645 | 0.1673 | 0.0019523 | 0 | 0.072142 | 0.02048 | 0 | 0 | 0.0041145 | 0.04759 | 0 | 0 | 0.019578 | 0.00046908 | 0.00033684 | 0.0012347 | 0.00030793
DISTSEC | DISTSEC | 16.85% | 1 | 0.7466 | 0.1676 | 0 | 0 | 0.059082 | 0 | 0 | 0 | 0.002615 | 0 | 0 | 0 | 0.016443 | 0 | 0.00026813 | 0.0059207 | 0.0014674
DIST_PCUST Excl OL | CUSTOMER | 43.47% | 1 | 0.80512 | 0.19042 | 0.00043267 | 0 | 0.0022499 | 0.00037086 | 0 | 0 | 3.0905e-05 | 0.00021015 | 0 | 0 | 0.00078499 | 6.181e-06 | 4.9448e-05 | 0 | 0.00032759
DIST_OHLINES | PRODUCTION |  | 0 | 0 | 0 | 0 | 0 | 0 | 0 | 0 | 0 | 0 | 0 | 0 | 0 | 0 | 0 | 0 | 0 | 0
DIST_OHLINES | BULKTRAN |  | 0 | 0 | 0 | 0 | 0 | 0 | 0 | 0 | 0 | 0 | 0 | 0 | 0 | 0 | 0 | 0 | 0 | 0
DIST_OHLINES | SUBTRAN |  | 0 | 0 | 0 | 0 | 0 | 0 | 0 | 0 | 0 | 0 | 0 | 0 | 0 | 0 | 0 | 0 | 0 | 0
DIST_OHLINES | DISTPRI |  | 0.39686 | 0.26371 | 0.066393 | 0.00077478 | 0 | 0.02863 | 0.0081275 | 0 | 0 | 0.0016329 | 0.018887 | 0 | 0 | 0.0077698 | 0.00018616 | 0.00013368 | 0.00049002 | 0.0001222
DIST_OHLINES | DISTSEC |  | 0.16848 | 0.12579 | 0.028238 | 0 | 0 | 0.009954 | 0 | 0 | 0 | 0.00044057 | 0 | 0 | 0 | 0.0027704 | 0 | 4.5174e-05 | 0.00099752 | 0.00024723
DIST_OHLINES | ENERGY |  | 0 | 0 | 0 | 0 | 0 | 0 | 0 | 0 | 0 | 0 | 0 | 0 | 0 | 0 | 0 | 0 | 0 | 0
DIST_OHLINES | CUSTOMER |  | 0.43466 | 0.34995 | 0.082767 | 0.00018807 | 0 | 0.00097794 | 0.0001612 | 0 | 0 | 1.3433e-05 | 9.1346e-05 | 0 | 0 | 0.0003412 | 2.6866e-06 | 2.1493e-05 | 0 | 0.00014239
DIST_OHLINES | TOTAL |  | 1 | 0.73945 | 0.1774 | 0.00096284 | 0 | 0.039562 | 0.0082887 | 0 | 0 | 0.0020869 | 0.018978 | 0 | 0 | 0.010881 | 0.00018884 | 0.00020034 | 0.0014875 | 0.00051183
DIST_CPD | DISTPRI | 22.91% | 1 | 0.6645 | 0.1673 | 0.0019523 | 0 | 0.072142 | 0.02048 | 0 | 0 | 0.0041145 | 0.04759 | 0 | 0 | 0.019578 | 0.00046908 | 0.00033684 | 0.0012347 | 0.00030793
DISTSEC | DISTSEC | 31.38% | 1 | 0.7466 | 0.1676 | 0 | 0 | 0.059082 | 0 | 0 | 0 | 0.002615 | 0 | 0 | 0 | 0.016443 | 0 | 0.00026813 | 0.0059207 | 0.0014674
DIST_PCUST Excl OL | CUSTOMER | 45.71% | 1 | 0.80512 | 0.19042 | 0.00043267 | 0 | 0.0022499 | 0.00037086 | 0 | 0 | 3.0905e-05 | 0.00021015 | 0 | 0 | 0.00078499 | 6.181e-06 | 4.9448e-05 | 0 | 0.00032759
DIST_UGLINES | PRODUCTION |  | 0 | 0 | 0 | 0 | 0 | 0 | 0 | 0 | 0 | 0 | 0 | 0 | 0 | 0 | 0 | 0 | 0 | 0
DIST_UGLINES | BULKTRAN |  | 0 | 0 | 0 | 0 | 0 | 0 | 0 | 0 | 0 | 0 | 0 | 0 | 0 | 0 | 0 | 0 | 0 | 0
DIST_UGLINES | SUBTRAN |  | 0 | 0 | 0 | 0 | 0 | 0 | 0 | 0 | 0 | 0 | 0 | 0 | 0 | 0 | 0 | 0 | 0 | 0
DIST_UGLINES | DISTPRI |  | 0.22911 | 0.15224 | 0.038329 | 0.00044729 | 0 | 0.016529 | 0.0046921 | 0 | 0 | 0.00094269 | 0.010903 | 0 | 0 | 0.0044856 | 0.00010747 | 7.7173e-05 | 0.00028289 | 7.055e-05
DIST_UGLINES | DISTSEC |  | 0.31376 | 0.23425 | 0.052587 | 0 | 0 | 0.018537 | 0 | 0 | 0 | 0.00082047 | 0 | 0 | 0 | 0.0051592 | 0 | 8.4128e-05 | 0.0018577 | 0.00046042
DIST_UGLINES | ENERGY |  | 0 | 0 | 0 | 0 | 0 | 0 | 0 | 0 | 0 | 0 | 0 | 0 | 0 | 0 | 0 | 0 | 0 | 0
DIST_UGLINES | CUSTOMER |  | 0.45713 | 0.36804 | 0.087046 | 0.00019779 | 0 | 0.0010285 | 0.00016953 | 0 | 0 | 1.4128e-05 | 9.6068e-05 | 0 | 0 | 0.00035884 | 2.8255e-06 | 2.2604e-05 | 0 | 0.00014975
DIST_UGLINES | TOTAL |  | 1 | 0.75454 | 0.17796 | 0.00064507 | 0 | 0.036094 | 0.0048616 | 0 | 0 | 0.0017773 | 0.011 | 0 | 0 | 0.010004 | 0.0001103 | 0.00018391 | 0.0021406 | 0.00068072
DIST_CPD | DISTPRI | 22.98% | 1 | 0.6645 | 0.1673 | 0.0019523 | 0 | 0.072142 | 0.02048 | 0 | 0 | 0.0041145 | 0.04759 | 0 | 0 | 0.019578 | 0.00046908 | 0.00033684 | 0.0012347 | 0.00030793
DISTSEC | DISTSEC | 62.74% | 1 | 0.7466 | 0.1676 | 0 | 0 | 0.059082 | 0 | 0 | 0 | 0.002615 | 0 | 0 | 0 | 0.016443 | 0 | 0.00026813 | 0.0059207 | 0.0014674
DIST_SERV EXCL OL | CUSTOMER | 14.29% | 1 | 0.80594 | 0.19061 | 0 | 0 | 0.0022522 | 0 | 0 | 0 | 3.0937e-05 | 0 | 0 | 0 | 0.00078579 | 0 | 4.9499e-05 | 0 | 0.00032793
DIST_TRANSF | PRODUCTION |  | 0 | 0 | 0 | 0 | 0 | 0 | 0 | 0 | 0 | 0 | 0 | 0 | 0 | 0 | 0 | 0 | 0 | 0
DIST_TRANSF | BULKTRAN |  | 0 | 0 | 0 | 0 | 0 | 0 | 0 | 0 | 0 | 0 | 0 | 0 | 0 | 0 | 0 | 0 | 0 | 0
DIST_TRANSF | SUBTRAN |  | 0 | 0 | 0 | 0 | 0 | 0 | 0 | 0 | 0 | 0 | 0 | 0 | 0 | 0 | 0 | 0 | 0 | 0
DIST_TRANSF | DISTPRI |  | 0.22975 | 0.15267 | 0.038437 | 0.00044854 | 0 | 0.016575 | 0.0047053 | 0 | 0 | 0.00094533 | 0.010934 | 0 | 0 | 0.0044982 | 0.00010777 | 7.739e-05 | 0.00028369 | 7.0748e-05
DIST_TRANSF | DISTSEC |  | 0.62739 | 0.46841 | 0.10515 | 0 | 0 | 0.037067 | 0 | 0 | 0 | 0.0016406 | 0 | 0 | 0 | 0.010316 | 0 | 0.00016822 | 0.0037146 | 0.00092065
DIST_TRANSF | ENERGY |  | 0 | 0 | 0 | 0 | 0 | 0 | 0 | 0 | 0 | 0 | 0 | 0 | 0 | 0 | 0 | 0 | 0 | 0
DIST_TRANSF | CUSTOMER |  | 0.14285 | 0.11513 | 0.027229 | 0 | 0 | 0.00032173 | 0 | 0 | 0 | 4.4194e-06 | 0 | 0 | 0 | 0.00011225 | 0 | 7.071e-06 | 0 | 4.6845e-05
DIST_TRANSF | TOTAL |  | 1 | 0.73621 | 0.17082 | 0.00044854 | 0 | 0.053964 | 0.0047053 | 0 | 0 | 0.0025904 | 0.010934 | 0 | 0 | 0.014927 | 0.00010777 | 0.00025268 | 0.0039983 | 0.0010382
Show under production as it is capturing load (LSE) charges for transmission service, whereas the bulktran and subtran buckets are capturing the costs and revenues as a transmission owner (TO).
TRAN_LSE | PRODUCTION | Same as BULK_TRANS | 1 | 0.49034 | 0.12404 | 0.0014502 | 3.5726e-05 | 0.051899 | 0.014781 | 0.0011697 | 0.0002469 | 0.0031176 | 0.033987 | 0.22699 | 0.03561 | 0.014087 | 0.00034006 | 0.0002456 | 0.0013317 | 0.00033068
TRAN_LSE | BULKTRAN
TRAN_LSE | SUBTRAN
TRAN_LSE | DISTPRI
TRAN_LSE | DISTSEC
TRAN_LSE | ENERGY
TRAN_LSE | CUSTOMER
TRAN_LSE | TOTAL |  | 1 | 0.49034 | 0.12404 | 0.0014502 | 3.5726e-05 | 0.051899 | 0.014781 | 0.0011697 | 0.0002469 | 0.0031176 | 0.033987 | 0.22699 | 0.03561 | 0.014087 | 0.00034006 | 0.0002456 | 0.0013317 | 0.00033068
Production EPIS | PRODUCTION |  | 606309552.5435 | 297299594.6683 | 75205237.3035 | 879263.6134 | 21661.105 | 31466814.8249 | 8961594.3878 | 709180.1378 | 149695.4227 | 1890221.1167 | 20606726.2356 | 137624867.1529 | 21590741.1517 | 8540949.31 | 206181.6388 | 148909.7394 | 807418.3201 | 200496.4149
| BULKTRAN |  | 10679002.2405 | 5236373.1105 | 1324598.7867 | 15486.5746 | 381.5196 | 554228.751 | 157841.6275 | 12490.8741 | 2636.6033 | 33292.6893 | 362948.7194 | 2424003.1491 | 380280.2911 | 150432.7557 | 3631.5017 | 2622.7649 | 14221.1549 | 3531.3672
| SUBTRAN |  | 4095488.9611 | 1944955.1102 | 497879.809 | 5801.9043 | 190.2109 | 217000.2102 | 61508.2196 | 6300.4667 | 0 | 12152.9863 | 140462.7645 | 1144173.9095 | 0 | 58892.6267 | 1409.0453 | 967.0721 | 3037.8625 | 756.7633
| DISTPRI |  | 7723996.8744 | 5132585.5276 | 1292188.0809 | 15079.3718 | 0 | 557227.2942 | 158184.7898 | 0 | 0 | 31780.72 | 367588.4816 | 0 | 0 | 151222.0991 | 3623.1565 | 2601.7401 | 9537.1589 | 2378.4539
| DISTSEC |  | 3264660.5043 | 2437401.285 | 547164.2898 | 0 | 0 | 192881.1804 | 0 | 0 | 0 | 8537.0284 | 0 | 0 | 0 | 53681.7097 | 0 | 875.3487 | 19329.0311 | 4790.6311
| ENERGY |  | 609429.6868 | 221547.4858 | 71508.0305 | 818.6313 | 20.7482 | 34604.0016 | 9659.0112 | 764.7112 | 156.7623 | 2305.8226 | 27556.4458 | 194811.1778 | 31220.3744 | 9386.1923 | 220.6087 | 215.5168 | 3708.4226 | 925.7437
| CUSTOMER |  | 8718256.1994 | 7001678.7184 | 1653030.2364 | 4856.0653 | 207.5053 | 20419.167 | 4139.7275 | 593.4341 | 252.8237 | 282.7728 | 2414.6468 | 1537.9862 | 379.3986 | 7087.2703 | 64.2267 | 442.2137 | 15243.5172 | 5626.4894
| TOTAL |  | 641400387.01 | 319274135.9059 | 80591606.5368 | 921306.1607 | 22461.089 | 33043175.4292 | 9352927.7635 | 729329.6239 | 152741.612 | 1978573.136 | 21507697.2936 | 141389393.3756 | 22002621.2158 | 8971651.9639 | 215130.1776 | 156634.3957 | 872495.4673 | 218505.8636
RB_GUP_EPIS_P | PRODUCTION |  | 0.94529 | 0.46352 | 0.11725 | 0.0013708 | 3.3772e-05 | 0.04906 | 0.013972 | 0.0011057 | 0.00023339 | 0.002947 | 0.032128 | 0.21457 | 0.033662 | 0.013316 | 0.00032146 | 0.00023216 | 0.0012588 | 0.00031259
RB_GUP_EPIS_P | BULKTRAN |  | 0.01665 | 0.008164 | 0.0020652 | 2.4145e-05 | 5.9482e-07 | 0.00086409 | 0.00024609 | 1.9474e-05 | 4.1107e-06 | 5.1906e-05 | 0.00056587 | 0.0037792 | 0.00059289 | 0.00023454 | 5.6618e-06 | 4.0891e-06 | 2.2172e-05 | 5.5057e-06
RB_GUP_EPIS_P | SUBTRAN |  | 0.0063852 | 0.0030324 | 0.00077624 | 9.0457e-06 | 2.9656e-07 | 0.00033832 | 9.5897e-05 | 9.823e-06 | 0 | 1.8948e-05 | 0.00021899 | 0.0017839 | 0 | 9.1819e-05 | 2.1968e-06 | 1.5078e-06 | 4.7363e-06 | 1.1799e-06
RB_GUP_EPIS_P | DISTPRI |  | 0.012042 | 0.0080022 | 0.0020146 | 2.351e-05 | 0 | 0.00086877 | 0.00024662 | 0 | 0 | 4.9549e-05 | 0.0005731 | 0 | 0 | 0.00023577 | 5.6488e-06 | 4.0563e-06 | 1.4869e-05 | 3.7082e-06
RB_GUP_EPIS_P | DISTSEC |  | 0.0050899 | 0.0038001 | 0.00085308 | 0 | 0 | 0.00030072 | 0 | 0 | 0 | 1.331e-05 | 0 | 0 | 0 | 8.3695e-05 | 0 | 1.3647e-06 | 3.0136e-05 | 7.469e-06
RB_GUP_EPIS_P | ENERGY |  | 0.00095015 | 0.00034541 | 0.00011149 | 1.2763e-06 | 3.2348e-08 | 5.3951e-05 | 1.5059e-05 | 1.1923e-06 | 2.4441e-07 | 3.595e-06 | 4.2963e-05 | 0.00030373 | 4.8675e-05 | 1.4634e-05 | 3.4395e-07 | 3.3601e-07 | 5.7818e-06 | 1.4433e-06
RB_GUP_EPIS_P | CUSTOMER |  | 0.013593 | 0.010916 | 0.0025772 | 7.571e-06 | 3.2352e-07 | 3.1835e-05 | 6.4542e-06 | 9.2522e-07 | 3.9417e-07 | 4.4087e-07 | 3.7646e-06 | 2.3979e-06 | 5.9152e-07 | 1.105e-05 | 1.0014e-07 | 6.8945e-07 | 2.3766e-05 | 8.7722e-06
RB_GUP_EPIS_P | TOTAL |  | 1 | 0.49778 | 0.12565 | 0.0014364 | 3.5019e-05 | 0.051517 | 0.014582 | 0.0011371 | 0.00023814 | 0.0030848 | 0.033532 | 0.22044 | 0.034304 | 0.013988 | 0.00033541 | 0.00024421 | 0.0013603 | 0.00034067
Transmission EPIS | PRODUCTION |  | 12793807 | 6273352.6454 | 1586914.2873 | 18553.4418 | 457.0734 | 663984.8475 | 189099.625 | 14964.4909 | 3158.7402 | 39885.7713 | 434824.8799 | 2904038.0139 | 455588.6908 | 180223.5452 | 4350.6623 | 3142.1614 | 17037.426 | 4230.6977
| BULKTRAN |  | 676927692.1844 | 331926699.261 | 83964548.3309 | 981673.2825 | 24184.0191 | 35131820.4545 | 10005369.9992 | 791779.8293 | 167130.7612 | 2110379.1172 | 23006834.6698 | 153654322.8095 | 24105459.858 | 9535731.5108 | 230196.0448 | 166253.5677 | 901460.0178 | 223848.651
| SUBTRAN |  | 259498069.8156 | 123236102.397 | 31546623.774 | 367619.8301 | 12052.1295 | 13749551.3318 | 3897279.279 | 399209.7042 | 0 | 770036.6254 | 8899991.3362 | 72497062.9559 | 0 | 3731550.2738 | 89279.8259 | 61275.5483 | 192484.8214 | 47949.9829
| DISTPRI |  | 0 | 0 | 0 | 0 | 0 | 0 | 0 | 0 | 0 | 0 | 0 | 0 | 0 | 0 | 0 | 0 | 0 | 0
| DISTSEC |  | 0 | 0 | 0 | 0 | 0 | 0 | 0 | 0 | 0 | 0 | 0 | 0 | 0 | 0 | 0 | 0 | 0 | 0
| ENERGY |  | 0 | 0 | 0 | 0 | 0 | 0 | 0 | 0 | 0 | 0 | 0 | 0 | 0 | 0 | 0 | 0 | 0 | 0
| CUSTOMER |  | 0 | 0 | 0 | 0 | 0 | 0 | 0 | 0 | 0 | 0 | 0 | 0 | 0 | 0 | 0 | 0 | 0 | 0
| TOTAL |  | 949219569 | 461436154.3034 | 117098086.3923 | 1367846.5544 | 36693.222 | 49545356.6338 | 14091748.9032 | 1205954.0244 | 170289.5014 | 2920301.5139 | 32341650.886 | 229055423.7793 | 24561048.5489 | 13447505.3299 | 323826.5329 | 230671.2774 | 1110982.2652 | 276029.3316
RB_GUP_EPIS_T | PRODUCTION |  | 0.013478 | 0.006609 | 0.0016718 | 1.9546e-05 | 4.8153e-07 | 0.00069951 | 0.00019922 | 1.5765e-05 | 3.3277e-06 | 4.202e-05 | 0.00045809 | 0.0030594 | 0.00047996 | 0.00018986 | 4.5834e-06 | 3.3103e-06 | 1.7949e-05 | 4.457e-06
RB_GUP_EPIS_T | BULKTRAN |  | 0.71314 | 0.34968 | 0.088456 | 0.0010342 | 2.5478e-05 | 0.037011 | 0.010541 | 0.00083414 | 0.00017607 | 0.0022233 | 0.024238 | 0.16187 | 0.025395 | 0.010046 | 0.00024251 | 0.00017515 | 0.00094969 | 0.00023582
RB_GUP_EPIS_T | SUBTRAN |  | 0.27338 | 0.12983 | 0.033234 | 0.00038729 | 1.2697e-05 | 0.014485 | 0.0041058 | 0.00042057 | 0 | 0.00081123 | 0.0093761 | 0.076375 | 0 | 0.0039312 | 9.4056e-05 | 6.4554e-05 | 0.00020278 | 5.0515e-05
RB_GUP_EPIS_T | DISTPRI |  | 0 | 0 | 0 | 0 | 0 | 0 | 0 | 0 | 0 | 0 | 0 | 0 | 0 | 0 | 0 | 0 | 0 | 0
RB_GUP_EPIS_T | DISTSEC |  | 0 | 0 | 0 | 0 | 0 | 0 | 0 | 0 | 0 | 0 | 0 | 0 | 0 | 0 | 0 | 0 | 0 | 0
RB_GUP_EPIS_T | ENERGY |  | 0 | 0 | 0 | 0 | 0 | 0 | 0 | 0 | 0 | 0 | 0 | 0 | 0 | 0 | 0 | 0 | 0 | 0
RB_GUP_EPIS_T | CUSTOMER |  | 0 | 0 | 0 | 0 | 0 | 0 | 0 | 0 | 0 | 0 | 0 | 0 | 0 | 0 | 0 | 0 | 0 | 0
RB_GUP_EPIS_T | TOTAL |  | 1 | 0.48612 | 0.12336 | 0.001441 | 3.8656e-05 | 0.052196 | 0.014846 | 0.0012705 | 0.0001794 | 0.0030765 | 0.034072 | 0.24131 | 0.025875 | 0.014167 | 0.00034115 | 0.00024301 | 0.0011704 | 0.0002908
Distribution EPIS | PRODUCTION |  | 0 | 0 | 0 | 0 | 0 | 0 | 0 | 0 | 0 | 0 | 0 | 0 | 0 | 0 | 0 | 0 | 0 | 0
| BULKTRAN |  | 0 | 0 | 0 | 0 | 0 | 0 | 0 | 0 | 0 | 0 | 0 | 0 | 0 | 0 | 0 | 0 | 0 | 0
| SUBTRAN |  | 0 | 0 | 0 | 0 | 0 | 0 | 0 | 0 | 0 | 0 | 0 | 0 | 0 | 0 | 0 | 0 | 0 | 0
| DISTPRI |  | 523105288.6799 | 347602760.3017 | 87513036.3303 | 1021245.7715 | 0 | 37738045.3821 | 10713015.7461 | 0 | 0 | 2152339.3901 | 24894815.7176 | 0 | 0 | 10241469.6792 | 245377.1472 | 176202.0367 | 645901.1227 | 161080.0548
| DISTSEC |  | 232697200.6833 | 173732140.0591 | 39000563.269 | 0 | 0 | 13748109.7003 | 0 | 0 | 0 | 608498.9852 | 0 | 0 | 0 | 3826304.0119 | 0 | 62392.763 | 1377727.1535 | 341464.7412
| ENERGY |  | 0 | 0 | 0 | 0 | 0 | 0 | 0 | 0 | 0 | 0 | 0 | 0 | 0 | 0 | 0 | 0 | 0 | 0
| CUSTOMER |  | 466140316.3068 | 334717593.35 | 82046637.938 | 667306.625 | 95200.8606 | 1371837.7118 | 559077.4566 | 273160.7986 | 117066.4559 | 19751.5689 | 348189.3105 | 708314.2455 | 175600.7591 | 464472.3168 | 7103.0703 | 27586.3864 | 38689007.1743 | 5852410.2785
| TOTAL |  | 1221942805.67 | 856052493.7107 | 208560237.5373 | 1688552.3965 | 95200.8606 | 52857992.7942 | 11272093.2027 | 273160.7986 | 117066.4559 | 2780589.9443 | 25243005.0281 | 708314.2455 | 175600.7591 | 14532246.0079 | 252480.2174 | 266181.1861 | 40712635.4506 | 6354955.0745
RB_GUP_EPIS_D | PRODUCTION |  | 0 | 0 | 0 | 0 | 0 | 0 | 0 | 0 | 0 | 0 | 0 | 0 | 0 | 0 | 0 | 0 | 0 | 0
RB_GUP_EPIS_D | BULKTRAN |  | 0 | 0 | 0 | 0 | 0 | 0 | 0 | 0 | 0 | 0 | 0 | 0 | 0 | 0 | 0 | 0 | 0 | 0
RB_GUP_EPIS_D | SUBTRAN |  | 0 | 0 | 0 | 0 | 0 | 0 | 0 | 0 | 0 | 0 | 0 | 0 | 0 | 0 | 0 | 0 | 0 | 0
RB_GUP_EPIS_D | DISTPRI |  | 0.42809 | 0.28447 | 0.071618 | 0.00083576 | 0 | 0.030884 | 0.0087672 | 0 | 0 | 0.0017614 | 0.020373 | 0 | 0 | 0.0083813 | 0.00020081 | 0.0001442 | 0.00052859 | 0.00013182
RB_GUP_EPIS_D | DISTSEC |  | 0.19043 | 0.14218 | 0.031917 | 0 | 0 | 0.011251 | 0 | 0 | 0 | 0.00049798 | 0 | 0 | 0 | 0.0031313 | 0 | 5.106e-05 | 0.0011275 | 0.00027944
RB_GUP_EPIS_D | ENERGY |  | 0 | 0 | 0 | 0 | 0 | 0 | 0 | 0 | 0 | 0 | 0 | 0 | 0 | 0 | 0 | 0 | 0 | 0
RB_GUP_EPIS_D | CUSTOMER |  | 0.38147 | 0.27392 | 0.067144 | 0.0005461 | 7.7909e-05 | 0.0011227 | 0.00045753 | 0.00022355 | 9.5804e-05 | 1.6164e-05 | 0.00028495 | 0.00057966 | 0.00014371 | 0.00038011 | 5.8129e-06 | 2.2576e-05 | 0.031662 | 0.0047894
RB_GUP_EPIS_D | TOTAL |  | 1 | 0.70057 | 0.17068 | 0.0013819 | 7.7909e-05 | 0.043257 | 0.0092247 | 0.00022355 | 9.5804e-05 | 0.0022755 | 0.020658 | 0.00057966 | 0.00014371 | 0.011893 | 0.00020662 | 0.00021783 | 0.033318 | 0.0052007
Gen & Int Plant | PRODUCTION |  | 40433845.0315 | 19826449.5229 | 5015320.801 | 58636.7286 | 1444.5455 | 2098473.1461 | 597634.8504 | 47294.125 | 9982.9559 | 126055.9188 | 1374230.6578 | 9177989.2426 | 1439853.0885 | 569582.6816 | 13749.9342 | 9930.5599 | 53845.4773 | 13370.7954
| BULKTRAN |  | 10879665.2484 | 5334766.7951 | 1349488.563 | 15777.5739 | 388.6885 | 564642.9457 | 160807.539 | 12725.5829 | 2686.1462 | 33918.2731 | 369768.6806 | 2469551.2023 | 387425.92 | 153259.4514 | 3699.7392 | 2672.0478 | 14488.3764 | 3597.7231
| SUBTRAN |  | 4172444.9458 | 1981501.6465 | 507235.183 | 5910.9245 | 193.7851 | 221077.7367 | 62663.9853 | 6418.8551 | 0 | 12381.3461 | 143102.1198 | 1165673.4254 | 0 | 59999.2443 | 1435.5219 | 985.2438 | 3094.9453 | 770.9832
| DISTPRI |  | 27781851.9337 | 18461003.2195 | 4647772.1985 | 54237.8359 | 0 | 2004248.1156 | 568962.7378 | 0 | 0 | 114309.6343 | 1322150.8158 | 0 | 0 | 543919.1696 | 13031.8537 | 9357.9992 | 34303.4753 | 8554.8786
| DISTSEC |  | 11103612.2447 | 8289976.4672 | 1860989.864 | 0 | 0 | 656018.5458 | 0 | 0 | 0 | 29035.7459 | 0 | 0 | 0 | 182579.7472 | 0 | 2977.1955 | 65741.0061 | 16293.6729
| ENERGY |  | 29164538.3945 | 10602256.9857 | 3422049.7395 | 39175.9771 | 992.9127 | 1655990.4365 | 462236.4326 | 36595.6088 | 7501.9324 | 110346.2014 | 1318726.4064 | 9322778.6546 | 1494065.3989 | 449180.558 | 10557.3295 | 10313.6564 | 177468.2731 | 44301.8909
| CUSTOMER |  | 42799671.3814 | 33618685.8492 | 7810805.8509 | 70390.3391 | 9930.2623 | 134774.3414 | 59252.3631 | 28399.0621 | 12098.9956 | 1960.8701 | 36868.8511 | 73601.04 | 18156.2928 | 45252.2902 | 759.3268 | 2648.1804 | 729485.5369 | 146601.9294
| TOTAL |  | 166335629.18 | 98114640.4861 | 24613662.1998 | 244129.3791 | 12950.1942 | 7335225.2678 | 1911557.9082 | 131433.2341 | 32270.03 | 428007.9897 | 4564847.5316 | 22209593.5648 | 3339500.7002 | 2003773.1422 | 43233.7052 | 38884.883 | 1078427.0904 | 233491.8736
RB_GUP_EPIS_G | PRODUCTION |  | 0.24309 | 0.1192 | 0.030152 | 0.00035252 | 8.6845e-06 | 0.012616 | 0.0035929 | 0.00028433 | 6.0017e-05 | 0.00075784 | 0.0082618 | 0.055178 | 0.0086563 | 0.0034243 | 8.2664e-05 | 5.9702e-05 | 0.00032372 | 8.0384e-05
RB_GUP_EPIS_G | BULKTRAN |  | 0.065408 | 0.032072 | 0.008113 | 9.4854e-05 | 2.3368e-06 | 0.0033946 | 0.00096677 | 7.6505e-05 | 1.6149e-05 | 0.00020391 | 0.002223 | 0.014847 | 0.0023292 | 0.00092139 | 2.2243e-05 | 1.6064e-05 | 8.7103e-05 | 2.1629e-05
RB_GUP_EPIS_G | SUBTRAN |  | 0.025084 | 0.011913 | 0.0030495 | 3.5536e-05 | 1.165e-06 | 0.0013291 | 0.00037673 | 3.859e-05 | 0 | 7.4436e-05 | 0.00086032 | 0.007008 | 0 | 0.00036071 | 8.6303e-06 | 5.9232e-06 | 1.8607e-05 | 4.6351e-06
RB_GUP_EPIS_G | DISTPRI |  | 0.16702 | 0.11099 | 0.027942 | 0.00032607 | 0 | 0.012049 | 0.0034206 | 0 | 0 | 0.00068722 | 0.0079487 | 0 | 0 | 0.00327 | 7.8347e-05 | 5.626e-05 | 0.00020623 | 5.1431e-05
RB_GUP_EPIS_G | DISTSEC |  | 0.066754 | 0.049839 | 0.011188 | 0 | 0 | 0.0039439 | 0 | 0 | 0 | 0.00017456 | 0 | 0 | 0 | 0.0010977 | 0 | 1.7899e-05 | 0.00039523 | 9.7957e-05
RB_GUP_EPIS_G | ENERGY |  | 0.17534 | 0.06374 | 0.020573 | 0.00023552 | 5.9693e-06 | 0.0099557 | 0.0027789 | 0.00022001 | 4.5101e-05 | 0.00066339 | 0.0079281 | 0.056048 | 0.0089822 | 0.0027004 | 6.347e-05 | 6.2005e-05 | 0.0010669 | 0.00026634
RB_GUP_EPIS_G | CUSTOMER |  | 0.25731 | 0.20211 | 0.046958 | 0.00042318 | 5.97e-05 | 0.00081026 | 0.00035622 | 0.00017073 | 7.2738e-05 | 1.1789e-05 | 0.00022165 | 0.00044249 | 0.00010915 | 0.00027205 | 4.565e-06 | 1.5921e-05 | 0.0043856 | 0.00088136
RB_GUP_EPIS_G | TOTAL |  | 1 | 0.58986 | 0.14798 | 0.0014677 | 7.7856e-05 | 0.044099 | 0.011492 | 0.00079017 | 0.00019401 | 0.0025732 | 0.027444 | 0.13352 | 0.020077 | 0.012047 | 0.00025992 | 0.00023377 | 0.0064834 | 0.0014037
Production Land | Allocate on PROD_DEMAND |  | 2130879.46 | Source: JCOS, Sch 4, KY PSC Juris.
Prod. GUP less Land | PRODUCTION |  | 604178673.0835 | 296254733.0179 | 74940927.9342 | 876173.4349 | 21584.9769 | 31356224.4687 | 8930098.7973 | 706687.7189 | 149169.317 | 1883577.9204 | 20534303.742 | 137141183.5273 | 21514860.3304 | 8510932.0797 | 205457.0119 | 148386.395 | 804580.6424 | 199791.7687
| BULKTRAN |  | 10679002.2405 | 5236373.1105 | 1324598.7867 | 15486.5746 | 381.5196 | 554228.751 | 157841.6275 | 12490.8741 | 2636.6033 | 33292.6893 | 362948.7194 | 2424003.1491 | 380280.2911 | 150432.7557 | 3631.5017 | 2622.7649 | 14221.1549 | 3531.3672
| SUBTRAN |  | 4095488.9611 | 1944955.1102 | 497879.809 | 5801.9043 | 190.2109 | 217000.2102 | 61508.2196 | 6300.4667 | 0 | 12152.9863 | 140462.7645 | 1144173.9095 | 0 | 58892.6267 | 1409.0453 | 967.0721 | 3037.8625 | 756.7633
| DISTPRI |  | 7723996.8744 | 5132585.5276 | 1292188.0809 | 15079.3718 | 0 | 557227.2942 | 158184.7898 | 0 | 0 | 31780.72 | 367588.4816 | 0 | 0 | 151222.0991 | 3623.1565 | 2601.7401 | 9537.1589 | 2378.4539
| DISTSEC |  | 3264660.5043 | 2437401.285 | 547164.2898 | 0 | 0 | 192881.1804 | 0 | 0 | 0 | 8537.0284 | 0 | 0 | 0 | 53681.7097 | 0 | 875.3487 | 19329.0311 | 4790.6311
| ENERGY |  | 609429.6868 | 221547.4858 | 71508.0305 | 818.6313 | 20.7482 | 34604.0016 | 9659.0112 | 764.7112 | 156.7623 | 2305.8226 | 27556.4458 | 194811.1778 | 31220.3744 | 9386.1923 | 220.6087 | 215.5168 | 3708.4226 | 925.7437
| CUSTOMER |  | 8718256.1994 | 7001678.7184 | 1653030.2364 | 4856.0653 | 207.5053 | 20419.167 | 4139.7275 | 593.4341 | 252.8237 | 282.7728 | 2414.6468 | 1537.9862 | 379.3986 | 7087.2703 | 64.2267 | 442.2137 | 15243.5172 | 5626.4894
| TOTAL |  | 639269507.55 | 318229274.2554 | 80327297.1675 | 918215.9821 | 22384.9609 | 32932585.073 | 9321432.173 | 726837.205 | 152215.5063 | 1971929.9397 | 21435274.8 | 140905709.75 | 21926740.3944 | 8941634.7337 | 214405.5507 | 156111.0513 | 869657.7895 | 217801.2175
RB_GUP-Land_P | PRODUCTION |  | 0.94511 | 0.46343 | 0.11723 | 0.0013706 | 3.3765e-05 | 0.04905 | 0.013969 | 0.0011055 | 0.00023334 | 0.0029465 | 0.032122 | 0.21453 | 0.033655 | 0.013314 | 0.00032139 | 0.00023212 | 0.0012586 | 0.00031253
RB_GUP-Land_P | BULKTRAN |  | 0.016705 | 0.0081912 | 0.0020721 | 2.4225e-05 | 5.9681e-07 | 0.00086697 | 0.00024691 | 1.9539e-05 | 4.1244e-06 | 5.2079e-05 | 0.00056776 | 0.0037918 | 0.00059487 | 0.00023532 | 5.6807e-06 | 4.1028e-06 | 2.2246e-05 | 5.5241e-06
RB_GUP-Land_P | SUBTRAN |  | 0.0064065 | 0.0030425 | 0.00077883 | 9.0758e-06 | 2.9754e-07 | 0.00033945 | 9.6216e-05 | 9.8557e-06 | 0 | 1.9011e-05 | 0.00021972 | 0.0017898 | 0 | 9.2125e-05 | 2.2041e-06 | 1.5128e-06 | 4.7521e-06 | 1.1838e-06
RB_GUP-Land_P | DISTPRI |  | 0.012083 | 0.0080288 | 0.0020214 | 2.3588e-05 | 0 | 0.00087166 | 0.00024745 | 0 | 0 | 4.9714e-05 | 0.00057501 | 0 | 0 | 0.00023655 | 5.6677e-06 | 4.0699e-06 | 1.4919e-05 | 3.7206e-06
RB_GUP-Land_P | DISTSEC |  | 0.0051069 | 0.0038128 | 0.00085592 | 0 | 0 | 0.00030172 | 0 | 0 | 0 | 1.3354e-05 | 0 | 0 | 0 | 8.3974e-05 | 0 | 1.3693e-06 | 3.0236e-05 | 7.4939e-06
RB_GUP-Land_P | ENERGY |  | 0.00095332 | 0.00034656 | 0.00011186 | 1.2806e-06 | 3.2456e-08 | 5.4131e-05 | 1.5109e-05 | 1.1962e-06 | 2.4522e-07 | 3.607e-06 | 4.3106e-05 | 0.00030474 | 4.8838e-05 | 1.4683e-05 | 3.4509e-07 | 3.3713e-07 | 5.801e-06 | 1.4481e-06
RB_GUP-Land_P | CUSTOMER |  | 0.013638 | 0.010953 | 0.0025858 | 7.5963e-06 | 3.246e-07 | 3.1941e-05 | 6.4757e-06 | 9.283e-07 | 3.9549e-07 | 4.4234e-07 | 3.7772e-06 | 2.4058e-06 | 5.9349e-07 | 1.1087e-05 | 1.0047e-07 | 6.9175e-07 | 2.3845e-05 | 8.8014e-06
RB_GUP-Land_P | TOTAL |  | 1 | 0.4978 | 0.12565 | 0.0014364 | 3.5016e-05 | 0.051516 | 0.014581 | 0.001137 | 0.00023811 | 0.0030847 | 0.033531 | 0.22042 | 0.0343 | 0.013987 | 0.00033539 | 0.0002442 | 0.0013604 | 0.0003407
Transmission Land | Allocate on BULK_TRANS |  | 40915361 | Source: JCOS, Sch 4, KY PSC Juris.
Trans. GUP less Land | PRODUCTION |  | 12793807 | 6273352.6454 | 1586914.2873 | 18553.4418 | 457.0734 | 663984.8475 | 189099.625 | 14964.4909 | 3158.7402 | 39885.7713 | 434824.8799 | 2904038.0139 | 455588.6908 | 180223.5452 | 4350.6623 | 3142.1614 | 17037.426 | 4230.6977
| BULKTRAN |  | 636012331.1844 | 311864141.7935 | 78889501.4008 | 922338.2646 | 22722.2709 | 33008357.1465 | 9400618.0734 | 743922.491 | 157028.9209 | 1982822.0318 | 21616238.6625 | 144367035.3199 | 22648459.9398 | 8959365.8197 | 216282.3663 | 156204.7474 | 846973.309 | 210318.6263
| SUBTRAN |  | 259498069.8156 | 123236102.397 | 31546623.774 | 367619.8301 | 12052.1295 | 13749551.3318 | 3897279.279 | 399209.7042 | 0 | 770036.6254 | 8899991.3362 | 72497062.9559 | 0 | 3731550.2738 | 89279.8259 | 61275.5483 | 192484.8214 | 47949.9829
| DISTPRI |  | 0 | 0 | 0 | 0 | 0 | 0 | 0 | 0 | 0 | 0 | 0 | 0 | 0 | 0 | 0 | 0 | 0 | 0
| DISTSEC |  | 0 | 0 | 0 | 0 | 0 | 0 | 0 | 0 | 0 | 0 | 0 | 0 | 0 | 0 | 0 | 0 | 0 | 0
| ENERGY |  | 0 | 0 | 0 | 0 | 0 | 0 | 0 | 0 | 0 | 0 | 0 | 0 | 0 | 0 | 0 | 0 | 0 | 0
| CUSTOMER |  | 0 | 0 | 0 | 0 | 0 | 0 | 0 | 0 | 0 | 0 | 0 | 0 | 0 | 0 | 0 | 0 | 0 | 0
| TOTAL |  | 908304208 | 441373596.8359 | 112023039.4621 | 1308511.5365 | 35231.4738 | 47421893.3258 | 13486996.9775 | 1158096.6862 | 160187.6611 | 2792744.4285 | 30951054.8787 | 219768136.2897 | 23104048.6306 | 12871139.6387 | 309912.8544 | 220622.4571 | 1056495.5564 | 262499.307
RB_GUP-Land_T | PRODUCTION |  | 0.014085 | 0.0069067 | 0.0017471 | 2.0426e-05 | 5.0322e-07 | 0.00073102 | 0.00020819 | 1.6475e-05 | 3.4776e-06 | 4.3912e-05 | 0.00047872 | 0.0031972 | 0.00050158 | 0.00019842 | 4.7899e-06 | 3.4594e-06 | 1.8757e-05 | 4.6578e-06
RB_GUP-Land_T | BULKTRAN |  | 0.70022 | 0.34335 | 0.086854 | 0.0010155 | 2.5016e-05 | 0.036341 | 0.01035 | 0.00081902 | 0.00017288 | 0.002183 | 0.023798 | 0.15894 | 0.024935 | 0.0098638 | 0.00023812 | 0.00017197 | 0.00093248 | 0.00023155
RB_GUP-Land_T | SUBTRAN |  | 0.2857 | 0.13568 | 0.034731 | 0.00040473 | 1.3269e-05 | 0.015138 | 0.0042907 | 0.00043951 | 0 | 0.00084777 | 0.0097985 | 0.079816 | 0 | 0.0041083 | 9.8293e-05 | 6.7461e-05 | 0.00021192 | 5.2791e-05
RB_GUP-Land_T | DISTPRI |  | 0 | 0 | 0 | 0 | 0 | 0 | 0 | 0 | 0 | 0 | 0 | 0 | 0 | 0 | 0 | 0 | 0 | 0
RB_GUP-Land_T | DISTSEC |  | 0 | 0 | 0 | 0 | 0 | 0 | 0 | 0 | 0 | 0 | 0 | 0 | 0 | 0 | 0 | 0 | 0 | 0
RB_GUP-Land_T | ENERGY |  | 0 | 0 | 0 | 0 | 0 | 0 | 0 | 0 | 0 | 0 | 0 | 0 | 0 | 0 | 0 | 0 | 0 | 0
RB_GUP-Land_T | CUSTOMER |  | 0 | 0 | 0 | 0 | 0 | 0 | 0 | 0 | 0 | 0 | 0 | 0 | 0 | 0 | 0 | 0 | 0 | 0
RB_GUP-Land_T | TOTAL |  | 1 | 0.48593 | 0.12333 | 0.0014406 | 3.8788e-05 | 0.052209 | 0.014849 | 0.001275 | 0.00017636 | 0.0030747 | 0.034076 | 0.24195 | 0.025436 | 0.014171 | 0.0003412 | 0.00024289 | 0.0011632 | 0.000289
Distribution Land | Allocate on DIST_CPD |  | 12030258.87 | Source: JCOS, Sch 4, KY PSC Juris.
Dist. GUP less Land | PRODUCTION |  | 0 | 0 | 0 | 0 | 0 | 0 | 0 | 0 | 0 | 0 | 0 | 0 | 0 | 0 | 0 | 0 | 0 | 0
| BULKTRAN |  | 0 | 0 | 0 | 0 | 0 | 0 | 0 | 0 | 0 | 0 | 0 | 0 | 0 | 0 | 0 | 0 | 0 | 0
| SUBTRAN |  | 0 | 0 | 0 | 0 | 0 | 0 | 0 | 0 | 0 | 0 | 0 | 0 | 0 | 0 | 0 | 0 | 0 | 0
| DISTPRI |  | 511075029.8099 | 339608669.4736 | 85500431.0206 | 997759.3888 | 0 | 36870154.2233 | 10466640.197 | 0 | 0 | 2102840.3684 | 24322290.2928 | 0 | 0 | 10005938.6415 | 239734.0182 | 172149.7815 | 631046.8326 | 157375.5716
| DISTSEC |  | 232697200.6833 | 173732140.0591 | 39000563.269 | 0 | 0 | 13748109.7003 | 0 | 0 | 0 | 608498.9852 | 0 | 0 | 0 | 3826304.0119 | 0 | 62392.763 | 1377727.1535 | 341464.7412
| ENERGY |  | 0 | 0 | 0 | 0 | 0 | 0 | 0 | 0 | 0 | 0 | 0 | 0 | 0 | 0 | 0 | 0 | 0 | 0
| CUSTOMER |  | 466140316.3068 | 334717593.35 | 82046637.938 | 667306.625 | 95200.8606 | 1371837.7118 | 559077.4566 | 273160.7986 | 117066.4559 | 19751.5689 | 348189.3105 | 708314.2455 | 175600.7591 | 464472.3168 | 7103.0703 | 27586.3864 | 38689007.1743 | 5852410.2785
| TOTAL |  | 1209912546.8 | 848058402.8826 | 206547632.2276 | 1665066.0138 | 95200.8606 | 51990101.6354 | 11025717.6536 | 273160.7986 | 117066.4559 | 2731090.9226 | 24670479.6033 | 708314.2455 | 175600.7591 | 14296714.9703 | 246837.0885 | 262128.931 | 40697781.1605 | 6351250.5913
RB_GUP-Land_D | PRODUCTION |  | 0 | 0 | 0 | 0 | 0 | 0 | 0 | 0 | 0 | 0 | 0 | 0 | 0 | 0 | 0 | 0 | 0 | 0
RB_GUP-Land_D | BULKTRAN |  | 0 | 0 | 0 | 0 | 0 | 0 | 0 | 0 | 0 | 0 | 0 | 0 | 0 | 0 | 0 | 0 | 0 | 0
RB_GUP-Land_D | SUBTRAN |  | 0 | 0 | 0 | 0 | 0 | 0 | 0 | 0 | 0 | 0 | 0 | 0 | 0 | 0 | 0 | 0 | 0 | 0
RB_GUP-Land_D | DISTPRI |  | 0.42241 | 0.28069 | 0.070667 | 0.00082465 | 0 | 0.030473 | 0.0086507 | 0 | 0 | 0.001738 | 0.020103 | 0 | 0 | 0.00827 | 0.00019814 | 0.00014228 | 0.00052156 | 0.00013007
RB_GUP-Land_D | DISTSEC |  | 0.19233 | 0.14359 | 0.032234 | 0 | 0 | 0.011363 | 0 | 0 | 0 | 0.00050293 | 0 | 0 | 0 | 0.0031625 | 0 | 5.1568e-05 | 0.0011387 | 0.00028222
RB_GUP-Land_D | ENERGY |  | 0 | 0 | 0 | 0 | 0 | 0 | 0 | 0 | 0 | 0 | 0 | 0 | 0 | 0 | 0 | 0 | 0 | 0
RB_GUP-Land_D | CUSTOMER |  | 0.38527 | 0.27665 | 0.067812 | 0.00055153 | 7.8684e-05 | 0.0011338 | 0.00046208 | 0.00022577 | 9.6756e-05 | 1.6325e-05 | 0.00028778 | 0.00058543 | 0.00014514 | 0.00038389 | 5.8707e-06 | 2.28e-05 | 0.031977 | 0.0048371
RB_GUP-Land_D | TOTAL |  | 1 | 0.70093 | 0.17071 | 0.0013762 | 7.8684e-05 | 0.04297 | 0.0091128 | 0.00022577 | 9.6756e-05 | 0.0022573 | 0.02039 | 0.00058543 | 0.00014514 | 0.011816 | 0.00020401 | 0.00021665 | 0.033637 | 0.0052493
General Land | Allocate on LABOR_M |  | 2134690.77 | Source: JCOS, Sch 4, KY PSC Juris.
Gen. GUP less Land | PRODUCTION |  | 39914931.8184 | 19572004.1043 | 4950956.0039 | 57884.2062 | 1426.0068 | 2071542.1075 | 589965.0228 | 46687.1695 | 9854.8383 | 124438.1631 | 1356594.283 | 9060202.2777 | 1421374.5394 | 562272.8653 | 13573.4725 | 9803.1147 | 53154.4441 | 13199.1995
| BULKTRAN |  | 10740039.5945 | 5266302.3447 | 1332169.7192 | 15575.0903 | 383.7002 | 557396.5241 | 158743.7937 | 12562.2675 | 2651.6732 | 33482.9784 | 365023.2043 | 2437857.8833 | 382453.8371 | 151292.5755 | 3652.2581 | 2637.7557 | 14302.4379 | 3551.5512
| SUBTRAN |  | 4118897.3099 | 1956071.7774 | 500725.5117 | 5835.0659 | 191.2981 | 218240.5057 | 61859.7786 | 6336.4779 | 0 | 12222.4485 | 141265.5994 | 1150713.598 | 0 | 59229.2359 | 1417.0989 | 972.5995 | 3055.2259 | 761.0887
| DISTPRI |  | 27425309.7835 | 18224081.4405 | 4588124.386 | 53541.7673 | 0 | 1978526.3266 | 561660.8777 | 0 | 0 | 112842.6262 | 1305182.8147 | 0 | 0 | 536938.7094 | 12864.6076 | 9237.9021 | 33863.237 | 8445.0884
| DISTSEC |  | 10961112.5368 | 8183585.9342 | 1837106.5992 | 0 | 0 | 647599.4432 | 0 | 0 | 0 | 28663.1117 | 0 | 0 | 0 | 180236.5854 | 0 | 2938.9872 | 64897.31 | 16084.5659
| ENERGY |  | 28790251.3507 | 10466191.4883 | 3378132.4018 | 38673.2069 | 980.17 | 1634738.0595 | 456304.2589 | 36125.9541 | 7405.6553 | 108930.0585 | 1301802.3529 | 9203133.5151 | 1474891.1087 | 443415.9386 | 10421.8406 | 10181.2947 | 175190.71 | 43733.3366
| CUSTOMER |  | 42250396.0162 | 33187235.9023 | 7710564.8187 | 69486.9751 | 9802.821 | 133044.6967 | 58491.9399 | 28034.5989 | 11943.7215 | 1935.705 | 36395.6897 | 72656.4711 | 17923.2816 | 44671.5388 | 749.5818 | 2614.1946 | 720123.5857 | 144720.4938
| TOTAL |  | 164200938.41 | 96855472.9916 | 24297779.4405 | 240996.3117 | 12783.9961 | 7241087.6633 | 1887025.6715 | 129746.4679 | 31855.8882 | 422515.0913 | 4506263.944 | 21924563.7452 | 3296642.7668 | 1978057.4489 | 42678.8596 | 38385.8486 | 1064586.9506 | 230495.3241
RB_GUP-Land_G | PRODUCTION |  | 0.24309 | 0.1192 | 0.030152 | 0.00035252 | 8.6845e-06 | 0.012616 | 0.0035929 | 0.00028433 | 6.0017e-05 | 0.00075784 | 0.0082618 | 0.055178 | 0.0086563 | 0.0034243 | 8.2664e-05 | 5.9702e-05 | 0.00032372 | 8.0384e-05
RB_GUP-Land_G | BULKTRAN |  | 0.065408 | 0.032072 | 0.008113 | 9.4854e-05 | 2.3368e-06 | 0.0033946 | 0.00096677 | 7.6505e-05 | 1.6149e-05 | 0.00020391 | 0.002223 | 0.014847 | 0.0023292 | 0.00092139 | 2.2243e-05 | 1.6064e-05 | 8.7103e-05 | 2.1629e-05
RB_GUP-Land_G | SUBTRAN |  | 0.025084 | 0.011913 | 0.0030495 | 3.5536e-05 | 1.165e-06 | 0.0013291 | 0.00037673 | 3.859e-05 | 0 | 7.4436e-05 | 0.00086032 | 0.007008 | 0 | 0.00036071 | 8.6303e-06 | 5.9232e-06 | 1.8607e-05 | 4.6351e-06
RB_GUP-Land_G | DISTPRI |  | 0.16702 | 0.11099 | 0.027942 | 0.00032607 | 0 | 0.012049 | 0.0034206 | 0 | 0 | 0.00068722 | 0.0079487 | 0 | 0 | 0.00327 | 7.8347e-05 | 5.626e-05 | 0.00020623 | 5.1431e-05
RB_GUP-Land_G | DISTSEC |  | 0.066754 | 0.049839 | 0.011188 | 0 | 0 | 0.0039439 | 0 | 0 | 0 | 0.00017456 | 0 | 0 | 0 | 0.0010977 | 0 | 1.7899e-05 | 0.00039523 | 9.7957e-05
RB_GUP-Land_G | ENERGY |  | 0.17534 | 0.06374 | 0.020573 | 0.00023552 | 5.9693e-06 | 0.0099557 | 0.0027789 | 0.00022001 | 4.5101e-05 | 0.00066339 | 0.0079281 | 0.056048 | 0.0089822 | 0.0027004 | 6.347e-05 | 6.2005e-05 | 0.0010669 | 0.00026634
RB_GUP-Land_G | CUSTOMER |  | 0.25731 | 0.20211 | 0.046958 | 0.00042318 | 5.97e-05 | 0.00081026 | 0.00035622 | 0.00017073 | 7.2738e-05 | 1.1789e-05 | 0.00022165 | 0.00044249 | 0.00010915 | 0.00027205 | 4.565e-06 | 1.5921e-05 | 0.0043856 | 0.00088136
RB_GUP-Land_G | TOTAL |  | 1 | 0.58986 | 0.14798 | 0.0014677 | 7.7856e-05 | 0.044099 | 0.011492 | 0.00079017 | 0.00019401 | 0.0025732 | 0.027444 | 0.13352 | 0.020077 | 0.012047 | 0.00025992 | 0.00023377 | 0.0064834 | 0.0014037
CWIP | PRODUCTION |  | 9867192.8876 | 4838308.1442 | 1223903.8285 | 14309.2973 | 352.5168 | 512096.7172 | 145842.6311 | 11541.3277 | 2436.1708 | 30761.8052 | 335357.6431 | 2239732.3358 | 351371.6824 | 138996.9759 | 3355.4378 | 2423.3844 | 13140.0739 | 3262.9154
| BULKTRAN |  | 68579338.3648 | 33627392.8276 | 8506422.8235 | 99453.0213 | 2450.0756 | 3559194.0323 | 1013640.9879 | 80214.9734 | 16931.9665 | 213801.8657 | 2330815.4146 | 15566672.6547 | 2442116.7979 | 966062.0556 | 23321.0912 | 16843.0983 | 91326.6399 | 22678.0387
| SUBTRAN |  | 26289709.4423 | 12485030.5327 | 3195983.5905 | 37243.5083 | 1220.9994 | 1392964.9255 | 394832.7629 | 40443.8736 | 0 | 78012.2918 | 901656.75 | 7344666.2701 | 0 | 378042.7829 | 9044.9254 | 6207.8164 | 19500.6076 | 4857.8054
| DISTPRI |  | 22950337.227 | 15250468.1994 | 3839482.6797 | 44805.3869 | 0 | 1655691.2854 | 470014.9844 | 0 | 0 | 94430.1576 | 1092216.8601 | 0 | 0 | 449326.7186 | 10765.4967 | 7730.5587 | 28337.7915 | 7067.108
| DISTSEC |  | 10195746.0132 | 7612161.9391 | 1708829.4844 | 0 | 0 | 602380.4079 | 0 | 0 | 0 | 26661.692 | 0 | 0 | 0 | 167651.4533 | 0 | 2733.7706 | 60365.8149 | 14961.451
| ENERGY |  | 266685.0137 | 96948.6646 | 31291.7479 | 358.2311 | 9.0793 | 15142.6306 | 4226.7609 | 334.6359 | 68.5988 | 1009.0226 | 12058.6366 | 85248.9184 | 13661.9632 | 4107.3759 | 96.5378 | 94.3097 | 1622.7971 | 405.1033
| CUSTOMER |  | 20635852.7114 | 14853439.465 | 3636238.3273 | 29518.8844 | 4203.7234 | 60737.8513 | 24734.7072 | 12060.9273 | 5168.204 | 874.5257 | 15402.0833 | 31273.9978 | 7752.4238 | 20563.4186 | 314.4695 | 1221.2608 | 1678134.1312 | 254214.3107
| TOTAL |  | 158784861.66 | 88763749.7726 | 22142152.4818 | 225688.3294 | 8236.3945 | 7798207.8501 | 2053292.8343 | 144595.7378 | 24604.9401 | 445551.3606 | 4687507.3878 | 25267594.1769 | 2814902.8673 | 2124750.7809 | 46897.9585 | 37254.1989 | 1892427.856 | 307446.7325
RB_GUP_CWIP | PRODUCTION |  | 0.062142 | 0.030471 | 0.0077079 | 9.0118e-05 | 2.2201e-06 | 0.0032251 | 0.00091849 | 7.2685e-05 | 1.5343e-05 | 0.00019373 | 0.002112 | 0.014105 | 0.0022129 | 0.00087538 | 2.1132e-05 | 1.5262e-05 | 8.2754e-05 | 2.0549e-05
RB_GUP_CWIP | BULKTRAN |  | 0.4319 | 0.21178 | 0.053572 | 0.00062634 | 1.543e-05 | 0.022415 | 0.0063837 | 0.00050518 | 0.00010663 | 0.0013465 | 0.014679 | 0.098036 | 0.01538 | 0.0060841 | 0.00014687 | 0.00010607 | 0.00057516 | 0.00014282
RB_GUP_CWIP | SUBTRAN |  | 0.16557 | 0.078629 | 0.020128 | 0.00023455 | 7.6896e-06 | 0.0087727 | 0.0024866 | 0.00025471 | 0 | 0.00049131 | 0.0056785 | 0.046255 | 0 | 0.0023808 | 5.6963e-05 | 3.9096e-05 | 0.00012281 | 3.0594e-05
RB_GUP_CWIP | DISTPRI |  | 0.14454 | 0.096045 | 0.02418 | 0.00028218 | 0 | 0.010427 | 0.0029601 | 0 | 0 | 0.00059471 | 0.0068786 | 0 | 0 | 0.0028298 | 6.7799e-05 | 4.8686e-05 | 0.00017847 | 4.4507e-05
RB_GUP_CWIP | DISTSEC |  | 0.064211 | 0.04794 | 0.010762 | 0 | 0 | 0.0037937 | 0 | 0 | 0 | 0.00016791 | 0 | 0 | 0 | 0.0010558 | 0 | 1.7217e-05 | 0.00038017 | 9.4225e-05
RB_GUP_CWIP | ENERGY |  | 0.0016795 | 0.00061057 | 0.00019707 | 2.2561e-06 | 5.718e-08 | 9.5366e-05 | 2.6619e-05 | 2.1075e-06 | 4.3202e-07 | 6.3547e-06 | 7.5943e-05 | 0.00053688 | 8.6041e-05 | 2.5868e-05 | 6.0798e-07 | 5.9395e-07 | 1.022e-05 | 2.5513e-06
RB_GUP_CWIP | CUSTOMER |  | 0.12996 | 0.093544 | 0.0229 | 0.0001859 | 2.6474e-05 | 0.00038252 | 0.00015577 | 7.5958e-05 | 3.2548e-05 | 5.5076e-06 | 9.7e-05 | 0.00019696 | 4.8823e-05 | 0.0001295 | 1.9805e-06 | 7.6913e-06 | 0.010569 | 0.001601
RB_GUP_CWIP | TOTAL |  | 1 | 0.55902 | 0.13945 | 0.0014213 | 5.1871e-05 | 0.049112 | 0.012931 | 0.00091064 | 0.00015496 | 0.002806 | 0.029521 | 0.15913 | 0.017728 | 0.013381 | 0.00029536 | 0.00023462 | 0.011918 | 0.0019362
T&D Plant | PRODUCTION |  | 12793807 | 6273352.6454 | 1586914.2873 | 18553.4418 | 457.0734 | 663984.8475 | 189099.625 | 14964.4909 | 3158.7402 | 39885.7713 | 434824.8799 | 2904038.0139 | 455588.6908 | 180223.5452 | 4350.6623 | 3142.1614 | 17037.426 | 4230.6977
| BULKTRAN |  | 676927692.1844 | 331926699.261 | 83964548.3309 | 981673.2825 | 24184.0191 | 35131820.4545 | 10005369.9992 | 791779.8293 | 167130.7612 | 2110379.1172 | 23006834.6698 | 153654322.8095 | 24105459.858 | 9535731.5108 | 230196.0448 | 166253.5677 | 901460.0178 | 223848.651
| SUBTRAN |  | 259498069.8156 | 123236102.397 | 31546623.774 | 367619.8301 | 12052.1295 | 13749551.3318 | 3897279.279 | 399209.7042 | 0 | 770036.6254 | 8899991.3362 | 72497062.9559 | 0 | 3731550.2738 | 89279.8259 | 61275.5483 | 192484.8214 | 47949.9829
| DISTPRI |  | 523105288.6799 | 347602760.3017 | 87513036.3303 | 1021245.7715 | 0 | 37738045.3821 | 10713015.7461 | 0 | 0 | 2152339.3901 | 24894815.7176 | 0 | 0 | 10241469.6792 | 245377.1472 | 176202.0367 | 645901.1227 | 161080.0548
| DISTSEC |  | 232697200.6833 | 173732140.0591 | 39000563.269 | 0 | 0 | 13748109.7003 | 0 | 0 | 0 | 608498.9852 | 0 | 0 | 0 | 3826304.0119 | 0 | 62392.763 | 1377727.1535 | 341464.7412
| ENERGY |  | 0 | 0 | 0 | 0 | 0 | 0 | 0 | 0 | 0 | 0 | 0 | 0 | 0 | 0 | 0 | 0 | 0 | 0
| CUSTOMER |  | 466140316.3068 | 334717593.35 | 82046637.938 | 667306.625 | 95200.8606 | 1371837.7118 | 559077.4566 | 273160.7986 | 117066.4559 | 19751.5689 | 348189.3105 | 708314.2455 | 175600.7591 | 464472.3168 | 7103.0703 | 27586.3864 | 38689007.1743 | 5852410.2785
| TOTAL |  | 2171162374.67 | 1317488648.0141 | 325658323.9296 | 3056398.9508 | 131894.0826 | 102403349.428 | 25363842.1059 | 1479114.823 | 287355.9572 | 5700891.4581 | 57584655.914 | 229763738.0248 | 24736649.308 | 27979751.3378 | 576306.7504 | 496852.4636 | 41823617.7158 | 6630984.4061
TDPLANT | PRODUCTION |  | 0.0058926 | 0.0028894 | 0.00073091 | 8.5454e-06 | 2.1052e-07 | 0.00030582 | 8.7096e-05 | 6.8924e-06 | 1.4549e-06 | 1.8371e-05 | 0.00020027 | 0.0013375 | 0.00020984 | 8.3008e-05 | 2.0038e-06 | 1.4472e-06 | 7.8471e-06 | 1.9486e-06
TDPLANT | BULKTRAN |  | 0.31178 | 0.15288 | 0.038673 | 0.00045214 | 1.1139e-05 | 0.016181 | 0.0046083 | 0.00036468 | 7.6978e-05 | 0.000972 | 0.010597 | 0.070771 | 0.011103 | 0.004392 | 0.00010602 | 7.6574e-05 | 0.0004152 | 0.0001031
TDPLANT | SUBTRAN |  | 0.11952 | 0.05676 | 0.01453 | 0.00016932 | 5.551e-06 | 0.0063328 | 0.001795 | 0.00018387 | 0 | 0.00035467 | 0.0040992 | 0.033391 | 0 | 0.0017187 | 4.1121e-05 | 2.8222e-05 | 8.8655e-05 | 2.2085e-05
TDPLANT | DISTPRI |  | 0.24093 | 0.1601 | 0.040307 | 0.00047037 | 0 | 0.017381 | 0.0049342 | 0 | 0 | 0.00099133 | 0.011466 | 0 | 0 | 0.004717 | 0.00011302 | 8.1156e-05 | 0.00029749 | 7.4191e-05
TDPLANT | DISTSEC |  | 0.10718 | 0.080018 | 0.017963 | 0 | 0 | 0.0063321 | 0 | 0 | 0 | 0.00028026 | 0 | 0 | 0 | 0.0017623 | 0 | 2.8737e-05 | 0.00063456 | 0.00015727
TDPLANT | ENERGY |  | 0 | 0 | 0 | 0 | 0 | 0 | 0 | 0 | 0 | 0 | 0 | 0 | 0 | 0 | 0 | 0 | 0 | 0
TDPLANT | CUSTOMER |  | 0.2147 | 0.15417 | 0.037789 | 0.00030735 | 4.3848e-05 | 0.00063184 | 0.0002575 | 0.00012581 | 5.3919e-05 | 9.0972e-06 | 0.00016037 | 0.00032624 | 8.0879e-05 | 0.00021393 | 3.2716e-06 | 1.2706e-05 | 0.017819 | 0.0026955
TDPLANT | TOTAL |  | 1 | 0.60681 | 0.14999 | 0.0014077 | 6.0748e-05 | 0.047165 | 0.011682 | 0.00068125 | 0.00013235 | 0.0026257 | 0.026523 | 0.10583 | 0.011393 | 0.012887 | 0.00026544 | 0.00022884 | 0.019263 | 0.0030541
Electric Plant in Service | PRODUCTION |  | 659537204.575 | 323399396.8366 | 81807472.3918 | 956453.7838 | 23562.724 | 34229272.8185 | 9748328.8632 | 771438.7538 | 162837.1188 | 2056162.8067 | 22415781.7732 | 149706894.4094 | 23486182.9311 | 9290755.5369 | 224282.2352 | 161982.4607 | 878301.2234 | 218097.908
| BULKTRAN |  | 698486359.6733 | 342497839.1666 | 86638635.6806 | 1012937.431 | 24954.2273 | 36250692.1511 | 10324019.1657 | 816996.2863 | 172453.5106 | 2177590.0796 | 23739552.0699 | 158547877.1609 | 24873166.0691 | 9839423.7179 | 237527.2857 | 171548.3805 | 930169.5491 | 230977.7413
| SUBTRAN |  | 267766003.7225 | 127162559.1536 | 32551738.766 | 379332.6589 | 12436.1254 | 14187629.2787 | 4021451.4839 | 411929.026 | 0 | 794570.9579 | 9183556.2205 | 74806910.2908 | 0 | 3850442.1448 | 92124.3931 | 63227.8642 | 198617.6291 | 49477.7295
| DISTPRI |  | 558611137.4881 | 371196349.0488 | 93452996.6097 | 1090562.9792 | 0 | 40299520.7919 | 11440163.2737 | 0 | 0 | 2298429.7444 | 26584555.015 | 0 | 0 | 10936610.9478 | 262032.1573 | 188161.776 | 689741.7569 | 172013.3873
| DISTSEC |  | 247065473.4322 | 184459517.8114 | 41408717.4228 | 0 | 0 | 14597009.4265 | 0 | 0 | 0 | 646071.7595 | 0 | 0 | 0 | 4062565.4688 | 0 | 66245.3072 | 1462797.1907 | 362549.0453
| ENERGY |  | 29773968.0813 | 10823804.4715 | 3493557.77 | 39994.6084 | 1013.6609 | 1690594.4381 | 471895.4439 | 37360.3201 | 7658.6947 | 112652.024 | 1346282.8522 | 9517589.8324 | 1525285.7733 | 458566.7503 | 10777.9382 | 10529.1732 | 181176.6957 | 45227.6346
| CUSTOMER |  | 517658243.8876 | 375337957.9176 | 91510474.0253 | 742553.0294 | 105338.6282 | 1527031.2202 | 622469.5472 | 302153.2948 | 129418.2751 | 21995.2118 | 387472.8083 | 783453.2717 | 194136.4505 | 516811.8774 | 7926.6237 | 30676.7805 | 39433736.2284 | 6004638.6973
| TOTAL |  | 2978898390.86 | 1734877424.4061 | 430863592.6662 | 4221834.4906 | 167305.3658 | 142781750.1251 | 36628327.7776 | 2339877.6809 | 472367.5993 | 8107472.5838 | 83657200.7392 | 393362724.9652 | 50078771.224 | 38955176.4439 | 834670.6332 | 692371.7422 | 43774540.2735 | 7082982.1433
RB_GUP_EPIS | PRODUCTION |  | 0.2214 | 0.10856 | 0.027462 | 0.00032108 | 7.9099e-06 | 0.011491 | 0.0032725 | 0.00025897 | 5.4664e-05 | 0.00069024 | 0.0075249 | 0.050256 | 0.0078842 | 0.0031189 | 7.529e-05 | 5.4377e-05 | 0.00029484 | 7.3214e-05
RB_GUP_EPIS | BULKTRAN |  | 0.23448 | 0.11497 | 0.029084 | 0.00034004 | 8.377e-06 | 0.012169 | 0.0034657 | 0.00027426 | 5.7892e-05 | 0.00073101 | 0.0079692 | 0.053224 | 0.0083498 | 0.003303 | 7.9737e-05 | 5.7588e-05 | 0.00031225 | 7.7538e-05
RB_GUP_EPIS | SUBTRAN |  | 0.089888 | 0.042688 | 0.010927 | 0.00012734 | 4.1747e-06 | 0.0047627 | 0.00135 | 0.00013828 | 0 | 0.00026673 | 0.0030829 | 0.025112 | 0 | 0.0012926 | 3.0926e-05 | 2.1225e-05 | 6.6675e-05 | 1.6609e-05
RB_GUP_EPIS | DISTPRI |  | 0.18752 | 0.12461 | 0.031372 | 0.0003661 | 0 | 0.013528 | 0.0038404 | 0 | 0 | 0.00077157 | 0.0089243 | 0 | 0 | 0.0036714 | 8.7963e-05 | 6.3165e-05 | 0.00023154 | 5.7744e-05
RB_GUP_EPIS | DISTSEC |  | 0.082939 | 0.061922 | 0.013901 | 0 | 0 | 0.0049001 | 0 | 0 | 0 | 0.00021688 | 0 | 0 | 0 | 0.0013638 | 0 | 2.2238e-05 | 0.00049105 | 0.00012171
RB_GUP_EPIS | ENERGY |  | 0.009995 | 0.0036335 | 0.0011728 | 1.3426e-05 | 3.4028e-07 | 0.00056752 | 0.00015841 | 1.2542e-05 | 2.571e-06 | 3.7817e-05 | 0.00045194 | 0.003195 | 0.00051203 | 0.00015394 | 3.6181e-06 | 3.5346e-06 | 6.082e-05 | 1.5183e-05
RB_GUP_EPIS | CUSTOMER |  | 0.17378 | 0.126 | 0.03072 | 0.00024927 | 3.5362e-05 | 0.00051262 | 0.00020896 | 0.00010143 | 4.3445e-05 | 7.3837e-06 | 0.00013007 | 0.000263 | 6.5171e-05 | 0.00017349 | 2.6609e-06 | 1.0298e-05 | 0.013238 | 0.0020157
RB_GUP_EPIS | TOTAL |  | 1 | 0.58239 | 0.14464 | 0.0014172 | 5.6164e-05 | 0.047931 | 0.012296 | 0.00078548 | 0.00015857 | 0.0027216 | 0.028083 | 0.13205 | 0.016811 | 0.013077 | 0.00028019 | 0.00023243 | 0.014695 | 0.0023777
Gross Utility Plant | PRODUCTION | Same as | 659537204.575 | 323399396.8366 | 81807472.3918 | 956453.7838 | 23562.724 | 34229272.8185 | 9748328.8632 | 771438.7538 | 162837.1188 | 2056162.8067 | 22415781.7732 | 149706894.4094 | 23486182.9311 | 9290755.5369 | 224282.2352 | 161982.4607 | 878301.2234 | 218097.908
| BULKTRAN | RB_GUP_EPIS | 698486359.6733 | 342497839.1666 | 86638635.6806 | 1012937.431 | 24954.2273 | 36250692.1511 | 10324019.1657 | 816996.2863 | 172453.5106 | 2177590.0796 | 23739552.0699 | 158547877.1609 | 24873166.0691 | 9839423.7179 | 237527.2857 | 171548.3805 | 930169.5491 | 230977.7413
| SUBTRAN |  | 267766003.7225 | 127162559.1536 | 32551738.766 | 379332.6589 | 12436.1254 | 14187629.2787 | 4021451.4839 | 411929.026 | 0 | 794570.9579 | 9183556.2205 | 74806910.2908 | 0 | 3850442.1448 | 92124.3931 | 63227.8642 | 198617.6291 | 49477.7295
| DISTPRI |  | 558611137.4881 | 371196349.0488 | 93452996.6097 | 1090562.9792 | 0 | 40299520.7919 | 11440163.2737 | 0 | 0 | 2298429.7444 | 26584555.015 | 0 | 0 | 10936610.9478 | 262032.1573 | 188161.776 | 689741.7569 | 172013.3873
| DISTSEC |  | 247065473.4322 | 184459517.8114 | 41408717.4228 | 0 | 0 | 14597009.4265 | 0 | 0 | 0 | 646071.7595 | 0 | 0 | 0 | 4062565.4688 | 0 | 66245.3072 | 1462797.1907 | 362549.0453
| ENERGY |  | 29773968.0813 | 10823804.4715 | 3493557.77 | 39994.6084 | 1013.6609 | 1690594.4381 | 471895.4439 | 37360.3201 | 7658.6947 | 112652.024 | 1346282.8522 | 9517589.8324 | 1525285.7733 | 458566.7503 | 10777.9382 | 10529.1732 | 181176.6957 | 45227.6346
| CUSTOMER |  | 517658243.8876 | 375337957.9176 | 91510474.0253 | 742553.0294 | 105338.6282 | 1527031.2202 | 622469.5472 | 302153.2948 | 129418.2751 | 21995.2118 | 387472.8083 | 783453.2717 | 194136.4505 | 516811.8774 | 7926.6237 | 30676.7805 | 39433736.2284 | 6004638.6973
| TOTAL |  | 2978898390.86 | 1734877424.4061 | 430863592.6662 | 4221834.4906 | 167305.3658 | 142781750.1251 | 36628327.7776 | 2339877.6809 | 472367.5993 | 8107472.5838 | 83657200.7392 | 393362724.9652 | 50078771.224 | 38955176.4439 | 834670.6332 | 692371.7422 | 43774540.2735 | 7082982.1433
RB_GUP | PRODUCTION |  | 0.2214 | 0.10856 | 0.027462 | 0.00032108 | 7.9099e-06 | 0.011491 | 0.0032725 | 0.00025897 | 5.4664e-05 | 0.00069024 | 0.0075249 | 0.050256 | 0.0078842 | 0.0031189 | 7.529e-05 | 5.4377e-05 | 0.00029484 | 7.3214e-05
RB_GUP | BULKTRAN |  | 0.23448 | 0.11497 | 0.029084 | 0.00034004 | 8.377e-06 | 0.012169 | 0.0034657 | 0.00027426 | 5.7892e-05 | 0.00073101 | 0.0079692 | 0.053224 | 0.0083498 | 0.003303 | 7.9737e-05 | 5.7588e-05 | 0.00031225 | 7.7538e-05
RB_GUP | SUBTRAN |  | 0.089888 | 0.042688 | 0.010927 | 0.00012734 | 4.1747e-06 | 0.0047627 | 0.00135 | 0.00013828 | 0 | 0.00026673 | 0.0030829 | 0.025112 | 0 | 0.0012926 | 3.0926e-05 | 2.1225e-05 | 6.6675e-05 | 1.6609e-05
RB_GUP | DISTPRI |  | 0.18752 | 0.12461 | 0.031372 | 0.0003661 | 0 | 0.013528 | 0.0038404 | 0 | 0 | 0.00077157 | 0.0089243 | 0 | 0 | 0.0036714 | 8.7963e-05 | 6.3165e-05 | 0.00023154 | 5.7744e-05
RB_GUP | DISTSEC |  | 0.082939 | 0.061922 | 0.013901 | 0 | 0 | 0.0049001 | 0 | 0 | 0 | 0.00021688 | 0 | 0 | 0 | 0.0013638 | 0 | 2.2238e-05 | 0.00049105 | 0.00012171
RB_GUP | ENERGY |  | 0.009995 | 0.0036335 | 0.0011728 | 1.3426e-05 | 3.4028e-07 | 0.00056752 | 0.00015841 | 1.2542e-05 | 2.571e-06 | 3.7817e-05 | 0.00045194 | 0.003195 | 0.00051203 | 0.00015394 | 3.6181e-06 | 3.5346e-06 | 6.082e-05 | 1.5183e-05
RB_GUP | CUSTOMER |  | 0.17378 | 0.126 | 0.03072 | 0.00024927 | 3.5362e-05 | 0.00051262 | 0.00020896 | 0.00010143 | 4.3445e-05 | 7.3837e-06 | 0.00013007 | 0.000263 | 6.5171e-05 | 0.00017349 | 2.6609e-06 | 1.0298e-05 | 0.013238 | 0.0020157
RB_GUP | TOTAL |  | 1 | 0.58239 | 0.14464 | 0.0014172 | 5.6164e-05 | 0.047931 | 0.012296 | 0.00078548 | 0.00015857 | 0.0027216 | 0.028083 | 0.13205 | 0.016811 | 0.013077 | 0.00028019 | 0.00023243 | 0.014695 | 0.0023777
Net EPIS | PRODUCTION |  | 402808484.6898 | 197514287.4211 | 49963434.6051 | 584148.5464 | 14390.7957 | 20905327.8881 | 5953734.7558 | 471151.7004 | 99451.8165 | 1255789.391 | 13690307.4255 | 91432608.9057 | 14344048.6632 | 5674274.5268 | 136979.0615 | 98929.8391 | 536417.3278 | 133202.0199
| BULKTRAN |  | 472231778.0892 | 231555507.6222 | 58574539.6629 | 684825.4622 | 16871.0225 | 24508322.2806 | 6979849.8713 | 552353.82 | 116592.1522 | 1472222.3576 | 16049806.4561 | 107190849.0511 | 16816218.7806 | 6652225.1914 | 160587.1481 | 115980.2129 | 628867.8569 | 156159.1403
| SUBTRAN |  | 176440303.2989 | 83791818.9517 | 21449469.2415 | 249955.4404 | 8194.5942 | 9348720.8168 | 2649873.8065 | 271434.3168 | 0 | 523570.3519 | 6051363.5876 | 49292866.7458 | 0 | 2537189.824 | 60703.9566 | 41663.0318 | 130876.0419 | 32602.5914
| DISTPRI |  | 377019018.3379 | 250528630.271 | 63073495.4569 | 736045.088 | 0 | 27199038.3807 | 7721219.3557 | 0 | 0 | 1551261.097 | 17942504.476 | 0 | 0 | 7381360.7477 | 176851.3016 | 126994.5465 | 465521.9752 | 116095.6416
| DISTSEC |  | 165250214.1116 | 123376101.0383 | 27696299.7911 | 0 | 0 | 9763237.6536 | 0 | 0 | 0 | 432126.3311 | 0 | 0 | 0 | 2717254.6785 | 0 | 44308.3003 | 978394.6968 | 242491.6219
| ENERGY |  | 17611590.0347 | 6402385.0112 | 2066473.2037 | 23657.1976 | 599.5902 | 1000002.9582 | 279130.7183 | 22098.9906 | 4530.192 | 66634.7615 | 796339.3257 | 5629746.4211 | 902221.2844 | 271246.6671 | 6375.2547 | 6228.1078 | 107167.7675 | 26752.5832
| CUSTOMER |  | 343436946.2179 | 248349000.1391 | 60616423.2307 | 497187.7564 | 70865.2684 | 1016070.248 | 416717.7567 | 203277.7082 | 87073.8457 | 14641.635 | 259509.4021 | 527081.9665 | 130616.2111 | 343788.0556 | 5298.2885 | 20394.6589 | 26802722.1139 | 4076277.9329
| TOTAL |  | 1954798334.78 | 1141517730.4546 | 283440135.192 | 2775819.491 | 110921.271 | 93740720.2261 | 24000526.2643 | 1520316.5361 | 307648.0064 | 5316245.9253 | 54789830.6729 | 254073153.0902 | 32193104.9393 | 25577339.6912 | 546795.0109 | 454498.6974 | 29649967.7801 | 4783581.5311
NP | PRODUCTION |  | 0.20606 | 0.10104 | 0.025559 | 0.00029883 | 7.3618e-06 | 0.010694 | 0.0030457 | 0.00024102 | 5.0876e-05 | 0.00064241 | 0.0070034 | 0.046773 | 0.0073379 | 0.0029027 | 7.0073e-05 | 5.0609e-05 | 0.00027441 | 6.8141e-05
NP | BULKTRAN |  | 0.24158 | 0.11845 | 0.029964 | 0.00035033 | 8.6306e-06 | 0.012538 | 0.0035706 | 0.00028256 | 5.9644e-05 | 0.00075313 | 0.0082105 | 0.054835 | 0.0086025 | 0.003403 | 8.215e-05 | 5.9331e-05 | 0.0003217 | 7.9885e-05
NP | SUBTRAN |  | 0.09026 | 0.042865 | 0.010973 | 0.00012787 | 4.192e-06 | 0.0047824 | 0.0013556 | 0.00013886 | 0 | 0.00026784 | 0.0030956 | 0.025216 | 0 | 0.0012979 | 3.1054e-05 | 2.1313e-05 | 6.6951e-05 | 1.6678e-05
NP | DISTPRI |  | 0.19287 | 0.12816 | 0.032266 | 0.00037653 | 0 | 0.013914 | 0.0039499 | 0 | 0 | 0.00079357 | 0.0091787 | 0 | 0 | 0.003776 | 9.047e-05 | 6.4966e-05 | 0.00023814 | 5.939e-05
NP | DISTSEC |  | 0.084536 | 0.063114 | 0.014168 | 0 | 0 | 0.0049945 | 0 | 0 | 0 | 0.00022106 | 0 | 0 | 0 | 0.00139 | 0 | 2.2666e-05 | 0.00050051 | 0.00012405
NP | ENERGY |  | 0.0090094 | 0.0032752 | 0.0010571 | 1.2102e-05 | 3.0673e-07 | 0.00051156 | 0.00014279 | 1.1305e-05 | 2.3175e-06 | 3.4088e-05 | 0.00040738 | 0.00288 | 0.00046154 | 0.00013876 | 3.2613e-06 | 3.1861e-06 | 5.4823e-05 | 1.3686e-05
NP | CUSTOMER |  | 0.17569 | 0.12705 | 0.031009 | 0.00025434 | 3.6252e-05 | 0.00051978 | 0.00021318 | 0.00010399 | 4.4544e-05 | 7.4901e-06 | 0.00013276 | 0.00026963 | 6.6818e-05 | 0.00017587 | 2.7104e-06 | 1.0433e-05 | 0.013711 | 0.0020853
NP | TOTAL |  | 1 | 0.58396 | 0.145 | 0.00142 | 5.6743e-05 | 0.047954 | 0.012278 | 0.00077774 | 0.00015738 | 0.0027196 | 0.028028 | 0.12997 | 0.016469 | 0.013084 | 0.00027972 | 0.0002325 | 0.015168 | 0.0024471
Rate Base | PRODUCTION |  | 364334450.5779 | 177839087.3959 | 45136305.1242 | 476661.5437 | 5229.2571 | 19006856.6884 | 5134964.5234 | 350081.5391 | 64759.6184 | 1106841.5498 | 12225381.7332 | 83854334.04 | 13067040.8035 | 5234194.7933 | 126331.6127 | 91210.6142 | 492368.5173 | 122801.2237
| BULKTRAN |  | 463842928.4557 | 226586732.4937 | 57469743.9775 | 612744.5697 | 7972.4942 | 24162989.9234 | 6592830.1554 | 461036.828 | 148364.4291 | 1416262.2752 | 15605685.8525 | 106456959.1741 | 16626570.3251 | 6637552.3408 | 160374.6416 | 115819.9654 | 625355.0364 | 155933.9734
| SUBTRAN |  | 173270980.8777 | 81946550.8112 | 21034281.49 | 222952.9586 | 3754.1715 | 9213517.3536 | 2499114.8832 | 225390.5562 | 0 | 503148.8063 | 5879537.4563 | 48946394.9052 | 0 | 2531432.2906 | 60621.3732 | 41603.9187 | 130125.5331 | 32554.3701
| DISTPRI |  | 332676402.6567 | 221017445.2354 | 55810308.6148 | 589407.6367 | 0 | 24201230.5512 | 6548171.0533 | 0 | 0 | 1342489.5085 | 15714518.8552 | 0 | 0 | 6655896.4921 | 159564.7053 | 114565.1092 | 418078.2901 | 104726.605
| DISTSEC |  | 146178692.1735 | 108975991.0947 | 24537467.3926 | 0 | 0 | 8698312.9239 | 0 | 0 | 0 | 374372.4713 | 0 | 0 | 0 | 2453589.8116 | 0 | 40027.7506 | 879879.0229 | 219051.706
| ENERGY |  | 93606805.0613 | 33982547.2772 | 10978971.027 | 127370.1692 | 3230.0599 | 5328701.7062 | 1468907.7202 | 114488.3358 | -13119.9069 | 351538.3534 | 4212673.721 | 30034112.8943 | 4787884.0273 | 1449674.6016 | 33929.6297 | 33115.212 | 570543.7683 | 142236.4651
| CUSTOMER |  | 298349050.3347 | 214498565.3118 | 52621143.6113 | 388318.0403 | 25698.5588 | 886413.1021 | 344965.143 | 146277.1004 | 79796.0177 | 12405.8021 | 222101.9434 | 462957.0465 | 114100.3025 | 304167.2756 | 4673.1015 | 18059.8479 | 24491514.2503 | 3727893.8796
| TOTAL |  | 1872259310.1375 | 1064846919.6198 | 267588221.2373 | 2417454.9181 | 45884.5415 | 91498022.2489 | 22588953.4785 | 1297274.3596 | 279800.1582 | 5107058.7666 | 53859899.5615 | 269754758.0601 | 34595595.4584 | 25266507.6055 | 545495.0641 | 454402.4181 | 27607864.4185 | 4505198.2229
RATEBASE | PRODUCTION |  | 0.1946 | 0.094986 | 0.024108 | 0.00025459 | 2.793e-06 | 0.010152 | 0.0027427 | 0.00018698 | 3.4589e-05 | 0.00059118 | 0.0065297 | 0.044788 | 0.0069793 | 0.0027957 | 6.7475e-05 | 4.8717e-05 | 0.00026298 | 6.559e-05
RATEBASE | BULKTRAN |  | 0.24775 | 0.12102 | 0.030695 | 0.00032728 | 4.2582e-06 | 0.012906 | 0.0035213 | 0.00024625 | 7.9244e-05 | 0.00075645 | 0.0083352 | 0.05686 | 0.0088805 | 0.0035452 | 8.5658e-05 | 6.1861e-05 | 0.00033401 | 8.3287e-05
RATEBASE | SUBTRAN |  | 0.092546 | 0.043769 | 0.011235 | 0.00011908 | 2.0052e-06 | 0.0049211 | 0.0013348 | 0.00012038 | 0 | 0.00026874 | 0.0031403 | 0.026143 | 0 | 0.0013521 | 3.2379e-05 | 2.2221e-05 | 6.9502e-05 | 1.7388e-05
RATEBASE | DISTPRI |  | 0.17769 | 0.11805 | 0.029809 | 0.00031481 | 0 | 0.012926 | 0.0034975 | 0 | 0 | 0.00071704 | 0.0083933 | 0 | 0 | 0.003555 | 8.5226e-05 | 6.1191e-05 | 0.0002233 | 5.5936e-05
RATEBASE | DISTSEC |  | 0.078076 | 0.058206 | 0.013106 | 0 | 0 | 0.0046459 | 0 | 0 | 0 | 0.00019996 | 0 | 0 | 0 | 0.0013105 | 0 | 2.1379e-05 | 0.00046996 | 0.000117
RATEBASE | ENERGY |  | 0.049997 | 0.018151 | 0.005864 | 6.803e-05 | 1.7252e-06 | 0.0028461 | 0.00078456 | 6.115e-05 | -7.0075e-06 | 0.00018776 | 0.00225 | 0.016042 | 0.0025573 | 0.00077429 | 1.8122e-05 | 1.7687e-05 | 0.00030474 | 7.597e-05
RATEBASE | CUSTOMER |  | 0.15935 | 0.11457 | 0.028106 | 0.00020741 | 1.3726e-05 | 0.00047345 | 0.00018425 | 7.8129e-05 | 4.262e-05 | 6.6261e-06 | 0.00011863 | 0.00024727 | 6.0943e-05 | 0.00016246 | 2.496e-06 | 9.646e-06 | 0.013081 | 0.0019911
RATEBASE | TOTAL |  | 1 | 0.56875 | 0.14292 | 0.0012912 | 2.4508e-05 | 0.04887 | 0.012065 | 0.00069289 | 0.00014945 | 0.0027278 | 0.028767 | 0.14408 | 0.018478 | 0.013495 | 0.00029136 | 0.0002427 | 0.014746 | 0.0024063
CUST_451 | TOTAL |  | 1 | 0.88622 | 0.091309 | 0.00052047 | 2.8182e-05 | 0.00089344 | 0.00069616 | 0 | 0 | 0 | 0 | 0.00020387 | 0 | 0 | 0 | 0 | 0.020128 | 0
RB_GUP_EPIS_D | PRODUCTION |  | 0 | 0 | 0 | 0 | 0 | 0 | 0 | 0 | 0 | 0 | 0 | 0 | 0 | 0 | 0 | 0 | 0 | 0
RB_GUP_EPIS_D | BULKTRAN |  | 0 | 0 | 0 | 0 | 0 | 0 | 0 | 0 | 0 | 0 | 0 | 0 | 0 | 0 | 0 | 0 | 0 | 0
RB_GUP_EPIS_D | SUBTRAN |  | 0 | 0 | 0 | 0 | 0 | 0 | 0 | 0 | 0 | 0 | 0 | 0 | 0 | 0 | 0 | 0 | 0 | 0
RB_GUP_EPIS_D | DISTPRI |  | 0.42809 | 0.28447 | 0.071618 | 0.00083576 | 0 | 0.030884 | 0.0087672 | 0 | 0 | 0.0017614 | 0.020373 | 0 | 0 | 0.0083813 | 0.00020081 | 0.0001442 | 0.00052859 | 0.00013182
RB_GUP_EPIS_D | DISTSEC |  | 0.19043 | 0.14218 | 0.031917 | 0 | 0 | 0.011251 | 0 | 0 | 0 | 0.00049798 | 0 | 0 | 0 | 0.0031313 | 0 | 5.106e-05 | 0.0011275 | 0.00027944
RB_GUP_EPIS_D | ENERGY |  | 0 | 0 | 0 | 0 | 0 | 0 | 0 | 0 | 0 | 0 | 0 | 0 | 0 | 0 | 0 | 0 | 0 | 0
RB_GUP_EPIS_D | CUSTOMER |  | 0.38147 | 0.27392 | 0.067144 | 0.0005461 | 7.7909e-05 | 0.0011227 | 0.00045753 | 0.00022355 | 9.5804e-05 | 1.6164e-05 | 0.00028495 | 0.00057966 | 0.00014371 | 0.00038011 | 5.8129e-06 | 2.2576e-05 | 0.031662 | 0.0047894
RB_GUP_EPIS_D | TOTAL |  | 1 | 0.70057 | 0.17068 | 0.0013819 | 7.7909e-05 | 0.043257 | 0.0092247 | 0.00022355 | 9.5804e-05 | 0.0022755 | 0.020658 | 0.00057966 | 0.00014371 | 0.011893 | 0.00020662 | 0.00021783 | 0.033318 | 0.0052007
MISC_SERV_REV | PRODUCTION |  | 0 | 0 | 0 | 0 | 0 | 0 | 0 | 0 | 0 | 0 | 0 | 0 | 0 | 0 | 0 | 0 | 0 | 0
MISC_SERV_REV | BULKTRAN |  | 0 | 0 | 0 | 0 | 0 | 0 | 0 | 0 | 0 | 0 | 0 | 0 | 0 | 0 | 0 | 0 | 0 | 0
MISC_SERV_REV | SUBTRAN |  | 0 | 0 | 0 | 0 | 0 | 0 | 0 | 0 | 0 | 0 | 0 | 0 | 0 | 0 | 0 | 0 | 0 | 0
MISC_SERV_REV | DISTPRI |  | 0.4001 | 0.35985 | 0.038314 | 0.00031479 | 0 | 0.00063787 | 0.00066164 | 0 | 0 | 0 | 0 | 0 | 0 | 0 | 0 | 0 | 0.00031933 | 0
MISC_SERV_REV | DISTSEC |  | 0.19784 | 0.17985 | 0.017075 | 0 | 0 | 0.00023238 | 0 | 0 | 0 | 0 | 0 | 0 | 0 | 0 | 0 | 0 | 0.00068115 | 0
MISC_SERV_REV | ENERGY |  | 0 | 0 | 0 | 0 | 0 | 0 | 0 | 0 | 0 | 0 | 0 | 0 | 0 | 0 | 0 | 0 | 0 | 0
MISC_SERV_REV | CUSTOMER |  | 0.40206 | 0.34651 | 0.035921 | 0.00020569 | 2.8182e-05 | 2.3188e-05 | 3.4529e-05 | 0 | 0 | 0 | 0 | 0.00020387 | 0 | 0 | 0 | 0 | 0.019128 | 0
MISC_SERV_REV | TOTAL |  | 1 | 0.88622 | 0.091309 | 0.00052047 | 2.8182e-05 | 0.00089344 | 0.00069616 | 0 | 0 | 0 | 0 | 0.00020387 | 0 | 0 | 0 | 0 | 0.020128 | 0
|  |  |  | 0 | 0 | 0 | 0 | 0 | 0 | 0 | 0 | 0 | 0 | 0 | 0 | 0 | 0 | 0 | 0 | 0
364 Poles | PRODUCTION |  | 0 | 0 | 0 | 0 | 0 | 0 | 0 | 0 | 0 | 0 | 0 | 0 | 0 | 0 | 0 | 0 | 0 | 0
| BULKTRAN |  | 0 | 0 | 0 | 0 | 0 | 0 | 0 | 0 | 0 | 0 | 0 | 0 | 0 | 0 | 0 | 0 | 0 | 0
| SUBTRAN |  | 0 | 0 | 0 | 0 | 0 | 0 | 0 | 0 | 0 | 0 | 0 | 0 | 0 | 0 | 0 | 0 | 0 | 0
| DISTPRI |  | 132786069.9291 | 88236164.7565 | 22214480.3605 | 259235.0247 | 0 | 9579499.2739 | 2719412.8769 | 0 | 0 | 546354.0418 | 6319348.7282 | 0 | 0 | 2599714.7007 | 62287.0151 | 44727.4697 | 163956.8047 | 40888.8763
| DISTSEC |  | 56372105.7741 | 42087513.5026 | 9448089.0676 | 0 | 0 | 3330550.9991 | 0 | 0 | 0 | 147412.0404 | 0 | 0 | 0 | 926942.0253 | 0 | 15114.971 | 333761.5605 | 82721.6075
| ENERGY |  | 0 | 0 | 0 | 0 | 0 | 0 | 0 | 0 | 0 | 0 | 0 | 0 | 0 | 0 | 0 | 0 | 0 | 0
| CUSTOMER |  | 145434473.4468 | 117092073.5278 | 27693371.6358 | 62925.1798 | 0 | 327210.935 | 53935.8684 | 0 | 0 | 4494.6557 | 30563.6588 | 0 | 0 | 114164.2548 | 898.9311 | 7191.4491 | 0 | 47643.3504
| TOTAL |  | 334592649.15 | 247415751.7868 | 59355941.064 | 322160.2045 | 0 | 13237261.208 | 2773348.7453 | 0 | 0 | 698260.738 | 6349912.387 | 0 | 0 | 3640820.9808 | 63185.9463 | 67033.8898 | 497718.3652 | 171253.8342
365 Overhead Lines | PRODUCTION |  | 0 | 0 | 0 | 0 | 0 | 0 | 0 | 0 | 0 | 0 | 0 | 0 | 0 | 0 | 0 | 0 | 0 | 0
| BULKTRAN |  | 0 | 0 | 0 | 0 | 0 | 0 | 0 | 0 | 0 | 0 | 0 | 0 | 0 | 0 | 0 | 0 | 0 | 0
| SUBTRAN |  | 0 | 0 | 0 | 0 | 0 | 0 | 0 | 0 | 0 | 0 | 0 | 0 | 0 | 0 | 0 | 0 | 0 | 0
| DISTPRI |  | 139146611.7004 | 92462736.2031 | 23278568.8627 | 271652.5562 | 0 | 10038363.7114 | 2849674.5768 | 0 | 0 | 572524.7667 | 6622049.7689 | 0 | 0 | 2724242.7778 | 65270.6049 | 46869.9455 | 171810.4456 | 42847.4808
| DISTSEC |  | 59072367.4333 | 44103533.6154 | 9900658.8681 | 0 | 0 | 3490086.6248 | 0 | 0 | 0 | 154473.176 | 0 | 0 | 0 | 971343.1697 | 0 | 15838.9882 | 349748.963 | 86684.028
| ENERGY |  | 0 | 0 | 0 | 0 | 0 | 0 | 0 | 0 | 0 | 0 | 0 | 0 | 0 | 0 | 0 | 0 | 0 | 0
| CUSTOMER |  | 152400882.2263 | 122700862.35 | 29019902.7032 | 65939.3381 | 0 | 342884.5582 | 56519.4327 | 0 | 0 | 4709.9527 | 32027.6785 | 0 | 0 | 119632.7991 | 941.9905 | 7535.9244 | 0 | 49925.4989
| TOTAL |  | 350619861.36 | 259267132.1685 | 62199130.4341 | 337591.8943 | 0 | 13871334.8943 | 2906194.0095 | 0 | 0 | 731707.8954 | 6654077.4474 | 0 | 0 | 3815218.7466 | 66212.5954 | 70244.8581 | 521559.4086 | 179457.0077
TOTOHLINES | PRODUCTION |  | 0 | 0 | 0 | 0 | 0 | 0 | 0 | 0 | 0 | 0 | 0 | 0 | 0 | 0 | 0 | 0 | 0 | 0
TOTOHLINES | BULKTRAN |  | 0 | 0 | 0 | 0 | 0 | 0 | 0 | 0 | 0 | 0 | 0 | 0 | 0 | 0 | 0 | 0 | 0 | 0
TOTOHLINES | SUBTRAN |  | 0 | 0 | 0 | 0 | 0 | 0 | 0 | 0 | 0 | 0 | 0 | 0 | 0 | 0 | 0 | 0 | 0 | 0
TOTOHLINES | DISTPRI |  | 0.39686 | 0.26371 | 0.066393 | 0.00077478 | 0 | 0.02863 | 0.0081275 | 0 | 0 | 0.0016329 | 0.018887 | 0 | 0 | 0.0077698 | 0.00018616 | 0.00013368 | 0.00049002 | 0.0001222
TOTOHLINES | DISTSEC |  | 0.16848 | 0.12579 | 0.028238 | 0 | 0 | 0.009954 | 0 | 0 | 0 | 0.00044057 | 0 | 0 | 0 | 0.0027704 | 0 | 4.5174e-05 | 0.00099752 | 0.00024723
TOTOHLINES | ENERGY |  | 0 | 0 | 0 | 0 | 0 | 0 | 0 | 0 | 0 | 0 | 0 | 0 | 0 | 0 | 0 | 0 | 0 | 0
TOTOHLINES | CUSTOMER |  | 0.43466 | 0.34995 | 0.082767 | 0.00018807 | 0 | 0.00097794 | 0.0001612 | 0 | 0 | 1.3433e-05 | 9.1346e-05 | 0 | 0 | 0.0003412 | 2.6866e-06 | 2.1493e-05 | 0 | 0.00014239
TOTOHLINES | TOTAL |  | 1 | 0.73945 | 0.1774 | 0.00096284 | 0 | 0.039562 | 0.0082887 | 0 | 0 | 0.0020869 | 0.018978 | 0 | 0 | 0.010881 | 0.00018884 | 0.00020034 | 0.0014875 | 0.00051183
366 Underground Conduit | PRODUCTION |  | 0 | 0 | 0 | 0 | 0 | 0 | 0 | 0 | 0 | 0 | 0 | 0 | 0 | 0 | 0 | 0 | 0 | 0
| BULKTRAN |  | 0 | 0 | 0 | 0 | 0 | 0 | 0 | 0 | 0 | 0 | 0 | 0 | 0 | 0 | 0 | 0 | 0 | 0
| SUBTRAN |  | 0 | 0 | 0 | 0 | 0 | 0 | 0 | 0 | 0 | 0 | 0 | 0 | 0 | 0 | 0 | 0 | 0 | 0
| DISTPRI |  | 2353993.6922 | 1564225.6403 | 393811.9915 | 4595.6448 | 0 | 169822.6394 | 48208.9783 | 0 | 0 | 9685.6091 | 112027.6175 | 0 | 0 | 46087.003 | 1104.2065 | 792.9159 | 2906.5796 | 724.8664
| DISTSEC |  | 3223702.6815 | 2406822.1024 | 540299.6685 | 0 | 0 | 190461.329 | 0 | 0 | 0 | 8429.9244 | 0 | 0 | 0 | 53008.229 | 0 | 864.3667 | 19086.5327 | 4730.5288
| ENERGY |  | 0 | 0 | 0 | 0 | 0 | 0 | 0 | 0 | 0 | 0 | 0 | 0 | 0 | 0 | 0 | 0 | 0 | 0
| CUSTOMER |  | 4696774.2463 | 3781462.6915 | 894351.3296 | 2032.1548 | 0 | 10567.205 | 1741.847 | 0 | 0 | 145.1539 | 987.0466 | 0 | 0 | 3686.9094 | 29.0308 | 232.2463 | 0 | 1538.6315
| TOTAL |  | 10274470.62 | 7752510.4342 | 1828462.9896 | 6627.7996 | 0 | 370851.1734 | 49950.8252 | 0 | 0 | 18260.6874 | 113014.6641 | 0 | 0 | 102782.1415 | 1133.2373 | 1889.5289 | 21993.1123 | 6994.0266
367 Underground Lines | PRODUCTION |  | 0 | 0 | 0 | 0 | 0 | 0 | 0 | 0 | 0 | 0 | 0 | 0 | 0 | 0 | 0 | 0 | 0 | 0
| BULKTRAN |  | 0 | 0 | 0 | 0 | 0 | 0 | 0 | 0 | 0 | 0 | 0 | 0 | 0 | 0 | 0 | 0 | 0 | 0
| SUBTRAN |  | 0 | 0 | 0 | 0 | 0 | 0 | 0 | 0 | 0 | 0 | 0 | 0 | 0 | 0 | 0 | 0 | 0 | 0
| DISTPRI |  | 3085296.7817 | 2050175.5591 | 516155.5335 | 6023.3501 | 0 | 222580.5636 | 63185.8131 | 0 | 0 | 12694.5874 | 146830.6601 | 0 | 0 | 60404.6148 | 1447.2446 | 1039.247 | 3809.5517 | 950.0569
| DISTSEC |  | 4225193.7808 | 3154537.1219 | 708151.7822 | 0 | 0 | 249630.9686 | 0 | 0 | 0 | 11048.8056 | 0 | 0 | 0 | 69476.0223 | 0 | 1132.8951 | 25016.0474 | 6200.1378
| ENERGY |  | 0 | 0 | 0 | 0 | 0 | 0 | 0 | 0 | 0 | 0 | 0 | 0 | 0 | 0 | 0 | 0 | 0 | 0
| CUSTOMER |  | 6155896.8975 | 4956230.2188 | 1172194.8483 | 2663.4739 | 0 | 13850.0641 | 2282.9776 | 0 | 0 | 190.2481 | 1293.6873 | 0 | 0 | 4832.3026 | 38.0496 | 304.397 | 0 | 2016.6302
| TOTAL |  | 13466387.46 | 10160942.8997 | 2396502.1639 | 8686.824 | 0 | 486061.5963 | 65468.7907 | 0 | 0 | 23933.6411 | 148124.3474 | 0 | 0 | 134712.9397 | 1485.2943 | 2476.539 | 28825.5991 | 9166.8248
TOTUGLINES | PRODUCTION |  | 0 | 0 | 0 | 0 | 0 | 0 | 0 | 0 | 0 | 0 | 0 | 0 | 0 | 0 | 0 | 0 | 0 | 0
TOTUGLINES | BULKTRAN |  | 0 | 0 | 0 | 0 | 0 | 0 | 0 | 0 | 0 | 0 | 0 | 0 | 0 | 0 | 0 | 0 | 0 | 0
TOTUGLINES | SUBTRAN |  | 0 | 0 | 0 | 0 | 0 | 0 | 0 | 0 | 0 | 0 | 0 | 0 | 0 | 0 | 0 | 0 | 0 | 0
TOTUGLINES | DISTPRI |  | 0.22911 | 0.15224 | 0.038329 | 0.00044729 | 0 | 0.016529 | 0.0046921 | 0 | 0 | 0.00094269 | 0.010903 | 0 | 0 | 0.0044856 | 0.00010747 | 7.7173e-05 | 0.00028289 | 7.055e-05
TOTUGLINES | DISTSEC |  | 0.31376 | 0.23425 | 0.052587 | 0 | 0 | 0.018537 | 0 | 0 | 0 | 0.00082047 | 0 | 0 | 0 | 0.0051592 | 0 | 8.4128e-05 | 0.0018577 | 0.00046042
TOTUGLINES | ENERGY |  | 0 | 0 | 0 | 0 | 0 | 0 | 0 | 0 | 0 | 0 | 0 | 0 | 0 | 0 | 0 | 0 | 0 | 0
TOTUGLINES | CUSTOMER |  | 0.45713 | 0.36804 | 0.087046 | 0.00019779 | 0 | 0.0010285 | 0.00016953 | 0 | 0 | 1.4128e-05 | 9.6068e-05 | 0 | 0 | 0.00035884 | 2.8255e-06 | 2.2604e-05 | 0 | 0.00014975
TOTUGLINES | TOTAL |  | 1 | 0.75454 | 0.17796 | 0.00064507 | 0 | 0.036094 | 0.0048616 | 0 | 0 | 0.0017773 | 0.011 | 0 | 0 | 0.010004 | 0.0001103 | 0.00018391 | 0.0021406 | 0.00068072
Excl. 580 -
Acct 581-589 | PRODUCTION | Acct. 580 allocated | 0 | 0 | 0 | 0 | 0 | 0 | 0 | 0 | 0 | 0 | 0 | 0 | 0 | 0 | 0 | 0 | 0 | 0
| BULKTRAN | on this: TOTOXEXP | 0 | 0 | 0 | 0 | 0 | 0 | 0 | 0 | 0 | 0 | 0 | 0 | 0 | 0 | 0 | 0 | 0 | 0
| SUBTRAN |  | 0 | 0 | 0 | 0 | 0 | 0 | 0 | 0 | 0 | 0 | 0 | 0 | 0 | 0 | 0 | 0 | 0 | 0
| DISTPRI |  | 3685934.9305 | 2449298.8005 | 616639.45 | 7195.9614 | 0 | 265912.0118 | 75486.6751 | 0 | 0 | 15165.9391 | 175415.2994 | 0 | 0 | 72164.0397 | 1728.9907 | 1241.565 | 4551.1861 | 1135.0117
| DISTSEC |  | 1544897.4408 | 1153423.1515 | 258928.2132 | 0 | 0 | 91274.9248 | 0 | 0 | 0 | 4039.879 | 0 | 0 | 0 | 25403.1731 | 0 | 414.2311 | 9146.8533 | 2267.0148
| ENERGY |  | 0 | 0 | 0 | 0 | 0 | 0 | 0 | 0 | 0 | 0 | 0 | 0 | 0 | 0 | 0 | 0 | 0 | 0
| CUSTOMER |  | 4509496.6287 | 3115763.4911 | 889598.5696 | 29283.3759 | 5042.4517 | 31825.5932 | 24416.7878 | 14468.3579 | 6200.5946 | 485.2394 | 15498.2009 | 37516.8913 | 9300.9489 | 10353.8011 | 289.6317 | 563.6633 | 252895.0527 | 65993.9775
| TOTAL |  | 9740329 | 6718485.4432 | 1765166.2328 | 36479.3373 | 5042.4517 | 389012.5298 | 99903.4629 | 14468.3579 | 6200.5946 | 19691.0575 | 190913.5003 | 37516.8913 | 9300.9489 | 107921.014 | 2018.6225 | 2219.4594 | 266593.0921 | 69396.004
TOTOXEXP | PRODUCTION |  | 0 | 0 | 0 | 0 | 0 | 0 | 0 | 0 | 0 | 0 | 0 | 0 | 0 | 0 | 0 | 0 | 0 | 0
TOTOXEXP | BULKTRAN |  | 0 | 0 | 0 | 0 | 0 | 0 | 0 | 0 | 0 | 0 | 0 | 0 | 0 | 0 | 0 | 0 | 0 | 0
TOTOXEXP | SUBTRAN |  | 0 | 0 | 0 | 0 | 0 | 0 | 0 | 0 | 0 | 0 | 0 | 0 | 0 | 0 | 0 | 0 | 0 | 0
TOTOXEXP | DISTPRI |  | 0.37842 | 0.25146 | 0.063308 | 0.00073878 | 0 | 0.0273 | 0.0077499 | 0 | 0 | 0.001557 | 0.018009 | 0 | 0 | 0.0074088 | 0.00017751 | 0.00012747 | 0.00046725 | 0.00011653
TOTOXEXP | DISTSEC |  | 0.15861 | 0.11842 | 0.026583 | 0 | 0 | 0.0093708 | 0 | 0 | 0 | 0.00041476 | 0 | 0 | 0 | 0.002608 | 0 | 4.2527e-05 | 0.00093907 | 0.00023275
TOTOXEXP | ENERGY |  | 0 | 0 | 0 | 0 | 0 | 0 | 0 | 0 | 0 | 0 | 0 | 0 | 0 | 0 | 0 | 0 | 0 | 0
TOTOXEXP | CUSTOMER |  | 0.46297 | 0.31988 | 0.091331 | 0.0030064 | 0.00051769 | 0.0032674 | 0.0025068 | 0.0014854 | 0.00063659 | 4.9818e-05 | 0.0015911 | 0.0038517 | 0.00095489 | 0.001063 | 2.9735e-05 | 5.7869e-05 | 0.025964 | 0.0067753
TOTOXEXP | TOTAL |  | 1 | 0.68976 | 0.18122 | 0.0037452 | 0.00051769 | 0.039938 | 0.010257 | 0.0014854 | 0.00063659 | 0.0020216 | 0.0196 | 0.0038517 | 0.00095489 | 0.01108 | 0.00020724 | 0.00022786 | 0.02737 | 0.0071246
Excl. 590 -
Acct 591-598 | PRODUCTION | Acct. 590 allocated | 0 | 0 | 0 | 0 | 0 | 0 | 0 | 0 | 0 | 0 | 0 | 0 | 0 | 0 | 0 | 0 | 0 | 0
| BULKTRAN | on this: TOTMXEXP | 0 | 0 | 0 | 0 | 0 | 0 | 0 | 0 | 0 | 0 | 0 | 0 | 0 | 0 | 0 | 0 | 0 | 0
| SUBTRAN |  | 0 | 0 | 0 | 0 | 0 | 0 | 0 | 0 | 0 | 0 | 0 | 0 | 0 | 0 | 0 | 0 | 0 | 0
| DISTPRI |  | 12742445.9112 | 8467338.1584 | 2131750.8274 | 24876.7682 | 0 | 919270.0064 | 260960.8938 | 0 | 0 | 52429.3462 | 606418.726 | 0 | 0 | 249474.3912 | 5977.2002 | 4292.1472 | 15733.6588 | 3923.7873
| DISTSEC |  | 5010528.5977 | 3740869.48 | 839775.6269 | 0 | 0 | 296029.7615 | 0 | 0 | 0 | 13102.442 | 0 | 0 | 0 | 82389.4985 | 0 | 1343.4658 | 29665.7686 | 7352.5545
| ENERGY |  | 0 | 0 | 0 | 0 | 0 | 0 | 0 | 0 | 0 | 0 | 0 | 0 | 0 | 0 | 0 | 0 | 0 | 0
| CUSTOMER |  | 12980168.4911 | 10414324.1874 | 2467748.3616 | 6445.853 | 153.9964 | 29808.6178 | 5504.1504 | 441.8633 | 189.366 | 410.9272 | 3169.7767 | 1145.765 | 284.0508 | 10377.3489 | 88.1531 | 650.9871 | 27519 | 11906.0865
| TOTAL |  | 30733143 | 22622531.8258 | 5439274.816 | 31322.6212 | 153.9964 | 1245108.3857 | 266465.0443 | 441.8633 | 189.366 | 65942.7154 | 609588.5027 | 1145.765 | 284.0508 | 342241.2387 | 6065.3532 | 6286.6001 | 72918.4274 | 23182.4283
TOTMXEXP | PRODUCTION |  | 0 | 0 | 0 | 0 | 0 | 0 | 0 | 0 | 0 | 0 | 0 | 0 | 0 | 0 | 0 | 0 | 0 | 0
TOTMXEXP | BULKTRAN |  | 0 | 0 | 0 | 0 | 0 | 0 | 0 | 0 | 0 | 0 | 0 | 0 | 0 | 0 | 0 | 0 | 0 | 0
TOTMXEXP | SUBTRAN |  | 0 | 0 | 0 | 0 | 0 | 0 | 0 | 0 | 0 | 0 | 0 | 0 | 0 | 0 | 0 | 0 | 0 | 0
TOTMXEXP | DISTPRI |  | 0.41462 | 0.27551 | 0.069363 | 0.00080944 | 0 | 0.029911 | 0.0084912 | 0 | 0 | 0.001706 | 0.019732 | 0 | 0 | 0.0081174 | 0.00019449 | 0.00013966 | 0.00051194 | 0.00012767
TOTMXEXP | DISTSEC |  | 0.16303 | 0.12172 | 0.027325 | 0 | 0 | 0.0096323 | 0 | 0 | 0 | 0.00042633 | 0 | 0 | 0 | 0.0026808 | 0 | 4.3714e-05 | 0.00096527 | 0.00023924
TOTMXEXP | ENERGY |  | 0 | 0 | 0 | 0 | 0 | 0 | 0 | 0 | 0 | 0 | 0 | 0 | 0 | 0 | 0 | 0 | 0 | 0
TOTMXEXP | CUSTOMER |  | 0.42235 | 0.33886 | 0.080296 | 0.00020974 | 5.0108e-06 | 0.00096992 | 0.00017909 | 1.4377e-05 | 6.1616e-06 | 1.3371e-05 | 0.00010314 | 3.7281e-05 | 9.2425e-06 | 0.00033766 | 2.8683e-06 | 2.1182e-05 | 0.00089542 | 0.0003874
TOTMXEXP | TOTAL |  | 1 | 0.7361 | 0.17698 | 0.0010192 | 5.0108e-06 | 0.040514 | 0.0086703 | 1.4377e-05 | 6.1616e-06 | 0.0021457 | 0.019835 | 3.7281e-05 | 9.2425e-06 | 0.011136 | 0.00019736 | 0.00020455 | 0.0023726 | 0.00075431
Acct 561-574 | PRODUCTION |  | -4.2759e-10 | 1.23e-09 | 2.1289e-10 | 2.772e-12 | -8.6626e-14 | 3.1934e-10 | -7.9834e-11 | -3.8808e-12 | -1.0164e-12 | 4.4352e-12 | -1.7741e-11 | 1.8924e-10 | 1.1827e-11 | -1.4784e-11 | -9.2401e-14 | 1.1088e-12 | 2.9568e-12 | -1.0626e-12
| BULKTRAN |  | 6235323.8272 | 3057446.8746 | 773415.174 | 9042.3998 | 222.7641 | 323606.6122 | 92161.5745 | 7293.2511 | 1539.4767 | 19439.1474 | 211920.8094 | 1415342.3936 | 222040.4778 | 87835.6353 | 2120.3843 | 1531.3967 | 8303.5385 | 2061.9172
| SUBTRAN |  | 2391300.1728 | 1135632.7743 | 290705.2331 | 3387.6528 | 111.0616 | 126703.4645 | 35913.8109 | 3678.7566 | 0 | 7095.9631 | 82014.2933 | 668067.5479 | 0 | 34386.6019 | 822.7224 | 564.6602 | 1773.7665 | 441.8638
| DISTPRI |  | 0 | 0 | 0 | 0 | 0 | 0 | 0 | 0 | 0 | 0 | 0 | 0 | 0 | 0 | 0 | 0 | 0 | 0
| DISTSEC |  | 0 | 0 | 0 | 0 | 0 | 0 | 0 | 0 | 0 | 0 | 0 | 0 | 0 | 0 | 0 | 0 | 0 | 0
| ENERGY |  | 0 | 0 | 0 | 0 | 0 | 0 | 0 | 0 | 0 | 0 | 0 | 0 | 0 | 0 | 0 | 0 | 0 | 0
| CUSTOMER |  | 0 | 0 | 0 | 0 | 0 | 0 | 0 | 0 | 0 | 0 | 0 | 0 | 0 | 0 | 0 | 0 | 0 | 0
| TOTAL |  | 8626624 | 4193079.6489 | 1064120.4071 | 12430.0526 | 333.8257 | 450310.0767 | 128075.3855 | 10972.0077 | 1539.4767 | 26535.1105 | 293935.1027 | 2083409.9415 | 222040.4778 | 122222.2372 | 2943.1067 | 2096.0569 | 10077.305 | 2503.781
EXP_OM_TRAN | PRODUCTION |  | 2.1516e-16 | 1.4259e-16 | 2.4678e-17 | 3.2133e-19 | -1.0042e-20 | 3.7018e-17 | -9.2544e-18 | -4.4987e-19 | -1.1782e-19 | 5.1413e-19 | -2.0565e-18 | 2.1936e-17 | 1.371e-18 | -1.7138e-18 | -1.0711e-20 | 1.2853e-19 | 3.4276e-19 | -1.2318e-19
EXP_OM_TRAN | BULKTRAN |  | 0.7228 | 0.35442 | 0.089654 | 0.0010482 | 2.5823e-05 | 0.037513 | 0.010683 | 0.00084544 | 0.00017846 | 0.0022534 | 0.024566 | 0.16407 | 0.025739 | 0.010182 | 0.0002458 | 0.00017752 | 0.00096255 | 0.00023902
EXP_OM_TRAN | SUBTRAN |  | 0.2772 | 0.13164 | 0.033699 | 0.0003927 | 1.2874e-05 | 0.014687 | 0.0041631 | 0.00042644 | 0 | 0.00082257 | 0.0095071 | 0.077443 | 0 | 0.0039861 | 9.537e-05 | 6.5456e-05 | 0.00020562 | 5.1221e-05
EXP_OM_TRAN | DISTPRI |  | 0 | 0 | 0 | 0 | 0 | 0 | 0 | 0 | 0 | 0 | 0 | 0 | 0 | 0 | 0 | 0 | 0 | 0
EXP_OM_TRAN | DISTSEC |  | 0 | 0 | 0 | 0 | 0 | 0 | 0 | 0 | 0 | 0 | 0 | 0 | 0 | 0 | 0 | 0 | 0 | 0
EXP_OM_TRAN | ENERGY |  | 0 | 0 | 0 | 0 | 0 | 0 | 0 | 0 | 0 | 0 | 0 | 0 | 0 | 0 | 0 | 0 | 0 | 0
EXP_OM_TRAN | CUSTOMER |  | 0 | 0 | 0 | 0 | 0 | 0 | 0 | 0 | 0 | 0 | 0 | 0 | 0 | 0 | 0 | 0 | 0 | 0
EXP_OM_TRAN | TOTAL |  | 1 | 0.48606 | 0.12335 | 0.0014409 | 3.8697e-05 | 0.0522 | 0.014847 | 0.0012719 | 0.00017846 | 0.003076 | 0.034073 | 0.24151 | 0.025739 | 0.014168 | 0.00034117 | 0.00024298 | 0.0011682 | 0.00029024
Acct 580-598 | PRODUCTION |  | 0 | 0 | 0 | 0 | 0 | 0 | 0 | 0 | 0 | 0 | 0 | 0 | 0 | 0 | 0 | 0 | 0 | 0
| BULKTRAN |  | 0 | 0 | 0 | 0 | 0 | 0 | 0 | 0 | 0 | 0 | 0 | 0 | 0 | 0 | 0 | 0 | 0 | 0
| SUBTRAN |  | 0 | 0 | 0 | 0 | 0 | 0 | 0 | 0 | 0 | 0 | 0 | 0 | 0 | 0 | 0 | 0 | 0 | 0
| DISTPRI |  | 17000846.3461 | 11297039.5162 | 2844161.0439 | 33190.3401 | 0 | 1226481.0256 | 348171.4648 | 0 | 0 | 69950.7194 | 809077.916 | 0 | 0 | 332846.2857 | 7974.7219 | 5726.5407 | 20991.6932 | 5235.0785
| DISTSEC |  | 6794752.42 | 5072974.1296 | 1138815.4687 | 0 | 0 | 401444.4582 | 0 | 0 | 0 | 17768.1551 | 0 | 0 | 0 | 111727.9811 | 0 | 1821.8671 | 40229.5983 | 9970.7619
| ENERGY |  | 0 | 0 | 0 | 0 | 0 | 0 | 0 | 0 | 0 | 0 | 0 | 0 | 0 | 0 | 0 | 0 | 0 | 0
| CUSTOMER |  | 18185196.2339 | 14013336.8623 | 3494383.56 | 40101.3474 | 5947.531 | 66428.2098 | 33566.6972 | 17065.3114 | 7313.5513 | 969.1791 | 20981.4689 | 44250.8706 | 10970.3942 | 22292.0402 | 421.0732 | 1299.7853 | 318120.0013 | 87748.3507
| TOTAL |  | 41980795 | 30383350.5082 | 7477360.0726 | 73291.6875 | 5947.531 | 1694353.6936 | 381738.162 | 17065.3114 | 7313.5513 | 88688.0536 | 830059.3849 | 44250.8706 | 10970.3942 | 466866.307 | 8395.795 | 8848.1932 | 379341.2928 | 102954.1911
EXP_OM_DIST | PRODUCTION |  | 0 | 0 | 0 | 0 | 0 | 0 | 0 | 0 | 0 | 0 | 0 | 0 | 0 | 0 | 0 | 0 | 0 | 0
EXP_OM_DIST | BULKTRAN |  | 0 | 0 | 0 | 0 | 0 | 0 | 0 | 0 | 0 | 0 | 0 | 0 | 0 | 0 | 0 | 0 | 0 | 0
EXP_OM_DIST | SUBTRAN |  | 0 | 0 | 0 | 0 | 0 | 0 | 0 | 0 | 0 | 0 | 0 | 0 | 0 | 0 | 0 | 0 | 0 | 0
EXP_OM_DIST | DISTPRI |  | 0.40497 | 0.2691 | 0.067749 | 0.00079061 | 0 | 0.029215 | 0.0082936 | 0 | 0 | 0.0016663 | 0.019273 | 0 | 0 | 0.0079285 | 0.00018996 | 0.00013641 | 0.00050003 | 0.0001247
EXP_OM_DIST | DISTSEC |  | 0.16185 | 0.12084 | 0.027127 | 0 | 0 | 0.0095626 | 0 | 0 | 0 | 0.00042324 | 0 | 0 | 0 | 0.0026614 | 0 | 4.3398e-05 | 0.00095829 | 0.00023751
EXP_OM_DIST | ENERGY |  | 0 | 0 | 0 | 0 | 0 | 0 | 0 | 0 | 0 | 0 | 0 | 0 | 0 | 0 | 0 | 0 | 0 | 0
EXP_OM_DIST | CUSTOMER |  | 0.43318 | 0.3338 | 0.083238 | 0.00095523 | 0.00014167 | 0.0015823 | 0.00079957 | 0.0004065 | 0.00017421 | 2.3086e-05 | 0.00049979 | 0.0010541 | 0.00026132 | 0.00053101 | 1.003e-05 | 3.0961e-05 | 0.0075778 | 0.0020902
EXP_OM_DIST | TOTAL |  | 1 | 0.72374 | 0.17811 | 0.0017458 | 0.00014167 | 0.04036 | 0.0090932 | 0.0004065 | 0.00017421 | 0.0021126 | 0.019772 | 0.0010541 | 0.00026132 | 0.011121 | 0.00019999 | 0.00021077 | 0.0090361 | 0.0024524
Acct 560-598 | PRODUCTION |  | -4.2759e-10 | 1.23e-09 | 2.1289e-10 | 2.772e-12 | -8.6626e-14 | 3.1934e-10 | -7.9834e-11 | -3.8808e-12 | -1.0164e-12 | 4.4352e-12 | -1.7741e-11 | 1.8924e-10 | 1.1827e-11 | -1.4784e-11 | -9.2401e-14 | 1.1088e-12 | 2.9568e-12 | -1.0626e-12
| BULKTRAN |  | 6235323.8272 | 3057446.8746 | 773415.174 | 9042.3998 | 222.7641 | 323606.6122 | 92161.5745 | 7293.2511 | 1539.4767 | 19439.1474 | 211920.8094 | 1415342.3936 | 222040.4778 | 87835.6353 | 2120.3843 | 1531.3967 | 8303.5385 | 2061.9172
| SUBTRAN |  | 2391300.1728 | 1135632.7743 | 290705.2331 | 3387.6528 | 111.0616 | 126703.4645 | 35913.8109 | 3678.7566 | 0 | 7095.9631 | 82014.2933 | 668067.5479 | 0 | 34386.6019 | 822.7224 | 564.6602 | 1773.7665 | 441.8638
| DISTPRI |  | 17000846.3461 | 11297039.5162 | 2844161.0439 | 33190.3401 | 0 | 1226481.0256 | 348171.4648 | 0 | 0 | 69950.7194 | 809077.916 | 0 | 0 | 332846.2857 | 7974.7219 | 5726.5407 | 20991.6932 | 5235.0785
| DISTSEC |  | 6794752.42 | 5072974.1296 | 1138815.4687 | 0 | 0 | 401444.4582 | 0 | 0 | 0 | 17768.1551 | 0 | 0 | 0 | 111727.9811 | 0 | 1821.8671 | 40229.5983 | 9970.7619
| ENERGY |  | 0 | 0 | 0 | 0 | 0 | 0 | 0 | 0 | 0 | 0 | 0 | 0 | 0 | 0 | 0 | 0 | 0 | 0
| CUSTOMER |  | 18185196.2339 | 14013336.8623 | 3494383.56 | 40101.3474 | 5947.531 | 66428.2098 | 33566.6972 | 17065.3114 | 7313.5513 | 969.1791 | 20981.4689 | 44250.8706 | 10970.3942 | 22292.0402 | 421.0732 | 1299.7853 | 318120.0013 | 87748.3507
| TOTAL |  | 50607419 | 34576430.1571 | 8541480.4798 | 85721.7401 | 6281.3567 | 2144663.7703 | 509813.5474 | 28037.3191 | 8853.028 | 115223.1641 | 1123994.4876 | 2127660.812 | 233010.872 | 589088.5442 | 11338.9017 | 10944.25 | 389418.5978 | 105457.9721
TDOMX | PRODUCTION |  | -8.4491e-18 | 2.4305e-17 | 4.2067e-18 | 5.4775e-20 | -1.7117e-21 | 6.3101e-18 | -1.5775e-18 | -7.6685e-20 | -2.0084e-20 | 8.764e-20 | -3.5056e-19 | 3.7393e-18 | 2.3371e-19 | -2.9213e-19 | -1.8258e-21 | 2.191e-20 | 5.8427e-20 | -2.0997e-20
TDOMX | BULKTRAN |  | 0.12321 | 0.060415 | 0.015283 | 0.00017868 | 4.4018e-06 | 0.0063945 | 0.0018211 | 0.00014411 | 3.042e-05 | 0.00038412 | 0.0041875 | 0.027967 | 0.0043875 | 0.0017356 | 4.1899e-05 | 3.026e-05 | 0.00016408 | 4.0743e-05
TDOMX | SUBTRAN |  | 0.047252 | 0.02244 | 0.0057443 | 6.694e-05 | 2.1946e-06 | 0.0025037 | 0.00070966 | 7.2692e-05 | 0 | 0.00014022 | 0.0016206 | 0.013201 | 0 | 0.00067948 | 1.6257e-05 | 1.1158e-05 | 3.505e-05 | 8.7312e-06
TDOMX | DISTPRI |  | 0.33594 | 0.22323 | 0.0562 | 0.00065584 | 0 | 0.024235 | 0.0068799 | 0 | 0 | 0.0013822 | 0.015987 | 0 | 0 | 0.006577 | 0.00015758 | 0.00011316 | 0.00041479 | 0.00010344
TDOMX | DISTSEC |  | 0.13426 | 0.10024 | 0.022503 | 0 | 0 | 0.0079325 | 0 | 0 | 0 | 0.0003511 | 0 | 0 | 0 | 0.0022077 | 0 | 3.6e-05 | 0.00079493 | 0.00019702
TDOMX | ENERGY |  | 0 | 0 | 0 | 0 | 0 | 0 | 0 | 0 | 0 | 0 | 0 | 0 | 0 | 0 | 0 | 0 | 0 | 0
TDOMX | CUSTOMER |  | 0.35934 | 0.2769 | 0.069049 | 0.0007924 | 0.00011752 | 0.0013126 | 0.00066328 | 0.00033721 | 0.00014452 | 1.9151e-05 | 0.00041459 | 0.00087439 | 0.00021677 | 0.00044049 | 8.3204e-06 | 2.5684e-05 | 0.006286 | 0.0017339
TDOMX | TOTAL |  | 1 | 0.68323 | 0.16878 | 0.0016939 | 0.00012412 | 0.042378 | 0.010074 | 0.00055402 | 0.00017494 | 0.0022768 | 0.02221 | 0.042042 | 0.0046043 | 0.01164 | 0.00022406 | 0.00021626 | 0.0076949 | 0.0020838
Acct 902-904 | PRODUCTION |  | 0 | 0 | 0 | 0 | 0 | 0 | 0 | 0 | 0 | 0 | 0 | 0 | 0 | 0 | 0 | 0 | 0 | 0
| BULKTRAN |  | 0 | 0 | 0 | 0 | 0 | 0 | 0 | 0 | 0 | 0 | 0 | 0 | 0 | 0 | 0 | 0 | 0 | 0
| SUBTRAN |  | 0 | 0 | 0 | 0 | 0 | 0 | 0 | 0 | 0 | 0 | 0 | 0 | 0 | 0 | 0 | 0 | 0 | 0
| DISTPRI |  | 0 | 0 | 0 | 0 | 0 | 0 | 0 | 0 | 0 | 0 | 0 | 0 | 0 | 0 | 0 | 0 | 0 | 0
| DISTSEC |  | 0 | 0 | 0 | 0 | 0 | 0 | 0 | 0 | 0 | 0 | 0 | 0 | 0 | 0 | 0 | 0 | 0 | 0
| ENERGY |  | 0 | 0 | 0 | 0 | 0 | 0 | 0 | 0 | 0 | 0 | 0 | 0 | 0 | 0 | 0 | 0 | 0 | 0
| CUSTOMER |  | 4966908 | 4156215.5175 | 803019.1361 | 1860.3166 | 80.926 | 10068.9281 | 1691.746 | 196.7863 | 56.7809 | 145.3121 | 995.5202 | 496.7867 | 88.3554 | 3378.6246 | 27.3291 | 199.7047 | -12827.4762 | 1213.7058
| TOTAL |  | 4966908 | 4156215.5175 | 803019.1361 | 1860.3166 | 80.926 | 10068.9281 | 1691.746 | 196.7863 | 56.7809 | 145.3121 | 995.5202 | 496.7867 | 88.3554 | 3378.6246 | 27.3291 | 199.7047 | -12827.4762 | 1213.7058
TOTOX234 | PRODUCTION |  | 0 | 0 | 0 | 0 | 0 | 0 | 0 | 0 | 0 | 0 | 0 | 0 | 0 | 0 | 0 | 0 | 0 | 0
TOTOX234 | BULKTRAN |  | 0 | 0 | 0 | 0 | 0 | 0 | 0 | 0 | 0 | 0 | 0 | 0 | 0 | 0 | 0 | 0 | 0 | 0
TOTOX234 | SUBTRAN |  | 0 | 0 | 0 | 0 | 0 | 0 | 0 | 0 | 0 | 0 | 0 | 0 | 0 | 0 | 0 | 0 | 0 | 0
TOTOX234 | DISTPRI |  | 0 | 0 | 0 | 0 | 0 | 0 | 0 | 0 | 0 | 0 | 0 | 0 | 0 | 0 | 0 | 0 | 0 | 0
TOTOX234 | DISTSEC |  | 0 | 0 | 0 | 0 | 0 | 0 | 0 | 0 | 0 | 0 | 0 | 0 | 0 | 0 | 0 | 0 | 0 | 0
TOTOX234 | ENERGY |  | 0 | 0 | 0 | 0 | 0 | 0 | 0 | 0 | 0 | 0 | 0 | 0 | 0 | 0 | 0 | 0 | 0 | 0
TOTOX234 | CUSTOMER |  | 1 | 0.83678 | 0.16167 | 0.00037454 | 1.6293e-05 | 0.0020272 | 0.0003406 | 3.9619e-05 | 1.1432e-05 | 2.9256e-05 | 0.00020043 | 0.00010002 | 1.7789e-05 | 0.00068023 | 5.5022e-06 | 4.0207e-05 | -0.0025826 | 0.00024436
TOTOX234 | TOTAL |  | 1 | 0.83678 | 0.16167 | 0.00037454 | 1.6293e-05 | 0.0020272 | 0.0003406 | 3.9619e-05 | 1.1432e-05 | 2.9256e-05 | 0.00020043 | 0.00010002 | 1.7789e-05 | 0.00068023 | 5.5022e-06 | 4.0207e-05 | -0.0025826 | 0.00024436
Acct 901-905 | PRODUCTION |  | 0 | 0 | 0 | 0 | 0 | 0 | 0 | 0 | 0 | 0 | 0 | 0 | 0 | 0 | 0 | 0 | 0 | 0
| BULKTRAN |  | 0 | 0 | 0 | 0 | 0 | 0 | 0 | 0 | 0 | 0 | 0 | 0 | 0 | 0 | 0 | 0 | 0 | 0
| SUBTRAN |  | 0 | 0 | 0 | 0 | 0 | 0 | 0 | 0 | 0 | 0 | 0 | 0 | 0 | 0 | 0 | 0 | 0 | 0
| DISTPRI |  | 0 | 0 | 0 | 0 | 0 | 0 | 0 | 0 | 0 | 0 | 0 | 0 | 0 | 0 | 0 | 0 | 0 | 0
| DISTSEC |  | 0 | 0 | 0 | 0 | 0 | 0 | 0 | 0 | 0 | 0 | 0 | 0 | 0 | 0 | 0 | 0 | 0 | 0
| ENERGY |  | 0 | 0 | 0 | 0 | 0 | 0 | 0 | 0 | 0 | 0 | 0 | 0 | 0 | 0 | 0 | 0 | 0 | 0
| CUSTOMER |  | 5010225 | 4192462.3711 | 810022.3623 | 1876.5406 | 81.6318 | 10156.7404 | 1706.5 | 198.5025 | 57.2761 | 146.5794 | 1004.2023 | 501.1192 | 89.1259 | 3408.09 | 27.5675 | 201.4464 | -12939.3462 | 1224.2907
| TOTAL |  | 5010225 | 4192462.3711 | 810022.3623 | 1876.5406 | 81.6318 | 10156.7404 | 1706.5 | 198.5025 | 57.2761 | 146.5794 | 1004.2023 | 501.1192 | 89.1259 | 3408.09 | 27.5675 | 201.4464 | -12939.3462 | 1224.2907
EXP_OM_CUSTACCT | PRODUCTION |  | 0 | 0 | 0 | 0 | 0 | 0 | 0 | 0 | 0 | 0 | 0 | 0 | 0 | 0 | 0 | 0 | 0 | 0
EXP_OM_CUSTACCT | BULKTRAN |  | 0 | 0 | 0 | 0 | 0 | 0 | 0 | 0 | 0 | 0 | 0 | 0 | 0 | 0 | 0 | 0 | 0 | 0
EXP_OM_CUSTACCT | SUBTRAN |  | 0 | 0 | 0 | 0 | 0 | 0 | 0 | 0 | 0 | 0 | 0 | 0 | 0 | 0 | 0 | 0 | 0 | 0
EXP_OM_CUSTACCT | DISTPRI |  | 0 | 0 | 0 | 0 | 0 | 0 | 0 | 0 | 0 | 0 | 0 | 0 | 0 | 0 | 0 | 0 | 0 | 0
EXP_OM_CUSTACCT | DISTSEC |  | 0 | 0 | 0 | 0 | 0 | 0 | 0 | 0 | 0 | 0 | 0 | 0 | 0 | 0 | 0 | 0 | 0 | 0
EXP_OM_CUSTACCT | ENERGY |  | 0 | 0 | 0 | 0 | 0 | 0 | 0 | 0 | 0 | 0 | 0 | 0 | 0 | 0 | 0 | 0 | 0 | 0
EXP_OM_CUSTACCT | CUSTOMER |  | 1 | 0.83678 | 0.16167 | 0.00037454 | 1.6293e-05 | 0.0020272 | 0.0003406 | 3.9619e-05 | 1.1432e-05 | 2.9256e-05 | 0.00020043 | 0.00010002 | 1.7789e-05 | 0.00068023 | 5.5022e-06 | 4.0207e-05 | -0.0025826 | 0.00024436
EXP_OM_CUSTACCT | TOTAL |  | 1 | 0.83678 | 0.16167 | 0.00037454 | 1.6293e-05 | 0.0020272 | 0.0003406 | 3.9619e-05 | 1.1432e-05 | 2.9256e-05 | 0.00020043 | 0.00010002 | 1.7789e-05 | 0.00068023 | 5.5022e-06 | 4.0207e-05 | -0.0025826 | 0.00024436
A&G Regulatory
Acct 907-910 | PRODUCTION |  | 0 | 0 | 0 | 0 | 0 | 0 | 0 | 0 | 0 | 0 | 0 | 0 | 0 | 0 | 0 | 0 | 0 | 0
| BULKTRAN |  | 0 | 0 | 0 | 0 | 0 | 0 | 0 | 0 | 0 | 0 | 0 | 0 | 0 | 0 | 0 | 0 | 0 | 0
| SUBTRAN |  | 0 | 0 | 0 | 0 | 0 | 0 | 0 | 0 | 0 | 0 | 0 | 0 | 0 | 0 | 0 | 0 | 0 | 0
| DISTPRI |  | 0 | 0 | 0 | 0 | 0 | 0 | 0 | 0 | 0 | 0 | 0 | 0 | 0 | 0 | 0 | 0 | 0 | 0
| DISTSEC |  | 0 | 0 | 0 | 0 | 0 | 0 | 0 | 0 | 0 | 0 | 0 | 0 | 0 | 0 | 0 | 0 | 0 | 0
| ENERGY |  | 0 | 0 | 0 | 0 | 0 | 0 | 0 | 0 | 0 | 0 | 0 | 0 | 0 | 0 | 0 | 0 | 0 | 0
| CUSTOMER |  | 1776402 | 1113350.7288 | 263317.8708 | 598.3137 | 25.642 | 3111.2314 | 512.8403 | 59.8314 | 17.0947 | 42.7367 | 290.6095 | 145.3048 | 25.642 | 1085.512 | 8.5473 | 68.3787 | 393288.7068 | 453.009
| TOTAL |  | 1776402 | 1113350.7288 | 263317.8708 | 598.3137 | 25.642 | 3111.2314 | 512.8403 | 59.8314 | 17.0947 | 42.7367 | 290.6095 | 145.3048 | 25.642 | 1085.512 | 8.5473 | 68.3787 | 393288.7068 | 453.009
EXP_OM_CUSTSERV | PRODUCTION |  | 0 | 0 | 0 | 0 | 0 | 0 | 0 | 0 | 0 | 0 | 0 | 0 | 0 | 0 | 0 | 0 | 0 | 0
EXP_OM_CUSTSERV | BULKTRAN |  | 0 | 0 | 0 | 0 | 0 | 0 | 0 | 0 | 0 | 0 | 0 | 0 | 0 | 0 | 0 | 0 | 0 | 0
EXP_OM_CUSTSERV | SUBTRAN |  | 0 | 0 | 0 | 0 | 0 | 0 | 0 | 0 | 0 | 0 | 0 | 0 | 0 | 0 | 0 | 0 | 0 | 0
EXP_OM_CUSTSERV | DISTPRI |  | 0 | 0 | 0 | 0 | 0 | 0 | 0 | 0 | 0 | 0 | 0 | 0 | 0 | 0 | 0 | 0 | 0 | 0
EXP_OM_CUSTSERV | DISTSEC |  | 0 | 0 | 0 | 0 | 0 | 0 | 0 | 0 | 0 | 0 | 0 | 0 | 0 | 0 | 0 | 0 | 0 | 0
EXP_OM_CUSTSERV | ENERGY |  | 0 | 0 | 0 | 0 | 0 | 0 | 0 | 0 | 0 | 0 | 0 | 0 | 0 | 0 | 0 | 0 | 0 | 0
EXP_OM_CUSTSERV | CUSTOMER |  | 1 | 0.62674 | 0.14823 | 0.00033681 | 1.4435e-05 | 0.0017514 | 0.0002887 | 3.3681e-05 | 9.6232e-06 | 2.4058e-05 | 0.00016359 | 8.1797e-05 | 1.4435e-05 | 0.00061107 | 4.8116e-06 | 3.8493e-05 | 0.2214 | 0.00025501
EXP_OM_CUSTSERV | TOTAL |  | 1 | 0.62674 | 0.14823 | 0.00033681 | 1.4435e-05 | 0.0017514 | 0.0002887 | 3.3681e-05 | 9.6232e-06 | 2.4058e-05 | 0.00016359 | 8.1797e-05 | 1.4435e-05 | 0.00061107 | 4.8116e-06 | 3.8493e-05 | 0.2214 | 0.00025501
O&M Expense | PRODUCTION |  | 120254329.4994 | 59009150.8776 | 14915737.454 | 159325.2407 | 2888.0084 | 6209298.2968 | 1785575.2396 | 138279.2826 | 88868.5093 | 377587.8014 | 4112830.6486 | 27191228.4614 | 4308842.1727 | 1683194.3179 | 41121.0089 | 29778.7354 | 160508.287 | 40115.1572
less Purch. Power & Fuel | BULKTRAN |  | 9950892.4254 | 4919234.9893 | 1250627.5109 | 12575.5871 | -176.0066 | 521122.0476 | 150679.4739 | 11695.7294 | -99935.1575 | 31391.4682 | 344764.8353 | 2291450.4059 | 353784.0435 | 140774.1219 | 3460.1548 | 2517.4768 | 13510.4912 | 3415.2538
| SUBTRAN |  | 3857944.4829 | 1827264.7219 | 470040.1122 | 4732.9242 | -72.0051 | 204042.1266 | 58695.4034 | 5900.538 | 0 | 11458.6282 | 133395.3802 | 1081480.7592 | 0 | 55119.1489 | 1342.1623 | 927.8051 | 2885.387 | 731.3906
| DISTPRI |  | 20811291.1448 | 13835038.4173 | 3482997.9391 | 33480.2122 | 0 | 1487863.2161 | 430763.8768 | 0 | 0 | 86656.6141 | 1002642.2025 | 0 | 0 | 402448.0566 | 9877.9496 | 7137.3075 | 25843.3558 | 6541.9972
| DISTSEC |  | 8372592.0046 | 6255487.9172 | 1404261.6647 | 0 | 0 | 490020.3834 | 0 | 0 | 0 | 22182.1602 | 0 | 0 | 0 | 135892.646 | 0 | 2289.5369 | 49891.4268 | 12566.2694
| ENERGY |  | -27142125.702 | -9843321.5092 | -3188896.7001 | -47545.163 | -2018.9488 | -1571437.2176 | -424083.8841 | -36228.4168 | 93996.9947 | -100028.7441 | -1200994.4306 | -8814261.5167 | -1356184.0583 | -427918.2238 | -9647.6795 | -9339.6667 | -164121.7764 | -40094.7611
| CUSTOMER |  | 29635903.4289 | 23192535.5489 | 5441780.7903 | 44404.0608 | 3358.2443 | 94089.502 | 42500.9486 | 19966.6 | -10548.3938 | 1389.3805 | 26497.6907 | 52617.3786 | 13123.7534 | 31535.3238 | 543.6176 | 1885.4173 | 561042.5584 | 119181.0072
| TOTAL |  | 165740827.284 | 99195390.963 | 23776548.7711 | 206972.8619 | 3979.2923 | 7434998.3548 | 2044131.0582 | 139613.7333 | 72381.9527 | 430637.3086 | 4419136.3266 | 21802515.4884 | 3319565.9113 | 2021045.3914 | 46697.2136 | 35196.6124 | 649559.7299 | 142456.3145
EXP_OM_LPP | PRODUCTION |  | 0.72556 | 0.35603 | 0.089994 | 0.00096129 | 1.7425e-05 | 0.037464 | 0.010773 | 0.00083431 | 0.00053619 | 0.0022782 | 0.024815 | 0.16406 | 0.025997 | 0.010156 | 0.0002481 | 0.00017967 | 0.00096843 | 0.00024204
EXP_OM_LPP | BULKTRAN |  | 0.060039 | 0.02968 | 0.0075457 | 7.5875e-05 | -1.0619e-06 | 0.0031442 | 0.00090913 | 7.0566e-05 | -0.00060296 | 0.0001894 | 0.0020801 | 0.013826 | 0.0021346 | 0.00084936 | 2.0877e-05 | 1.5189e-05 | 8.1516e-05 | 2.0606e-05
EXP_OM_LPP | SUBTRAN |  | 0.023277 | 0.011025 | 0.002836 | 2.8556e-05 | -4.3444e-07 | 0.0012311 | 0.00035414 | 3.5601e-05 | 0 | 6.9136e-05 | 0.00080484 | 0.0065251 | 0 | 0.00033256 | 8.098e-06 | 5.5979e-06 | 1.7409e-05 | 4.4129e-06
EXP_OM_LPP | DISTPRI |  | 0.12557 | 0.083474 | 0.021015 | 0.000202 | 0 | 0.008977 | 0.002599 | 0 | 0 | 0.00052284 | 0.0060495 | 0 | 0 | 0.0024282 | 5.9599e-05 | 4.3063e-05 | 0.00015593 | 3.9471e-05
EXP_OM_LPP | DISTSEC |  | 0.050516 | 0.037743 | 0.0084726 | 0 | 0 | 0.0029565 | 0 | 0 | 0 | 0.00013384 | 0 | 0 | 0 | 0.00081991 | 0 | 1.3814e-05 | 0.00030102 | 7.5819e-05
EXP_OM_LPP | ENERGY |  | -0.16376 | -0.05939 | -0.01924 | -0.00028686 | -1.2181e-05 | -0.0094813 | -0.0025587 | -0.00021858 | 0.00056713 | -0.00060353 | -0.0072462 | -0.053181 | -0.0081826 | -0.0025819 | -5.8209e-05 | -5.6351e-05 | -0.00099023 | -0.00024191
EXP_OM_LPP | CUSTOMER |  | 0.17881 | 0.13993 | 0.032833 | 0.00026791 | 2.0262e-05 | 0.00056769 | 0.00025643 | 0.00012047 | -6.3644e-05 | 8.3829e-06 | 0.00015987 | 0.00031747 | 7.9182e-05 | 0.00019027 | 3.2799e-06 | 1.1376e-05 | 0.0033851 | 0.00071908
EXP_OM_LPP | TOTAL |  | 1 | 0.5985 | 0.14346 | 0.0012488 | 2.4009e-05 | 0.044859 | 0.012333 | 0.00084236 | 0.00043672 | 0.0025983 | 0.026663 | 0.13155 | 0.020029 | 0.012194 | 0.00028175 | 0.00021236 | 0.0039191 | 0.00085951
O&M Labor | PRODUCTION |  | 7984127 | 3914960.1238 | 990332.6827 | 11578.4954 | 285.2421 | 414367.6193 | 118009.8638 | 9338.7681 | 1971.2493 | 24891.1887 | 271357.6236 | 1812299.3661 | 284315.526 | 112470.641 | 2715.0824 | 1960.9031 | 10632.4078 | 2640.2171
| BULKTRAN |  | 2148314.8336 | 1053410.9624 | 266472.0128 | 3115.4631 | 76.751 | 111495.2334 | 31753.2951 | 2512.8125 | 530.4104 | 6697.5525 | 73015.072 | 487641.2426 | 76501.6967 | 30262.8385 | 730.556 | 527.6265 | 2860.8963 | 710.4117
| SUBTRAN |  | 823897.1664 | 391270.2535 | 100159.4114 | 1167.1799 | 38.2651 | 43654.3377 | 12373.7235 | 1267.4766 | 0 | 2444.839 | 28257.1568 | 230175.6032 | 0 | 11847.5397 | 283.4603 | 194.5477 | 611.1325 | 152.2395
| DISTPRI |  | 5485845.681 | 3645337.0719 | 917755.9906 | 10709.8835 | 0 | 395761.805 | 112348.2259 | 0 | 0 | 22571.7499 | 261073.8607 | 0 | 0 | 107403.0858 | 2573.2891 | 1847.8444 | 6773.6151 | 1689.259
| DISTSEC |  | 2192535.7396 | 1636951.0466 | 367473.8182 | 0 | 0 | 129538.3949 | 0 | 0 | 0 | 5733.4414 | 0 | 0 | 0 | 36052.4676 | 0 | 587.8814 | 12981.3166 | 3217.3728
| ENERGY |  | 5758873 | 2093537.3867 | 675723.0162 | 7735.7465 | 196.062 | 326994.3273 | 91273.8914 | 7226.2232 | 1481.3427 | 21789.1246 | 260397.6718 | 1840889.698 | 295020.3692 | 88695.8591 | 2084.6659 | 2036.5499 | 35043.1484 | 8747.9171
| CUSTOMER |  | 8451286.5794 | 6638395.5615 | 1542333.3061 | 13899.3807 | 1960.8443 | 26612.7413 | 11700.0595 | 5607.7209 | 2389.0856 | 387.1963 | 7280.178 | 14533.3705 | 3585.1685 | 8935.5843 | 149.9378 | 522.9136 | 144045.2959 | 28948.2344
| TOTAL |  | 32844880 | 19373862.4064 | 4860250.238 | 48206.1492 | 2557.1645 | 1448424.4589 | 377459.0592 | 25953.0013 | 6372.088 | 84515.0923 | 901381.5629 | 4385539.2803 | 659422.7605 | 395668.0161 | 8536.9915 | 7678.2667 | 212947.8125 | 46105.6516
LABOR_M | PRODUCTION |  | 0.24309 | 0.1192 | 0.030152 | 0.00035252 | 8.6845e-06 | 0.012616 | 0.0035929 | 0.00028433 | 6.0017e-05 | 0.00075784 | 0.0082618 | 0.055178 | 0.0086563 | 0.0034243 | 8.2664e-05 | 5.9702e-05 | 0.00032372 | 8.0384e-05
LABOR_M | BULKTRAN |  | 0.065408 | 0.032072 | 0.008113 | 9.4854e-05 | 2.3368e-06 | 0.0033946 | 0.00096677 | 7.6505e-05 | 1.6149e-05 | 0.00020391 | 0.002223 | 0.014847 | 0.0023292 | 0.00092139 | 2.2243e-05 | 1.6064e-05 | 8.7103e-05 | 2.1629e-05
LABOR_M | SUBTRAN |  | 0.025084 | 0.011913 | 0.0030495 | 3.5536e-05 | 1.165e-06 | 0.0013291 | 0.00037673 | 3.859e-05 | 0 | 7.4436e-05 | 0.00086032 | 0.007008 | 0 | 0.00036071 | 8.6303e-06 | 5.9232e-06 | 1.8607e-05 | 4.6351e-06
LABOR_M | DISTPRI |  | 0.16702 | 0.11099 | 0.027942 | 0.00032607 | 0 | 0.012049 | 0.0034206 | 0 | 0 | 0.00068722 | 0.0079487 | 0 | 0 | 0.00327 | 7.8347e-05 | 5.626e-05 | 0.00020623 | 5.1431e-05
LABOR_M | DISTSEC |  | 0.066754 | 0.049839 | 0.011188 | 0 | 0 | 0.0039439 | 0 | 0 | 0 | 0.00017456 | 0 | 0 | 0 | 0.0010977 | 0 | 1.7899e-05 | 0.00039523 | 9.7957e-05
LABOR_M | ENERGY |  | 0.17534 | 0.06374 | 0.020573 | 0.00023552 | 5.9693e-06 | 0.0099557 | 0.0027789 | 0.00022001 | 4.5101e-05 | 0.00066339 | 0.0079281 | 0.056048 | 0.0089822 | 0.0027004 | 6.347e-05 | 6.2005e-05 | 0.0010669 | 0.00026634
LABOR_M | CUSTOMER |  | 0.25731 | 0.20211 | 0.046958 | 0.00042318 | 5.97e-05 | 0.00081026 | 0.00035622 | 0.00017073 | 7.2738e-05 | 1.1789e-05 | 0.00022165 | 0.00044249 | 0.00010915 | 0.00027205 | 4.565e-06 | 1.5921e-05 | 0.0043856 | 0.00088136
LABOR_M | TOTAL |  | 1 | 0.58986 | 0.14798 | 0.0014677 | 7.7856e-05 | 0.044099 | 0.011492 | 0.00079017 | 0.00019401 | 0.0025732 | 0.027444 | 0.13352 | 0.020077 | 0.012047 | 0.00025992 | 0.00023377 | 0.0064834 | 0.0014037
Production O&M Labor | PRODUCTION |  | 7984127 | 3914960.1238 | 990332.6827 | 11578.4954 | 285.2421 | 414367.6193 | 118009.8638 | 9338.7681 | 1971.2493 | 24891.1887 | 271357.6236 | 1812299.3661 | 284315.526 | 112470.641 | 2715.0824 | 1960.9031 | 10632.4078 | 2640.2171
| BULKTRAN |  | 0 | 0 | 0 | 0 | 0 | 0 | 0 | 0 | 0 | 0 | 0 | 0 | 0 | 0 | 0 | 0 | 0 | 0
| SUBTRAN |  | 0 | 0 | 0 | 0 | 0 | 0 | 0 | 0 | 0 | 0 | 0 | 0 | 0 | 0 | 0 | 0 | 0 | 0
| DISTPRI |  | 0 | 0 | 0 | 0 | 0 | 0 | 0 | 0 | 0 | 0 | 0 | 0 | 0 | 0 | 0 | 0 | 0 | 0
| DISTSEC |  | 0 | 0 | 0 | 0 | 0 | 0 | 0 | 0 | 0 | 0 | 0 | 0 | 0 | 0 | 0 | 0 | 0 | 0
| ENERGY |  | 5758873 | 2093537.3867 | 675723.0162 | 7735.7465 | 196.062 | 326994.3273 | 91273.8914 | 7226.2232 | 1481.3427 | 21789.1246 | 260397.6718 | 1840889.698 | 295020.3692 | 88695.8591 | 2084.6659 | 2036.5499 | 35043.1484 | 8747.9171
| CUSTOMER |  | 0 | 0 | 0 | 0 | 0 | 0 | 0 | 0 | 0 | 0 | 0 | 0 | 0 | 0 | 0 | 0 | 0 | 0
| TOTAL |  | 13743000 | 6008497.5105 | 1666055.6988 | 19314.2419 | 481.3041 | 741361.9466 | 209283.7552 | 16564.9912 | 3452.592 | 46680.3132 | 531755.2953 | 3653189.0641 | 579335.8953 | 201166.5 | 4799.7483 | 3997.453 | 45675.5562 | 11388.1342
LABOR_PROD | PRODUCTION |  | 0.58096 | 0.28487 | 0.072061 | 0.0008425 | 2.0755e-05 | 0.030151 | 0.0085869 | 0.00067953 | 0.00014344 | 0.0018112 | 0.019745 | 0.13187 | 0.020688 | 0.0081838 | 0.00019756 | 0.00014268 | 0.00077366 | 0.00019211
LABOR_PROD | BULKTRAN |  | 0 | 0 | 0 | 0 | 0 | 0 | 0 | 0 | 0 | 0 | 0 | 0 | 0 | 0 | 0 | 0 | 0 | 0
LABOR_PROD | SUBTRAN |  | 0 | 0 | 0 | 0 | 0 | 0 | 0 | 0 | 0 | 0 | 0 | 0 | 0 | 0 | 0 | 0 | 0 | 0
LABOR_PROD | DISTPRI |  | 0 | 0 | 0 | 0 | 0 | 0 | 0 | 0 | 0 | 0 | 0 | 0 | 0 | 0 | 0 | 0 | 0 | 0
LABOR_PROD | DISTSEC |  | 0 | 0 | 0 | 0 | 0 | 0 | 0 | 0 | 0 | 0 | 0 | 0 | 0 | 0 | 0 | 0 | 0 | 0
LABOR_PROD | ENERGY |  | 0.41904 | 0.15233 | 0.049169 | 0.00056289 | 1.4266e-05 | 0.023794 | 0.0066415 | 0.00052581 | 0.00010779 | 0.0015855 | 0.018948 | 0.13395 | 0.021467 | 0.0064539 | 0.00015169 | 0.00014819 | 0.0025499 | 0.00063654
LABOR_PROD | CUSTOMER |  | 0 | 0 | 0 | 0 | 0 | 0 | 0 | 0 | 0 | 0 | 0 | 0 | 0 | 0 | 0 | 0 | 0 | 0
LABOR_PROD | TOTAL |  | 1 | 0.4372 | 0.12123 | 0.0014054 | 3.5022e-05 | 0.053945 | 0.015228 | 0.0012053 | 0.00025123 | 0.0033967 | 0.038693 | 0.26582 | 0.042155 | 0.014638 | 0.00034925 | 0.00029087 | 0.0033236 | 0.00082865
Rent Revenues | PRODUCTION |  | 2318387.7504 | 1136805.0125 | 287567.4648 | 3362.1011 | 82.8271 | 120321.8352 | 34267.068 | 2711.7411 | 572.4007 | 7227.7692 | 78795.3637 | 526245.7186 | 82558.0095 | 32658.6183 | 788.391 | 569.3965 | 3087.3812 | 766.652
| BULKTRAN |  | 411623.2111 | 201836.5261 | 51056.7929 | 596.9316 | 14.7057 | 21362.8027 | 6084.0213 | 481.462 | 101.6281 | 1283.27 | 13989.8947 | 93433.4442 | 14657.9419 | 5798.4456 | 139.9766 | 101.0947 | 548.1558 | 136.1169
| SUBTRAN |  | 157861.0323 | 74968.4896 | 19190.8271 | 223.635 | 7.3317 | 8364.2948 | 2370.8405 | 242.8521 | 0 | 468.4381 | 5414.1513 | 44102.298 | 0 | 2270.0222 | 54.3118 | 37.2759 | 117.0947 | 29.1695
| DISTPRI |  | 2408499.0473 | 1600444.3754 | 402930.4792 | 4702.0543 | 0 | 173754.7838 | 49325.2291 | 0 | 0 | 9909.8738 | 114621.5518 | 0 | 0 | 47154.1208 | 1129.7738 | 811.2754 | 2973.8798 | 741.6502
| DISTSEC |  | 1031485.3902 | 770108.8099 | 172879.2229 | 0 | 0 | 60941.7486 | 0 | 0 | 0 | 2697.3157 | 0 | 0 | 0 | 16960.9977 | 0 | 276.5707 | 6107.1015 | 1513.6232
| ENERGY |  | 2330.3184 | 847.1464 | 273.4302 | 3.1303 | 0.079336 | 132.3177 | 36.9338 | 2.9241 | 0.59942 | 8.8169 | 105.3695 | 744.913 | 119.3795 | 35.8906 | 0.84356 | 0.82409 | 14.1802 | 3.5398
| CUSTOMER |  | 2547889.2603 | 2016700.9048 | 479414.3808 | 1503.3809 | 81.9313 | 6010.8849 | 1277.5316 | 235.0788 | 100.7402 | 83.3494 | 750.9412 | 609.5633 | 151.1118 | 2084.9917 | 19.3863 | 129.8971 | 33032.1733 | 5703.0129
| TOTAL |  | 8878076.01 | 5801711.2647 | 1413312.598 | 10391.2331 | 186.8751 | 390888.6677 | 93361.6244 | 3674.0581 | 775.3685 | 21678.8331 | 213677.2722 | 665135.937 | 97486.4428 | 106963.087 | 2132.6829 | 1926.3344 | 45879.9665 | 8893.7646
REV_RENT | PRODUCTION |  | 0.26114 | 0.12805 | 0.032391 | 0.0003787 | 9.3294e-06 | 0.013553 | 0.0038597 | 0.00030544 | 6.4474e-05 | 0.00081411 | 0.0088753 | 0.059275 | 0.0092991 | 0.0036786 | 8.8802e-05 | 6.4135e-05 | 0.00034775 | 8.6353e-05
REV_RENT | BULKTRAN |  | 0.046364 | 0.022734 | 0.0057509 | 6.7237e-05 | 1.6564e-06 | 0.0024062 | 0.00068529 | 5.423e-05 | 1.1447e-05 | 0.00014454 | 0.0015758 | 0.010524 | 0.001651 | 0.00065312 | 1.5767e-05 | 1.1387e-05 | 6.1743e-05 | 1.5332e-05
REV_RENT | SUBTRAN |  | 0.017781 | 0.0084442 | 0.0021616 | 2.519e-05 | 8.2582e-07 | 0.00094213 | 0.00026704 | 2.7354e-05 | 0 | 5.2763e-05 | 0.00060983 | 0.0049676 | 0 | 0.00025569 | 6.1175e-06 | 4.1986e-06 | 1.3189e-05 | 3.2856e-06
REV_RENT | DISTPRI |  | 0.27129 | 0.18027 | 0.045385 | 0.00052963 | 0 | 0.019571 | 0.0055558 | 0 | 0 | 0.0011162 | 0.012911 | 0 | 0 | 0.0053113 | 0.00012725 | 9.138e-05 | 0.00033497 | 8.3537e-05
REV_RENT | DISTSEC |  | 0.11618 | 0.086743 | 0.019473 | 0 | 0 | 0.0068643 | 0 | 0 | 0 | 0.00030382 | 0 | 0 | 0 | 0.0019104 | 0 | 3.1152e-05 | 0.00068789 | 0.00017049
REV_RENT | ENERGY |  | 0.00026248 | 9.542e-05 | 3.0798e-05 | 3.5258e-07 | 8.9362e-09 | 1.4904e-05 | 4.1601e-06 | 3.2936e-07 | 6.7517e-08 | 9.9311e-07 | 1.1869e-05 | 8.3905e-05 | 1.3447e-05 | 4.0426e-06 | 9.5016e-08 | 9.2823e-08 | 1.5972e-06 | 3.9872e-07
REV_RENT | CUSTOMER |  | 0.28699 | 0.22716 | 0.054 | 0.00016934 | 9.2285e-06 | 0.00067705 | 0.0001439 | 2.6479e-05 | 1.1347e-05 | 9.3882e-06 | 8.4584e-05 | 6.8659e-05 | 1.7021e-05 | 0.00023485 | 2.1836e-06 | 1.4631e-05 | 0.0037206 | 0.00064237
REV_RENT | TOTAL |  | 1 | 0.65349 | 0.15919 | 0.0011704 | 2.1049e-05 | 0.044029 | 0.010516 | 0.00041383 | 8.7335e-05 | 0.0024418 | 0.024068 | 0.074919 | 0.010981 | 0.012048 | 0.00024022 | 0.00021698 | 0.0051678 | 0.0010018
Total Revenues | PRODUCTION |  | 184373734.056 | 85508223.1637 | 25379833.8789 | 270925.5614 | 4443.4254 | 11111784.6514 | 3452969.1782 | 230541.3647 | 254826.1028 | 622230.935 | 7307656.7817 | 40257342.9307 | 6216718.9816 | 3234927.6179 | 76314.8049 | 57361.8985 | 305599.933 | 82032.846
| BULKTRAN |  | 54339494.7941 | 20356141.0111 | 10003356.6738 | 152695.4229 | 5069.3309 | 4960942.9357 | 1710150.7502 | 95769.9885 | -448844.0601 | 218161.9001 | 3072182.3458 | 10972869.687 | 1355943.0463 | 1631037.5673 | 34932.0839 | 27753.7753 | 147869.8907 | 43462.4446
| SUBTRAN |  | 21364922.595 | 7710548.6975 | 3750352.143 | 56671.9083 | 2453.0325 | 1930314.7311 | 659574.4835 | 48092.3608 | 0 | 79711.5437 | 1182761.3369 | 5247885.0207 | 0 | 632449.2629 | 13453.1356 | 10140.3084 | 31307.2942 | 9207.336
| DISTPRI |  | 66957802.5987 | 36817821.4978 | 13958477.5071 | 176415.2478 | 0 | 6749253.8378 | 2232609.6256 | 0 | 0 | 315604.3677 | 4341602.4759 | 0 | 0 | 2115064.4538 | 46939.0183 | 36305.0775 | 130427.4293 | 37282.0603
| DISTSEC |  | 27383329.6571 | 17730889.9666 | 6042138.7395 | 0 | 0 | 2392585.2258 | 0 | 0 | 0 | 86525.1898 | 0 | 0 | 0 | 770412.5076 | 0 | 12529.7587 | 271114.4644 | 77133.8048
| ENERGY |  | 238458639.3794 | 85675400.8181 | 28531221.4303 | 292845.6333 | 5897.8925 | 13866631.3626 | 3996964.3128 | 298158.9133 | 465918.7921 | 922980.2733 | 11193535.0875 | 75137846.5028 | 12165844.6734 | 3816124.5242 | 90300.6913 | 89252.2673 | 1520778.0783 | 388938.1264
| CUSTOMER |  | 72587581.3241 | 48060045.6901 | 15886700.5455 | 140371.9064 | 17823.7365 | 295952.2791 | 141745.7547 | 53958.8654 | -87400.3198 | 3652.3239 | 76378.0185 | 110511.1049 | 25499.101 | 112828.3453 | 1684.724 | 6677.2639 | 6545255.8493 | 1195896.1355
| TOTAL |  | 665465504.4044 | 301859070.845 | 103552080.918 | 1089925.68 | 35687.4177 | 41307465.0236 | 12194014.1048 | 726521.4928 | 184500.515 | 2248866.5336 | 27174116.0463 | 131726455.246 | 19764005.8023 | 12312844.2789 | 263624.458 | 240020.3495 | 8952352.9393 | 1833952.7535
REV | PRODUCTION |  | 0.27706 | 0.12849 | 0.038138 | 0.00040712 | 6.6772e-06 | 0.016698 | 0.0051888 | 0.00034644 | 0.00038293 | 0.00093503 | 0.010981 | 0.060495 | 0.0093419 | 0.0048611 | 0.00011468 | 8.6198e-05 | 0.00045923 | 0.00012327
REV | BULKTRAN |  | 0.081656 | 0.030589 | 0.015032 | 0.00022946 | 7.6177e-06 | 0.0074548 | 0.0025699 | 0.00014391 | -0.00067448 | 0.00032783 | 0.0046166 | 0.016489 | 0.0020376 | 0.002451 | 5.2493e-05 | 4.1706e-05 | 0.00022221 | 6.5311e-05
REV | SUBTRAN |  | 0.032105 | 0.011587 | 0.0056357 | 8.5161e-05 | 3.6862e-06 | 0.0029007 | 0.00099115 | 7.2269e-05 | 0 | 0.00011978 | 0.0017773 | 0.007886 | 0 | 0.00095039 | 2.0216e-05 | 1.5238e-05 | 4.7046e-05 | 1.3836e-05
REV | DISTPRI |  | 0.10062 | 0.055326 | 0.020976 | 0.0002651 | 0 | 0.010142 | 0.003355 | 0 | 0 | 0.00047426 | 0.0065242 | 0 | 0 | 0.0031783 | 7.0536e-05 | 5.4556e-05 | 0.00019599 | 5.6024e-05
REV | DISTSEC |  | 0.041149 | 0.026644 | 0.0090796 | 0 | 0 | 0.0035954 | 0 | 0 | 0 | 0.00013002 | 0 | 0 | 0 | 0.0011577 | 0 | 1.8829e-05 | 0.00040741 | 0.00011591
REV | ENERGY |  | 0.35833 | 0.12875 | 0.042874 | 0.00044006 | 8.8628e-06 | 0.020837 | 0.0060063 | 0.00044805 | 0.00070014 | 0.001387 | 0.016821 | 0.11291 | 0.018282 | 0.0057345 | 0.0001357 | 0.00013412 | 0.0022853 | 0.00058446
REV | CUSTOMER |  | 0.10908 | 0.07222 | 0.023873 | 0.00021094 | 2.6784e-05 | 0.00044473 | 0.000213 | 8.1084e-05 | -0.00013134 | 5.4884e-06 | 0.00011477 | 0.00016607 | 3.8318e-05 | 0.00016955 | 2.5316e-06 | 1.0034e-05 | 0.0098356 | 0.0017971
REV | TOTAL |  | 1 | 0.45361 | 0.15561 | 0.0016378 | 5.3628e-05 | 0.062073 | 0.018324 | 0.0010917 | 0.00027725 | 0.0033794 | 0.040835 | 0.19795 | 0.0297 | 0.018503 | 0.00039615 | 0.00036068 | 0.013453 | 0.0027559
RBASE |  | Source: Per Books | 601558147.2454 | 271946348.577 | 95300980.5045 | 1100232.4161 | 49000.649 | 38192213.5394 | 11115241.5079 | 651447.8827 | 85417.9899 | 2053559.243 | 24627846.5246 | 115694662.5086 | 18226321.2167 | 11514535.8623 | 241784.9189 | 221664.8511 | 8755835.8 | 1781053.2534 | LGS Tran blows up if there is a zero in here, fix at end
Initial Other Revenue |  | Revenues; | 68696400.62 | 31718132.3207 | 8995761.4346 | 97503.8938 | 3781.2872 | 3615442.4999 | 1117773.0382 | 92132.134 | 8583.6396 | 195307.2905 | 2579079.4104 | 17433318.2148 | 1537684.5856 | 961372.7577 | 22421.0382 | 18355.4983 | 246852.0761 | 52899.5001
Initial Total Expense |  | Summary tab | 589874739.6838 | 283427348.3526 | 81215859.7765 | 840286.3991 | 26741.6376 | 31561892.1494 | 8843345.3157 | 617206.9555 | 168314.9518 | 1899155.4338 | 21647805.1006 | 124889487.1001 | 19279598.1122 | 8793955.1065 | 197510.8162 | 176768.5724 | 5221091.7208 | 1068372.1831
Net Operating Income |  |  | 80379808.1816 | 20237132.5452 | 23080882.1627 | 357449.9109 | 26040.2986 | 10245763.8899 | 3389669.2304 | 126373.0612 | -74313.3223 | 349711.0997 | 5559120.8345 | 8238493.6233 | 484407.6901 | 3681953.5135 | 66695.1409 | 63251.7771 | 3781596.1553 | 765580.5704
RATEBASE | PRODUCTION |  | 0.1946 | 0.094986 | 0.024108 | 0.00025459 | 2.793e-06 | 0.010152 | 0.0027427 | 0.00018698 | 3.4589e-05 | 0.00059118 | 0.0065297 | 0.044788 | 0.0069793 | 0.0027957 | 6.7475e-05 | 4.8717e-05 | 0.00026298 | 6.559e-05
RATEBASE | BULKTRAN |  | 0.24775 | 0.12102 | 0.030695 | 0.00032728 | 4.2582e-06 | 0.012906 | 0.0035213 | 0.00024625 | 7.9244e-05 | 0.00075645 | 0.0083352 | 0.05686 | 0.0088805 | 0.0035452 | 8.5658e-05 | 6.1861e-05 | 0.00033401 | 8.3287e-05
RATEBASE | SUBTRAN |  | 0.092546 | 0.043769 | 0.011235 | 0.00011908 | 2.0052e-06 | 0.0049211 | 0.0013348 | 0.00012038 | 0 | 0.00026874 | 0.0031403 | 0.026143 | 0 | 0.0013521 | 3.2379e-05 | 2.2221e-05 | 6.9502e-05 | 1.7388e-05
RATEBASE | DISTPRI |  | 0.17769 | 0.11805 | 0.029809 | 0.00031481 | 0 | 0.012926 | 0.0034975 | 0 | 0 | 0.00071704 | 0.0083933 | 0 | 0 | 0.003555 | 8.5226e-05 | 6.1191e-05 | 0.0002233 | 5.5936e-05
RATEBASE | DISTSEC |  | 0.078076 | 0.058206 | 0.013106 | 0 | 0 | 0.0046459 | 0 | 0 | 0 | 0.00019996 | 0 | 0 | 0 | 0.0013105 | 0 | 2.1379e-05 | 0.00046996 | 0.000117
RATEBASE | ENERGY |  | 0.049997 | 0.018151 | 0.005864 | 6.803e-05 | 1.7252e-06 | 0.0028461 | 0.00078456 | 6.115e-05 | -7.0075e-06 | 0.00018776 | 0.00225 | 0.016042 | 0.0025573 | 0.00077429 | 1.8122e-05 | 1.7687e-05 | 0.00030474 | 7.597e-05
RATEBASE | CUSTOMER |  | 0.15935 | 0.11457 | 0.028106 | 0.00020741 | 1.3726e-05 | 0.00047345 | 0.00018425 | 7.8129e-05 | 4.262e-05 | 6.6261e-06 | 0.00011863 | 0.00024727 | 6.0943e-05 | 0.00016246 | 2.496e-06 | 9.646e-06 | 0.013081 | 0.0019911
RATEBASE | TOTAL |  | 1 | 0.56875 | 0.14292 | 0.0012912 | 2.4508e-05 | 0.04887 | 0.012065 | 0.00069289 | 0.00014945 | 0.0027278 | 0.028767 | 0.14408 | 0.018478 | 0.013495 | 0.00029136 | 0.0002427 | 0.014746 | 0.0024063
NOI - Functionalized | PRODUCTION |  | 15223038.7142 | 3379784.5653 | 3893242.1428 | 70480.167 | 2967.697 | 2128349.4565 | 770546.1548 | 34102.9447 | -17199.7844 | 75792.1131 | 1261836.2614 | 2560968.3449 | 182964.7667 | 762751.3153 | 15445.9779 | 12696.3088 | 67442.3369 | 20867.9455
| BULKTRAN |  | 19365881.2904 | 4306220.5975 | 4957065.683 | 90601.6862 | 4524.5332 | 2705722.8511 | 989311.5916 | 44911.5755 | -39404.7441 | 96980.0154 | 1610732.5499 | 3251267.8761 | 232805.3158 | 967255.1325 | 19608.2605 | 16121.8742 | 85658.2083 | 26498.2836
| SUBTRAN |  | 7377081.5909 | 1557372.4071 | 1814316.6773 | 32966.2881 | 2130.5595 | 1031711.0805 | 375013.9567 | 21956.2611 | 0 | 34453.6318 | 606853.3257 | 1494856.162 | 0 | 368892.1382 | 7411.893 | 5791.1703 | 17823.987 | 5532.0525
| DISTPRI |  | 15588416.2769 | 4200377.7741 | 4813930.7128 | 87151.0387 | 0 | 2710004.9594 | 982610.1043 | 0 | 0 | 91928.3493 | 1621965.6903 | 0 | 0 | 969928.3279 | 19509.2334 | 15947.2011 | 57266.409 | 17796.4764
| DISTSEC |  | 5708065.6697 | 2071059.7321 | 2116484.7647 | 0 | 0 | 974019.5282 | 0 | 0 | 0 | 25635.5399 | 0 | 0 | 0 | 357548.5686 | 0 | 5571.7713 | 120521.7137 | 37224.0514
| ENERGY |  | 4210761.6531 | 645829.2744 | 946993.6134 | 18833.2181 | 1833.1168 | 596697.2638 | 220422.3983 | 11152.8 | 3484.5723 | 24071.9502 | 434808.8734 | 917262.2175 | 67039.9746 | 211253.3547 | 4148.4178 | 4609.5618 | 78150.4171 | 24170.6288
| CUSTOMER |  | 12906562.9864 | 4076488.1947 | 4538848.5687 | 57417.5129 | 14584.3921 | 99258.7504 | 51765.0245 | 14249.4799 | -21193.3661 | 849.5001 | 22924.1337 | 14139.0228 | 1597.633 | 44324.6762 | 571.3584 | 2513.8895 | 3354733.0834 | 633491.1322
| TOTAL |  | 80379808.1816 | 20237132.5452 | 23080882.1627 | 357449.9109 | 26040.2986 | 10245763.8899 | 3389669.2304 | 126373.0612 | -74313.3223 | 349711.0997 | 5559120.8345 | 8238493.6233 | 484407.6901 | 3681953.5135 | 66695.1409 | 63251.7771 | 3781596.1553 | 765580.5704
Total Expenses | PRODUCTION |  | 171027590.9142 | 82898045.5175 | 21744123.9975 | 239171.5633 | 4882.2853 | 9172158.5668 | 2697540.076 | 204425.6287 | 133253.3822 | 546438.8219 | 6058241.6548 | 38357352.4117 | 6033754.2149 | 2530881.0434 | 61102.3767 | 44665.5897 | 240388.8831 | 61164.9005
| BULKTRAN |  | 35098847.1621 | 15952912.2414 | 5055551.2308 | 67446.1241 | 1849.2429 | 2272041.1596 | 723131.127 | 51192.1448 | -169502.7259 | 121181.8847 | 1462318.9628 | 7658301.855 | 1123137.7306 | 672821.4755 | 15349.7357 | 11631.901 | 62518.9112 | 16964.161
| SUBTRAN |  | 13941045.2396 | 6118144.4005 | 1939440.6947 | 25653.1718 | 934.4691 | 905029.8378 | 285429.871 | 26298.7474 | 0 | 45257.9119 | 576236.1747 | 3723988.7411 | 0 | 267008.4263 | 6051.0539 | 4349.1381 | 13547.3179 | 3675.2835
| DISTPRI |  | 51857020.8696 | 32850270.069 | 9250276.9819 | 107746.547 | 0 | 4126166.1458 | 1257578.8942 | 0 | 0 | 223676.0183 | 2725233.8847 | 0 | 0 | 1174793.8729 | 27540.0305 | 20357.8763 | 73894.9653 | 19485.5838
| DISTSEC |  | 21876271.4348 | 15771914.0747 | 3971427.2881 | 0 | 0 | 1449384.5861 | 0 | 0 | 0 | 60889.6499 | 0 | 0 | 0 | 423669.4288 | 0 | 6957.9873 | 152118.6663 | 39909.7534
| ENERGY |  | 235852043.1975 | 85547236.0767 | 27786926.6453 | 302357.7824 | 6710.3076 | 13436584.4638 | 3789196.8014 | 294159.0151 | 225737.8065 | 898908.3231 | 10772220.3547 | 75052130.9457 | 12098804.6988 | 3654688.5276 | 86350.2445 | 84642.7055 | 1450621.0012 | 364767.4975
| CUSTOMER |  | 60221920.8659 | 44288825.9728 | 11468112.9381 | 97911.2105 | 12365.3327 | 200527.3895 | 90468.5462 | 41131.4195 | -21173.511 | 2802.8239 | 53554.0688 | 97713.1466 | 23901.468 | 70092.332 | 1117.375 | 4163.3743 | 3228001.9757 | 562405.0034
| TOTAL |  | 589874739.6838 | 283427348.3526 | 81215859.7765 | 840286.3991 | 26741.6376 | 31561892.1494 | 8843345.3157 | 617206.9555 | 168314.9518 | 1899155.4338 | 21647805.1006 | 124889487.1001 | 19279598.1122 | 8793955.1065 | 197510.8162 | 176768.5724 | 5221091.7208 | 1068372.1831
Total Revenue | PRODUCTION |  | 186250629.6284 | 86277830.0829 | 25637366.1403 | 309651.7303 | 7849.9823 | 11300508.0233 | 3468086.2308 | 238528.5734 | 116053.5979 | 622230.935 | 7320077.9162 | 40918320.7566 | 6216718.9816 | 3293632.3587 | 76548.3546 | 57361.8985 | 307831.22 | 82032.846
| BULKTRAN |  | 54464728.4525 | 20259132.8389 | 10012616.9138 | 158047.8103 | 6373.7761 | 4977764.0107 | 1712442.7186 | 96103.7203 | -208907.47 | 218161.9001 | 3073051.5127 | 10909569.7311 | 1355943.0463 | 1640076.608 | 34957.9962 | 27753.7753 | 148177.1195 | 43462.4446
| SUBTRAN |  | 21318126.8305 | 7675516.8075 | 3753757.372 | 58619.4599 | 3065.0286 | 1936740.9183 | 660443.8278 | 48255.0085 | 0 | 79711.5437 | 1183089.5004 | 5218844.9031 | 0 | 635900.5645 | 13462.9468 | 10140.3084 | 31371.3048 | 9207.336
| DISTPRI |  | 67445437.1466 | 37050647.8431 | 14064207.6947 | 194897.5857 | 0 | 6836171.1052 | 2240188.9985 | 0 | 0 | 315604.3677 | 4347199.575 | 0 | 0 | 2144722.2008 | 47049.2638 | 36305.0775 | 131161.3743 | 37282.0603
| DISTSEC |  | 27584337.1045 | 17842973.8068 | 6087912.0528 | 0 | 0 | 2423404.1143 | 0 | 0 | 0 | 86525.1898 | 0 | 0 | 0 | 781217.9974 | 0 | 12529.7587 | 272640.38 | 77133.8048
| ENERGY |  | 240062804.8506 | 86193065.3511 | 28733920.2588 | 321191.0005 | 8543.4244 | 14033281.7277 | 4009619.1997 | 305311.8151 | 229222.3787 | 922980.2733 | 11207029.2281 | 75969393.1632 | 12165844.6734 | 3865941.8823 | 90498.6623 | 89252.2673 | 1528771.4184 | 388938.1264
| CUSTOMER |  | 73128483.8523 | 48365314.1675 | 16006961.5068 | 155328.7234 | 26949.7248 | 299786.1399 | 142233.5707 | 55380.8994 | -42366.877 | 3652.3239 | 76478.2026 | 111852.1694 | 25499.101 | 114417.0082 | 1688.7333 | 6677.2639 | 6582735.0591 | 1195896.1355
| TOTAL |  | 670254547.8654 | 303664480.8978 | 104296741.9392 | 1197736.31 | 52781.9362 | 41807656.0394 | 12233014.5461 | 743580.0167 | 94001.6295 | 2248866.5336 | 27206925.9351 | 133127980.7234 | 19764005.8023 | 12475908.62 | 264205.9571 | 240020.3495 | 9002687.8761 | 1833952.7535
Total Other Revenue | PRODUCTION |  | -60071480.916 | -29646965.6018 | -7321357.7906 | -85557.7808 | -1914.7561 | -3109513.5299 | -840318.6313 | -66494.8981 | -14927.7768 | -195650.5432 | -2003507.3422 | -13644801.8718 | -2153050.2393 | -851711.9828 | -20560.6386 | -14849.4277 | -80304.4025 | -19993.7024
| BULKTRAN |  | 71129882.0562 | 34871335.8545 | 8827500.5701 | 103425.4591 | 2634.644 | 3693386.5026 | 1059224.934 | 83358.841 | 17558.316 | 221742.1767 | 2420635.0643 | 16134923.9302 | 2532455.8997 | 1001798.7487 | 24183.788 | 17466.1604 | 94734.2191 | 23516.9476
| SUBTRAN |  | 27278202.5374 | 12952320.5766 | 3317959.525 | 38744.2452 | 1310.7699 | 1446067.7447 | 412678.1207 | 42043.6558 | 0 | 80942.9247 | 936762.5323 | 7616080.3856 | 0 | 392192.2419 | 9383.4606 | 6440.1637 | 20236.5664 | 5039.6243
| DISTPRI |  | 3009873.9524 | 1980346.5786 | 532962.9237 | 6281.0526 | 0 | 199580.8169 | 80045.2026 | 0 | 0 | 7918.1612 | 145890.0378 | 0 | 0 | 50486.3347 | 1209.6108 | 868.6053 | 3490.5682 | 794.06
| DISTSEC |  | 1289541.7672 | 959944.3772 | 229888.71 | 0 | 0 | 70219.9662 | 0 | 0 | 0 | 2157.0071 | 0 | 0 | 0 | 18205.0702 | 0 | 296.8569 | 7205.1336 | 1624.646
| ENERGY |  | 22970351.908 | 8217992.9665 | 2792724.7982 | 31919.9716 | 960.1293 | 1308650.2824 | 402938.8502 | 32149.6844 | 5814.8556 | 78139.2431 | 1078021.325 | 7325967.2692 | 1158071.556 | 348166.3039 | 8183.1378 | 7994.2633 | 138318.2394 | 34339.0321
| CUSTOMER | Check (SB=0) | 3090029.3148 | 2383157.5691 | 616082.6982 | 2690.9462 | 790.5 | 7050.7169 | 3204.562 | 1074.8509 | 138.2449 | 58.321 | 1277.7932 | 1148.5016 | 207.3692 | 2236.0411 | 21.6796 | 138.8765 | 63171.7518 | 7578.8925
| TOTAL | 0 | 68696400.62 | 31718132.3207 | 8995761.4346 | 97503.8938 | 3781.2872 | 3615442.4999 | 1117773.0382 | 92132.134 | 8583.6396 | 195307.2905 | 2579079.4104 | 17433318.2148 | 1537684.5856 | 961372.7577 | 22421.0382 | 18355.4983 | 246852.0761 | 52899.5001
Year End Mig Revenue | PRODUCTION |  | 246322110.5444 | 115924795.6847 | 32958723.9309 | 395209.5111 | 9764.7384 | 14410021.5532 | 4308404.8621 | 305023.4715 | 130981.3747 | 817881.4782 | 9323585.2584 | 54563122.6284 | 8369769.2209 | 4145344.3415 | 97108.9933 | 72211.3263 | 388135.6225 | 102026.5485
| BULKTRAN |  | -16665153.6037 | -14612203.0156 | 1185116.3436 | 54622.3512 | 3739.1321 | 1284377.5081 | 653217.7846 | 12744.8793 | -226465.7861 | -3580.2765 | 652416.4484 | -5225354.1991 | -1176512.8534 | 638277.8593 | 10774.2081 | 10287.6149 | 53442.9004 | 19945.497
| SUBTRAN |  | -5960075.7069 | -5276803.7691 | 435797.847 | 19875.2147 | 1754.2587 | 490673.1736 | 247765.7071 | 6211.3527 | 0 | -1231.3809 | 246326.9681 | -2397235.4825 | 0 | 243708.3226 | 4079.4862 | 3700.1447 | 11134.7384 | 4167.7117
| DISTPRI |  | 64435563.1941 | 35070301.2645 | 13531244.771 | 188616.5331 | 0 | 6636590.2883 | 2160143.7959 | 0 | 0 | 307686.2065 | 4201309.5372 | 0 | 0 | 2094235.8661 | 45839.653 | 35436.4721 | 127670.8061 | 36488.0002
| DISTSEC |  | 26294795.3373 | 16883029.4295 | 5858023.3429 | 0 | 0 | 2353184.1481 | 0 | 0 | 0 | 84368.1827 | 0 | 0 | 0 | 763012.9272 | 0 | 12232.9018 | 265435.2464 | 75509.1588
| ENERGY |  | 217092452.9426 | 77975072.3846 | 25941195.4605 | 289271.0288 | 7583.295 | 12724631.4452 | 3606680.3496 | 273162.1308 | 223407.5232 | 844841.0302 | 10129007.9031 | 68643425.894 | 11007773.1174 | 3517775.5784 | 82315.5245 | 81258.004 | 1390453.179 | 354599.0942
| CUSTOMER |  | 70038454.5375 | 45982156.5984 | 15390878.8086 | 152637.7772 | 26159.2248 | 292735.423 | 139029.0086 | 54306.0485 | -42505.1219 | 3594.0029 | 75200.4094 | 110703.6678 | 25291.7318 | 112180.9671 | 1667.0538 | 6538.3874 | 6519563.3073 | 1188317.243
| TOTAL |  | 601558147.2454 | 271946348.577 | 95300980.5045 | 1100232.4161 | 49000.649 | 38192213.5394 | 11115241.5079 | 651447.8827 | 85417.9899 | 2053559.243 | 24627846.5246 | 115694662.5086 | 18226321.2167 | 11514535.8623 | 241784.9189 | 221664.8511 | 8755835.8 | 1781053.2534
RSALE | PRODUCTION |  | 0.40947 | 0.19271 | 0.054789 | 0.00065698 | 1.6232e-05 | 0.023954 | 0.0071621 | 0.00050706 | 0.00021774 | 0.0013596 | 0.015499 | 0.090703 | 0.013913 | 0.006891 | 0.00016143 | 0.00012004 | 0.00064522 | 0.0001696
RSALE | BULKTRAN |  | -0.027703 | -0.024291 | 0.0019701 | 9.0801e-05 | 6.2157e-06 | 0.0021351 | 0.0010859 | 2.1186e-05 | -0.00037647 | -5.9517e-06 | 0.0010845 | -0.0086864 | -0.0019558 | 0.001061 | 1.7911e-05 | 1.7102e-05 | 8.8841e-05 | 3.3156e-05
RSALE | SUBTRAN |  | -0.0099077 | -0.0087719 | 0.00072445 | 3.304e-05 | 2.9162e-06 | 0.00081567 | 0.00041187 | 1.0325e-05 | 0 | -2.047e-06 | 0.00040948 | -0.003985 | 0 | 0.00040513 | 6.7815e-06 | 6.1509e-06 | 1.851e-05 | 6.9282e-06
RSALE | DISTPRI |  | 0.10711 | 0.058299 | 0.022494 | 0.00031355 | 0 | 0.011032 | 0.0035909 | 0 | 0 | 0.00051148 | 0.006984 | 0 | 0 | 0.0034814 | 7.6202e-05 | 5.8908e-05 | 0.00021223 | 6.0656e-05
RSALE | DISTSEC |  | 0.043711 | 0.028065 | 0.0097381 | 0 | 0 | 0.0039118 | 0 | 0 | 0 | 0.00014025 | 0 | 0 | 0 | 0.0012684 | 0 | 2.0335e-05 | 0.00044125 | 0.00012552
RSALE | ENERGY |  | 0.36088 | 0.12962 | 0.043123 | 0.00048087 | 1.2606e-05 | 0.021153 | 0.0059956 | 0.00045409 | 0.00037138 | 0.0014044 | 0.016838 | 0.11411 | 0.018299 | 0.0058478 | 0.00013684 | 0.00013508 | 0.0023114 | 0.00058947
RSALE | CUSTOMER |  | 0.11643 | 0.076438 | 0.025585 | 0.00025374 | 4.3486e-05 | 0.00048663 | 0.00023111 | 9.0276e-05 | -7.0658e-05 | 5.9745e-06 | 0.00012501 | 0.00018403 | 4.2044e-05 | 0.00018648 | 2.7712e-06 | 1.0869e-05 | 0.010838 | 0.0019754
RSALE | TOTAL |  | 1 | 0.45207 | 0.15842 | 0.001829 | 8.1456e-05 | 0.063489 | 0.018477 | 0.0010829 | 0.00014199 | 0.0034137 | 0.04094 | 0.19232 | 0.030299 | 0.019141 | 0.00040193 | 0.00036848 | 0.014555 | 0.0029607
Calculation of CUST_DEP Allocator
CUST_DEP | PRODUCTION |  | 0 | 0 | 0 | 0 | 0 | 0 | 0 | 0 | 0 | 0 | 0 | 0 | 0 | 0 | 0 | 0 | 0 | 0
| BULKTRAN |  | 0 | 0 | 0 | 0 | 0 | 0 | 0 | 0 | 0 | 0 | 0 | 0 | 0 | 0 | 0 | 0 | 0 | 0
| SUBTRAN |  | 0 | 0 | 0 | 0 | 0 | 0 | 0 | 0 | 0 | 0 | 0 | 0 | 0 | 0 | 0 | 0 | 0 | 0
| DISTPRI |  | 0 | 0 | 0 | 0 | 0 | 0 | 0 | 0 | 0 | 0 | 0 | 0 | 0 | 0 | 0 | 0 | 0 | 0
| DISTSEC |  | 0 | 0 | 0 | 0 | 0 | 0 | 0 | 0 | 0 | 0 | 0 | 0 | 0 | 0 | 0 | 0 | 0 | 0
| ENERGY |  | 0 | 0 | 0 | 0 | 0 | 0 | 0 | 0 | 0 | 0 | 0 | 0 | 0 | 0 | 0 | 0 | 0 | 0
| CUSTOMER |  | 1 | 0.66386 | 0.14341 | 0.0083863 | 0.0017008 | 0.034735 | 0.03746 | 0.0072589 | 0.00043171 | 0.0056344 | 0.041699 | 0.041526 | 0.0095985 | 0.0007536 | 0 | 0 | 0.0035459 | 0
| TOTAL |  | 1 | 0.66386 | 0.14341 | 0.0083863 | 0.0017008 | 0.034735 | 0.03746 | 0.0072589 | 0.00043171 | 0.0056344 | 0.041699 | 0.041526 | 0.0095985 | 0.0007536 | 0 | 0 | 0.0035459 | 0
RB_GUP | PRODUCTION |  | 0.2214 | 0.10856 | 0.027462 | 0.00032108 | 7.9099e-06 | 0.011491 | 0.0032725 | 0.00025897 | 5.4664e-05 | 0.00069024 | 0.0075249 | 0.050256 | 0.0078842 | 0.0031189 | 7.529e-05 | 5.4377e-05 | 0.00029484 | 7.3214e-05
| BULKTRAN |  | 0.23448 | 0.11497 | 0.029084 | 0.00034004 | 8.377e-06 | 0.012169 | 0.0034657 | 0.00027426 | 5.7892e-05 | 0.00073101 | 0.0079692 | 0.053224 | 0.0083498 | 0.003303 | 7.9737e-05 | 5.7588e-05 | 0.00031225 | 7.7538e-05
| SUBTRAN |  | 0.089888 | 0.042688 | 0.010927 | 0.00012734 | 4.1747e-06 | 0.0047627 | 0.00135 | 0.00013828 | 0 | 0.00026673 | 0.0030829 | 0.025112 | 0 | 0.0012926 | 3.0926e-05 | 2.1225e-05 | 6.6675e-05 | 1.6609e-05
| DISTPRI |  | 0.18752 | 0.12461 | 0.031372 | 0.0003661 | 0 | 0.013528 | 0.0038404 | 0 | 0 | 0.00077157 | 0.0089243 | 0 | 0 | 0.0036714 | 8.7963e-05 | 6.3165e-05 | 0.00023154 | 5.7744e-05
| DISTSEC |  | 0.082939 | 0.061922 | 0.013901 | 0 | 0 | 0.0049001 | 0 | 0 | 0 | 0.00021688 | 0 | 0 | 0 | 0.0013638 | 0 | 2.2238e-05 | 0.00049105 | 0.00012171
| ENERGY |  | 0.009995 | 0.0036335 | 0.0011728 | 1.3426e-05 | 3.4028e-07 | 0.00056752 | 0.00015841 | 1.2542e-05 | 2.571e-06 | 3.7817e-05 | 0.00045194 | 0.003195 | 0.00051203 | 0.00015394 | 3.6181e-06 | 3.5346e-06 | 6.082e-05 | 1.5183e-05
| CUSTOMER |  | 0.17378 | 0.126 | 0.03072 | 0.00024927 | 3.5362e-05 | 0.00051262 | 0.00020896 | 0.00010143 | 4.3445e-05 | 7.3837e-06 | 0.00013007 | 0.000263 | 6.5171e-05 | 0.00017349 | 2.6609e-06 | 1.0298e-05 | 0.013238 | 0.0020157
| TOTAL |  | 1 | 0.58239 | 0.14464 | 0.0014172 | 5.6164e-05 | 0.047931 | 0.012296 | 0.00078548 | 0.00015857 | 0.0027216 | 0.028083 | 0.13205 | 0.016811 | 0.013077 | 0.00028019 | 0.00023243 | 0.014695 | 0.0023777
CUST_DEP_FXNL | PRODUCTION |  | 0.20712 | 0.12375 | 0.027228 | 0.0018999 | 0.00023953 | 0.008327 | 0.0099696 | 0.0023932 | 0.00014882 | 0.001429 | 0.011173 | 0.015804 | 0.0045016 | 0.00017973 | 0 | 0 | 7.1145e-05 | 0
CUST_DEP_FXNL | BULKTRAN |  | 0.21935 | 0.13106 | 0.028836 | 0.0020121 | 0.00025367 | 0.0088188 | 0.010558 | 0.0025345 | 0.00015761 | 0.0015133 | 0.011833 | 0.016738 | 0.0047674 | 0.00019035 | 0 | 0 | 7.5346e-05 | 0
CUST_DEP_FXNL | SUBTRAN |  | 0.082334 | 0.04866 | 0.010834 | 0.00075351 | 0.00012642 | 0.0034514 | 0.0041127 | 0.0012779 | 0 | 0.0005522 | 0.0045775 | 0.0078972 | 0 | 7.4488e-05 | 0 | 0 | 1.6089e-05 | 0
CUST_DEP_FXNL | DISTPRI |  | 0.21193 | 0.14204 | 0.031104 | 0.0021663 | 0 | 0.0098037 | 0.0117 | 0 | 0 | 0.0015973 | 0.013251 | 0 | 0 | 0.00021157 | 0 | 0 | 5.5871e-05 | 0
CUST_DEP_FXNL | DISTSEC |  | 0.088564 | 0.070585 | 0.013782 | 0 | 0 | 0.003551 | 0 | 0 | 0 | 0.000449 | 0 | 0 | 0 | 7.8592e-05 | 0 | 0 | 0.00011849 | 0
CUST_DEP_FXNL | ENERGY |  | 0.0084811 | 0.0041418 | 0.0011628 | 7.9446e-05 | 1.0304e-05 | 0.00041127 | 0.00048261 | 0.0001159 | 6.9995e-06 | 7.8289e-05 | 0.00067105 | 0.0010048 | 0.00029235 | 8.8712e-06 | 0 | 0 | 1.4676e-05 | 0
CUST_DEP_FXNL | CUSTOMER |  | 0.18223 | 0.14363 | 0.030458 | 0.001475 | 0.0010708 | 0.00037148 | 0.0006366 | 0.00093736 | 0.00011828 | 1.5286e-05 | 0.00019314 | 8.2707e-05 | 3.721e-05 | 9.9979e-06 | 0 | 0 | 0.0031942 | 0
CUST_DEP_FXNL | TOTAL |  | 1 | 0.66386 | 0.14341 | 0.0083863 | 0.0017008 | 0.034735 | 0.03746 | 0.0072589 | 0.00043171 | 0.0056344 | 0.041699 | 0.041526 | 0.0095985 | 0.0007536 | 0 | 0 | 0.0035459 | 0
REVYEC_EXP_OM allocator is the basis to allocate the O&M portion of the Customer Annualization (Year End Customer) Adjustment. It is spread to the functions within each tariff class using total O&M.
REVYEC Total | TOTAL |  | 1 | 0.38717 | 0.083911 | 0.027935 | 0.004527 | 0.088051 | 0.0015771 | 0.0045175 | -0.023966 | 0 | 0.0086888 | 0.37116 | 0 | 0.033104 | 0 | 0 | 0.01333 | 0
EXP_OM | PRODUCTION |  | 0.29168 | 0.14312 | 0.036178 | 0.00038791 | 7.1415e-06 | 0.015064 | 0.0043301 | 0.00033563 | 0.00020981 | 0.00091558 | 0.0099732 | 0.065963 | 0.010449 | 0.0040837 | 9.9717e-05 | 7.2205e-05 | 0.00038928 | 9.7266e-05
| BULKTRAN |  | 0.023171 | 0.011455 | 0.0029121 | 2.9283e-05 | -4.0984e-07 | 0.0012135 | 0.00035086 | 2.7234e-05 | -0.0002327 | 7.3096e-05 | 0.0008028 | 0.0053357 | 0.0008238 | 0.0003278 | 8.0571e-06 | 5.862e-06 | 3.146e-05 | 7.9525e-06
| SUBTRAN |  | 0.0089834 | 0.0042548 | 0.0010945 | 1.1021e-05 | -1.6767e-07 | 0.00047512 | 0.00013667 | 1.374e-05 | 0 | 2.6682e-05 | 0.00031062 | 0.0025183 | 0 | 0.00012835 | 3.1253e-06 | 2.1604e-06 | 6.7187e-06 | 1.7031e-06
| DISTPRI |  | 0.04846 | 0.032215 | 0.0081103 | 7.796e-05 | 0 | 0.0034645 | 0.001003 | 0 | 0 | 0.00020178 | 0.0023347 | 0 | 0 | 0.00093711 | 2.3001e-05 | 1.6619e-05 | 6.0177e-05 | 1.5233e-05
| DISTSEC |  | 0.019496 | 0.014566 | 0.0032699 | 0 | 0 | 0.001141 | 0 | 0 | 0 | 5.1652e-05 | 0 | 0 | 0 | 0.00031643 | 0 | 5.3313e-06 | 0.00011617 | 2.9261e-05
| ENERGY |  | 0.5392 | 0.19607 | 0.063258 | 0.00069848 | 1.5808e-05 | 0.030546 | 0.0085602 | 0.00067154 | 0.00037383 | 0.0020463 | 0.024442 | 0.17204 | 0.027703 | 0.0082816 | 0.0001956 | 0.00019128 | 0.0032835 | 0.00082171
| CUSTOMER |  | 0.069008 | 0.054005 | 0.012671 | 0.0001034 | 7.8198e-06 | 0.00021909 | 9.8965e-05 | 4.6493e-05 | -2.4562e-05 | 3.2352e-06 | 6.1701e-05 | 0.00012252 | 3.0559e-05 | 7.3431e-05 | 1.2658e-06 | 4.3903e-06 | 0.0013064 | 0.00027752
| TOTAL |  | 1 | 0.45569 | 0.12749 | 0.0013081 | 3.0192e-05 | 0.052123 | 0.01448 | 0.0010946 | 0.00032638 | 0.0033184 | 0.037925 | 0.24598 | 0.039006 | 0.014148 | 0.00033077 | 0.00029785 | 0.0051937 | 0.0012506
REVYEC_EXP_OM | PRODUCTION |  | 0.27903 | 0.1216 | 0.023811 | 0.0082842 | 0.0010708 | 0.025447 | 0.00047164 | 0.0013851 | -0.015407 | 0 | 0.0022849 | 0.09953 | 0 | 0.0095548 | 0 | 0 | 0.00099909 | 0
REVYEC_EXP_OM | BULKTRAN |  | 0.040583 | 0.0097322 | 0.0019166 | 0.00062537 | -6.1452e-05 | 0.0020499 | 3.8216e-05 | 0.00011239 | 0.017087 | 0 | 0.00018392 | 0.008051 | 0 | 0.00076697 | 0 | 0 | 8.0742e-05 | 0
REVYEC_EXP_OM | SUBTRAN |  | 0.0096083 | 0.003615 | 0.00072035 | 0.00023536 | -2.514e-05 | 0.00080261 | 1.4887e-05 | 5.6703e-05 | 0 | 0 | 7.1163e-05 | 0.0037998 | 0 | 0.0003003 | 0 | 0 | 1.7244e-05 | 0
REVYEC_EXP_OM | DISTPRI |  | 0.043218 | 0.027371 | 0.0053378 | 0.0016649 | 0 | 0.0058526 | 0.00010925 | 0 | 0 | 0 | 0.00053488 | 0 | 0 | 0.0021926 | 0 | 0 | 0.00015445 | 0
REVYEC_EXP_OM | DISTSEC |  | 0.017494 | 0.012376 | 0.0021521 | 0 | 0 | 0.0019275 | 0 | 0 | 0 | 0 | 0 | 0 | 0 | 0.00074037 | 0 | 0 | 0.00029816 | 0
REVYEC_EXP_OM | ENERGY |  | 0.54636 | 0.16659 | 0.041634 | 0.014917 | 0.0023703 | 0.051601 | 0.00093237 | 0.0027714 | -0.027451 | 0 | 0.0055998 | 0.25959 | 0 | 0.019377 | 0 | 0 | 0.0084272 | 0
REVYEC_EXP_OM | CUSTOMER |  | 0.063704 | 0.045884 | 0.0083397 | 0.0022082 | 0.0011725 | 0.00037011 | 1.0779e-05 | 0.00019187 | 0.0018036 | 0 | 1.4136e-05 | 0.00018487 | 0 | 0.00017181 | 0 | 0 | 0.0033529 | 0
REVYEC_EXP_OM | TOTAL |  | 1 | 0.38717 | 0.083911 | 0.027935 | 0.004527 | 0.088051 | 0.0015771 | 0.0045175 | -0.023966 | 0 | 0.0086888 | 0.37116 | 0 | 0.033104 | 0 | 0 | 0.01333 | 0
REVYEC_FXNL is a spreading of the REVYEC allocator to each function within the tariff classes using the RSALE allocator.
REVYEC TOTAL |  |  | 1 | 0.38717 | 0.083911 | 0.027935 | 0.004527 | 0.088051 | 0.0015771 | 0.0045175 | -0.023966 | 0 | 0.0086888 | 0.37116 | 0 | 0.033104 | 0 | 0 | 0.01333 | 0
RSALE | PRODUCTION |  | 0.40947 | 0.19271 | 0.054789 | 0.00065698 | 1.6232e-05 | 0.023954 | 0.0071621 | 0.00050706 | 0.00021774 | 0.0013596 | 0.015499 | 0.090703 | 0.013913 | 0.006891 | 0.00016143 | 0.00012004 | 0.00064522 | 0.0001696
| BULKTRAN |  | -0.027703 | -0.024291 | 0.0019701 | 9.0801e-05 | 6.2157e-06 | 0.0021351 | 0.0010859 | 2.1186e-05 | -0.00037647 | -5.9517e-06 | 0.0010845 | -0.0086864 | -0.0019558 | 0.001061 | 1.7911e-05 | 1.7102e-05 | 8.8841e-05 | 3.3156e-05
| SUBTRAN |  | -0.0099077 | -0.0087719 | 0.00072445 | 3.304e-05 | 2.9162e-06 | 0.00081567 | 0.00041187 | 1.0325e-05 | 0 | -2.047e-06 | 0.00040948 | -0.003985 | 0 | 0.00040513 | 6.7815e-06 | 6.1509e-06 | 1.851e-05 | 6.9282e-06
| DISTPRI |  | 0.10711 | 0.058299 | 0.022494 | 0.00031355 | 0 | 0.011032 | 0.0035909 | 0 | 0 | 0.00051148 | 0.006984 | 0 | 0 | 0.0034814 | 7.6202e-05 | 5.8908e-05 | 0.00021223 | 6.0656e-05
| DISTSEC |  | 0.043711 | 0.028065 | 0.0097381 | 0 | 0 | 0.0039118 | 0 | 0 | 0 | 0.00014025 | 0 | 0 | 0 | 0.0012684 | 0 | 2.0335e-05 | 0.00044125 | 0.00012552
| ENERGY |  | 0.36088 | 0.12962 | 0.043123 | 0.00048087 | 1.2606e-05 | 0.021153 | 0.0059956 | 0.00045409 | 0.00037138 | 0.0014044 | 0.016838 | 0.11411 | 0.018299 | 0.0058478 | 0.00013684 | 0.00013508 | 0.0023114 | 0.00058947
| CUSTOMER |  | 0.11643 | 0.076438 | 0.025585 | 0.00025374 | 4.3486e-05 | 0.00048663 | 0.00023111 | 9.0276e-05 | -7.0658e-05 | 5.9745e-06 | 0.00012501 | 0.00018403 | 4.2044e-05 | 0.00018648 | 2.7712e-06 | 1.0869e-05 | 0.010838 | 0.0019754
| TOTAL |  | 1 | 0.45207 | 0.15842 | 0.001829 | 8.1456e-05 | 0.063489 | 0.018477 | 0.0010829 | 0.00014199 | 0.0034137 | 0.04094 | 0.19232 | 0.030299 | 0.019141 | 0.00040193 | 0.00036848 | 0.014555 | 0.0029607
REVYEC_FXNL | PRODUCTION |  | 0.39504 | 0.16504 | 0.02902 | 0.010034 | 0.00090213 | 0.033222 | 0.00061132 | 0.0021152 | -0.03675 | 0 | 0.0032894 | 0.17504 | 0 | 0.011918 | 0 | 0 | 0.0005909 | 0
REVYEC_FXNL | BULKTRAN |  | 0.034039 | -0.020803 | 0.0010435 | 0.0013869 | 0.00034545 | 0.0029611 | 9.2685e-05 | 8.838e-05 | 0.063541 | 0 | 0.00023018 | -0.016763 | 0 | 0.001835 | 0 | 0 | 8.1361e-05 | 0
REVYEC_FXNL | SUBTRAN |  | -0.012139 | -0.0075126 | 0.00038371 | 0.00050463 | 0.00016207 | 0.0011312 | 3.5156e-05 | 4.3073e-05 | 0 | 0 | 8.6905e-05 | -0.0076905 | 0 | 0.00070065 | 0 | 0 | 1.6951e-05 | 0
REVYEC_FXNL | DISTPRI |  | 0.089937 | 0.049929 | 0.011914 | 0.004789 | 0 | 0.0153 | 0.0003065 | 0 | 0 | 0 | 0.0014822 | 0 | 0 | 0.0060208 | 0 | 0 | 0.00019437 | 0
REVYEC_FXNL | DISTSEC |  | 0.037217 | 0.024036 | 0.0051579 | 0 | 0 | 0.0054252 | 0 | 0 | 0 | 0 | 0 | 0 | 0 | 0.0021936 | 0 | 0 | 0.0004041 | 0
REVYEC_FXNL | ENERGY |  | 0.34697 | 0.11101 | 0.022841 | 0.0073446 | 0.0007006 | 0.029336 | 0.00051175 | 0.0018943 | -0.062683 | 0 | 0.0035736 | 0.22021 | 0 | 0.010113 | 0 | 0 | 0.0021168 | 0
REVYEC_FXNL | CUSTOMER |  | 0.10893 | 0.065465 | 0.013551 | 0.0038755 | 0.0024168 | 0.00067489 | 1.9727e-05 | 0.00037659 | 0.011926 | 0 | 2.6531e-05 | 0.00035514 | 0 | 0.00032252 | 0 | 0 | 0.0099253 | 0
REVYEC_FXNL | TOTAL |  | 1 | 0.38717 | 0.083911 | 0.027935 | 0.004527 | 0.088051 | 0.0015771 | 0.0045175 | -0.023966 | 0 | 0.0086888 | 0.37116 | 0 | 0.033104 | 0 | 0 | 0.01333 | 0
FORF_DISC_FXNL Calculation - In order to properly assign forfeited discounts to the various functions within the customer classes, allocate it using the RSALE allocator
FORF_DISC TOTAL |  |  | 1 | 0.0001053 | 0.49775 | 0.0057105 | 0.0011893 | 0.072689 | 0.13295 | 0.008718 | 0 | -0.017358 | 0.13121 | 0.16242 | 0 | 0 | 0 | 0 | 0.0046237 | 0
RSALE | PRODUCTION |  | 0.40947 | 0.19271 | 0.054789 | 0.00065698 | 1.6232e-05 | 0.023954 | 0.0071621 | 0.00050706 | 0.00021774 | 0.0013596 | 0.015499 | 0.090703 | 0.013913 | 0.006891 | 0.00016143 | 0.00012004 | 0.00064522 | 0.0001696
| BULKTRAN |  | -0.027703 | -0.024291 | 0.0019701 | 9.0801e-05 | 6.2157e-06 | 0.0021351 | 0.0010859 | 2.1186e-05 | -0.00037647 | -5.9517e-06 | 0.0010845 | -0.0086864 | -0.0019558 | 0.001061 | 1.7911e-05 | 1.7102e-05 | 8.8841e-05 | 3.3156e-05
| SUBTRAN |  | -0.0099077 | -0.0087719 | 0.00072445 | 3.304e-05 | 2.9162e-06 | 0.00081567 | 0.00041187 | 1.0325e-05 | 0 | -2.047e-06 | 0.00040948 | -0.003985 | 0 | 0.00040513 | 6.7815e-06 | 6.1509e-06 | 1.851e-05 | 6.9282e-06
| DISTPRI |  | 0.10711 | 0.058299 | 0.022494 | 0.00031355 | 0 | 0.011032 | 0.0035909 | 0 | 0 | 0.00051148 | 0.006984 | 0 | 0 | 0.0034814 | 7.6202e-05 | 5.8908e-05 | 0.00021223 | 6.0656e-05
| DISTSEC |  | 0.043711 | 0.028065 | 0.0097381 | 0 | 0 | 0.0039118 | 0 | 0 | 0 | 0.00014025 | 0 | 0 | 0 | 0.0012684 | 0 | 2.0335e-05 | 0.00044125 | 0.00012552
| ENERGY |  | 0.36088 | 0.12962 | 0.043123 | 0.00048087 | 1.2606e-05 | 0.021153 | 0.0059956 | 0.00045409 | 0.00037138 | 0.0014044 | 0.016838 | 0.11411 | 0.018299 | 0.0058478 | 0.00013684 | 0.00013508 | 0.0023114 | 0.00058947
| CUSTOMER |  | 0.11643 | 0.076438 | 0.025585 | 0.00025374 | 4.3486e-05 | 0.00048663 | 0.00023111 | 9.0276e-05 | -7.0658e-05 | 5.9745e-06 | 0.00012501 | 0.00018403 | 4.2044e-05 | 0.00018648 | 2.7712e-06 | 1.0869e-05 | 0.010838 | 0.0019754
| TOTAL |  | 1 | 0.45207 | 0.15842 | 0.001829 | 8.1456e-05 | 0.063489 | 0.018477 | 0.0010829 | 0.00014199 | 0.0034137 | 0.04094 | 0.19232 | 0.030299 | 0.019141 | 0.00040193 | 0.00036848 | 0.014555 | 0.0029607
FORF_DISC_FXNL | PRODUCTION |  | 0.37708 | 4.4889e-05 | 0.17214 | 0.0020513 | 0.00023699 | 0.027426 | 0.051532 | 0.004082 | 0 | -0.0069131 | 0.049672 | 0.076598 | 0 | 0 | 0 | 0 | 0.00020496 | 0
FORF_DISC_FXNL | BULKTRAN |  | 0.013185 | -5.6582e-06 | 0.0061898 | 0.00028351 | 9.0749e-05 | 0.0024445 | 0.007813 | 0.00017056 | 0 | 3.0262e-05 | 0.0034758 | -0.0073356 | 0 | 0 | 0 | 0 | 2.8222e-05 | 0
FORF_DISC_FXNL | SUBTRAN |  | 0.0043636 | -2.0433e-06 | 0.0022761 | 0.00010316 | 4.2576e-05 | 0.00093388 | 0.0029635 | 8.3123e-05 | 0 | 1.0408e-05 | 0.0013123 | -0.0033654 | 0 | 0 | 0 | 0 | 5.8799e-06 | 0
FORF_DISC_FXNL | DISTPRI |  | 0.12998 | 1.358e-05 | 0.070673 | 0.00097898 | 0 | 0.012631 | 0.025837 | 0 | 0 | -0.0026007 | 0.022383 | 0 | 0 | 0 | 0 | 0 | 6.7419e-05 | 0
FORF_DISC_FXNL | DISTSEC |  | 0.034508 | 6.5375e-06 | 0.030596 | 0 | 0 | 0.0044787 | 0 | 0 | 0 | -0.00071312 | 0 | 0 | 0 | 0 | 0 | 0 | 0.00014017 | 0
FORF_DISC_FXNL | ENERGY |  | 0.35214 | 3.0194e-05 | 0.13549 | 0.0015014 | 0.00018405 | 0.024218 | 0.043139 | 0.0036556 | 0 | -0.007141 | 0.053963 | 0.096365 | 0 | 0 | 0 | 0 | 0.00073426 | 0
FORF_DISC_FXNL | CUSTOMER |  | 0.088746 | 1.7805e-05 | 0.080385 | 0.00079224 | 0.00063489 | 0.00055715 | 0.0016629 | 0.00072675 | 0 | -3.0378e-05 | 0.00040064 | 0.00015541 | 0 | 0 | 0 | 0 | 0.0034428 | 0
FORF_DISC_FXNL | TOTAL |  | 1 | 0.0001053 | 0.49775 | 0.0057105 | 0.0011893 | 0.072689 | 0.13295 | 0.008718 | 0 | -0.017358 | 0.13121 | 0.16242 | 0 | 0 | 0 | 0 | 0.0046237 | 0
WEATHER_FXNL Calculation - In order to properly assign the weather normalization load adjustment to the various functions within the customer classes, allocate it using the RSALE allocator
WEATHER_NORM TOTAL |  |  | 1 | 0.33903 | 0.42234 | 0.002295 | 0 | 0.16556 | 0.032623 | 0 | 0 | 0 | 0 | 0 | 0 | 0.037575 | 0.00057408 | 0 | 0 | 0
RSALE | PRODUCTION |  | 0.40947 | 0.19271 | 0.054789 | 0.00065698 | 1.6232e-05 | 0.023954 | 0.0071621 | 0.00050706 | 0.00021774 | 0.0013596 | 0.015499 | 0.090703 | 0.013913 | 0.006891 | 0.00016143 | 0.00012004 | 0.00064522 | 0.0001696
| BULKTRAN |  | -0.027703 | -0.024291 | 0.0019701 | 9.0801e-05 | 6.2157e-06 | 0.0021351 | 0.0010859 | 2.1186e-05 | -0.00037647 | -5.9517e-06 | 0.0010845 | -0.0086864 | -0.0019558 | 0.001061 | 1.7911e-05 | 1.7102e-05 | 8.8841e-05 | 3.3156e-05
| SUBTRAN |  | -0.0099077 | -0.0087719 | 0.00072445 | 3.304e-05 | 2.9162e-06 | 0.00081567 | 0.00041187 | 1.0325e-05 | 0 | -2.047e-06 | 0.00040948 | -0.003985 | 0 | 0.00040513 | 6.7815e-06 | 6.1509e-06 | 1.851e-05 | 6.9282e-06
| DISTPRI |  | 0.10711 | 0.058299 | 0.022494 | 0.00031355 | 0 | 0.011032 | 0.0035909 | 0 | 0 | 0.00051148 | 0.006984 | 0 | 0 | 0.0034814 | 7.6202e-05 | 5.8908e-05 | 0.00021223 | 6.0656e-05
| DISTSEC |  | 0.043711 | 0.028065 | 0.0097381 | 0 | 0 | 0.0039118 | 0 | 0 | 0 | 0.00014025 | 0 | 0 | 0 | 0.0012684 | 0 | 2.0335e-05 | 0.00044125 | 0.00012552
| ENERGY |  | 0.36088 | 0.12962 | 0.043123 | 0.00048087 | 1.2606e-05 | 0.021153 | 0.0059956 | 0.00045409 | 0.00037138 | 0.0014044 | 0.016838 | 0.11411 | 0.018299 | 0.0058478 | 0.00013684 | 0.00013508 | 0.0023114 | 0.00058947
| CUSTOMER |  | 0.11643 | 0.076438 | 0.025585 | 0.00025374 | 4.3486e-05 | 0.00048663 | 0.00023111 | 9.0276e-05 | -7.0658e-05 | 5.9745e-06 | 0.00012501 | 0.00018403 | 4.2044e-05 | 0.00018648 | 2.7712e-06 | 1.0869e-05 | 0.010838 | 0.0019754
| TOTAL |  | 1 | 0.45207 | 0.15842 | 0.001829 | 8.1456e-05 | 0.063489 | 0.018477 | 0.0010829 | 0.00014199 | 0.0034137 | 0.04094 | 0.19232 | 0.030299 | 0.019141 | 0.00040193 | 0.00036848 | 0.014555 | 0.0029607
WEATHER_FXNL | PRODUCTION |  | 0.38028 | 0.14452 | 0.14606 | 0.00082439 | 0 | 0.062466 | 0.012645 | 0 | 0 | 0 | 0 | 0 | 0 | 0.013527 | 0.00023057 | 0 | 0 | 0
WEATHER_FXNL | BULKTRAN |  | -0.0032575 | -0.018217 | 0.005252 | 0.00011394 | 0 | 0.0055677 | 0.0019172 | 0 | 0 | 0 | 0 | 0 | 0 | 0.0020829 | 2.5581e-05 | 0 | 0 | 0
WEATHER_FXNL | SUBTRAN |  | -0.00094656 | -0.0065785 | 0.0019313 | 4.1459e-05 | 0 | 0.002127 | 0.00072719 | 0 | 0 | 0 | 0 | 0 | 0 | 0.00079528 | 9.686e-06 | 0 | 0 | 0
WEATHER_FXNL | DISTPRI |  | 0.14613 | 0.043722 | 0.059966 | 0.00039345 | 0 | 0.028769 | 0.00634 | 0 | 0 | 0 | 0 | 0 | 0 | 0.006834 | 0.00010884 | 0 | 0 | 0
WEATHER_FXNL | DISTSEC |  | 0.059699 | 0.021048 | 0.025961 | 0 | 0 | 0.010201 | 0 | 0 | 0 | 0 | 0 | 0 | 0 | 0.0024899 | 0 | 0 | 0 | 0
WEATHER_FXNL | ENERGY |  | 0.2902 | 0.09721 | 0.11496 | 0.00060341 | 0 | 0.05516 | 0.010586 | 0 | 0 | 0 | 0 | 0 | 0 | 0.011479 | 0.00019544 | 0 | 0 | 0
WEATHER_FXNL | CUSTOMER |  | 0.1279 | 0.057325 | 0.068207 | 0.0003184 | 0 | 0.001269 | 0.00040805 | 0 | 0 | 0 | 0 | 0 | 0 | 0.00036607 | 3.9581e-06 | 0 | 0 | 0
WEATHER_FXNL | TOTAL |  | 1 | 0.33903 | 0.42234 | 0.002295 | 0 | 0.16556 | 0.032623 | 0 | 0 | 0 | 0 | 0 | 0 | 0.037575 | 0.00057408 | 0 | 0 | 0
WEATHER_FXNL_OM | PRODUCTION |  | 0.29563 | 0.10648 | 0.11985 | 0.0006806 | 0 | 0.047848 | 0.0097558 | 0 | 0 | 0 | 0 | 0 | 0 | 0.010845 | 0.00017307 | 0 | 0 | 0
WEATHER_FXNL_OM | BULKTRAN |  | 0.02375 | 0.0085221 | 0.0096468 | 5.1378e-05 | 0 | 0.0038543 | 0.00079049 | 0 | 0 | 0 | 0 | 0 | 0 | 0.00087055 | 1.3984e-05 | 0 | 0 | 0
WEATHER_FXNL_OM | SUBTRAN |  | 0.0089739 | 0.0031656 | 0.0036257 | 1.9336e-05 | 0 | 0.0015091 | 0.00030793 | 0 | 0 | 0 | 0 | 0 | 0 | 0.00034086 | 5.4242e-06 | 0 | 0 | 0
WEATHER_FXNL_OM | DISTPRI |  | 0.066764 | 0.023968 | 0.026866 | 0.00013678 | 0 | 0.011005 | 0.0022599 | 0 | 0 | 0 | 0 | 0 | 0 | 0.0024888 | 3.992e-05 | 0 | 0 | 0
WEATHER_FXNL_OM | DISTSEC |  | 0.026134 | 0.010837 | 0.010832 | 0 | 0 | 0.0036243 | 0 | 0 | 0 | 0 | 0 | 0 | 0 | 0.00084037 | 0 | 0 | 0 | 0
WEATHER_FXNL_OM | ENERGY |  | 0.4953 | 0.14588 | 0.20955 | 0.0012255 | 0 | 0.097024 | 0.019286 | 0 | 0 | 0 | 0 | 0 | 0 | 0.021994 | 0.00033948 | 0 | 0 | 0
WEATHER_FXNL_OM | CUSTOMER |  | 0.083452 | 0.040179 | 0.041975 | 0.00018141 | 0 | 0.0006959 | 0.00022297 | 0 | 0 | 0 | 0 | 0 | 0 | 0.00019502 | 2.197e-06 | 0 | 0 | 0
WEATHER_FXNL_OM | TOTAL |  | 1 | 0.33903 | 0.42234 | 0.002295 | 0 | 0.16556 | 0.032623 | 0 | 0 | 0 | 0 | 0 | 0 | 0.037575 | 0.00057408 | 0 | 0 | 0
CUST_SPEC TOTAL |  |  | 1 | 0 | 0 | 0 | 0 | 0 | 0.45368 | 0 | 0 | 0 | 0 | 0 | 0.54632 | 0 | 0 | 0 | 0 | 0
RSALE | PRODUCTION |  | 0.40947 | 0.19271 | 0.054789 | 0.00065698 | 1.6232e-05 | 0.023954 | 0.0071621 | 0.00050706 | 0.00021774 | 0.0013596 | 0.015499 | 0.090703 | 0.013913 | 0.006891 | 0.00016143 | 0.00012004 | 0.00064522 | 0.0001696
| BULKTRAN |  | -0.027703 | -0.024291 | 0.0019701 | 9.0801e-05 | 6.2157e-06 | 0.0021351 | 0.0010859 | 2.1186e-05 | -0.00037647 | -5.9517e-06 | 0.0010845 | -0.0086864 | -0.0019558 | 0.001061 | 1.7911e-05 | 1.7102e-05 | 8.8841e-05 | 3.3156e-05
| SUBTRAN |  | -0.0099077 | -0.0087719 | 0.00072445 | 3.304e-05 | 2.9162e-06 | 0.00081567 | 0.00041187 | 1.0325e-05 | 0 | -2.047e-06 | 0.00040948 | -0.003985 | 0 | 0.00040513 | 6.7815e-06 | 6.1509e-06 | 1.851e-05 | 6.9282e-06
| DISTPRI |  | 0.10711 | 0.058299 | 0.022494 | 0.00031355 | 0 | 0.011032 | 0.0035909 | 0 | 0 | 0.00051148 | 0.006984 | 0 | 0 | 0.0034814 | 7.6202e-05 | 5.8908e-05 | 0.00021223 | 6.0656e-05
| DISTSEC |  | 0.043711 | 0.028065 | 0.0097381 | 0 | 0 | 0.0039118 | 0 | 0 | 0 | 0.00014025 | 0 | 0 | 0 | 0.0012684 | 0 | 2.0335e-05 | 0.00044125 | 0.00012552
| ENERGY |  | 0.36088 | 0.12962 | 0.043123 | 0.00048087 | 1.2606e-05 | 0.021153 | 0.0059956 | 0.00045409 | 0.00037138 | 0.0014044 | 0.016838 | 0.11411 | 0.018299 | 0.0058478 | 0.00013684 | 0.00013508 | 0.0023114 | 0.00058947
| CUSTOMER |  | 0.11643 | 0.076438 | 0.025585 | 0.00025374 | 4.3486e-05 | 0.00048663 | 0.00023111 | 9.0276e-05 | -7.0658e-05 | 5.9745e-06 | 0.00012501 | 0.00018403 | 4.2044e-05 | 0.00018648 | 2.7712e-06 | 1.0869e-05 | 0.010838 | 0.0019754
| TOTAL |  | 1 | 0.45207 | 0.15842 | 0.001829 | 8.1456e-05 | 0.063489 | 0.018477 | 0.0010829 | 0.00014199 | 0.0034137 | 0.04094 | 0.19232 | 0.030299 | 0.019141 | 0.00040193 | 0.00036848 | 0.014555 | 0.0029607
CUST_SPEC_FXNL | PRODUCTION |  | 0.42673 | 0 | 0 | 0 | 0 | 0 | 0.17585 | 0 | 0 | 0 | 0 | 0 | 0.25088 | 0 | 0 | 0 | 0 | 0
CUST_SPEC_FXNL | BULKTRAN |  | -0.0086029 | 0 | 0 | 0 | 0 | 0 | 0.026662 | 0 | 0 | 0 | 0 | 0 | -0.035265 | 0 | 0 | 0 | 0 | 0
CUST_SPEC_FXNL | SUBTRAN |  | 0.010113 | 0 | 0 | 0 | 0 | 0 | 0.010113 | 0 | 0 | 0 | 0 | 0 | 0 | 0 | 0 | 0 | 0 | 0
CUST_SPEC_FXNL | DISTPRI |  | 0.088169 | 0 | 0 | 0 | 0 | 0 | 0.088169 | 0 | 0 | 0 | 0 | 0 | 0 | 0 | 0 | 0 | 0 | 0
CUST_SPEC_FXNL | DISTSEC |  | 0 | 0 | 0 | 0 | 0 | 0 | 0 | 0 | 0 | 0 | 0 | 0 | 0 | 0 | 0 | 0 | 0 | 0
CUST_SPEC_FXNL | ENERGY |  | 0.47716 | 0 | 0 | 0 | 0 | 0 | 0.14721 | 0 | 0 | 0 | 0 | 0 | 0.32995 | 0 | 0 | 0 | 0 | 0
CUST_SPEC_FXNL | CUSTOMER |  | 0.0064327 | 0 | 0 | 0 | 0 | 0 | 0.0056747 | 0 | 0 | 0 | 0 | 0 | 0.0007581 | 0 | 0 | 0 | 0 | 0
CUST_SPEC_FXNL | TOTAL |  | 1 | 0 | 0 | 0 | 0 | 0 | 0.45368 | 0 | 0 | 0 | 0 | 0 | 0.54632 | 0 | 0 | 0 | 0 | 0
EXP_OM | PRODUCTION |  | 0.29168 | 0.14312 | 0.036178 | 0.00038791 | 7.1415e-06 | 0.015064 | 0.0043301 | 0.00033563 | 0.00020981 | 0.00091558 | 0.0099732 | 0.065963 | 0.010449 | 0.0040837 | 9.9717e-05 | 7.2205e-05 | 0.00038928 | 9.7266e-05
| BULKTRAN |  | 0.023171 | 0.011455 | 0.0029121 | 2.9283e-05 | -4.0984e-07 | 0.0012135 | 0.00035086 | 2.7234e-05 | -0.0002327 | 7.3096e-05 | 0.0008028 | 0.0053357 | 0.0008238 | 0.0003278 | 8.0571e-06 | 5.862e-06 | 3.146e-05 | 7.9525e-06
| SUBTRAN |  | 0.0089834 | 0.0042548 | 0.0010945 | 1.1021e-05 | -1.6767e-07 | 0.00047512 | 0.00013667 | 1.374e-05 | 0 | 2.6682e-05 | 0.00031062 | 0.0025183 | 0 | 0.00012835 | 3.1253e-06 | 2.1604e-06 | 6.7187e-06 | 1.7031e-06
| DISTPRI |  | 0.04846 | 0.032215 | 0.0081103 | 7.796e-05 | 0 | 0.0034645 | 0.001003 | 0 | 0 | 0.00020178 | 0.0023347 | 0 | 0 | 0.00093711 | 2.3001e-05 | 1.6619e-05 | 6.0177e-05 | 1.5233e-05
| DISTSEC |  | 0.019496 | 0.014566 | 0.0032699 | 0 | 0 | 0.001141 | 0 | 0 | 0 | 5.1652e-05 | 0 | 0 | 0 | 0.00031643 | 0 | 5.3313e-06 | 0.00011617 | 2.9261e-05
| ENERGY |  | 0.5392 | 0.19607 | 0.063258 | 0.00069848 | 1.5808e-05 | 0.030546 | 0.0085602 | 0.00067154 | 0.00037383 | 0.0020463 | 0.024442 | 0.17204 | 0.027703 | 0.0082816 | 0.0001956 | 0.00019128 | 0.0032835 | 0.00082171
| CUSTOMER |  | 0.069008 | 0.054005 | 0.012671 | 0.0001034 | 7.8198e-06 | 0.00021909 | 9.8965e-05 | 4.6493e-05 | -2.4562e-05 | 3.2352e-06 | 6.1701e-05 | 0.00012252 | 3.0559e-05 | 7.3431e-05 | 1.2658e-06 | 4.3903e-06 | 0.0013064 | 0.00027752
| TOTAL |  | 1 | 0.45569 | 0.12749 | 0.0013081 | 3.0192e-05 | 0.052123 | 0.01448 | 0.0010946 | 0.00032638 | 0.0033184 | 0.037925 | 0.24598 | 0.039006 | 0.014148 | 0.00033077 | 0.00029785 | 0.0051937 | 0.0012506
CUST_SPEC_OM | PRODUCTION |  | 0.28202 | 0 | 0 | 0 | 0 | 0 | 0.13567 | 0 | 0 | 0 | 0 | 0 | 0.14634 | 0 | 0 | 0 | 0 | 0
CUST_SPEC_OM | BULKTRAN |  | 0.022531 | 0 | 0 | 0 | 0 | 0 | 0.010993 | 0 | 0 | 0 | 0 | 0 | 0.011538 | 0 | 0 | 0 | 0 | 0
CUST_SPEC_OM | SUBTRAN |  | 0.0042823 | 0 | 0 | 0 | 0 | 0 | 0.0042823 | 0 | 0 | 0 | 0 | 0 | 0 | 0 | 0 | 0 | 0 | 0
CUST_SPEC_OM | DISTPRI |  | 0.031428 | 0 | 0 | 0 | 0 | 0 | 0.031428 | 0 | 0 | 0 | 0 | 0 | 0 | 0 | 0 | 0 | 0 | 0
CUST_SPEC_OM | DISTSEC |  | 0 | 0 | 0 | 0 | 0 | 0 | 0 | 0 | 0 | 0 | 0 | 0 | 0 | 0 | 0 | 0 | 0 | 0
CUST_SPEC_OM | ENERGY |  | 0.65621 | 0 | 0 | 0 | 0 | 0 | 0.26821 | 0 | 0 | 0 | 0 | 0 | 0.38801 | 0 | 0 | 0 | 0 | 0
CUST_SPEC_OM | CUSTOMER |  | 0.0035288 | 0 | 0 | 0 | 0 | 0 | 0.0031008 | 0 | 0 | 0 | 0 | 0 | 0.00042802 | 0 | 0 | 0 | 0 | 0
CUST_SPEC_OM | TOTAL |  | 1 | 0 | 0 | 0 | 0 | 0 | 0.45368 | 0 | 0 | 0 | 0 | 0 | 0.54632 | 0 | 0 | 0 | 0 | 0

## Proposed
Kentucky Power Company
Proposed Revenue Allocation
Twelve Months Ended May 31, 2025
Proposed Revenue Allocation
Current | Current | Rate |  | Current | Current | Income |  |  | Revenue | Sales | Percent
Class | Revenue | Base |  | Income | ROR % | Increase | Income | ROR % | Increase | Revenue | Increase
(1) | (2) | (3) | 0 | (4) | (5) | (6) | (7) | (8) | (9) | (10) | (11)
RS | 270140938.5243 | 1064846919.6198 |  | 23622686.6099 | 2.22 | 24805537 | 48428224 | 4.55 | 33202037.3 | 303342975.8243 | 12.29
GS | 95580647.4001 | 270051560.6969 |  | 23914959.7098 | 8.86 | 9039921 | 32954881 | 12.2 | 12099870.6741 | 107680518.0742 | 12.66
PS | 11592674.941 | 25812002.6696 |  | 3725535.036 | 14.43 | 1104401 | 4829936 | 18.71 | 1478232.9145 | 13070907.8556 | 12.75
LGS | 49578569.8244 | 115664050.2451 |  | 13878825.788 | 12 | 4693871 | 18572697 | 16.06 | 6282713.6143 | 55861283.4387 | 12.67
LGS | 61171244.7655 | 141476052.9147 |  | 17604360.8241 | 12.44 | 5798272 | 23402633 | 16.54 | 7760946.5288 | 68932191.2943 | 12.69
IGS | 159168054.1269 | 363317311.8466 |  | 15797996.0903 | 4.35 | 15577862 | 31375858 | 8.64 | 20850858.059 | 180018912.1859 | 13.1
MW | 221664.8511 | 454402.4181 |  | 65651.7329 | 14.45 | 20779 | 86431 | 19.02 | 27811.9613 | 249476.8125 | 12.55
OL | 8705500.8631 | 27607864.4185 |  | 3788948.5243 | 13.72 | 829222 | 4618171 | 16.73 | 1109908 | 9815408.8631 | 12.75
SL | 1781053.2534 | 4505198.2229 |  | 775660.2894 | 17.22 | 163061 | 938721 | 20.84 | 218256.0653 | 1999309.3186 | 12.25
Total | 596769103.7844 | 1872259310.1375 |  | 85570263.7806 | 4.57 | 56234654 | 141804919 | 7.57 | 75269688.5886 | 672038792.373 | 12.61
Gross Rev Conversion Factor: |  |  |  | 1.3385

## Curr Equal
Kentucky Power Company
Current Equalized Results
Twelve Months Ended May 31, 2025
Current Equalized Rate of Return
Current | Current | Rate | Current | Current | Percent | Revenue | Income |  |  | Sales | Current | Relative
Class | Revenue | Base | Income | ROR % | Increase | Increase | Increase | Income | ROR % | Revenue | Subsidy | ROR
(1) | (2) | (3) | (4) | (5) | (6) | (7) | (8) | (9) | (10) | (11) | (12)=(11)-(2)
RS | 270140938.5243 | 1064846919.6198 | 23622686.6099 | 2.22 | 12.41 | 33523057 | 25045375.3901 | 48668062 | 4.57 | 303663995.5243 | 33523058 | 0.48578
GS | 95580647.4001 | 270051560.6969 | 23914959.7098 | 8.86 | -16.21 | -15489639 | -11572447.7098 | 12342512 | 4.57 | 80091008.4001 | -15489639 | 1.9387
PS | 11592674.941 | 25812002.6696 | 3725535.036 | 14.43 | -29.39 | -3407557 | -2545816.036 | 1179719 | 4.57 | 8185117.941 | -3407557 | 3.1575
LGS | 49578569.8244 | 115664050.2451 | 13878825.788 | 12 | -23.2 | -11500979 | -8592483.788 | 5286342 | 4.57 | 38077590.8244 | -11500979 | 2.6258
LGS | 61171244.7655 | 141476052.9147 | 17604360.8241 | 12.44 | -24.37 | -14908536 | -11138299.8241 | 6466061 | 4.57 | 46262708.7655 | -14908536 | 2.7221
IGS | 159168054.1269 | 363317311.8466 | 15797996.0903 | 4.35 | 0.68 | 1080378 | 807159.9097 | 16605156 | 4.57 | 160248432.1269 | 1080378 | 0.95186
MW | 221664.8511 | 454402.4181 | 65651.7329 | 14.45 | -27.1 | -60077 | -44883.7329 | 20768 | 4.57 | 161587.8511 | -60077 | 3.1619
OL | 8705500.8631 | 27607864.4185 | 3788948.5243 | 13.72 | -38.86 | -3382573 | -2527150.5243 | 1261798 | 4.57 | 5322927.8631 | -3382573 | 3.0022
SL | 1781053.2534 | 4505198.2229 | 775660.2894 | 17.22 | -42.82 | -762611 | -569753.2894 | 205907 | 4.57 | 1018442.2534 | -762611 | 3.7681
Total | 596769103.7844 | 1872259310.1375 | 85570263.7806 | 4.57 | 0 | -1 | 0.21938 | 85570264 | 4.57 | 596769102.7844 | 0 | 1
Gross Rev Conversion Factor: |  |  | 1.3385

## Prop Equal
Kentucky Power Company
Proposed Revenue Allocation
Twelve Months Ended May 31, 2025
[6 empty] | Equalized Rate of Return | [5 empty] | 100% | Base | Base | Base | Mitigated | Mitigated |  | Mitigated | Generation
Current | Current | Rate | 0 | Current | Current | Percent | Revenue | Income |  |  | Sales | Current | Proposed | Percent | Mitigation | Proposed | Percent | Total Current | Total Percent | Rider | Mitigated
Class | Revenue | Base | 0 | Income | ROR % | Increase | Increase | Increase | Income | ROR % | Revenue | Subsidy | Increase | Increase | Change Needed | Increase | Increase | Revenue | Increase | Increase | Total Impact
(1) | (2) | (3) | 0 | (4) | (5) | (6) | (7) | (8) | (9) | (10) | (11) | (12) | (13)=(7)-(12) | (14) | (15) | (16) =(13)+(15) | (17)
RS | 270140938.5243 | 1064846919.6198 |  | 23622686.6099 | 2.22 | 28.26 | 76332670 | 57028819.3901 | 80651506 | 7.57 | 346473608.5243 | 33523058 | 42809612 | 15.8471 | -9607574.7 | 33202037.3 | 12.2906 | 286735722 | 11.58% | 3.421% | 15%
GS | 95580647.4001 | 270051560.6969 |  | 23914959.7098 | 8.86 | -4.85 | -4632865 | -3461254.7098 | 20453705 | 7.57 | 90947782.4001 | -15489639 | 10856774 | 11.3588 | 1243096.6741 | 12099870.6741 | 12.6593 | 105637778 | 11.45% | 2.369% | 13.82%
PS | 11592674.941 | 25812002.6696 |  | 3725535.036 | 14.43 | -20.44 | -2369847 | -1770534.036 | 1955001 | 7.57 | 9222827.941 | -3407557 | 1037710 | 8.9514 | 440522.9145 | 1478232.9145 | 12.7514 | 12905695 | 11.45% | 2.454% | 13.91%
LGS | 49578569.8244 | 115664050.2451 |  | 13878825.788 | 12 | -13.82 | -6850983 | -5118430.788 | 8760395 | 7.57 | 42727586.8244 | -11500979 | 4649996 | 9.379 | 1632717.6143 | 6282713.6143 | 12.6722 | 54851157 | 11.45% | 2.454% | 13.91%
LGS | 61171244.7655 | 141476052.9147 |  | 17604360.8241 | 12.44 | -15.07 | -9220830 | -6888964.8241 | 10715396 | 7.57 | 51950414.7655 | -14908536 | 5687706 | 9.298 | 2073240.5288 | 7760946.5288 | 12.6872 | 67756852 | 11.45% | 2.454% | 13.91%
IGS | 159168054.1269 | 363317311.8466 |  | 15797996.0903 | 4.35 | 9.86 | 15686678 | 11719656.9097 | 27517653 | 7.57 | 174854732.1269 | 1080378 | 14606300 | 9.1767 | 6244558.059 | 20850858.059 | 13.0999 | 182038170 | 11.45% | 3.449% | 14.9%
MW | 221664.8511 | 454402.4181 |  | 65651.7329 | 14.45 | -18.86 | -41809 | -31235.7329 | 34416 | 7.57 | 179855.8511 | -60077 | 18268 | 8.2413 | 9543.9613 | 27811.9613 | 12.5469 | 242812 | 11.45% | 2.014% | 13.47%
OL | 8705500.8631 | 27607864.4185 |  | 3788948.5243 | 13.72 | -26.11 | -2272665 | -1697928.5243 | 2091020 | 7.57 | 6432835.8631 | -3382573 | 1109908 | 12.7495 | 0 | 1109908 | 12.7495 | 9318114 | 11.91% | 0.2777% | 12.19%
SL | 1781053.2534 | 4505198.2229 |  | 775660.2894 | 17.22 | -32.65 | -581490 | -434436.2894 | 341224 | 7.57 | 1199563.2534 | -762611 | 181121 | 10.1693 | 37135.0653 | 218256.0653 | 12.2543 | 1905482 | 11.45% | 0.3455% | 11.8%
Total | 596769103.7844 | 1872259310.1375 |  | 85570263.7806 | 4.57 | 12.61 | 75269689 | 56234656.2194 | 141804920 | 7.57 | 672038792.7844 | 0 | 75269689 | 12.6129 | -0.41144 | 75269688.5886 | 12.6129 | 653634930 | 11.52% | 3.104% | 14.62%
141804920
Gross Rev Conversion Factor: |  |  |  | 1.3385

## Prop Mitigation
|  |  | RS Total Increase |  | 15%
|  |  | RS Base Ceiling |  | 11.58%
|  |  | All Others - Base Floor |  | 11.45%
Current | Base | Total Current | Mitigation | Base | Mitigaed | Mitchell
Class | Proposed | Revenue | Proposed | Mitigation | Base Percent | Rider | Total
(1) | Increase |  | Increase | Change Needed | Increase | Increase | Increase
RS | 42809612 | 286735722 | 33202037.3 | -9607574.7 | 11.58% | 3.421% | 15%
GS | 10856774 | 105637778 | 12099870.6741 | 1243096.6741 | 11.45% | 2.369% | 13.82%
PS | 1037710 | 12905695 | 1478232.9145 | 440522.9145 | 11.45% | 2.454% | 13.91%
LGS | 4649996 | 54851157 | 6282713.6143 | 1632717.6143 | 11.45% | 2.454% | 13.91%
LGS | 5687706 | 67756852 | 7760946.5288 | 2073240.5288 | 11.45% | 2.454% | 13.91%
IGS | 14606300 | 182038170 | 20850858.059 | 6244558.059 | 11.45% | 3.449% | 14.9%
MW | 18268 | 242812 | 27811.9613 | 9543.9613 | 11.45% | 2.014% | 13.47%
OL | 1109908 | 9318114 | 1109908 | 0 | 11.91% | 0.2777% | 12.19%
SL | 181121 | 1905482 | 218256.0653 | 37135.0653 | 11.45% | 0.3455% | 11.8%
Total | 75269689 | 653634930 | 75269688.5886 | -0.41144 | 11.52% | 3.104% | 14.62%

## Sch 4
KPCo TOTAL
Line |  | COMPANY | NON-KY P.S.C | KENTUCKY PSC | GOING LEVEL | ADJUSTED
No. | Description | PER BOOKS | JURIS | JURIS ONLY | ADJUSTMENTS | KY PSC JURIS |  | ALLOCATOR
| (1) | (2) | (3) | (4) | (5) | (6)
1 | Operating Revenues - Sales of Electricity | 650666343.96 | 0 | 650666343.96 | -53897239.2408 | 596769104.7192
2 | Operating Revenues - Firm Wholesale Sales of Electricity | 5664875.54 | 5664875.54 | 0 | 0 | 0
3 | Provision for Rate Refund | -6574896 | -6574896 | 0 | 0 | 0
4 | Other Electric Operating Revenues | 55081909.06 | 6049273.46 | 49032635.71 | -2939757.49 | 46092878.22
5 | Non-Firm Sales Revenues | 22603522.4 | 316449.3136 | 22287073.0864 | 316449.3136 | 22603522.4
6 | Total Operating Revenues | 727441754.96 | 5455702.3136 | 721986052.7564 | -56520547.4172 | 665465505.3392
7
8 | (1): Operation and Maintenance Expenses
9 | Power Production | 303748627.53 | 4318076.53 | 299430551 | -41409833.2596 | 258020717.7404
10 | Transmission | 96971566.6 | -542314.4 | 97513881 | 1762451.77 | 99276332.77
11 | Distribution | 42022818.207 | 42023.207 | 41980795 | -6810104.493 | 35170690.507
12 | Customer Accounts | 5010286.08 | 61.08 | 5010225 | 109613.42 | 5119838.42
13 | Sales Expense | 9329.22 | 0.11421 | 9329.1058 | 0 | 9329.1058
14 | Customer Service & Information | 1776406.01 | 4.01 | 1776402 | -1495547.3 | 280854.7
15 | Administrative and General | 27641391.56 | 357565.1424 | 27283826.4176 | 4293253.1536 | 31577079.5712
16 | Undistributed Adjustments | 0 | 0 | 0 | 0 | 0
17 | Total Operation and Maintenance Expense | 477180425.207 | 4175415.6836 | 473005009.5234 | -43550166.709 | 429454842.8144
18
19 | Depreciation and Amortization Expense | 125983659.74 | 1381277.74 | 124602382 | -8351712.566 | 116250669.434
20 | Taxes Other than Federal Income Taxes | 21435609.89 | 376559.89 | 21059050 | 5888215.6613 | 26947265.6613
21 | State Income Tax | -2143873.3 | -886776.3 | -1257097 | -140918.22 | -1398015.22
22 | Interest on Customer Deposits | 1839861.61 | -0.39 | 1839862 | -243878.8885 | 1595983.1115
23 | Other | 12288351.79 | 5266555.17 | 7021796.62 | 153068.9 | 7174865.52
24 | Net Operating Income Before F.I.T. | 90857720.023 | -4857329.48 | 95715049.613 | -10275155.5949 | 85439894.0181
25 | (4): 94457952.613; (5): -10416073.8149; (6): 84041878.7981
26 | (1): Federal Income Tax
27 | Current Federal Income Tax | -4143717 | -1877580 | -2266137 | -469374.6657 | -2735511.6657
28 | Deferred Federal Income Tax | 8216488.45 | 505682.45 | 7710806 | 4873835 | 12584641
29 | Deferred Investment Tax Credit | 0 | 0 | 0 | 0 | 0
30 | ITC Adjustment | 0 | 0 | 0 | 0 | 0
31 | Total Federal Income Taxes | 4072771.45 | -1371897.55 | 5444669 | 4404460.3343 | 9849129.3343
32
33 | Operating Income | 86784948.573 | -3485431.93 | 90270380.613 | -14679615.9292 | 75590764.6838
34 | AFUDC Offset | 6039049.06 | 72863.06 | 5966186 | 4013313.06 | 9979499.06
35 | Net Operating Income | 92823997.633 | -3412568.87 | 96236566.613 | -10666302.8692 | 85570263.7438
36
37 | Electric Plant in Service - Original Cost | 3657961431.12 | 77564198.45 | 3580397232.67 | -601498841.81 | 2978898390.86
38 | Accumulated Provision for Depreciation & Amortization | -1402526541.25 | -24055752.25 | -1378470789 | 354370732.92 | -1024100056.08
39 | Electric Plant In Service - Net | 2255434889.87 | 53508446.2 | 2201926443.67 | -247128108.89 | 1954798334.78
40 | Electric Plant Held for Future Use | 801671.21 | 801.21 | 800870 | 801.21 | 801671.21
41 | Prepayments | 49892012.34 | 48488568.34 | 1403444 | 28641.75 | 1432085.75
42 | Materials & Supplies | 90981940.442 | 1209867.442 | 89772073 | 184807.442 | 89956880.442
43 | Cash Working Capital | 0 | 0 | 0 | -60772164.8793 | -60772164.8793
44 | Construction Work in Progress (excludes AFUDC in CWIP) | 158950249.46 | 1814865.46 | 157135384 | 1649477.66 | 158784861.66
45 | Customer Advances & Deposits & Other | -37460316.32 | -367913.18 | -37092403.14 | 10000000 | -27092403.14
46 | Accumulated Deferred Income Taxes | -453392109.81 | -113764182.81 | -339627927 | 93977971.0942 | -245649955.9058
47 | Rate Base | 2065208337.192 | -9109547.338 | 2074317884.53 | -202058574.6131 | 1872259309.9169 |  | `
48
49 | Rate of Return | 4.495% | 37.46% | 4.639% |  | 4.57%
50
51
52 | (1): Development of Rate Base
53 | (1): Electric Plant in Service
54 | Intangible Plant | 52919.18 | 1058.18 | 51861 | -4029984.82 | -3978123.82 |  | GP-PTD
55 | Capitalized Software | 0 | 0 | 0 | 0 | 0 |  | GP-PTD
56 | Total Intangible Plant | 52919.18 | 1058.18 | 51861 | -4029984.82 | -3978123.82
57
58 | (1): Production Plant
59 | (1): Steam Production
60 | A310 Land & Land Rights | 4986110.3 | 74791.3 | 4911319 | -2780439.54 | 2130879.46 |  | PDAF
61 | A311 Structures and Improvements | 80522248.66 | 1207833.66 | 79314415 | -30319477.32 | 48994937.68 |  | PDAF
62 | A312 Boiler Plant Equipment | 965925688.18 | 14488885.18 | 951436803 | -517583705.86 | 433853097.14 |  | PDAF
63 | A313 Engines/Engine Driven Gen. | 0 | 0 | 0 | 0 | 0 |  | PDAF
64 | A314 Turbogenerator Units | 120155019.1 | 1802325.1 | 118352694 | -54489291.46 | 63863402.54 |  | PDAF
65 | A315 Accessory Electric Equip. | 34660790.64 | 519911.64 | 34140879 | -21412522.95 | 12728356.05 |  | PDAF
66 | A316 Misc. Power Plant Equip. | 14096575.02 | 211449.02 | 13885126 | -7380003.4 | 6505122.6 |  | PDAF
67 | A317 ARO Steam Production Plant | 34041525.87 | 34041525.87 | 0 | 0 | 0
68 | Total Steam Production | 1254387957.77 | 52346721.77 | 1202041236 | -633965440.53 | 568075795.47
69
70 | (1): Nuclear Production
71 | A320 Land & Land Rights | 0 | 0 | 0 | 0 | 0
72 | A321 Structures and Improvements | 0 | 0 | 0 | 0 | 0
73 | A322 Reactor Plant Equipment | 0 | 0 | 0 | 0 | 0
74 | A323 Turbogenerator Units | 0 | 0 | 0 | 0 | 0
75 | A324 Accessory Electric Equip. | 0 | 0 | 0 | 0 | 0
76 | A325 Misc. Power Plant Equipment | 0 | 0 | 0 | 0 | 0
77 | Total Nuclear Production | 0 | 0 | 0 | 0 | 0
78
79 | (1): Hydraulic Production
80 | A330 Land & Land Rights(MACSS Cap) | 0 | 0 | 0 | 0 | 0
81 | A331 Structures and Improvements | 0 | 0 | 0 | 0 | 0
82 | A332 Reserviors, Dams, and Waterways | 0 | 0 | 0 | 0 | 0
83 | A333 Water Wheels, Turbines, and Generators | 0 | 0 | 0 | 0 | 0
84 | A334 Accessory Electric Equipment | 0 | 0 | 0 | 0 | 0
85 | A335 Miscellaneous Power Plant Equip. | 0 | 0 | 0 | 0 | 0
86 | A336 Roads, Railroads, and Bridges | 0 | 0 | 0 | 0 | 0
87 | A337 ARO Hydraulic Production | 0 | 0 | 0 | 0 | 0
88 | Total Hydraulic Production | 0 | 0 | 0 | 0 | 0
89
90 | (1): Other Production
91 | A340 Land & Land Rights | 0 | 0 | 0 | 0 | 0
92 | A341 Structures and Improvements | 0 | 0 | 0 | 0 | 0
93 | A342 Fuel Holder, Producer & Acc | 0 | 0 | 0 | 0 | 0
94 | A343 Prime Movers | 0 | 0 | 0 | 0 | 0
95 | A344 Generators | 0 | 0 | 0 | 0 | 0
96 | A345 Accessory Plant Equipment | 0 | 0 | 0 | 0 | 0
97 | A346 Misc. Power Plant Equipment | 0 | 0 | 0 | 0 | 0
98 | Total Other Production | 0 | 0 | 0 | 0 | 0
99
100 | Total Production Plant | 1254387957.77 | 52346721.77 | 1202041236 | -633965440.53 | 568075795.47
101
102 | FERC AFUDC Adjustment | 289887 | 4348 | 285539 | 4348 | 289887 |  | GP-TRANS
103 | Contra AFUDC Adjustment | 0 | 0 | 0 | 0 | 0
104 | Total AFUDC Adjustment | 289887 | 4348 | 285539 | 4348 | 289887
105
106 | (1): Transmission Plant
107 | A350 Land and Land Rights | 40915361 | 613730 | 40301631 | 613730 | 40915361 |  | TDAF
108 | A351 Computer Software and Equipment | 524302.55 | 7864.55 | 516438 | 7864.55 | 524302.55 |  | TDAF
109 | A352 Structures and Improvements TRAN | 13208261.68 | 198123.68 | 13010138 | 198123.68 | 13208261.68 |  | TDAF
110 | A353 Station Equipment TRAN | 258334915.99 | 3879788.99 | 254455127 | 3879788.99 | 258334915.99 |  | TDAF
111 | A352 Structures and Improvements GEN | 81856.25 | 1228.25 | 80628 | 1228.25 | 81856.25 |  | PDAF
112 | A353 Station Equipment GEN | 12906780.82 | 193601.82 | 12713179 | 193601.82 | 12906780.82 |  | PDAF
113 | A354 Towers and Fixtures | 102470002.24 | 1537050.24 | 100932952 | 1537050.24 | 102470002.24 |  | TDAF
114 | A355 Poles and Fixtures | 196244569.31 | 2943668.31 | 193300901 | 2943668.31 | 196244569.31 |  | TDAF
115 | A356 O.H. Conductors & Devices | 170032722.21 | 2550491.21 | 167482231 | 2550491.21 | 170032722.21 |  | TDAF
116 | A357 Undergound Conduit | 510952.32 | 7664.32 | 503288 | 7664.32 | 510952.32 |  | TDAF
117 | A358 Underground Conductors | 497622.54 | 7464.54 | 490158 | 7464.54 | 497622.54 |  | TDAF
118 | A359 Roads and Trails | 0 | 0 | 0 | 0 | 0 |  | TDAF
119 | Total Transmission Plant | 795727346.91 | 11940675.91 | 783786671 | 11940675.91 | 795727346.91
120
121 | (1): Distribution Plant
122 | A360Land and Land Rights | 12031666.87 | 1408 | 12030258.87 | 0 | 12030258.87 |  | Direct
123 | A361Structures and Improvements | 9858867.65 | 44907 | 9813960.65 | 0 | 9813960.65 |  | Direct
124 | A362Station Equipment | 143799773.08 | 1403788.85 | 142395984.23 | 0 | 142395984.23 |  | Direct
125 | A363Storage Battery Equipment | 1838774.69 | 0 | 1838774.69 | 0 | 1838774.69 |  | SPECIFIC
126 | A364Poles,Towers & Fixtures Primary | 319804008.78 | 0 | 319804008.78 | 0 | 319804008.78 |  | SPECIFIC
127 | A365O.H. Conductors & Devices Primary | 331161834.93 | 0 | 331161834.93 | 18000000 | 349161834.93 |  | SPECIFIC
128 | A366Underground Conduits Primary | 10124390.7 | 0 | 10124390.7 | 0 | 10124390.7 |  | SPECIFIC
129 | A367U.G. Conductors & Devices Primary | 13294742.72 | 0 | 13294742.72 | 0 | 13294742.72 |  | SPECIFIC
130 | A368Line Transformers Primary | 173479732.02 | 0 | 173479732.02 | 0 | 173479732.02 |  | SPECIFIC
131 | A369Services | 79202151.38 | 0 | 79202151.38 | 0 | 79202151.38 |  | SPECIFIC
132 | A370Meters | 25665627.86 | 4102 | 25661525.86 | 0 | 25661525.86 |  | Direct
133 | A371Install. on Customer Prem. | 20343996.83 | 0 | 20343996.83 | 0 | 20343996.83 |  | SPECIFIC
134 | A372Leased Prop. on Cust. Premises | 0 | 0 | 0 | 0 | 0 |  | SPECIFIC
135 | A373Street Lights | 5611681.8 | 0 | 5611681.8 | 0 | 5611681.8 |  | SPECIFIC
136 | A374ARO | 0 | 0 | 0 | 0 | 0 |  | SPECIFIC
137 | Total Distribution Plant | 1146217249.31 | 1454205.85 | 1144763043.46 | 18000000 | 1162763043.46
138
139 | (1): General Plant
140 | A389Land and Land Rights | 2134690.77 | 42693.77 | 2091997 | 42693.77 | 2134690.77 |  | GP-PTD
141 | A390Structures and Improvements | 28738308.34 | 574766.34 | 28163542 | 574766.34 | 28738308.34 |  | GP-PTD
142 | A391Office Furniture & Equip. | 2520799.05 | 50416.05 | 2470383 | 50416.05 | 2520799.05 |  | GP-PTD
143 | A392Transportation Equipment | 24068505.65 | 481369.65 | 23587136 | 481369.65 | 24068505.65 |  | GP-PTD
144 | A393Stores Equipment | 442608.16 | 8852.16 | 433756 | 8852.16 | 442608.16 |  | GP-PTD
145 | A394Tools, Shop & Garage Equip. | 8349659.52 | 166993.52 | 8182666 | 166993.52 | 8349659.52 |  | GP-PTD
146 | A395Laboratory Equipment | 225704.4 | 4514.4 | 221190 | 4514.4 | 225704.4 |  | GP-PTD
147 | A396Power Operated Equipment | 2221244.69 | 44424.69 | 2176820 | 44424.69 | 2221244.69 |  | GP-PTD
148 | A397Communication Equipment | 100776166.75 | 2015523.75 | 98760643 | 2015523.75 | 100776166.75 |  | GP-PTD
149 | A398Misc. Equipment | 2154021.74 | 43080.74 | 2110941 | 43080.74 | 2154021.74 |  | GP-PTD
150 | A399Other Tang. Property | 0 | 0 | 0 | 0 | 0 |  | GP-PTD
151 | 39919ARO General Plant | 158819.18 | 158819.18 | 0 | 0 | 0 |  | Direct
152 | Total General Plant | 171790528.25 | 3591454.25 | 168199074 | 3432635.07 | 171631709.07
153
154 | (1): Completed Construction Not Classified -Acct 106
155 | Intangible Plant | 0 | 0 | 0 | 0 | 0 |  | GP-PTD
156 | Production Plant | 37388841.06 | 560833.06 | 36828008 | 560833.06 | 37388841.06 |  | PDAF
157 | Transmission Plant | 167662293.53 | 2514934.53 | 165147359 | 2514934.53 | 167662293.53 |  | TDAF
158 | Distribution Plant | 77179762.21 | 0 | 77179762.21 | 0 | 77179762.21 |  | Direct
159 | General Plant | 2157835.97 | 43156.97 | 2114679 | 43156.97 | 2157835.97 |  | GP-PTD
160 | Total Completed Construction Not Classified | 284388732.77 | 3118924.56 | 281269808.21 | 3118924.56 | 284388732.77
161
162 | Capital Leases Acct 1011001, 1011004 | 1449570.6 | 1449570.6 | 0 | 0 | 0
163 | Accrued Capital and Operating Leases Acct 1011012, 1011031, 1011032, 1011036 | 3657239.33 | 3657239.33 | 0 | 0 | 0
164 | Total Capital Leases | 5106809.93 | 5106809.93 | 0 | 0 | 0
165
166 | Total Plant in Service | 3657961431.12 | 77564198.45 | 3580397232.67 | -601498841.81 | 2978898390.86
167
168 | Subtotal Gross Plant GP-TRANS | 963389640.44 | 14455610.44 | 948934030 | 14455610.44 | 963389640.44 | 0.985
169
170 | Subtotal Gross Plant GP-DIST | 1223397011.52 | 1454205.85 | 1221942805.67 | 18000000 | 1239942805.67 | 0.999
171
172 | Subtotal Gross Plant GP-T&D | 2186786651.96 | 15909816.29 | 2170876835.67 | 32455610.44 | 2203332446.11 | 0.993
173
174 | Subtotal Gross Plant GP-TOT | 3652854621.19 | 72457388.52 | 3580397232.67 | -601498841.81 | 2978898390.86 | 0.98
175
176 | Subtotal Gross Plant GP-PTD | 3478853337.79 | 68821719.12 | 3410031618.67 | -600944649.03 | 2809086969.64 | 0.98
177
168 | (1): Less: Reserve for Depreciation/RWIP - Accts 1080001,1080011,1080005,1080026
169 | Production | 639835452.18 | 18545486.18 | 621289966 | -357059890.82 | 264230075.18 |  | PDAF
170 | Transmission | 306706762.56 | 3267874.56 | 303438888 | 4600601.56 | 308039489.56 |  | GP-TRANS
171 | Distribution | 385879084.48 | 385879.48 | 385493205 | 385879.48 | 385879084.48 |  | GP-DIST
172 | General | 69582217.82 | 1391644.82 | 68190573 | 1391644.82 | 69582217.82 |  | GP-PTD
173 | Total Reserve for Depreciaton / RWIP | 1402003517.04 | 23590885.04 | 1378412632 | -350681764.96 | 1027730867.04
174
175 | (1): Less Reserve for Amortization
176 | Intangible | 52919.04 | 794.04 | 52125 | -3689090.96 | -3636965.96 |  | GP-PTD
177 | Production | 0 | 0 | 0 | 0 | 0 |  | PDAF
178 | Transmission Plant | 0 | 0 | 0 | 0 | 0
179 | Distribution | 0 | 0 | 0 | 0 | 0
180 | General | 6155 | 123 | 6032 | 123 | 6155 |  | GP-PTD
181 | Total Reserve for Amortization | 59074.04 | 917.04 | 58157 | -3688967.96 | -3630810.96
182
183 | Prov-Leased Assets - Capital Leases 1011006 | 463950.17 | 463950.17 | 0 | 0 | 0
184 | Total Prov-Leased Assets | 463950.17 | 463950.17 | 0 | 0 | 0
185
186 | Total Acc Prov Depreciation and Amortization | 1402526541.25 | 24055752.25 | 1378470789 | -354370732.92 | 1024100056.08
187
188 | Net Electric Plant in Service | 2255434889.87 | 53508446.2 | 2201926443.67 | -247128108.89 | 1954798334.78
189
190 | (1): Construction Work in Progress - Account 107
191 | Intangible | 165387.8 | 165387.8 | 0
192 | AFUDC | 45962.07 | 45962.07 | 0
193 | Total Intangible Plant | 211349.87 | 211349.87 | 0 | 0 | 0
194
195 | Production | 7150701.03 | 107260.03 | 7043441 | 107260.03 | 7150701.03 |  | PDAF
196 | AFUDC | 231544.95 | 3472.95 | 228072 | 3472.95 | 231544.95 |  | PDAF
197 | Total Production Plant | 7382245.98 | 110732.98 | 7271513 | 110732.98 | 7382245.98
198
199 | Transmission | 97286306.11 | 1459294.11 | 95827012 | 1459294.11 | 97286306.11 |  | GP-TRANS
200 | AFUDC | 4862940.11 | 72944.11 | 4789996 | 72944.11 | 4862940.11
201 | Total Transmission Plant | 102149246.22 | 1532238.22 | 100617008 | 1532238.22 | 102149246.22
202
203 | Distribution | 52843883.66 | 52843.66 | 52791040 | 52843.66 | 52843883.66 |  | GP-DIST
204 | AFUDC | 2098206.09 | 2098.09 | 2096108 | 2098.09 | 2098206.09
205 | Total Distribution Plant | 54942089.75 | 54941.75 | 54887148 | 54941.75 | 54942089.75
206
207 | General | 1503970.86 | 30079.86 | 1473891 | 30079.86 | 1503970.86 |  | GP-PTD
208 | AFUDC | 24636.88 | 492.88 | 24144 | 492.88 | 24636.88
209 | Total General Plant | 1528607.74 | 30572.74 | 1498035 | 30572.74 | 1528607.74
210
211 | Total Construction Work in Progress | 166213539.56 | 2105223.36 | 164273704 | 1728485.69 | 166002189.69
212
213 | Total AFUDC | 7263290.1 | 124970.1 | 7138320 | 79008.03 | 7217328.03
214 | Total Construction Work in Progress Less AFUDC | 158950249.46 | 1814865.46 | 157135384 | 1649477.66 | 158784861.66
215
216 | (1): Plant Held for Future Use - Acct 105
217 | Production | 0 | 0 | 0 | 0 | 0 |  | Specific
218 | Transmission | 0 | 0 | 0 | 0 | 0 |  | TDAF
219 | Distribution | 801671.21 | 801.21 | 800870 | 801.21 | 801671.21 |  | GP-DIST
220 | General | 0 | 0 | 0 | 0 | 0 |  | GP-PTD
221 | Total Plant Held for Future Use | 801671.21 | 801.21 | 800870 | 801.21 | 801671.21
222
223 | (1): Materials & Supplies
224 | Fuel / Allowance Inventory | 68139843.04 | 953958.04 | 67185885 | 953958.04 | 68139843.04 |  | EAF
225 | Production M&S Inventory | 12246297.382 | 183694.382 | 12062603 | 183694.382 | 12246297.382 |  | PDAF
226 | Production M&S Inventory | 1854418.79 | 25961.79 | 1828457 | -999098.21 | 829358.79 |  | EAF
227 | Transmission M&S Inventory | 2679400.357 | 40191.357 | 2639209 | 40191.357 | 2679400.357 |  | GP-TRANS
228 | Distribution M&S Inventory | 6061980.873 | 6061.873 | 6055919 | 6061.873 | 6061980.873 |  | GP-DIST
229 | Total Materials & Supplies | 90981940.442 | 1209867.442 | 89772073 | 184807.442 | 89956880.442
230
231 | (1): Prepayments
232 | Prepaid Pension Benefit -1650010, 1650035 | 48459926.59 | 48459926.59 | 0 | 0 | 0 |  | GP-TOT
233 | Prepaid Other | 1432085.75 | 28641.75 | 1403444 | 28641.75 | 1432085.75 |  | GP-TOT
234 | Total Prepayments | 49892012.34 | 48488568.34 | 1403444 | 28641.75 | 1432085.75
235
236
237 | (1): Rate Base Additions (Deductions)
238 | Accumulated Deferred Income Taxes | -453392109.81 | -113764182.81 | -339627927 | 93977971.0942 | -245649955.9058 |  | GP-TOT
239 | Unallocated Deferred FIT | 0 | 0 | 0 | 0 | 0 |  | Direct
240 | Deferred Investment Tax Credit | 0 | 0 | 0 | 0 | 0 |  | Direct
241 | Special Deposits | 2319849.61 | 0 | 2319849.61 | 0 | 2319849.61 |  | Direct
242 | Customer Advances/Credits | -1321972.59 | 0.41 | -1321973 | 0 | -1321973 |  | Specific
243 | Customer Deposits | -38458193.34 | -367913.59 | -38090279.75 | 0 | -38090279.75 |  | Specific
244 | Other Rate Base | 0 | 0 | 0 | 10000000 | 10000000 |  | Direct
245 | After Tax Effect of ARO | 0 | 0 | 0 | 0 | 0 |  | Direct
246 | Total Rate Base Deductions | -490852426.13 | -114132095.99 | -376720330.14 | 103977971.0942 | -272742359.0458
247
248 | Total Rate Base (excludng Cash Working Capital) | 2065208337.192 | -9109547.338 | 2074317884.53 | -141286409.7338 | 1933031474.7962
249
250
251 | Operating Revenues - Sale of Electricity | 650666343.96 | 0 | 650666343.96 | -53897239.2408 | 596769104.7192 |  | Direct
252 | Operating Revenues - Wholesale Sales of Electricity | 5664875.54 | 5664875.54 | 0 | 0 | 0 |  | Direct
253 | Provision for Rate Refund | -6574896 | -6574896 | 0
254
255 | (1): Non-Firm Sales:
256 | Demand Related | 0 | 0 | 0 | 0 | 0
257 | Energy Related | 22603522.4 | 316449.3136 | 22287073.0864 | 316449.3136 | 22603522.4 |  | EAF
258 | Unallocated | 0 | 0 | 0 | 0 | 0
259 | Total Non-Firm Sales | 22603522.4 | 316449.3136 | 22287073.0864 | 316449.3136 | 22603522.4
260
261 | (1): Other Operating Revenues
262 | 450-Forfeited Discounts | 1035101.73 | 0 | 1035102 | 0 | 1035102 |  | SPECIFIC
263 | 451-Miscellaneous Service Revenues | 98240.16 | 0 | 98240 | 643148 | 741388 |  | SPECIFIC
264 | (1): Rent from Electric Property
265 | 4541-Rent-Assoc Cos- Production | 0 | 0 | 0 | 0 | 0 |  | PDAF
266 | 4541-Rent-Assoc Cos- Transmission | 501376.262 | 7520.262 | 493856 | 7520.262 | 501376.262 |  | GP-TRANS
267 | 4541-Rent-Assoc Cos- Distribution | 1021780.748 | 1021.748 | 1020759 | 1021.748 | 1021780.748 |  | GP-DIST
268 | 4542-Rent-Non-Assoc Cos- Production | 2489915.27 | 37348.27 | 2452567 | 37348.27 | 2489915.27 |  | PDAF
269 | 4542-Rent-Non-Assoc Cos- Transmission | 19425 | 291 | 19134 | 291 | 19425 |  | GP-TRANS
270 | 4542-Rent-Non-Assoc Cos- Distribution | 2700 | 3 | 2697 | 3 | 2700 |  | GP-DIST
271 | 4540005 Rent from Elec Prop-Pole Attch | 5147622.4 | 5147.4 | 5142475 | -266246.59 | 4876228.41 |  | GP-DIST
272 | 4540004-Rent-Non-Assoc Cos-ABD Distribution | 18000 | 18 | 17982 | 18 | 18000 |  | GP-DIST
273 | 4540004-Rent-Non-Assoc Cos-ABD Transmission | 0 | 0 | 0 | 0 | 0 |  | GP-TRANS
274 | Total Rent from Electric Property | 9200819.68 | 51349.68 | 9149470 | -220044.31 | 8929425.69
275
276 | (1): Other Electric Revenues
277 | 456-Other Electric Production | 0 | 0 | 0 | 0 | 0 |  | EAF
278 | 456-Other Electric Revenues DSM | 573592.78 | 0 | 573592.78 | -573589.96 | 2.82 |  | Direct
279 | 456-Other Electric Transmission EKPC | 54393 | 54393 | 0 | 0 | 0 |  | Direct
280 | 456-Other Electric LSE Charge - Retail Demand | -58423543.25 | 0 | -58423543.25 | -4256853 | -62680396.25 |  | Direct
281 | 456-Other Electric LSE Charge - Retail Energy | -137135.82 | 0 | -137135.82 | 0 | -137135.82 |  | Direct
282 | 456-Other Electric TO Revenues | 97701230.64 | 1465518.64 | 96235712 | 1465518.64 | 97701230.64 |  | GP-TRANS
283 | 456-Other Electric Non-Juris | 4475949 | 4475949 | 0 | 0 | 0 |  | Direct
284 | 456-Other ElectricTransmission ABD | 111393.83 | 1670.83 | 109723 | 1670.83 | 111393.83 |  | GP-TRANS
285 | 456-Other Electric Distribution ABD | 391867.31 | 392.31 | 391475 | 392.31 | 391867.31 |  | GP-DIST
286 | Total Other Electric Revenues | 44747747.49 | 5997923.78 | 38749823.71 | -3362861.18 | 35386962.53
287
288 | Total Other Operating Revenues | 55081909.06 | 6049273.46 | 49032635.71 | -2939757.49 | 46092878.22
289
290 | Total Operating Revenues | 727441754.96 | 5455702.3136 | 721986052.7564 | -56520547.4172 | 665465505.3392 | 0.993
291
292 | (1): Power Production Expenses
293 | (1): Steam Generation Expenses
294 | 500-Supervision & Engineering | 4075249.41 | 61128.41 | 4014121 | 230517.02 | 4244638.02 |  | PDAF
295 | 501-Fuel Delivered and Consumed | 119941517.16 | 1679181.16 | 118262336 | 3225138.01 | 121487474.01 |  | EAF
296 | 501-Gas Reservation Fee | 8108248.54 | 121623.54 | 7986625 | 121623.54 | 8108248.54 |  | PDAF
297 | 501-Fuel Other | 3995568.91 | 55937.91 | 3939631 | 122617.91 | 4062248.91 |  | EAF
298 | 5010005-Def Fuel | -1066415.02 | -0.02 | -1066415 | -42632032.02 | -43698447.02 |  | SPECIFIC
299 | 502-Steam / Consumables | 5128125.17 | 73537.17 | 5054588 | -2006996.53 | 3047591.47 |  | PDAF / EAF
300 | 503-Steam other Sources | 0 | 0 | 0 | 0 | 0 |  | PDAF
301 | 504-Steam Transferred Credit | 0 | 0 | 0 | 0 | 0 |  | PDAF
302 | 505-Electric | 58098.22 | 833.22 | 57265 | 7562.43 | 64827.43 |  | PDAF / EAF
303 | 506-Misc. Steam Power Expenses | 6077645.74 | 91164.74 | 5986481 | -452844.99 | 5533636.01 |  | PDAF
304 | 507-Rents | 965.85 | 14.85 | 951 | 14.85 | 965.85 |  | PDAF
305 | 508-IPP Operations | 0 | 0 | 0 | 0 | 0 |  | PDAF
306 | 509-Allowances | 79809.01 | 1117.01 | 78692 | 1117.01 | 79809.01 |  | EAF
307 | Total Steam Operation | 146398812.99 | 2084537.99 | 144314275 | -41383282.77 | 102930992.23
308
309 | 510-Supervision & Engineering | 1352873.19 | 20293.19 | 1332580 | 167438.48 | 1500018.48 |  | PDAF
310 | 511-Structures | 1989377.41 | 29840.41 | 1959537 | 46567.04 | 2006104.04 |  | PDAF
311 | 512-Boiler Plant | 14866979.07 | 213192.07 | 14653787 | -896434.08 | 13757352.92 |  | PDAF / EAF
312 | 513-Electric Plant | 4380927.99 | 65713.99 | 4315214 | 155546.83 | 4470760.83 |  | PDAF
313 | 514-Misc Steam Plant | 1406936.23 | 21104.23 | 1385832 | 39187.07 | 1425019.07 |  | PDAF
314 | Total Steam Maintenance | 23997093.89 | 350143.89 | 23646950 | -487694.66 | 23159255.34
315
316 | Total Steam Generation Expense | 170395906.88 | 2434681.88 | 167961225 | -41870977.43 | 126090247.57
317
318 | (1): Other Power Supply Expense
319 | 549&550-Misc Other Power Generation Expense | 0 | 0 | 0 | 0 | 0 |  | PDAF
320 | 555-Purchased Power Expense Demand | 7033579 | 105504 | 6928075 | -1919782.4796 | 5008292.5204 |  | PDAF
321 | 555-Purchased Power Expense Energy | 125459372.99 | 1764993.99 | 123694379 | 2368029.99 | 126062408.99 |  | EAF
322 | 556-Sys Control & Load Dispatching | 63261.1 | 949.1 | 62312 | 949.1 | 63261.1 |  | PDAF
323 | 557- Other Expenses | 793609.86 | 11903.86 | 781706 | 11903.86 | 793609.86 |  | PDAF
324 | Total Other Power Supply Expense | 133349822.95 | 1883350.95 | 131466472 | 461100.4704 | 131927572.4704
325
326 | 558-Solar and Wind Expense | 2897.7 | 43.7 | 2854 | 43.7 | 2897.7 |  | PDAF
327 | Total Solar and Wind Expense | 2897.7 | 43.7 | 2854 | 43.7 | 2897.7
328
329 | Total Production O&M Expense | 303748627.53 | 4318076.53 | 299430551 | -41409833.2596 | 258020717.7404
330
331 | (1): Transmission Expense
332 | 560-Supervision & Engineering | 2017555.06 | 30263.06 | 1987292 | 29211.87 | 2016503.87 |  | GP-TRANS
333 | 561-Load Dispatching - Company | 584141.72 | 8761.72 | 575380 | 8761.72 | 584141.72 |  | GP-TRANS
334 | 561-Load Dispatching - PJM | 1829245.49 | 27438.49 | 1801807 | 27438.49 | 1829245.49 |  | GP-TRANS
335 | 562-Station Equipment | 244494.76 | 3667.76 | 240827 | 3667.76 | 244494.76 |  | GP-TRANS
336 | 563-Overhead Lines | 21867.99 | 327.99 | 21540 | 327.99 | 21867.99 |  | GP-TRANS
337 | 564-Underground Lines | 15.85 | -0.15 | 16 | -0.15 | 15.85 |  | GP-TRANS
338 | 565 LSE Transmission Purchases | 83552774.82 | -0.18 | 83552775 | 5725019.82 | 89277794.82 |  | SPECIFIC
339 | 565 LSE Transmission Purchases - Retail Energy | 167304.17 | 0.17 | 167304 | 0.17 | 167304.17 |  | SPECIFIC
340 | 565 Transmission by Others | 98580 | 1479 | 97101 | 1479 | 98580 |  | GP-TRANS
341 | 565 Transmission Purchases - Non-Juris & Provisions | -688801.43 | -688801.43 | 0 | 0 | 0 |  | Direct
342 | 566-Misc Transmission | 1106052.75 | -46025.25 | 1152078 | -4154449.85 | -3002371.85 |  | GP-TRANS
343 | 567-Rents | 250 | 4 | 246 | 4 | 250 |  | GP-TRANS
344 | Total Transmission Operation Expense | 88933481.18 | -662884.82 | 89596366 | 1641460.82 | 91237826.82
345
346 | (1): Transmission Maintenance
347 | 568-Supervision & Engineering | 15020.86 | 224.86 | 14796 | 224.86 | 15020.86 |  | GP-TRANS
348 | 569-Structures | 223521.62 | 3352.62 | 220169 | 3352.62 | 223521.62 |  | GP-TRANS
349 | 570-Station Equipment | 513673.12 | 7705.12 | 505968 | 7705.12 | 513673.12 |  | GP-TRANS
350 | 571-Overhead Lines | 5877447.38 | 88161.38 | 5789286 | 88581.91 | 5877867.91 |  | GP-TRANS
351 | 572-Underground Lines | 117.14 | 2.14 | 115 | 2.14 | 117.14 |  | GP-TRANS
352 | 573-Misc Transmission Expenses | 9240.28 | 138.28 | 9102 | 138.28 | 9240.28 |  | GP-TRANS
353 | 575- PJM Admin | 1399065.02 | 20986.02 | 1378079 | 20986.02 | 1399065.02 |  | GP-TRANS
354 | Total Transmission Maintenance Expense | 8038085.42 | 120570.42 | 7917515 | 120990.95 | 8038505.95
355
356 | Total Transmission O&M Expense | 96971566.6 | -542314.4 | 97513881 | 1762451.77 | 99276332.77
357
358 | (1): Distribution Expense
359 | 580-Supervision & Engineering | 1451741.18 | 1452.18 | 1450289 | 29762.21 | 1480051.21 |  | GP-DIST
360 | 581-Load Dispatching | 2863.72 | 2.72 | 2861 | 2.72 | 2863.72 |  | GP-DIST
361 | 582-Station Equipment | 370025.66 | 369.66 | 369656 | 369.66 | 370025.66 |  | GP-DIST
362 | 583-Overhead Lines | 723606.94 | 723.94 | 722883 | 30095.29 | 752978.29 |  | GP-DIST
363 | 584-Underground Lines | 362840.37 | 362.37 | 362478 | 432.54 | 362910.54 |  | GP-DIST
364 | 585-Street & Area Lighting | 32898.18 | 33.18 | 32865 | 561.38 | 33426.38 |  | GP-DIST
365 | 586-Meters | 1216051.41 | 1216.41 | 1214835 | 139907.48 | 1354742.48 |  | GP-DIST
366 | 587-Customer Installations | 159098.14 | 159.14 | 158939 | 17927.96 | 176866.96 |  | GP-DIST
367 | 588-Misc Distribution | 5777410.399 | 5777.399 | 5771633 | -1947796.931 | 3823836.069 |  | GP-DIST
368 | 589-Rents | 1105284.15 | 1105.15 | 1104179 | 22253.23 | 1126432.23 |  | GP-DIST
369 | Total Distribution Operation | 11201820.149 | 11202.149 | 11190618 | -1706484.461 | 9484133.539
370
371 | 590-Supervision & Engineering | 57090.82 | 56.82 | 57034 | 3680.16 | 60714.16 |  | GP-DIST
372 | 591-Structures | 14905.81 | 14.81 | 14891 | 14.81 | 14905.81 |  | GP-DIST
373 | 592-Station Equipment | 952821.98 | 952.98 | 951869 | 1025.58 | 952894.58 |  | GP-DIST
374 | 593-Overhead Lines | 29277229.738 | 29276.738 | 29247953 | 1043496.048 | 30291449.048 |  | GP-DIST
375 | 5930010 Storm Expense Amortization | 0 | 0 | 0 | 0 | 0 |  | DIRECT
376 | 5930001 Forestry - Tree & Brush Control | 400808.07 | 401.07 | 400407 | -6159560.73 | -5759153.73 |  | GP-DIST
377 | 594-Underground Lines | 33645.07 | 34.07 | 33611 | 774.67 | 34385.67 |  | GP-DIST
378 | 595-Line Transformers | 7710.4 | 7.4 | 7703 | 385.67 | 8088.67 |  | GP-DIST
379 | 596-Street & Area Lighting | 7686.97 | 7.97 | 7679 | 439.25 | 8118.25 |  | GP-DIST
380 | 597-Meters | 41552.77 | 41.77 | 41511 | 6075.93 | 47586.93 |  | GP-DIST
381 | 598-Misc Distribution Plant | 27546.43 | 27.43 | 27519 | 48.58 | 27567.58 |  | GP-DIST
382 | Total Distribution Maintenance | 30820998.058 | 30821.058 | 30790177 | -5103620.032 | 25686556.968
383
384 | Total Distribution Expense | 42022818.207 | 42023.207 | 41980795 | -6810104.493 | 35170690.507
385 |  | 63722354.998 | 512262.7451 | 63210092.2529 | -5423356.1849 | 57786736.068
386 | (1): Customer Accounts Expense
387 | 901-Supervision & Engineering | 19725.86 | -0.14 | 19726 | -0.14 | 19725.86 |  | CUST
388 | 902-Meter Reading | 377832.44 | 4.44 | 377828 | 30898.46 | 408726.46 |  | CUST
389 | 903-Customer Records & Collection Expense | 4647076.08 | 57.08 | 4647019 | 78715.4 | 4725734.4 |  | CUST
390 | 9040000-Uncollectable Accounts | 0 | 0 | 0 | 0 | 0 |  | CUST
391 | 9040007-Uncollectible Misc Receivables | -57939.54 | -0.54 | -57939 | -0.54 | -57939.54 |  | CUST
392 | 905-Misc Customer Accounts | 23591.24 | 0.24 | 23591 | 0.24 | 23591.24 |  | CUST
393 | Total Customer Accounts | 5010286.08 | 61.08 | 5010225 | 109613.42 | 5119838.42
394
395 | (1): Customer Information Expense
396 | 907-Supervision | 33552.62 | 0.62 | 33552 | 1994.33 | 35546.33 |  | CUST
397 | 908-Customer Assistance | 1718933.79 | 2.79 | 1718931 | -1489654.74 | 229276.26 |  | CUST
398 | 909-Information & Instruction | 0 | 0 | 0 | 0 | 0 |  | CUST
399 | 910-Misc Customer Service | 23919.6 | 0.6 | 23919 | -7886.89 | 16032.11 |  | CUST
400 | Total Customer Information | 1776406.01 | 4.01 | 1776402 | -1495547.3 | 280854.7
401
402 | (1): Customer Service
403 | 911-Supervision | 0 | 0 | 0 | 0 | 0 |  | CUST
404 | 912-Demo & Selling | 9329.22 | 0.11421 | 9329.1058 | 0 | 9329.1058 |  | CUST
405 | 913-Advertising | 0 | 0 | 0 | 0 | 0 |  | CUST
406 | 916-Misc SALES Expense | 0 | 0 | 0 | 0 | 0 |  | CUST
407 | Total Customer Service | 9329.22 | 0.11421 | 9329.1058 | 0 | 9329.1058
408
409 | (1): Administrative & General Expense
410 | 920-Salaries | 12085338.38 | 169194.38 | 11916144 | 447411.37 | 12363555.37 |  | A&G
411 | 921-Office Supplies | 851202.11 | 11917.11 | 839285 | 8023.52 | 847308.52 |  | A&G
412 | 922-Administrative Expense Transferred | -1721098.6 | -24095.3804 | -1697003.2196 | -73495.8304 | -1770499.05 |  | A&G
413 | 923-Outside Services | 5942942.24 | 83201.1914 | 5859741.0486 | 83201.1914 | 5942942.24 |  | A&G
414 | 924-Property Insurance | 1112072.69 | 15569.0177 | 1096503.6723 | 15569.0177 | 1112072.69 |  | A&G
415 | 925-Injuries & Damages | 1893284.88 | 26505.9883 | 1866778.8917 | 26505.9883 | 1893284.88 |  | A&G
416 | 926-Employee Pension & Benefits | 996411.95 | 13949.7673 | 982462.1827 | 3382692.5685 | 4365154.7512 |  | A&G
417 | 9260057 Post Ret Medicare Subsidy Direct | 0 | 0 | 0 | 0 | 0 |  | A&G
418 | 927-Franchise Requirements | 162570.53 | 2275.9874 | 160294.5426 | 2275.9874 | 162570.53 |  | A&G
419 | Regulatory Commission Expense (incl 9280006) | 979706.19 | 0.19 | 979706 | 114528.91 | 1094234.91 |  | SPECIFIC
420 | 928- Rate Case Expense | 2306638.44 | 16594.67 | 2290043.77 | 262407.95 | 2552451.72 |  | SPECIFIC
421 | 930.1-General Advertising Expense | 105335.46 | 1474.6964 | 103860.7636 | -52701.8336 | 51158.93 |  | A&G
422 | 930.2-Misc General Expense | 592234.8 | 8291.2872 | 583943.5128 | 9056.6872 | 593000.2 |  | A&G
423 | 931-Rent | 69509.84 | 972.84 | 68537 | -175.95 | 68361.05 |  | A&G
424 | Total Admin & General Operation | 25376148.91 | 325851.7453 | 25050297.1647 | 4225299.5765 | 29275596.7412
425
426 | 935-Admin & General Maintenance | 2265242.65 | 31713.3971 | 2233529.2529 | 67953.5771 | 2301482.83 |  | A&G
427 | 935 - Software Deferral | 0 | 0 | 0 | 0 | 0 |  | A&G
428 | Total Admin & General Expense | 27641391.56 | 357565.1424 | 27283826.4176 | 4293253.1536 | 31577079.5712
429
430 | Total Operation & Maint Exp | 477180425.207 | 4175415.6836 | 473005009.5234 | -43550166.709 | 429454842.8144 | 0.991
431
432 | Subtotal O&M Labor - OML | 127350385.557 | 398271.6036 | 126263312.5234 | -52998475.7294 | 84124677.794 | 0.991
433
434 | (1): Cash Working Capital
435 | Total Power Production Expense | 0 | 0 | 0 | 0 | 0
436 | Total Transmission Expense | 0 | 0 | 0 | 0 | 0
437 | Total Distribution Expense | 0 | 0 | 0 | 0 | 0
438 | Total Customer Related Expense | 0 | 0 | 0 | 0 | 0
439 | Total Admin.& General Expense | 0 | 0 | 0 | 0 | 0
440 | Subtotal | 0 | 0 | 0 | 0 | 0
441 | (1): Total Cash Working Capital; (5): -60772164.8793; (6): 0
442
443 | (1): Depreciation Expense
444 | Production | 36372558.36 | 545588.36 | 35826970 | -12420976.8875 | 23405993.1125 |  | PDAF
445 | Transmission Excl. GSU's | 25079616.02 | 376194.02 | 24703422 | -1216149.6064 | 23487272.3936 |  | GP-TRANS
446 | Transmission - GSU's | 279198.36 | 4188.36 | 275010 | 4188.36 | 279198.36 |  | PDAF
447 | Distribution | 41318811.47 | 41318.47 | 41277493 | 5162605.0201 | 46440098.0201 |  | GP-DIST
448 | General | 8666811.47 | 173336.47 | 8493475 | 6447089.8078 | 14940564.8078 |  | GP-PTD
449 | Total Depreciation Expense | 111716995.68 | 1140625.68 | 110576370 | -2023243.306 | 108553126.694
450
451 | (1): Amortization Expense
452 | Intangible Plant | 5958426.47 | 119168.47 | 5839258 | -6243774.53 | -404516.53 |  | GP-PTD
453 | Production Plant | 0 | 0 | 0 | 0 | 0 |  | PDAF
454 | Transmission Plant | 38616 | 579 | 38037 | 579 | 38616 |  | GP-TRANS
455 | Distribution Plant | 0 | 0 | 0 | 0 | 0 |  | GP-DIST
456 | General Plant | 0 | 0 | 0 | 0 | 0 |  | GP-PTD
457 | Total Amortization Expense | 5997042.47 | 119747.47 | 5877295 | -6243195.53 | -365900.53
458
459 | (1): Regulatory Debits/Credits
460 | Reg Debits/Credits - 407.3, 407.4 | 8269621.59 | 120904.59 | 8148717 | -85273.73 | 8063443.27 |  | GP-TRANS
461 | Total Regulatory Debits | 8269621.59 | 120904.59 | 8148717 | -85273.73 | 8063443.27
462
463 | Total Depreciation & Amortization Expense | 125983659.74 | 1381277.74 | 124602382 | -8351712.566 | 116250669.434
464
465 | (1): Taxes Other than F.I.T.
466 | (1): Current Payroll Taxes
467 | FICA | 2175630.22 | 19580.22 | 2156050 | 266730.6346 | 2422780.6346 |  | Labor - OML
468 | Fed Unemployment | 9842.02 | 89.02 | 9753 | 89.02 | 9842.02 |  | Labor - OML
469 | State Unemployment | 16812.34 | 151.34 | 16661 | 151.34 | 16812.34 |  | Labor - OML / SPECIFIC
470 | Total Payroll Related Tax | 2202284.58 | 19820.58 | 2182464 | 266970.9946 | 2449434.9946
471
472 | Real and Personal Property Tax | 13561918.63 | 271238.63 | 13290680 | 4345218.9867 | 17635898.9867 |  | GP-TOT
473 | Municipal License | 0 | 0 | 0 | 0 | 0 |  | GP-TOT
474 | P.S.C. | 0 | 0 | 0 | 0 | 0 |  | SPECIFIC
475 | Sales & Use | 55851.05 | 1117.05 | 54734 | 1117.05 | 55851.05 |  | GP-TOT
476 | Regis Fee | 0 | 0 | 0 | 0 | 0 |  | SPECIFIC
477 | State Business Occup Taxes | 5475377.73 | 82130.73 | 5393247 | 1272655.73 | 6665902.73 |  | PDAF
478 | Gross Reciepts Tax | 19396.63 | -0.37 | 19397 | -0.37 | 19396.63 |  | SPECIFIC
479 | Business Franchise Taxes | 0 | 0 | 0 | 0 | 0 |  | SPECIFIC
480 | Federal Excise | 14713.97 | 131.97 | 14582 | 131.97 | 14713.97 |  | Labor - OML
481 | Taxes on Capital Leases | 106067.3 | 2121.3 | 103946 | 2121.3 | 106067.3 |  | GP-PTD
482 | Total Taxes Other than F.I.T. | 21435609.89 | 376559.89 | 21059050 | 5888215.6613 | 26947265.6613
483
484 | AFUDC Offset - Production | -567697.86 | -8515.86 | -559182 | -3948965.86 | -4508147.86 |  | PDAF
485 | AFUDC Offset - Transmission | -3835072.13 | -57526.13 | -3777546 | -57526.13 | -3835072.13 |  | GP-TRANS
486 | AFUDC Offset - Distribution | -1363411.52 | -1363.52 | -1362048 | -1363.52 | -1363411.52 |  | GP-DIST
487 | AFUDC Offset - General | -136388.51 | -2727.51 | -133661 | -2727.51 | -136388.51 |  | GP-PTD
488 | AFUDC Offset - Intangible | -136479.04 | -2730.04 | -133749 | -2730.04 | -136479.04 |  | GP-PTD
489
490 | Interest On Customer Deposits | 1839861.61 | -0.39 | 1839862 | -243878.8885 | 1595983.1115 |  | SPECIFIC
491
492 | (1): Other Expense Items
493 | G/L Disp. Of Util Plant Gain Disp. Of Util Plant 4116000 | -15351 | 0 | -15351 | 0 | -15351 |  | SPECIFIC
494 | Loss Disp. Of Util Plant 4117000 | 0 | 0 | 0 | 0 | 0 |  | Direct
495 | G/L Disp. Of Allowances 411.8 | -180721.49 | -2530.49 | -178191 | -2530.49 | -180721.49 |  | EAF
496 | Accretion 4111005 | 2069335.87 | 31039.87 | 2038296 | 155606.52 | 2193902.52 |  | PDAF
497 | A/R Factoring | 4507849.62 | 0 | 4507849.62 | 0 | 4507849.62 |  | SPECIFIC
498 | Acct 4190005 | -289.13 | -6.13 | -283 | -7.13 | -290.13 |  | NP
499 | Acct 4300001 & 4300003 | 5222992.33 | 5222992.33 | 0 | 0 | 0 |  | Direct
500 | 4310007-Other Interest Expense | 684535.59 | 15059.59 | 669476 | 0 | 669476 |  | NP
501 | Total Other | 12288351.79 | 5266555.17 | 7021796.62 | 153068.9 | 7174865.52
502
503
504 | (1): Income Taxes
505 | Current/Deferred State Income Tax | -2143873.3 | -886776.3 | -1257097 | -140918.22 | -1398015.22 |  | Direct
506 | Current Federal Income Taxes | -4143717 | -1877580 | -2266137 | -469374.6657 | -2735511.6657 |  | Direct
507 | Deferred Federal Income Taxes | 8216488.45 | 505682.45 | 7710806 | 4873835 | 12584641 |  | Direct
508 | Deferred Investment Tax Credit | 0 | 0 | 0 | 0 | 0 |  | Direct
509 | ITC Adjustment | 0 | 0 | 0 | 0 | 0 |  | Direct
510 | Total Income Taxes | 1928898.15 | -2258673.85 | 4187572 | 4263542.1143 | 8451114.1143

## Sch 5
[57 empty] | CAPITALIZATION | Capitalization
Line |  |  | 1 | 2 | 3 | 4 | 5 | 6 | 7 | 8 | 9 | 10 | 11 | 12 | 13 | 14 | 15 | 16 | 17 | 18 | 19 | 20 | 21 | 22 | 23 | 24 | 25 | 26 | 27 | 28 | 29 | ADJ W30-W35 | 36 | 37 | 38 | 39 | 40 | 41 | 42 | 43 | 44 | 45 | 46 | 47 | 48 | 49 | 50 | 51-A | 51-B | 52 | 53 | 54 | 55 | 56 | 57 | 58 | 59 | 60 | 61
No. | Description |  | System Sales Clause - reset OSS Margin Baseline | Adjustment to Recognize Accrued Surcharge Revenue Differences | Book to Bill | Removal of Federal Tax Cut Rider Credits | Annualize Base Rate Revenues | Misc Charges Revenue (Increased Charges) | Decommissioning Rider Removal | Environmental Surcharge Revenue Sync - remove FGD revenue, sync non-FGD revenue, remove deferrals | Fuel Synch Under (Over) Revenue & Expense | Remove PPA Rider Revenue, Expense | Remove DSM Rider Revenue and Expenses | Remove HEAP/REA Surcharge | Remove Tariff K.E.D.S. Revenues and Expenses | Customer Annualization | Weather Normalization | PJM LSE OATT Expense | Removal of Pole Rental Revenues and Expenese to prior periods | Wholesale Load (Due to Ceasing in May 2025) | Remove Mitchell FGD Operating Expenses | O&M Expense Interest on Customer Deposits | Normalization Storm Damage | Amoritization of Storm Expense Reg Assets | Rate Case Expense | Eliminate Misc Expense | Annualization of Lease Costs | Pension and OPEB Expense | Employee Related Group Benefit Expenses | NERC Compliance & Cyber Security | Severance Related Payroll Expenses | Total Incentive Compensation & Payroll Adjustments | Remove Non-Recoverable Business Expenses | Annualization of Depreciation Expense (Excluding ARO Depreciation) at Current Depr Rates | Annualization of ARO Depreciation Expense | Annualization of ARO Accretion Expense | KPSC Maintenance Assessment | KPCo AFUDC Offset | Property Tax Expense Annualization | Sales and Use Tax | State Business Occupation Tax | Non - FAC Eligibile Cost Adj | Remove Pension Settlement Costs from Rate Base | Request to Defer and Amortize Direct Pension Settlement Costs | Annualization Depreciation/Amortization Expense at Updated Depr. Rates | Remove Mitchell from Rate Base and Cost of Service | Veg Management Tree Trimming & Dist Investment | Mitchell Non-ELG Adjustments | Mitchell Non-ELG Adjustments | Turbine Reservation Fee | Remove FIT Expenses - Excess Related to Tax Rider | Interest Sync with going level tax | Total ADIT Adjustment | Cash Working Capital | Remove Mitchell Plant FGD and Consumable Inventory from Rate Base (Mitchell) | Removal NERC Compliance Cyber Security Net Plant from Rate Base | Remove Big Sandy Unit 2 Decommissioning Rider from Capitalization (N/A for Rate Base) | Adjustment to Capital Structure for Securitization | Removal Rockport Def. Reg. Asset net of Def. Tax from Capitalization
1 | Operating Revenues - Sales of Electricity | -53897239.2408 | 2449583 | -515361.637 | 145034 | 2712449.39 | 33001096.5472 | 0 | -5276.19 | -19703413 | -49418888 | -16771447 | 0 | -628079.1 | -373893.79 | -3776111.9253 | -1012931.5357 | 0 | 0 | 0 | 0 | 0 | 0 | 0 | 0 | 0 | 0 | 0 | 0 | 0 | 0 | 0 | 0 | 0 | 0 | 0 | 0 | 0 | 0 | 0 | 0 | 0 | 0 | 0 | 0 | 0 | 0 | 0 | 0 | 0 | 0 | 0 | 0 | 0 | 0 | 0 | 0 | 0 | 0
2 | Operating Revenues - Firm Wholesale Sales of Electricity | 0 | 0 | 0 | 0 | 0 | 0 | 0 | 0 | 0 | 0 | 0 | 0 | 0 | 0 | 0 | 0 | 0 | 0 | 0 | 0 | 0 | 0 | 0 | 0 | 0 | 0 | 0 | 0 | 0 | 0 | 0 | 0 | 0 | 0 | 0 | 0 | 0 | 0 | 0 | 0 | 0 | 0 | 0 | 0 | 0 | 0 | 0 | 0 | 0 | 0 | 0 | 0 | 0 | 0 | 0 | 0 | 0 | 0
3 | Provision for Rate Refund | 0 | 0 | 0 | 0 | 0 | 0 | 0 | 0 | 0 | 0 | 0 | 0 | 0 | 0 | 0 | 0 | 0 | 0 | 0 | 0 | 0 | 0 | 0 | 0 | 0 | 0 | 0 | 0 | 0 | 0 | 0 | 0 | 0 | 0 | 0 | 0 | 0 | 0 | 0 | 0 | 0 | 0 | 0 | 0 | 0 | 0 | 0 | 0 | 0 | 0 | 0 | 0 | 0 | 0 | 0 | 0 | 0 | 0
4 | Other Electric Operating Revenues | -2939757.49 | 0 | 0 | 0 | 0 | 0 | 643148 | 0 | 0 | 0 | 0 | -573589.96 | 0 | 0 | 0 | 0 | -4256853 | -271393.99 | 1518931.46 | 0 | 0 | 0 | 0 | 0 | 0 | 0 | 0 | 0 | 0 | 0 | 0 | 0 | 0 | 0 | 0 | 0 | 0 | 0 | 0 | 0 | 0 | 0 | 0 | 0 | 0 | 0 | 0 | 0 | 0 | 0 | 0 | 0 | 0 | 0 | 0 | 0 | 0 | 0
5 | Non-Firm Sales Revenues | 316449.3136 | 0 | 0 | 0 | 0 | 0 | 0 | 0 | 0 | 0 | 0 | 0 | 0 | 0 | 0 | 0 | 0 | 0 | 316449.3136 | 0 | 0 | 0 | 0 | 0 | 0 | 0 | 0 | 0 | 0 | 0 | 0 | 0 | 0 | 0 | 0 | 0 | 0 | 0 | 0 | 0 | 0 | 0 | 0 | 0 | 0 | 0 | 0 | 0 | 0 | 0 | 0 | 0 | 0 | 0 | 0 | 0 | 0 | 0
6 | Total Operating Revenues | -56520547.4172 | 2449583 | -515361.637 | 145034 | 2712449.39 | 33001096.5472 | 643148 | -5276.19 | -19703413 | -49418888 | -16771447 | -573589.96 | -628079.1 | -373893.79 | -3776111.9253 | -1012931.5357 | -4256853 | -271393.99 | 1835380.7736 | 0 | 0 | 0 | 0 | 0 | 0 | 0 | 0 | 0 | 0 | 0 | 0 | 0 | 0 | 0 | 0 | 0 | 0 | 0 | 0 | 0 | 0 | 0 | 0 | 0 | 0 | 0 | 0 | 0 | 0 | 0 | 0 | 0 | 0 | 0 | 0 | 0 | 0 | 0
7
8 | Operation and Maintenance Expenses
9 | Power Production | -41409833.2596 | 0 | 0 | 0 | 0 | 0 | 0 | 0 | 0 | -42632032 | 611599 | 0 | 0 | 0 | -1596917.7332 | -428368.7464 | 0 | 0 | 4309513.53 | -3541349 | 0 | 0 | 0 | 0 | 0 | 8701.03 | 0 | 0 | 0 | -741761 | 1388584.01 | 0 | 0 | 0 | 0 | 0 | 0 | 0 | 0 | 0 | 1212197.65 | 0 | 0 | 0 | 0 | 0 | 0 | 0 | 0 | 0 | 0 | 0 | 0 | 0 | 0 | 0 | 0 | 0
10 | Transmission | 1762451.77 | 0 | 0 | 0 | 0 | 0 | 0 | 0 | 0 | 0 | -4174374.15 | 0 | 0 | 0 | 0 | 0 | 5725020 | 0 | 209103.03 | 0 | 0 | 0 | 0 | 0 | 0 | -87.77 | 0 | 0 | 0 | 0 | 2790.66 | 0 | 0 | 0 | 0 | 0 | 0 | 0 | 0 | 0 | 0 | 0 | 0 | 0 | 0 | 0 | 0 | 0 | 0 | 0 | 0 | 0 | 0 | 0 | 0 | 0 | 0 | 0
11 | Distribution | -6810104.493 | 0 | 0 | 0 | 0 | 0 | 0 | 0 | 0 | 0 | 0 | 0 | 0 | 0 | 0 | 0 | 0 | 21148.08 | 42023.207 | 0 | 0 | 215408.02 | 0 | 0 | 0 | 95939.06 | 0 | 0 | 0 | -2257483 | 1237190.04 | -4368.1 | 0 | 0 | 0 | 0 | 0 | 0 | 0 | 0 | 0 | 0 | 0 | 0 | 0 | -6159961.8 | 0 | 0 | 0 | 0 | 0 | 0 | 0 | 0 | 0 | 0 | 0 | 0
12 | Customer Accounts | 109613.42 | 0 | 0 | 0 | 0 | 0 | 0 | 0 | 0 | 0 | 0 | 0 | 0 | 0 | 0 | 0 | 0 | 0 | 61.08 | 0 | 0 | 0 | 0 | 0 | 0 | 8190.05 | 0 | 0 | 0 | 0 | 101362.29 | 0 | 0 | 0 | 0 | 0 | 0 | 0 | 0 | 0 | 0 | 0 | 0 | 0 | 0 | 0 | 0 | 0 | 0 | 0 | 0 | 0 | 0 | 0 | 0 | 0 | 0 | 0
13 | Sales Expense | 0 | 0 | 0 | 0 | 0 | 0 | 0 | 0 | 0 | 0 | 0 | 0 | 0 | 0 | 0 | 0 | 0 | 0 | 0 | 0 | 0 | 0 | 0 | 0 | 0 | 0 | 0 | 0 | 0 | 0 | 0 | 0 | 0 | 0 | 0 | 0 | 0 | 0 | 0 | 0 | 0 | 0 | 0 | 0 | 0 | 0 | 0 | 0 | 0 | 0 | 0 | 0 | 0 | 0 | 0 | 0 | 0 | 0
14 | Customer Service & Information | -1495547.3 | 0 | 0 | 0 | 0 | 0 | 0 | 0 | 0 | 0 | 0 | -515763.12 | -628079.1 | -373893.79 | 0 | 0 | 0 | 0 | 22.01 | 0 | 0 | 0 | 0 | 0 | 0 | 56.29 | 0 | 0 | 0 | 0 | 29997.9 | -7887.49 | 0 | 0 | 0 | 0 | 0 | 0 | 0 | 0 | 0 | 0 | 0 | 0 | 0 | 0 | 0 | 0 | 0 | 0 | 0 | 0 | 0 | 0 | 0 | 0 | 0 | 0
15 | Administrative and General | 4293253.1536 | 0 | 0 | 0 | 0 | 0 | 0 | 0 | 0 | 0 | 0 | 0 | 0 | 0 | 0 | 0 | 0 | 0 | 340970.4724 | 0 | 0 | 0 | 0 | 241938.96 | -54803.77 | 4144.8 | 4985006.8612 | -61787 | 0 | -87305 | 370977.9 | -11915.79 | 0 | 0 | 0 | 114528.72 | 0 | 0 | 0 | 0 | 0 | -1689276 | 140773 | 0 | 0 | 0 | 0 | 0 | 0 | 0 | 0 | 0 | 0 | 0 | 0 | 0 | 0 | 0
16 | Undistributed Adjustments | 0 | 0 | 0 | 0 | 0 | 0 | 0 | 0 | 0 | 0 | 0 | 0 | 0 | 0 | 0 | 0 | 0 | 0 | 0 | 0 | 0 | 0 | 0 | 0 | 0 | 0 | 0 | 0 | 0 | 0 | 0 | 0 | 0 | 0 | 0 | 0 | 0 | 0 | 0 | 0 | 0 | 0 | 0 | 0 | 0 | 0 | 0 | 0 | 0 | 0 | 0 | 0 | 0 | 0 | 0 | 0 | 0 | 0
17 | Total Operation and Maintenance Expense | -43550166.709 | 0 | 0 | 0 | 0 | 0 | 0 | 0 | 0 | -42632032 | -3562775.15 | -515763.12 | -628079.1 | -373893.79 | -1596917.7332 | -428368.7464 | 5725020 | 21148.08 | 4901693.3294 | -3541349 | 0 | 215408.02 | 0 | 241938.96 | -54803.77 | 116943.46 | 4985006.8612 | -61787 | 0 | -3086549 | 3130902.8 | -24171.38 | 0 | 0 | 0 | 114528.72 | 0 | 0 | 0 | 0 | 1212197.65 | -1689276 | 140773 | 0 | 0 | -6159961.8 | 0 | 0 | 0 | 0 | 0 | 0 | 0 | 0 | 0 | 0 | 0 | 0
18
19 | Depreciation and Amortization Expense | -8351712.566 | 0 | 0 | 0 | 0 | 0 | 0 | -209318.32 | 1980517.1109 | 0 | 0 | 0 | 0 | 0 | 0 | 0 | 0 | 0 | 1384417.74 | -9355669 | 0 | 0 | 0 | 0 | 0 | 0 | 0 | 0 | 465475.204 | 0 | 0 | 0 | 3942450 | 113368.78 | 0 | 0 | 0 | 0 | 0 | 0 | 0 | 0 | 0 | 1167941.9025 | -8425895.9835 | 585000 | 0 | 0 | 0 | 0 | 0 | 0 | 0 | 0 | 0 | 0 | 0 | 0
20 | Taxes Other than Federal Income Taxes | 5888215.6613 | 0 | 0 | 0 | 0 | 0 | 0 | 0 | 0 | 0 | 0 | 0 | 0 | 0 | 0 | 0 | 0 | 0 | 376559.89 | -188833 | 0 | 0 | 0 | 0 | 0 | 0 | 0 | 0 | 0 | 0 | 247150.4146 | 0 | 0 | 0 | 0 | 0 | 0 | 4262813.3567 | 0 | 1190525 | 0 | 0 | 0 | 0 | 0 | 0 | 0 | 0 | 0 | 0 | 0 | 0 | 0 | 0 | 0 | 0 | 0 | 0
21 | State Income Tax | -132462.65 | 122717 | -25818 | 7266 | 135886 | 1653256 | 32220 | 10222 | -1086300 | -340001 | -661715 | -2897 | 0 | 0 | -109171 | -29285 | -500062 | -14655 | -243261 | 655562 | 12218 | -10791 | 0 | -12120 | 2746 | -5859 | 0 | 3095 | -23319 | 154627 | -169230 | 1211 | 0 | 0 | -6240 | -5738 | -294880 | -213554 | 0 | -59642 | -60727 | 84628 | -7052 | -422112 | 422112 | 279289 | 0 | 0 | 0 | 0 | 594911.35 | 0 | 0 | 0 | 0 | 0 | 0 | 0
22 | Interest on Customer Deposits | -243878.8885 | 0 | 0 | 0 | 0 | 0 | 0 | 0 | 0 | 0 | 0 | 0 | 0 | 0 | 0 | 0 | 0 | 0 | 0 | 0 | -243878.8885 | 0 | 0 | 0 | 0 | 0 | 0 | 0 | 0 | 0 | 0 | 0 | 0 | 0 | 0 | 0 | 0 | 0 | 0 | 0 | 0 | 0 | 0 | 0 | 0 | 0 | 0 | 0 | 0 | 0 | 0 | 0 | 0 | 0 | 0 | 0 | 0 | 0
23 | Other | 153068.9 | 0 | 0 | 0 | 0 | 0 | 0 | 0 | 0 | 0 | 0 | 0 | 0 | 0 | 0 | 0 | 0 | 0 | 28502.25 | 0 | 0 | 0 | 0 | 0 | 0 | 0 | 0 | 0 | 0 | 0 | 0 | 0 | 0 | 0 | 124566.65 | 0 | 0 | 0 | 0 | 0 | 0 | 0 | 0 | 0 | 0 | 0 | 0 | 0 | 0 | 0 | 0 | 0 | 0 | 0 | 0 | 0 | 0 | 0
24 | Net Operating Income Before F.I.T. | -10283611.1649 | 2326866 | -489543.637 | 137768 | 2576563.39 | 31347840.5472 | 610928 | 193820.13 | -20597630.111 | -6446855 | -12546956.85 | -54929.84 | 0 | 0 | -2070023.1921 | -555277.7892 | -9481811 | -277887.07 | -4612531.4358 | 12430289 | 231660.8885 | -204617.02 | 0 | -229818.96 | 52057.77 | -111084.46 | -4985006.8612 | 58692 | -442156.204 | 2931922 | -3208823.2146 | 22960.38 | -3942450 | -113368.78 | -118326.65 | -108790.72 | 294880 | -4049259.3567 | 0 | -1130883 | -1151470.65 | 1604648 | -133721 | -745829.9025 | 8003783.9835 | 5295672.8 | 0 | 0 | 0 | 0 | -594911.35 | 0 | 0 | 0 | 0 | 0 | 0 | 0
25 | pre-tax | -10416073.8149 | 2449583 | -515361.637 | 145034 | 2712449.39 | 33001096.5472 | 643148 | 204042.13 | -21683930.111 | -6786856 | -13208671.85 | -57826.84 | 0 | 0 | -2179194.1921 | -584562.7892 | -9981873 | -292542.07 | -4855792.4358 | 13085851 | 243878.8885 | -215408.02 | 0 | -241938.96 | 54803.77 | -116943.46 | -4985006.8612 | 61787 | -465475.204 | 3086549 | -3378053.2146 | 24171.38 | -3942450 | -113368.78 | -124566.65 | -114528.72 | 0 | -4262813.3567 | 0 | -1190525 | -1212197.65 | 1689276 | -140773 | -1167941.9025 | 8425895.9835 | 5574961.8 | 0 | 0 | 0 | 0 | 0 | 0 | 0 | 0 | 0 | 0 | 0 | 0
26 | Federal Income Tax
27 | Current Federal Income Tax | -527461.6657 | 488642 | -102804 | 28931 | 541078 | 6583047 | 128295 | 40702 | -4325502 | -1353840 | -2634861 | -11535 | 0 | 0 | -434705 | -116608 | -1991180 | -58356 | -968632 | 2610361 | 48649 | -42970 | 0 | -48262 | 10932 | -23328 | 0 | 12325 | -92853 | 615704 | -673853 | 4822 | 0 | 0 | -24849 | -22846 | -1174172 | -850344 | 0 | -237485 | -241809 | 336976 | -28081 | -1680795 | 1680795 | 1112091 | 0 | 0 | 0 | 0 | 2368858.3343 | 0 | 0 | 0 | 0 | 0 | 0 | 0
28 | Deferred Federal Income Tax | 4873835 | 0 | 0 | 0 | 0 | 0 | 0 | 0 | 0 | 0 | 0 | 0 | 0 | 0 | 0 | 0 | 0 | 0 | 195366 | 0 | 0 | 0 | 0 | 0 | 0 | 0 | -1046851 | 0 | 0 | 0 | 0 | 0 | -442599 | -23807 | 0 | 0 | 1236096 | 0 | 0 | 0 | 0 | 0 | 0 | 1053489 | 0 | 0 | 0 | 0 | 0 | 3902141 | 0 | 0 | 0 | 0 | 0 | 0 | 0 | 0
29 | Deferred Investment Tax Credit | 0 | 0 | 0 | 0 | 0 | 0 | 0 | 0 | 0 | 0 | 0 | 0 | 0 | 0 | 0 | 0 | 0 | 0 | 0 | 0 | 0 | 0 | 0 | 0 | 0 | 0 | 0 | 0 | 0 | 0 | 0 | 0 | 0 | 0 | 0 | 0 | 0 | 0 | 0 | 0 | 0 | 0 | 0 | 0 | 0 | 0 | 0 | 0 | 0 | 0 | 0 | 0 | 0 | 0 | 0 | 0 | 0 | 0
30 | ITC Adjustment | 0 | 0 | 0 | 0 | 0 | 0 | 0 | 0 | 0 | 0 | 0 | 0 | 0 | 0 | 0 | 0 | 0 | 0 | 0 | 0 | 0 | 0 | 0 | 0 | 0 | 0 | 0 | 0 | 0 | 0 | 0 | 0 | 0 | 0 | 0 | 0 | 0 | 0 | 0 | 0 | 0 | 0 | 0 | 0 | 0 | 0 | 0 | 0 | 0 | 0 | 0 | 0 | 0 | 0 | 0 | 0 | 0 | 0
31 | Total Federal Income Taxes | 4346373.3343 | 488642 | -102804 | 28931 | 541078 | 6583047 | 128295 | 40702 | -4325502 | -1353840 | -2634861 | -11535 | 0 | 0 | -434705 | -116608 | -1991180 | -58356 | -773266 | 2610361 | 48649 | -42970 | 0 | -48262 | 10932 | -23328 | -1046851 | 12325 | -92853 | 615704 | -673853 | 4822 | -442599 | -23807 | -24849 | -22846 | 61924 | -850344 | 0 | -237485 | -241809 | 336976 | -28081 | -627306 | 1680795 | 1112091 | 0 | 0 | 0 | 3902141 | 2368858.3343 | 0 | 0 | 0 | 0 | 0 | 0 | 0
32
33 | Operating Income | -14629984.4992 | 1838224 | -386739.637 | 108837 | 2035485.39 | 24764793.5472 | 482633 | 153118.13 | -16272128.111 | -5093015 | -9912095.85 | -43394.84 | 0 | 0 | -1635318.1921 | -438669.7892 | -7490631 | -219531.07 | -3839265.4358 | 9819928 | 183011.8885 | -161647.02 | 0 | -181556.96 | 41125.77 | -87756.46 | -3938155.8612 | 46367 | -349303.204 | 2316218 | -2534970.2146 | 18138.38 | -3499851 | -89561.78 | -93477.65 | -85944.72 | 232956 | -3198915.3567 | 0 | -893398 | -909661.65 | 1267672 | -105640 | -118523.9025 | 6322988.9835 | 4183581.8 | 0 | 0 | 0 | -3902141 | -2963769.6843 | 0 | 0 | 0 | 0 | 0 | 0 | 0
34 | AFUDC Offset | 4013313.06 | 0 | 0 | 0 | 0 | 0 | 0 | 0 | 0 | 0 | 0 | 0 | 0 | 0 | 0 | 0 | 0 | 0 | 72863.06 | 0 | 0 | 0 | 0 | 0 | 0 | 0 | 0 | 0 | 0 | 0 | 0 | 0 | 0 | 0 | 0 | 0 | 3940450 | 0 | 0 | 0 | 0 | 0 | 0 | 0 | 0 | 0 | 0 | 0 | 0 | 0 | 0 | 0 | 0 | 0 | 0 | 0 | 0 | 0
35 | Net Operating Income | -10616671.4392 | 1838224 | -386739.637 | 108837 | 2035485.39 | 24764793.5472 | 482633 | 153118.13 | -16272128.111 | -5093015 | -9912095.85 | -43394.84 | 0 | 0 | -1635318.1921 | -438669.7892 | -7490631 | -219531.07 | -3766402.3758 | 9819928 | 183011.8885 | -161647.02 | 0 | -181556.96 | 41125.77 | -87756.46 | -3938155.8612 | 46367 | -349303.204 | 2316218 | -2534970.2146 | 18138.38 | -3499851 | -89561.78 | -93477.65 | -85944.72 | 4173406 | -3198915.3567 | 0 | -893398 | -909661.65 | 1267672 | -105640 | -118523.9025 | 6322988.9835 | 4183581.8 | 0 | 0 | 0 | -3902141 | -2963769.6843 | 0 | 0 | 0 | 0 | 0 | 0 | 0
36
37 | Electric Plant in Service - Original Cost | -601498841.81 | 0 | 0 | 0 | 0 | 0 | 0 | 0 | 0 | 0 | 0 | 0 | 0 | 0 | 0 | 0 | 0 | 0 | 36802837.62 | 0 | 0 | 0 | 0 | 0 | 0 | 0 | 0 | 0 | 0 | 0 | 0 | 0 | 0 | 0 | 0 | 0 | 0 | 0 | 0 | 0 | 0 | 0 | 0 | 0 | -327699887.43 | 18000000 | 60391028.62 | -60391028.62 | 0 | 0 | 0 | 0 | 0 | -324570749 | -4031043 | 0 | 0 | 0
38 | Accumulated Provision for Depreciation & Amortization | 354370732.92 | 0 | 0 | 0 | 0 | 0 | 0 | 0 | 0 | 0 | 0 | 0 | 0 | 0 | 0 | 0 | 0 | 0 | -15976575.08 | 0 | 0 | 0 | 0 | 0 | 0 | 0 | 0 | 0 | 0 | 0 | 0 | 0 | 0 | 0 | 0 | 0 | 0 | 0 | 0 | 0 | 0 | 0 | 0 | 0 | 200045017 | 0 | 2147169.65 | -2147169.65 | 0 | 0 | 0 | 0 | 0 | 166612406 | 3689885 | 0 | 0 | 0
39 | Electric Plant In Service - Net | -247128108.89 | 0 | 0 | 0 | 0 | 0 | 0 | 0 | 0 | 0 | 0 | 0 | 0 | 0 | 0 | 0 | 0 | 0 | 20826262.54 | 0 | 0 | 0 | 0 | 0 | 0 | 0 | 0 | 0 | 0 | 0 | 0 | 0 | 0 | 0 | 0 | 0 | 0 | 0 | 0 | 0 | 0 | 0 | 0 | 0 | -127654870.43 | 18000000 | 62538198.27 | -62538198.27 | 0 | 0 | 0 | 0 | 0 | -157958343 | -341158 | 0 | 0 | 0
40 | Electric Plant Held for Future Use | 801.21 | 0 | 0 | 0 | 0 | 0 | 0 | 0 | 0 | 0 | 0 | 0 | 0 | 0 | 0 | 0 | 0 | 0 | 801.21 | 0 | 0 | 0 | 0 | 0 | 0 | 0 | 0 | 0 | 0 | 0 | 0 | 0 | 0 | 0 | 0 | 0 | 0 | 0 | 0 | 0 | 0 | 0 | 0 | 0 | 0 | 0 | 0 | 0 | 0 | 0 | 0 | 0 | 0 | 0 | 0 | 0 | 0 | 0
41 | Prepayments | 28641.75 | 0 | 0 | 0 | 0 | 0 | 0 | 0 | 0 | 0 | 0 | 0 | 0 | 0 | 0 | 0 | 0 | 0 | 28641.75 | 0 | 0 | 0 | 0 | 0 | 0 | 0 | 0 | 0 | 0 | 0 | 0 | 0 | 0 | 0 | 0 | 0 | 0 | 0 | 0 | 0 | 0 | 0 | 0 | 0 | 0 | 0 | 0 | 0 | 0 | 0 | 0 | 0 | 0 | 0 | 0 | 0 | 0 | 0
42 | Materials & Supplies | 184807.442 | 0 | 0 | 0 | 0 | 0 | 0 | 0 | 0 | 0 | 0 | 0 | 0 | 0 | 0 | 0 | 0 | 0 | 1209867.442 | 0 | 0 | 0 | 0 | 0 | 0 | 0 | 0 | 0 | 0 | 0 | 0 | 0 | 0 | 0 | 0 | 0 | 0 | 0 | 0 | 0 | 0 | 0 | 0 | 0 | 0 | 0 | 0 | 0 | 0 | 0 | 0 | 0 | 0 | -1025060 | 0 | 0 | 0 | 0
43 | Cash Working Capital | -60772164.8793 | 0 | 0 | 0 | 0 | 0 | 0 | 0 | 0 | 0 | 0 | 0 | 0 | 0 | 0 | 0 | 0 | 0 | 0 | 0 | 0 | 0 | 0 | 0 | 0 | 0 | 0 | 0 | 0 | 0 | 0 | 0 | 0 | 0 | 0 | 0 | 0 | 0 | 0 | 0 | 0 | 0 | 0 | 0 | 0 | 0 | 0 | 0 | 0 | 0 | 0 | 0 | -60772164.8793 | 0 | 0 | 0 | 0 | 0
44 | Construction Work in Progress | 1649477.66 | 0 | 0 | 0 | 0 | 0 | 0 | 0 | 0 | 0 | 0 | 0 | 0 | 0 | 0 | 0 | 0 | 0 | 1649477.66 | 0 | 0 | 0 | 0 | 0 | 0 | 0 | 0 | 0 | 0 | 0 | 0 | 0 | 0 | 0 | 0 | 0 | 0 | 0 | 0 | 0 | 0 | 0 | 0 | 0 | 0 | 0 | 0 | 0 | 0 | 0 | 0 | 0 | 0 | 0 | 0 | 0 | 0 | 0
45 | Customer Advances & Deposits & Other | 10000000 | 0 | 0 | 0 | 0 | 0 | 0 | 0 | 0 | 0 | 0 | 0 | 0 | 0 | 0 | 0 | 0 | 0 | 0 | 0 | 0 | 0 | 0 | 0 | 0 | 0 | 0 | 0 | 0 | 0 | 0 | 0 | 0 | 0 | 0 | 0 | 0 | 0 | 0 | 0 | 0 | 0 | 0 | 0 | 0 | 0 | 0 | 0 | 10000000 | 0 | 0 | 0 | 0 | 0 | 0 | 0 | 0 | 0 | 0
46 | Accumulated Deferred Income Taxes | 93977971.0942 | 0 | 0 | 0 | 0 | 0 | 0 | 0 | 0 | 0 | 0 | 0 | 0 | 0 | 0 | 0 | 0 | 0 | -5514295.87 | 0 | 0 | 0 | 0 | 0 | 0 | 0 | 0 | 0 | 0 | 0 | 0 | 0 | 0 | 0 | 0 | 0 | 0 | 0 | 0 | 0 | 0 | 0 | 0 | 0 | 0 | 0 | 0 | 0 | 0 | 0 | 0 | 54614594.9642 | 0 | 44877672 | 0 | 0 | 0 | 0
47 | Rate Base | -202058574.6131 | 0 | 0 | 0 | 0 | 0 | 0 | 0 | 0 | 0 | 0 | 0 | 0 | 0 | 0 | 0 | 0 | 0 | 18200754.732 | 0 | 0 | 0 | 0 | 0 | 0 | 0 | 0 | 0 | 0 | 0 | 0 | 0 | 0 | 0 | 0 | 0 | 0 | 0 | 0 | 0 | 0 | 0 | 0 | 0 | -127654870.43 | 18000000 | 62538198.27 | -62538198.27 | 10000000 | 0 | 0 | 54614594.9642 | -60772164.8793 | -114105731 | -341158 | 0 | 0 | 0
48
49
50
51
52 | Development of Rate Base
53 | Electric Plant in Service
54 | Intangible Plant | -4029984.82 | 0 | 0 | 0 | 0 | 0 | 0 | 0 | 0 | 0 | 0 | 0 | 0 | 0 | 0 | 0 | 0 | 0 | 1058.18 | 0 | 0 | 0 | 0 | 0 | 0 | 0 | 0 | 0 | 0 | 0 | 0 | 0 | 0 | 0 | 0 | 0 | 0 | 0 | 0 | 0 | 0 | 0 | 0 | 0 | 0 | 0 | 0 | 0 | 0 | 0 | 0 | 0 | 0 | 0 | -4031043 | 0 | 0 | 0
55 | Capitalized Software | 0 | 0 | 0 | 0 | 0 | 0 | 0 | 0 | 0 | 0 | 0 | 0 | 0 | 0 | 0 | 0 | 0 | 0 | 0 | 0 | 0 | 0 | 0 | 0 | 0 | 0 | 0 | 0 | 0 | 0 | 0 | 0 | 0 | 0 | 0 | 0 | 0 | 0 | 0 | 0 | 0 | 0 | 0 | 0 | 0 | 0 | 0 | 0 | 0 | 0 | 0 | 0 | 0 | 0 | 0 | 0 | 0 | 0
56 | Total Intangible Plant | -4029984.82 | 0 | 0 | 0 | 0 | 0 | 0 | 0 | 0 | 0 | 0 | 0 | 0 | 0 | 0 | 0 | 0 | 0 | 1058.18 | 0 | 0 | 0 | 0 | 0 | 0 | 0 | 0 | 0 | 0 | 0 | 0 | 0 | 0 | 0 | 0 | 0 | 0 | 0 | 0 | 0 | 0 | 0 | 0 | 0 | 0 | 0 | 0 | 0 | 0 | 0 | 0 | 0 | 0 | 0 | -4031043 | 0 | 0 | 0
57
58 | Production Plant
59 | Steam Production
60 | A310 Land & Land Rights | -2780439.54 | 0 | 0 | 0 | 0 | 0 | 0 | 0 | 0 | 0 | 0 | 0 | 0 | 0 | 0 | 0 | 0 | 0 | 74791.3 | 0 | 0 | 0 | 0 | 0 | 0 | 0 | 0 | 0 | 0 | 0 | 0 | 0 | 0 | 0 | 0 | 0 | 0 | 0 | 0 | 0 | 0 | 0 | 0 | 0 | -2855230.84 | 0 | 0 | 0 | 0 | 0 | 0 | 0 | 0 | 0 | 0 | 0 | 0 | 0
61 | A311 Structures and Improvements | -30319477.32 | 0 | 0 | 0 | 0 | 0 | 0 | 0 | 0 | 0 | 0 | 0 | 0 | 0 | 0 | 0 | 0 | 0 | 1207833.66 | 0 | 0 | 0 | 0 | 0 | 0 | 0 | 0 | 0 | 0 | 0 | 0 | 0 | 0 | 0 | 0 | 0 | 0 | 0 | 0 | 0 | 0 | 0 | 0 | 0 | -31527310.98 | 0 | 3363486.46 | -3363486.46 | 0 | 0 | 0 | 0 | 0 | 0 | 0 | 0 | 0 | 0
62 | A312 Boiler Plant Equipment | -517583705.86 | 0 | 0 | 0 | 0 | 0 | 0 | 0 | 0 | 0 | 0 | 0 | 0 | 0 | 0 | 0 | 0 | 0 | 14488885.18 | 0 | 0 | 0 | 0 | 0 | 0 | 0 | 0 | 0 | 0 | 0 | 0 | 0 | 0 | 0 | 0 | 0 | 0 | 0 | 0 | 0 | 0 | 0 | 0 | 0 | -207501842.04 | 0 | 23555190.22 | -23555190.22 | 0 | 0 | 0 | 0 | 0 | -324570749 | 0 | 0 | 0 | 0
63 | A313 Engines/Engine Driven Gen. | 0 | 0 | 0 | 0 | 0 | 0 | 0 | 0 | 0 | 0 | 0 | 0 | 0 | 0 | 0 | 0 | 0 | 0 | 0 | 0 | 0 | 0 | 0 | 0 | 0 | 0 | 0 | 0 | 0 | 0 | 0 | 0 | 0 | 0 | 0 | 0 | 0 | 0 | 0 | 0 | 0 | 0 | 0 | 0 | 0 | 0 | 0 | 0 | 0 | 0 | 0 | 0 | 0 | 0 | 0 | 0 | 0 | 0
64 | A314 Turbogenerator Units | -54489291.46 | 0 | 0 | 0 | 0 | 0 | 0 | 0 | 0 | 0 | 0 | 0 | 0 | 0 | 0 | 0 | 0 | 0 | 1802325.1 | 0 | 0 | 0 | 0 | 0 | 0 | 0 | 0 | 0 | 0 | 0 | 0 | 0 | 0 | 0 | 0 | 0 | 0 | 0 | 0 | 0 | 0 | 0 | 0 | 0 | -56291616.56 | 0 | 5164479.5 | -5164479.5 | 0 | 0 | 0 | 0 | 0 | 0 | 0 | 0 | 0 | 0
65 | A315 Accessory Electric Equip. | -21412522.95 | 0 | 0 | 0 | 0 | 0 | 0 | 0 | 0 | 0 | 0 | 0 | 0 | 0 | 0 | 0 | 0 | 0 | 519911.64 | 0 | 0 | 0 | 0 | 0 | 0 | 0 | 0 | 0 | 0 | 0 | 0 | 0 | 0 | 0 | 0 | 0 | 0 | 0 | 0 | 0 | 0 | 0 | 0 | 0 | -21932434.59 | 0 | 652764.43 | -652764.43 | 0 | 0 | 0 | 0 | 0 | 0 | 0 | 0 | 0 | 0
66 | A316 Misc. Power Plant Equip. | -7380003.4 | 0 | 0 | 0 | 0 | 0 | 0 | 0 | 0 | 0 | 0 | 0 | 0 | 0 | 0 | 0 | 0 | 0 | 211449.02 | 0 | 0 | 0 | 0 | 0 | 0 | 0 | 0 | 0 | 0 | 0 | 0 | 0 | 0 | 0 | 0 | 0 | 0 | 0 | 0 | 0 | 0 | 0 | 0 | 0 | -7591452.42 | 0 | 1090094.25 | -1090094.25 | 0 | 0 | 0 | 0 | 0 | 0 | 0 | 0 | 0 | 0
67 | A317 ARO Steam Production Plant | 0 | 0 | 0 | 0 | 0 | 0 | 0 | 0 | 0 | 0 | 0 | 0 | 0 | 0 | 0 | 0 | 0 | 0 | 0 | 0 | 0 | 0 | 0 | 0 | 0 | 0 | 0 | 0 | 0 | 0 | 0 | 0 | 0 | 0 | 0 | 0 | 0 | 0 | 0 | 0 | 0 | 0 | 0 | 0 | 0 | 0 | 0 | 0 | 0 | 0 | 0 | 0 | 0 | 0 | 0 | 0 | 0 | 0
68 | Total Steam Production | -633965440.53 | 0 | 0 | 0 | 0 | 0 | 0 | 0 | 0 | 0 | 0 | 0 | 0 | 0 | 0 | 0 | 0 | 0 | 18305195.9 | 0 | 0 | 0 | 0 | 0 | 0 | 0 | 0 | 0 | 0 | 0 | 0 | 0 | 0 | 0 | 0 | 0 | 0 | 0 | 0 | 0 | 0 | 0 | 0 | 0 | -327699887.43 | 0 | 33826014.86 | -33826014.86 | 0 | 0 | 0 | 0 | 0 | -324570749 | 0 | 0 | 0 | 0
69
70 | Nuclear Production
71 | A320 Land & Land Rights | 0 | 0 | 0 | 0 | 0 | 0 | 0 | 0 | 0 | 0 | 0 | 0 | 0 | 0 | 0 | 0 | 0 | 0 | 0 | 0 | 0 | 0 | 0 | 0 | 0 | 0 | 0 | 0 | 0 | 0 | 0 | 0 | 0 | 0 | 0 | 0 | 0 | 0 | 0 | 0 | 0 | 0 | 0 | 0 | 0 | 0 | 0 | 0 | 0 | 0 | 0 | 0 | 0 | 0 | 0 | 0 | 0 | 0
72 | A321 Structures and Improvements | 0 | 0 | 0 | 0 | 0 | 0 | 0 | 0 | 0 | 0 | 0 | 0 | 0 | 0 | 0 | 0 | 0 | 0 | 0 | 0 | 0 | 0 | 0 | 0 | 0 | 0 | 0 | 0 | 0 | 0 | 0 | 0 | 0 | 0 | 0 | 0 | 0 | 0 | 0 | 0 | 0 | 0 | 0 | 0 | 0 | 0 | 0 | 0 | 0 | 0 | 0 | 0 | 0 | 0 | 0 | 0 | 0 | 0
73 | A322 Reactor Plant Equipment | 0 | 0 | 0 | 0 | 0 | 0 | 0 | 0 | 0 | 0 | 0 | 0 | 0 | 0 | 0 | 0 | 0 | 0 | 0 | 0 | 0 | 0 | 0 | 0 | 0 | 0 | 0 | 0 | 0 | 0 | 0 | 0 | 0 | 0 | 0 | 0 | 0 | 0 | 0 | 0 | 0 | 0 | 0 | 0 | 0 | 0 | 0 | 0 | 0 | 0 | 0 | 0 | 0 | 0 | 0 | 0 | 0 | 0
74 | A323 Turbogenerator Units | 0 | 0 | 0 | 0 | 0 | 0 | 0 | 0 | 0 | 0 | 0 | 0 | 0 | 0 | 0 | 0 | 0 | 0 | 0 | 0 | 0 | 0 | 0 | 0 | 0 | 0 | 0 | 0 | 0 | 0 | 0 | 0 | 0 | 0 | 0 | 0 | 0 | 0 | 0 | 0 | 0 | 0 | 0 | 0 | 0 | 0 | 0 | 0 | 0 | 0 | 0 | 0 | 0 | 0 | 0 | 0 | 0 | 0
75 | A324 Accessory Electric Equip. | 0 | 0 | 0 | 0 | 0 | 0 | 0 | 0 | 0 | 0 | 0 | 0 | 0 | 0 | 0 | 0 | 0 | 0 | 0 | 0 | 0 | 0 | 0 | 0 | 0 | 0 | 0 | 0 | 0 | 0 | 0 | 0 | 0 | 0 | 0 | 0 | 0 | 0 | 0 | 0 | 0 | 0 | 0 | 0 | 0 | 0 | 0 | 0 | 0 | 0 | 0 | 0 | 0 | 0 | 0 | 0 | 0 | 0
76 | A325 Misc. Power Plant Equipment | 0 | 0 | 0 | 0 | 0 | 0 | 0 | 0 | 0 | 0 | 0 | 0 | 0 | 0 | 0 | 0 | 0 | 0 | 0 | 0 | 0 | 0 | 0 | 0 | 0 | 0 | 0 | 0 | 0 | 0 | 0 | 0 | 0 | 0 | 0 | 0 | 0 | 0 | 0 | 0 | 0 | 0 | 0 | 0 | 0 | 0 | 0 | 0 | 0 | 0 | 0 | 0 | 0 | 0 | 0 | 0 | 0 | 0
77 | Total Nuclear Production | 0 | 0 | 0 | 0 | 0 | 0 | 0 | 0 | 0 | 0 | 0 | 0 | 0 | 0 | 0 | 0 | 0 | 0 | 0 | 0 | 0 | 0 | 0 | 0 | 0 | 0 | 0 | 0 | 0 | 0 | 0 | 0 | 0 | 0 | 0 | 0 | 0 | 0 | 0 | 0 | 0 | 0 | 0 | 0 | 0 | 0 | 0 | 0 | 0 | 0 | 0 | 0 | 0 | 0 | 0 | 0 | 0 | 0
78
79 | Hydraulic Production
80 | A330 Land & Land Rights(MACSS Cap) | 0 | 0 | 0 | 0 | 0 | 0 | 0 | 0 | 0 | 0 | 0 | 0 | 0 | 0 | 0 | 0 | 0 | 0 | 0 | 0 | 0 | 0 | 0 | 0 | 0 | 0 | 0 | 0 | 0 | 0 | 0 | 0 | 0 | 0 | 0 | 0 | 0 | 0 | 0 | 0 | 0 | 0 | 0 | 0 | 0 | 0 | 0 | 0 | 0 | 0 | 0 | 0 | 0 | 0 | 0 | 0 | 0 | 0
81 | A331 Structures and Improvements | 0 | 0 | 0 | 0 | 0 | 0 | 0 | 0 | 0 | 0 | 0 | 0 | 0 | 0 | 0 | 0 | 0 | 0 | 0 | 0 | 0 | 0 | 0 | 0 | 0 | 0 | 0 | 0 | 0 | 0 | 0 | 0 | 0 | 0 | 0 | 0 | 0 | 0 | 0 | 0 | 0 | 0 | 0 | 0 | 0 | 0 | 0 | 0 | 0 | 0 | 0 | 0 | 0 | 0 | 0 | 0 | 0 | 0
82 | A332 Reserviors, Dams, and Waterways | 0 | 0 | 0 | 0 | 0 | 0 | 0 | 0 | 0 | 0 | 0 | 0 | 0 | 0 | 0 | 0 | 0 | 0 | 0 | 0 | 0 | 0 | 0 | 0 | 0 | 0 | 0 | 0 | 0 | 0 | 0 | 0 | 0 | 0 | 0 | 0 | 0 | 0 | 0 | 0 | 0 | 0 | 0 | 0 | 0 | 0 | 0 | 0 | 0 | 0 | 0 | 0 | 0 | 0 | 0 | 0 | 0 | 0
83 | A333 Water Wheels, Turbines, and Generators | 0 | 0 | 0 | 0 | 0 | 0 | 0 | 0 | 0 | 0 | 0 | 0 | 0 | 0 | 0 | 0 | 0 | 0 | 0 | 0 | 0 | 0 | 0 | 0 | 0 | 0 | 0 | 0 | 0 | 0 | 0 | 0 | 0 | 0 | 0 | 0 | 0 | 0 | 0 | 0 | 0 | 0 | 0 | 0 | 0 | 0 | 0 | 0 | 0 | 0 | 0 | 0 | 0 | 0 | 0 | 0 | 0 | 0
84 | A334 Accessory Electric Equipment | 0 | 0 | 0 | 0 | 0 | 0 | 0 | 0 | 0 | 0 | 0 | 0 | 0 | 0 | 0 | 0 | 0 | 0 | 0 | 0 | 0 | 0 | 0 | 0 | 0 | 0 | 0 | 0 | 0 | 0 | 0 | 0 | 0 | 0 | 0 | 0 | 0 | 0 | 0 | 0 | 0 | 0 | 0 | 0 | 0 | 0 | 0 | 0 | 0 | 0 | 0 | 0 | 0 | 0 | 0 | 0 | 0 | 0
85 | A335 Miscellaneous Power Plant Equip. | 0 | 0 | 0 | 0 | 0 | 0 | 0 | 0 | 0 | 0 | 0 | 0 | 0 | 0 | 0 | 0 | 0 | 0 | 0 | 0 | 0 | 0 | 0 | 0 | 0 | 0 | 0 | 0 | 0 | 0 | 0 | 0 | 0 | 0 | 0 | 0 | 0 | 0 | 0 | 0 | 0 | 0 | 0 | 0 | 0 | 0 | 0 | 0 | 0 | 0 | 0 | 0 | 0 | 0 | 0 | 0 | 0 | 0
86 | A336 Roads, Railroads, and Bridges | 0 | 0 | 0 | 0 | 0 | 0 | 0 | 0 | 0 | 0 | 0 | 0 | 0 | 0 | 0 | 0 | 0 | 0 | 0 | 0 | 0 | 0 | 0 | 0 | 0 | 0 | 0 | 0 | 0 | 0 | 0 | 0 | 0 | 0 | 0 | 0 | 0 | 0 | 0 | 0 | 0 | 0 | 0 | 0 | 0 | 0 | 0 | 0 | 0 | 0 | 0 | 0 | 0 | 0 | 0 | 0 | 0 | 0
87 | A337 ARO Hydraulic Production | 0 | 0 | 0 | 0 | 0 | 0 | 0 | 0 | 0 | 0 | 0 | 0 | 0 | 0 | 0 | 0 | 0 | 0 | 0 | 0 | 0 | 0 | 0 | 0 | 0 | 0 | 0 | 0 | 0 | 0 | 0 | 0 | 0 | 0 | 0 | 0 | 0 | 0 | 0 | 0 | 0 | 0 | 0 | 0 | 0 | 0 | 0 | 0 | 0 | 0 | 0 | 0 | 0 | 0 | 0 | 0 | 0 | 0
88 | Total Hydraulic Production | 0 | 0 | 0 | 0 | 0 | 0 | 0 | 0 | 0 | 0 | 0 | 0 | 0 | 0 | 0 | 0 | 0 | 0 | 0 | 0 | 0 | 0 | 0 | 0 | 0 | 0 | 0 | 0 | 0 | 0 | 0 | 0 | 0 | 0 | 0 | 0 | 0 | 0 | 0 | 0 | 0 | 0 | 0 | 0 | 0 | 0 | 0 | 0 | 0 | 0 | 0 | 0 | 0 | 0 | 0 | 0 | 0 | 0
89
90 | Other Production
91 | A340 Land & Land Rights | 0 | 0 | 0 | 0 | 0 | 0 | 0 | 0 | 0 | 0 | 0 | 0 | 0 | 0 | 0 | 0 | 0 | 0 | 0 | 0 | 0 | 0 | 0 | 0 | 0 | 0 | 0 | 0 | 0 | 0 | 0 | 0 | 0 | 0 | 0 | 0 | 0 | 0 | 0 | 0 | 0 | 0 | 0 | 0 | 0 | 0 | 0 | 0 | 0 | 0 | 0 | 0 | 0 | 0 | 0 | 0 | 0 | 0
92 | A341 Structures and Improvements | 0 | 0 | 0 | 0 | 0 | 0 | 0 | 0 | 0 | 0 | 0 | 0 | 0 | 0 | 0 | 0 | 0 | 0 | 0 | 0 | 0 | 0 | 0 | 0 | 0 | 0 | 0 | 0 | 0 | 0 | 0 | 0 | 0 | 0 | 0 | 0 | 0 | 0 | 0 | 0 | 0 | 0 | 0 | 0 | 0 | 0 | 0 | 0 | 0 | 0 | 0 | 0 | 0 | 0 | 0 | 0 | 0 | 0
93 | A342 Fuel Holder, Producer & Acc | 0 | 0 | 0 | 0 | 0 | 0 | 0 | 0 | 0 | 0 | 0 | 0 | 0 | 0 | 0 | 0 | 0 | 0 | 0 | 0 | 0 | 0 | 0 | 0 | 0 | 0 | 0 | 0 | 0 | 0 | 0 | 0 | 0 | 0 | 0 | 0 | 0 | 0 | 0 | 0 | 0 | 0 | 0 | 0 | 0 | 0 | 0 | 0 | 0 | 0 | 0 | 0 | 0 | 0 | 0 | 0 | 0 | 0
94 | A343 Prime Movers | 0 | 0 | 0 | 0 | 0 | 0 | 0 | 0 | 0 | 0 | 0 | 0 | 0 | 0 | 0 | 0 | 0 | 0 | 0 | 0 | 0 | 0 | 0 | 0 | 0 | 0 | 0 | 0 | 0 | 0 | 0 | 0 | 0 | 0 | 0 | 0 | 0 | 0 | 0 | 0 | 0 | 0 | 0 | 0 | 0 | 0 | 0 | 0 | 0 | 0 | 0 | 0 | 0 | 0 | 0 | 0 | 0 | 0
95 | A344 Generators | 0 | 0 | 0 | 0 | 0 | 0 | 0 | 0 | 0 | 0 | 0 | 0 | 0 | 0 | 0 | 0 | 0 | 0 | 0 | 0 | 0 | 0 | 0 | 0 | 0 | 0 | 0 | 0 | 0 | 0 | 0 | 0 | 0 | 0 | 0 | 0 | 0 | 0 | 0 | 0 | 0 | 0 | 0 | 0 | 0 | 0 | 0 | 0 | 0 | 0 | 0 | 0 | 0 | 0 | 0 | 0 | 0 | 0
96 | A345 Accessory Plant Equipment | 0 | 0 | 0 | 0 | 0 | 0 | 0 | 0 | 0 | 0 | 0 | 0 | 0 | 0 | 0 | 0 | 0 | 0 | 0 | 0 | 0 | 0 | 0 | 0 | 0 | 0 | 0 | 0 | 0 | 0 | 0 | 0 | 0 | 0 | 0 | 0 | 0 | 0 | 0 | 0 | 0 | 0 | 0 | 0 | 0 | 0 | 0 | 0 | 0 | 0 | 0 | 0 | 0 | 0 | 0 | 0 | 0 | 0
97 | A346 Misc. Power Plant Equipment | 0 | 0 | 0 | 0 | 0 | 0 | 0 | 0 | 0 | 0 | 0 | 0 | 0 | 0 | 0 | 0 | 0 | 0 | 0 | 0 | 0 | 0 | 0 | 0 | 0 | 0 | 0 | 0 | 0 | 0 | 0 | 0 | 0 | 0 | 0 | 0 | 0 | 0 | 0 | 0 | 0 | 0 | 0 | 0 | 0 | 0 | 0 | 0 | 0 | 0 | 0 | 0 | 0 | 0 | 0 | 0 | 0 | 0
98 | Total Other Production | 0 | 0 | 0 | 0 | 0 | 0 | 0 | 0 | 0 | 0 | 0 | 0 | 0 | 0 | 0 | 0 | 0 | 0 | 0 | 0 | 0 | 0 | 0 | 0 | 0 | 0 | 0 | 0 | 0 | 0 | 0 | 0 | 0 | 0 | 0 | 0 | 0 | 0 | 0 | 0 | 0 | 0 | 0 | 0 | 0 | 0 | 0 | 0 | 0 | 0 | 0 | 0 | 0 | 0 | 0 | 0 | 0 | 0
99
100 | Total Production Plant | -633965440.53 | 0 | 0 | 0 | 0 | 0 | 0 | 0 | 0 | 0 | 0 | 0 | 0 | 0 | 0 | 0 | 0 | 0 | 18305195.9 | 0 | 0 | 0 | 0 | 0 | 0 | 0 | 0 | 0 | 0 | 0 | 0 | 0 | 0 | 0 | 0 | 0 | 0 | 0 | 0 | 0 | 0 | 0 | 0 | 0 | -327699887.43 | 0 | 33826014.86 | -33826014.86 | 0 | 0 | 0 | 0 | 0 | -324570749 | 0 | 0 | 0 | 0
101
102 | FERC AFUDC Adjustment | 4348 | 0 | 0 | 0 | 0 | 0 | 0 | 0 | 0 | 0 | 0 | 0 | 0 | 0 | 0 | 0 | 0 | 0 | 4348 | 0 | 0 | 0 | 0 | 0 | 0 | 0 | 0 | 0 | 0 | 0 | 0 | 0 | 0 | 0 | 0 | 0 | 0 | 0 | 0 | 0 | 0 | 0 | 0 | 0 | 0 | 0 | 0 | 0 | 0 | 0 | 0 | 0 | 0 | 0 | 0 | 0 | 0 | 0
103 | Contra AFUDC Adjustment | 0 | 0 | 0 | 0 | 0 | 0 | 0 | 0 | 0 | 0 | 0 | 0 | 0 | 0 | 0 | 0 | 0 | 0 | 0 | 0 | 0 | 0 | 0 | 0 | 0 | 0 | 0 | 0 | 0 | 0 | 0 | 0 | 0 | 0 | 0 | 0 | 0 | 0 | 0 | 0 | 0 | 0 | 0 | 0 | 0 | 0 | 0 | 0 | 0 | 0 | 0 | 0 | 0 | 0 | 0 | 0 | 0 | 0
104 | Total AFUDC Adjustment | 4348 | 0 | 0 | 0 | 0 | 0 | 0 | 0 | 0 | 0 | 0 | 0 | 0 | 0 | 0 | 0 | 0 | 0 | 4348 | 0 | 0 | 0 | 0 | 0 | 0 | 0 | 0 | 0 | 0 | 0 | 0 | 0 | 0 | 0 | 0 | 0 | 0 | 0 | 0 | 0 | 0 | 0 | 0 | 0 | 0 | 0 | 0 | 0 | 0 | 0 | 0 | 0 | 0 | 0 | 0 | 0 | 0 | 0
105
106 | Transmission Plant
107 | A350 Land and Land Rights | 613730 | 0 | 0 | 0 | 0 | 0 | 0 | 0 | 0 | 0 | 0 | 0 | 0 | 0 | 0 | 0 | 0 | 0 | 613730 | 0 | 0 | 0 | 0 | 0 | 0 | 0 | 0 | 0 | 0 | 0 | 0 | 0 | 0 | 0 | 0 | 0 | 0 | 0 | 0 | 0 | 0 | 0 | 0 | 0 | 0 | 0 | 0 | 0 | 0 | 0 | 0 | 0 | 0 | 0 | 0 | 0 | 0 | 0
108 | A351 Computer Software and Equipment | 7864.55 | 0 | 0 | 0 | 0 | 0 | 0 | 0 | 0 | 0 | 0 | 0 | 0 | 0 | 0 | 0 | 0 | 0 | 7864.55 | 0 | 0 | 0 | 0 | 0 | 0 | 0 | 0 | 0 | 0 | 0 | 0 | 0 | 0 | 0 | 0 | 0 | 0 | 0 | 0 | 0 | 0 | 0 | 0 | 0 | 0 | 0 | 0 | 0 | 0 | 0 | 0 | 0 | 0 | 0 | 0 | 0 | 0 | 0
109 | A352 Structures and Improvements TRAN | 198123.68 | 0 | 0 | 0 | 0 | 0 | 0 | 0 | 0 | 0 | 0 | 0 | 0 | 0 | 0 | 0 | 0 | 0 | 198123.68 | 0 | 0 | 0 | 0 | 0 | 0 | 0 | 0 | 0 | 0 | 0 | 0 | 0 | 0 | 0 | 0 | 0 | 0 | 0 | 0 | 0 | 0 | 0 | 0 | 0 | 0 | 0 | 0 | 0 | 0 | 0 | 0 | 0 | 0 | 0 | 0 | 0 | 0 | 0
110 | A353 Station Equipment TRAN | 3879788.99 | 0 | 0 | 0 | 0 | 0 | 0 | 0 | 0 | 0 | 0 | 0 | 0 | 0 | 0 | 0 | 0 | 0 | 3879788.99 | 0 | 0 | 0 | 0 | 0 | 0 | 0 | 0 | 0 | 0 | 0 | 0 | 0 | 0 | 0 | 0 | 0 | 0 | 0 | 0 | 0 | 0 | 0 | 0 | 0 | 0 | 0 | 0 | 0 | 0 | 0 | 0 | 0 | 0 | 0 | 0 | 0 | 0 | 0
111 | A352 Structures and Improvements GEN | 1228.25 | 0 | 0 | 0 | 0 | 0 | 0 | 0 | 0 | 0 | 0 | 0 | 0 | 0 | 0 | 0 | 0 | 0 | 1228.25 | 0 | 0 | 0 | 0 | 0 | 0 | 0 | 0 | 0 | 0 | 0 | 0 | 0 | 0 | 0 | 0 | 0 | 0 | 0 | 0 | 0 | 0 | 0 | 0 | 0 | 0 | 0 | 0 | 0 | 0 | 0 | 0 | 0 | 0 | 0 | 0 | 0 | 0 | 0
112 | A353 Station Equipment GEN | 193601.82 | 0 | 0 | 0 | 0 | 0 | 0 | 0 | 0 | 0 | 0 | 0 | 0 | 0 | 0 | 0 | 0 | 0 | 193601.82 | 0 | 0 | 0 | 0 | 0 | 0 | 0 | 0 | 0 | 0 | 0 | 0 | 0 | 0 | 0 | 0 | 0 | 0 | 0 | 0 | 0 | 0 | 0 | 0 | 0 | 0 | 0 | 0 | 0 | 0 | 0 | 0 | 0 | 0 | 0 | 0 | 0 | 0 | 0
113 | A354 Towers and Fixtures | 1537050.24 | 0 | 0 | 0 | 0 | 0 | 0 | 0 | 0 | 0 | 0 | 0 | 0 | 0 | 0 | 0 | 0 | 0 | 1537050.24 | 0 | 0 | 0 | 0 | 0 | 0 | 0 | 0 | 0 | 0 | 0 | 0 | 0 | 0 | 0 | 0 | 0 | 0 | 0 | 0 | 0 | 0 | 0 | 0 | 0 | 0 | 0 | 0 | 0 | 0 | 0 | 0 | 0 | 0 | 0 | 0 | 0 | 0 | 0
114 | A355 Poles and Fixtures | 2943668.31 | 0 | 0 | 0 | 0 | 0 | 0 | 0 | 0 | 0 | 0 | 0 | 0 | 0 | 0 | 0 | 0 | 0 | 2943668.31 | 0 | 0 | 0 | 0 | 0 | 0 | 0 | 0 | 0 | 0 | 0 | 0 | 0 | 0 | 0 | 0 | 0 | 0 | 0 | 0 | 0 | 0 | 0 | 0 | 0 | 0 | 0 | 0 | 0 | 0 | 0 | 0 | 0 | 0 | 0 | 0 | 0 | 0 | 0
115 | A356 O.H. Conductors & Devices | 2550491.21 | 0 | 0 | 0 | 0 | 0 | 0 | 0 | 0 | 0 | 0 | 0 | 0 | 0 | 0 | 0 | 0 | 0 | 2550491.21 | 0 | 0 | 0 | 0 | 0 | 0 | 0 | 0 | 0 | 0 | 0 | 0 | 0 | 0 | 0 | 0 | 0 | 0 | 0 | 0 | 0 | 0 | 0 | 0 | 0 | 0 | 0 | 0 | 0 | 0 | 0 | 0 | 0 | 0 | 0 | 0 | 0 | 0 | 0
116 | A357 Undergound Conduit | 7664.32 | 0 | 0 | 0 | 0 | 0 | 0 | 0 | 0 | 0 | 0 | 0 | 0 | 0 | 0 | 0 | 0 | 0 | 7664.32 | 0 | 0 | 0 | 0 | 0 | 0 | 0 | 0 | 0 | 0 | 0 | 0 | 0 | 0 | 0 | 0 | 0 | 0 | 0 | 0 | 0 | 0 | 0 | 0 | 0 | 0 | 0 | 0 | 0 | 0 | 0 | 0 | 0 | 0 | 0 | 0 | 0 | 0 | 0
117 | A358 Underground Conductors | 7464.54 | 0 | 0 | 0 | 0 | 0 | 0 | 0 | 0 | 0 | 0 | 0 | 0 | 0 | 0 | 0 | 0 | 0 | 7464.54 | 0 | 0 | 0 | 0 | 0 | 0 | 0 | 0 | 0 | 0 | 0 | 0 | 0 | 0 | 0 | 0 | 0 | 0 | 0 | 0 | 0 | 0 | 0 | 0 | 0 | 0 | 0 | 0 | 0 | 0 | 0 | 0 | 0 | 0 | 0 | 0 | 0 | 0 | 0
118 | A359 Roads and Trails | 0 | 0 | 0 | 0 | 0 | 0 | 0 | 0 | 0 | 0 | 0 | 0 | 0 | 0 | 0 | 0 | 0 | 0 | 0 | 0 | 0 | 0 | 0 | 0 | 0 | 0 | 0 | 0 | 0 | 0 | 0 | 0 | 0 | 0 | 0 | 0 | 0 | 0 | 0 | 0 | 0 | 0 | 0 | 0 | 0 | 0 | 0 | 0 | 0 | 0 | 0 | 0 | 0 | 0 | 0 | 0 | 0 | 0
119 | Total Transmission Plant | 11940675.91 | 0 | 0 | 0 | 0 | 0 | 0 | 0 | 0 | 0 | 0 | 0 | 0 | 0 | 0 | 0 | 0 | 0 | 11940675.91 | 0 | 0 | 0 | 0 | 0 | 0 | 0 | 0 | 0 | 0 | 0 | 0 | 0 | 0 | 0 | 0 | 0 | 0 | 0 | 0 | 0 | 0 | 0 | 0 | 0 | 0 | 0 | 0 | 0 | 0 | 0 | 0 | 0 | 0 | 0 | 0 | 0 | 0 | 0
120
121 | Distribution Plant
122 | A360Land and Land Rights | 0 | 0 | 0 | 0 | 0 | 0 | 0 | 0 | 0 | 0 | 0 | 0 | 0 | 0 | 0 | 0 | 0 | 0 | 0 | 0 | 0 | 0 | 0 | 0 | 0 | 0 | 0 | 0 | 0 | 0 | 0 | 0 | 0 | 0 | 0 | 0 | 0 | 0 | 0 | 0 | 0 | 0 | 0 | 0 | 0 | 0 | 0 | 0 | 0 | 0 | 0 | 0 | 0 | 0 | 0 | 0 | 0 | 0
123 | A361Structures and Improvements | 0 | 0 | 0 | 0 | 0 | 0 | 0 | 0 | 0 | 0 | 0 | 0 | 0 | 0 | 0 | 0 | 0 | 0 | 0 | 0 | 0 | 0 | 0 | 0 | 0 | 0 | 0 | 0 | 0 | 0 | 0 | 0 | 0 | 0 | 0 | 0 | 0 | 0 | 0 | 0 | 0 | 0 | 0 | 0 | 0 | 0 | 0 | 0 | 0 | 0 | 0 | 0 | 0 | 0 | 0 | 0 | 0 | 0
124 | A362Station Equipment | 0 | 0 | 0 | 0 | 0 | 0 | 0 | 0 | 0 | 0 | 0 | 0 | 0 | 0 | 0 | 0 | 0 | 0 | 0 | 0 | 0 | 0 | 0 | 0 | 0 | 0 | 0 | 0 | 0 | 0 | 0 | 0 | 0 | 0 | 0 | 0 | 0 | 0 | 0 | 0 | 0 | 0 | 0 | 0 | 0 | 0 | 0 | 0 | 0 | 0 | 0 | 0 | 0 | 0 | 0 | 0 | 0 | 0
125 | A363Storage Battery Equipment | 0 | 0 | 0 | 0 | 0 | 0 | 0 | 0 | 0 | 0 | 0 | 0 | 0 | 0 | 0 | 0 | 0 | 0 | 0 | 0 | 0 | 0 | 0 | 0 | 0 | 0 | 0 | 0 | 0 | 0 | 0 | 0 | 0 | 0 | 0 | 0 | 0 | 0 | 0 | 0 | 0 | 0 | 0 | 0 | 0 | 0 | 0 | 0 | 0 | 0 | 0 | 0 | 0 | 0 | 0 | 0 | 0 | 0
126 | A364Poles,Towers & Fixtures Primary | 0 | 0 | 0 | 0 | 0 | 0 | 0 | 0 | 0 | 0 | 0 | 0 | 0 | 0 | 0 | 0 | 0 | 0 | 0 | 0 | 0 | 0 | 0 | 0 | 0 | 0 | 0 | 0 | 0 | 0 | 0 | 0 | 0 | 0 | 0 | 0 | 0 | 0 | 0 | 0 | 0 | 0 | 0 | 0 | 0 | 0 | 0 | 0 | 0 | 0 | 0 | 0 | 0 | 0 | 0 | 0 | 0 | 0
127 | A365O.H. Conductors & Devices Primary | 18000000 | 0 | 0 | 0 | 0 | 0 | 0 | 0 | 0 | 0 | 0 | 0 | 0 | 0 | 0 | 0 | 0 | 0 | 0 | 0 | 0 | 0 | 0 | 0 | 0 | 0 | 0 | 0 | 0 | 0 | 0 | 0 | 0 | 0 | 0 | 0 | 0 | 0 | 0 | 0 | 0 | 0 | 0 | 0 | 0 | 18000000 | 0 | 0 | 0 | 0 | 0 | 0 | 0 | 0 | 0 | 0 | 0 | 0
128 | A366Underground Conduits Primary | 0 | 0 | 0 | 0 | 0 | 0 | 0 | 0 | 0 | 0 | 0 | 0 | 0 | 0 | 0 | 0 | 0 | 0 | 0 | 0 | 0 | 0 | 0 | 0 | 0 | 0 | 0 | 0 | 0 | 0 | 0 | 0 | 0 | 0 | 0 | 0 | 0 | 0 | 0 | 0 | 0 | 0 | 0 | 0 | 0 | 0 | 0 | 0 | 0 | 0 | 0 | 0 | 0 | 0 | 0 | 0 | 0 | 0
129 | A367U.G. Conductors & Devices Primary | 0 | 0 | 0 | 0 | 0 | 0 | 0 | 0 | 0 | 0 | 0 | 0 | 0 | 0 | 0 | 0 | 0 | 0 | 0 | 0 | 0 | 0 | 0 | 0 | 0 | 0 | 0 | 0 | 0 | 0 | 0 | 0 | 0 | 0 | 0 | 0 | 0 | 0 | 0 | 0 | 0 | 0 | 0 | 0 | 0 | 0 | 0 | 0 | 0 | 0 | 0 | 0 | 0 | 0 | 0 | 0 | 0 | 0
130 | A368Line Transformers Primary | 0 | 0 | 0 | 0 | 0 | 0 | 0 | 0 | 0 | 0 | 0 | 0 | 0 | 0 | 0 | 0 | 0 | 0 | 0 | 0 | 0 | 0 | 0 | 0 | 0 | 0 | 0 | 0 | 0 | 0 | 0 | 0 | 0 | 0 | 0 | 0 | 0 | 0 | 0 | 0 | 0 | 0 | 0 | 0 | 0 | 0 | 0 | 0 | 0 | 0 | 0 | 0 | 0 | 0 | 0 | 0 | 0 | 0
131 | A369Services | 0 | 0 | 0 | 0 | 0 | 0 | 0 | 0 | 0 | 0 | 0 | 0 | 0 | 0 | 0 | 0 | 0 | 0 | 0 | 0 | 0 | 0 | 0 | 0 | 0 | 0 | 0 | 0 | 0 | 0 | 0 | 0 | 0 | 0 | 0 | 0 | 0 | 0 | 0 | 0 | 0 | 0 | 0 | 0 | 0 | 0 | 0 | 0 | 0 | 0 | 0 | 0 | 0 | 0 | 0 | 0 | 0 | 0
132 | A370Meters | 0 | 0 | 0 | 0 | 0 | 0 | 0 | 0 | 0 | 0 | 0 | 0 | 0 | 0 | 0 | 0 | 0 | 0 | 0 | 0 | 0 | 0 | 0 | 0 | 0 | 0 | 0 | 0 | 0 | 0 | 0 | 0 | 0 | 0 | 0 | 0 | 0 | 0 | 0 | 0 | 0 | 0 | 0 | 0 | 0 | 0 | 0 | 0 | 0 | 0 | 0 | 0 | 0 | 0 | 0 | 0 | 0 | 0
133 | A371Install. on Customer Prem. | 0 | 0 | 0 | 0 | 0 | 0 | 0 | 0 | 0 | 0 | 0 | 0 | 0 | 0 | 0 | 0 | 0 | 0 | 0 | 0 | 0 | 0 | 0 | 0 | 0 | 0 | 0 | 0 | 0 | 0 | 0 | 0 | 0 | 0 | 0 | 0 | 0 | 0 | 0 | 0 | 0 | 0 | 0 | 0 | 0 | 0 | 0 | 0 | 0 | 0 | 0 | 0 | 0 | 0 | 0 | 0 | 0 | 0
134 | A372Leased Prop. on Cust. Premises | 0 | 0 | 0 | 0 | 0 | 0 | 0 | 0 | 0 | 0 | 0 | 0 | 0 | 0 | 0 | 0 | 0 | 0 | 0 | 0 | 0 | 0 | 0 | 0 | 0 | 0 | 0 | 0 | 0 | 0 | 0 | 0 | 0 | 0 | 0 | 0 | 0 | 0 | 0 | 0 | 0 | 0 | 0 | 0 | 0 | 0 | 0 | 0 | 0 | 0 | 0 | 0 | 0 | 0 | 0 | 0 | 0 | 0
135 | A373Street Lights | 0 | 0 | 0 | 0 | 0 | 0 | 0 | 0 | 0 | 0 | 0 | 0 | 0 | 0 | 0 | 0 | 0 | 0 | 0 | 0 | 0 | 0 | 0 | 0 | 0 | 0 | 0 | 0 | 0 | 0 | 0 | 0 | 0 | 0 | 0 | 0 | 0 | 0 | 0 | 0 | 0 | 0 | 0 | 0 | 0 | 0 | 0 | 0 | 0 | 0 | 0 | 0 | 0 | 0 | 0 | 0 | 0 | 0
136 | A374ARO | 0 | 0 | 0 | 0 | 0 | 0 | 0 | 0 | 0 | 0 | 0 | 0 | 0 | 0 | 0 | 0 | 0 | 0 | 0 | 0 | 0 | 0 | 0 | 0 | 0 | 0 | 0 | 0 | 0 | 0 | 0 | 0 | 0 | 0 | 0 | 0 | 0 | 0 | 0 | 0 | 0 | 0 | 0 | 0 | 0 | 0 | 0 | 0 | 0 | 0 | 0 | 0 | 0 | 0 | 0 | 0 | 0 | 0
137 | Total Distribution Plant | 18000000 | 0 | 0 | 0 | 0 | 0 | 0 | 0 | 0 | 0 | 0 | 0 | 0 | 0 | 0 | 0 | 0 | 0 | 0 | 0 | 0 | 0 | 0 | 0 | 0 | 0 | 0 | 0 | 0 | 0 | 0 | 0 | 0 | 0 | 0 | 0 | 0 | 0 | 0 | 0 | 0 | 0 | 0 | 0 | 0 | 18000000 | 0 | 0 | 0 | 0 | 0 | 0 | 0 | 0 | 0 | 0 | 0 | 0
138
139 | General Plant
140 | A389Land and Land Rights | 42693.77 | 0 | 0 | 0 | 0 | 0 | 0 | 0 | 0 | 0 | 0 | 0 | 0 | 0 | 0 | 0 | 0 | 0 | 42693.77 | 0 | 0 | 0 | 0 | 0 | 0 | 0 | 0 | 0 | 0 | 0 | 0 | 0 | 0 | 0 | 0 | 0 | 0 | 0 | 0 | 0 | 0 | 0 | 0 | 0 | 0 | 0 | 0 | 0 | 0 | 0 | 0 | 0 | 0 | 0 | 0 | 0 | 0 | 0
141 | A390Structures and Improvements | 574766.34 | 0 | 0 | 0 | 0 | 0 | 0 | 0 | 0 | 0 | 0 | 0 | 0 | 0 | 0 | 0 | 0 | 0 | 574766.34 | 0 | 0 | 0 | 0 | 0 | 0 | 0 | 0 | 0 | 0 | 0 | 0 | 0 | 0 | 0 | 0 | 0 | 0 | 0 | 0 | 0 | 0 | 0 | 0 | 0 | 0 | 0 | 0 | 0 | 0 | 0 | 0 | 0 | 0 | 0 | 0 | 0 | 0 | 0
142 | A391Office Furniture & Equip. | 50416.05 | 0 | 0 | 0 | 0 | 0 | 0 | 0 | 0 | 0 | 0 | 0 | 0 | 0 | 0 | 0 | 0 | 0 | 50416.05 | 0 | 0 | 0 | 0 | 0 | 0 | 0 | 0 | 0 | 0 | 0 | 0 | 0 | 0 | 0 | 0 | 0 | 0 | 0 | 0 | 0 | 0 | 0 | 0 | 0 | 0 | 0 | 0 | 0 | 0 | 0 | 0 | 0 | 0 | 0 | 0 | 0 | 0 | 0
143 | A392Transportation Equipment | 481369.65 | 0 | 0 | 0 | 0 | 0 | 0 | 0 | 0 | 0 | 0 | 0 | 0 | 0 | 0 | 0 | 0 | 0 | 481369.65 | 0 | 0 | 0 | 0 | 0 | 0 | 0 | 0 | 0 | 0 | 0 | 0 | 0 | 0 | 0 | 0 | 0 | 0 | 0 | 0 | 0 | 0 | 0 | 0 | 0 | 0 | 0 | 0 | 0 | 0 | 0 | 0 | 0 | 0 | 0 | 0 | 0 | 0 | 0
144 | A393Stores Equipment | 8852.16 | 0 | 0 | 0 | 0 | 0 | 0 | 0 | 0 | 0 | 0 | 0 | 0 | 0 | 0 | 0 | 0 | 0 | 8852.16 | 0 | 0 | 0 | 0 | 0 | 0 | 0 | 0 | 0 | 0 | 0 | 0 | 0 | 0 | 0 | 0 | 0 | 0 | 0 | 0 | 0 | 0 | 0 | 0 | 0 | 0 | 0 | 21810.2 | -21810.2 | 0 | 0 | 0 | 0 | 0 | 0 | 0 | 0 | 0 | 0
145 | A394Tools, Shop & Garage Equip. | 166993.52 | 0 | 0 | 0 | 0 | 0 | 0 | 0 | 0 | 0 | 0 | 0 | 0 | 0 | 0 | 0 | 0 | 0 | 166993.52 | 0 | 0 | 0 | 0 | 0 | 0 | 0 | 0 | 0 | 0 | 0 | 0 | 0 | 0 | 0 | 0 | 0 | 0 | 0 | 0 | 0 | 0 | 0 | 0 | 0 | 0 | 0 | 0 | 0 | 0 | 0 | 0 | 0 | 0 | 0 | 0 | 0 | 0 | 0
146 | A395Laboratory Equipment | 4514.4 | 0 | 0 | 0 | 0 | 0 | 0 | 0 | 0 | 0 | 0 | 0 | 0 | 0 | 0 | 0 | 0 | 0 | 4514.4 | 0 | 0 | 0 | 0 | 0 | 0 | 0 | 0 | 0 | 0 | 0 | 0 | 0 | 0 | 0 | 0 | 0 | 0 | 0 | 0 | 0 | 0 | 0 | 0 | 0 | 0 | 0 | 31115.66 | -31115.66 | 0 | 0 | 0 | 0 | 0 | 0 | 0 | 0 | 0 | 0
147 | A396Power Operated Equipment | 44424.69 | 0 | 0 | 0 | 0 | 0 | 0 | 0 | 0 | 0 | 0 | 0 | 0 | 0 | 0 | 0 | 0 | 0 | 44424.69 | 0 | 0 | 0 | 0 | 0 | 0 | 0 | 0 | 0 | 0 | 0 | 0 | 0 | 0 | 0 | 0 | 0 | 0 | 0 | 0 | 0 | 0 | 0 | 0 | 0 | 0 | 0 | 0 | 0 | 0 | 0 | 0 | 0 | 0 | 0 | 0 | 0 | 0 | 0
148 | A397Communication Equipment | 2015523.75 | 0 | 0 | 0 | 0 | 0 | 0 | 0 | 0 | 0 | 0 | 0 | 0 | 0 | 0 | 0 | 0 | 0 | 2015523.75 | 0 | 0 | 0 | 0 | 0 | 0 | 0 | 0 | 0 | 0 | 0 | 0 | 0 | 0 | 0 | 0 | 0 | 0 | 0 | 0 | 0 | 0 | 0 | 0 | 0 | 0 | 0 | 65113 | -65113 | 0 | 0 | 0 | 0 | 0 | 0 | 0 | 0 | 0 | 0
149 | A398Misc. Equipment | 43080.74 | 0 | 0 | 0 | 0 | 0 | 0 | 0 | 0 | 0 | 0 | 0 | 0 | 0 | 0 | 0 | 0 | 0 | 43080.74 | 0 | 0 | 0 | 0 | 0 | 0 | 0 | 0 | 0 | 0 | 0 | 0 | 0 | 0 | 0 | 0 | 0 | 0 | 0 | 0 | 0 | 0 | 0 | 0 | 0 | 0 | 0 | 13849.56 | -13849.56 | 0 | 0 | 0 | 0 | 0 | 0 | 0 | 0 | 0 | 0
150 | A399Other Tang. Property | 0 | 0 | 0 | 0 | 0 | 0 | 0 | 0 | 0 | 0 | 0 | 0 | 0 | 0 | 0 | 0 | 0 | 0 | 0 | 0 | 0 | 0 | 0 | 0 | 0 | 0 | 0 | 0 | 0 | 0 | 0 | 0 | 0 | 0 | 0 | 0 | 0 | 0 | 0 | 0 | 0 | 0 | 0 | 0 | 0 | 0 | 0 | 0 | 0 | 0 | 0 | 0 | 0 | 0 | 0 | 0 | 0 | 0
151 | 39919ARO General Plant | 0 | 0 | 0 | 0 | 0 | 0 | 0 | 0 | 0 | 0 | 0 | 0 | 0 | 0 | 0 | 0 | 0 | 0 | 0 | 0 | 0 | 0 | 0 | 0 | 0 | 0 | 0 | 0 | 0 | 0 | 0 | 0 | 0 | 0 | 0 | 0 | 0 | 0 | 0 | 0 | 0 | 0 | 0 | 0 | 0 | 0 | 0 | 0 | 0 | 0 | 0 | 0 | 0 | 0 | 0 | 0 | 0 | 0
152 | Total General Plant | 3432635.07 | 0 | 0 | 0 | 0 | 0 | 0 | 0 | 0 | 0 | 0 | 0 | 0 | 0 | 0 | 0 | 0 | 0 | 3432635.07 | 0 | 0 | 0 | 0 | 0 | 0 | 0 | 0 | 0 | 0 | 0 | 0 | 0 | 0 | 0 | 0 | 0 | 0 | 0 | 0 | 0 | 0 | 0 | 0 | 0 | 0 | 0 | 131888.42 | -131888.42 | 0 | 0 | 0 | 0 | 0 | 0 | 0 | 0 | 0 | 0
153
154 | Completed Construction Not Classified -Acct 106
155 | Intangible Plant | 0 | 0 | 0 | 0 | 0 | 0 | 0 | 0 | 0 | 0 | 0 | 0 | 0 | 0 | 0 | 0 | 0 | 0 | 0 | 0 | 0 | 0 | 0 | 0 | 0 | 0 | 0 | 0 | 0 | 0 | 0 | 0 | 0 | 0 | 0 | 0 | 0 | 0 | 0 | 0 | 0 | 0 | 0 | 0 | 0 | 0 | 0 | 0 | 0 | 0 | 0 | 0 | 0 | 0 | 0 | 0 | 0 | 0
156 | Production Plant | 560833.06 | 0 | 0 | 0 | 0 | 0 | 0 | 0 | 0 | 0 | 0 | 0 | 0 | 0 | 0 | 0 | 0 | 0 | 560833.06 | 0 | 0 | 0 | 0 | 0 | 0 | 0 | 0 | 0 | 0 | 0 | 0 | 0 | 0 | 0 | 0 | 0 | 0 | 0 | 0 | 0 | 0 | 0 | 0 | 0 | 0 | 0 | 26433125.34 | -26433125.34 | 0 | 0 | 0 | 0 | 0 | 0 | 0 | 0 | 0 | 0
157 | Transmission Plant | 2514934.53 | 0 | 0 | 0 | 0 | 0 | 0 | 0 | 0 | 0 | 0 | 0 | 0 | 0 | 0 | 0 | 0 | 0 | 2514934.53 | 0 | 0 | 0 | 0 | 0 | 0 | 0 | 0 | 0 | 0 | 0 | 0 | 0 | 0 | 0 | 0 | 0 | 0 | 0 | 0 | 0 | 0 | 0 | 0 | 0 | 0 | 0 | 0 | 0 | 0 | 0 | 0 | 0 | 0 | 0 | 0 | 0 | 0 | 0
158 | Distribution Plant | 0 | 0 | 0 | 0 | 0 | 0 | 0 | 0 | 0 | 0 | 0 | 0 | 0 | 0 | 0 | 0 | 0 | 0 | 0 | 0 | 0 | 0 | 0 | 0 | 0 | 0 | 0 | 0 | 0 | 0 | 0 | 0 | 0 | 0 | 0 | 0 | 0 | 0 | 0 | 0 | 0 | 0 | 0 | 0 | 0 | 0 | 0 | 0 | 0 | 0 | 0 | 0 | 0 | 0 | 0 | 0 | 0 | 0
159 | General Plant | 43156.97 | 0 | 0 | 0 | 0 | 0 | 0 | 0 | 0 | 0 | 0 | 0 | 0 | 0 | 0 | 0 | 0 | 0 | 43156.97 | 0 | 0 | 0 | 0 | 0 | 0 | 0 | 0 | 0 | 0 | 0 | 0 | 0 | 0 | 0 | 0 | 0 | 0 | 0 | 0 | 0 | 0 | 0 | 0 | 0 | 0 | 0 | 0 | 0 | 0 | 0 | 0 | 0 | 0 | 0 | 0 | 0 | 0 | 0
160 | Total Completed Construction Not Classified | 3118924.56 | 0 | 0 | 0 | 0 | 0 | 0 | 0 | 0 | 0 | 0 | 0 | 0 | 0 | 0 | 0 | 0 | 0 | 3118924.56 | 0 | 0 | 0 | 0 | 0 | 0 | 0 | 0 | 0 | 0 | 0 | 0 | 0 | 0 | 0 | 0 | 0 | 0 | 0 | 0 | 0 | 0 | 0 | 0 | 0 | 0 | 0 | 26433125.34 | -26433125.34 | 0 | 0 | 0 | 0 | 0 | 0 | 0 | 0 | 0 | 0
161
162 | Capital Leases Acct 1011001 | 0 | 0 | 0 | 0 | 0 | 0 | 0 | 0 | 0 | 0 | 0 | 0 | 0 | 0 | 0 | 0 | 0 | 0 | 0 | 0 | 0 | 0 | 0 | 0 | 0 | 0 | 0 | 0 | 0 | 0 | 0 | 0 | 0 | 0 | 0 | 0 | 0 | 0 | 0 | 0 | 0 | 0 | 0 | 0 | 0 | 0 | 0 | 0 | 0 | 0 | 0 | 0 | 0 | 0 | 0 | 0 | 0 | 0
163 | Accrued Capital Leases Acct 1011012 | 0 | 0 | 0 | 0 | 0 | 0 | 0 | 0 | 0 | 0 | 0 | 0 | 0 | 0 | 0 | 0 | 0 | 0 | 0 | 0 | 0 | 0 | 0 | 0 | 0 | 0 | 0 | 0 | 0 | 0 | 0 | 0 | 0 | 0 | 0 | 0 | 0 | 0 | 0 | 0 | 0 | 0 | 0 | 0 | 0 | 0 | 0 | 0 | 0 | 0 | 0 | 0 | 0 | 0 | 0 | 0 | 0 | 0
164 | Total Capital Leases | 0 | 0 | 0 | 0 | 0 | 0 | 0 | 0 | 0 | 0 | 0 | 0 | 0 | 0 | 0 | 0 | 0 | 0 | 0 | 0 | 0 | 0 | 0 | 0 | 0 | 0 | 0 | 0 | 0 | 0 | 0 | 0 | 0 | 0 | 0 | 0 | 0 | 0 | 0 | 0 | 0 | 0 | 0 | 0 | 0 | 0 | 0 | 0 | 0 | 0 | 0 | 0 | 0 | 0 | 0 | 0 | 0 | 0
165
166 | Total Plant in Service | -601498841.81 | 0 | 0 | 0 | 0 | 0 | 0 | 0 | 0 | 0 | 0 | 0 | 0 | 0 | 0 | 0 | 0 | 0 | 36802837.62 | 0 | 0 | 0 | 0 | 0 | 0 | 0 | 0 | 0 | 0 | 0 | 0 | 0 | 0 | 0 | 0 | 0 | 0 | 0 | 0 | 0 | 0 | 0 | 0 | 0 | -327699887.43 | 18000000 | 60391028.62 | -60391028.62 | 0 | 0 | 0 | 0 | 0 | -324570749 | -4031043 | 0 | 0 | 0
167
168 | Less: Reserve for Depreciation/RWIP - Accts 1080001,1080011,1080005
169 | Production | -357059890.82 | 0 | 0 | 0 | 0 | 0 | 0 | 0 | 0 | 0 | 0 | 0 | 0 | 0 | 0 | 0 | 0 | 0 | 9597532.18 | 0 | 0 | 0 | 0 | 0 | 0 | 0 | 0 | 0 | 0 | 0 | 0 | 0 | 0 | 0 | 0 | 0 | 0 | 0 | 0 | 0 | 0 | 0 | 0 | 0 | -200045017 | 0 | -2133397.64 | 2133397.64 | 0 | 0 | 0 | 0 | 0 | -166612406 | 0 | 0 | 0 | 0
170 | Transmission | 4600601.56 | 0 | 0 | 0 | 0 | 0 | 0 | 0 | 0 | 0 | 0 | 0 | 0 | 0 | 0 | 0 | 0 | 0 | 4600601.56 | 0 | 0 | 0 | 0 | 0 | 0 | 0 | 0 | 0 | 0 | 0 | 0 | 0 | 0 | 0 | 0 | 0 | 0 | 0 | 0 | 0 | 0 | 0 | 0 | 0 | 0 | 0 | 0 | 0 | 0 | 0 | 0 | 0 | 0 | 0 | 0 | 0 | 0 | 0
171 | Distribution | 385879.48 | 0 | 0 | 0 | 0 | 0 | 0 | 0 | 0 | 0 | 0 | 0 | 0 | 0 | 0 | 0 | 0 | 0 | 385879.48 | 0 | 0 | 0 | 0 | 0 | 0 | 0 | 0 | 0 | 0 | 0 | 0 | 0 | 0 | 0 | 0 | 0 | 0 | 0 | 0 | 0 | 0 | 0 | 0 | 0 | 0 | 0 | 0 | 0 | 0 | 0 | 0 | 0 | 0 | 0 | 0 | 0 | 0 | 0
172 | General | 1391644.82 | 0 | 0 | 0 | 0 | 0 | 0 | 0 | 0 | 0 | 0 | 0 | 0 | 0 | 0 | 0 | 0 | 0 | 1391644.82 | 0 | 0 | 0 | 0 | 0 | 0 | 0 | 0 | 0 | 0 | 0 | 0 | 0 | 0 | 0 | 0 | 0 | 0 | 0 | 0 | 0 | 0 | 0 | 0 | 0 | 0 | 0 | -13772.01 | 13772.01 | 0 | 0 | 0 | 0 | 0 | 0 | 0 | 0 | 0 | 0
173 | Total Reserve for Depreciaton / RWIP | -350681764.96 | 0 | 0 | 0 | 0 | 0 | 0 | 0 | 0 | 0 | 0 | 0 | 0 | 0 | 0 | 0 | 0 | 0 | 15975658.04 | 0 | 0 | 0 | 0 | 0 | 0 | 0 | 0 | 0 | 0 | 0 | 0 | 0 | 0 | 0 | 0 | 0 | 0 | 0 | 0 | 0 | 0 | 0 | 0 | 0 | -200045017 | 0 | -2147169.65 | 2147169.65 | 0 | 0 | 0 | 0 | 0 | -166612406 | 0 | 0 | 0 | 0
174
175 | Less Reserve for Amortization
176 | Intangible | -3689090.96 | 0 | 0 | 0 | 0 | 0 | 0 | 0 | 0 | 0 | 0 | 0 | 0 | 0 | 0 | 0 | 0 | 0 | 794.04 | 0 | 0 | 0 | 0 | 0 | 0 | 0 | 0 | 0 | 0 | 0 | 0 | 0 | 0 | 0 | 0 | 0 | 0 | 0 | 0 | 0 | 0 | 0 | 0 | 0 | 0 | 0 | 0 | 0 | 0 | 0 | 0 | 0 | 0 | 0 | -3689885 | 0 | 0 | 0
177 | Production | 0 | 0 | 0 | 0 | 0 | 0 | 0 | 0 | 0 | 0 | 0 | 0 | 0 | 0 | 0 | 0 | 0 | 0 | 0 | 0 | 0 | 0 | 0 | 0 | 0 | 0 | 0 | 0 | 0 | 0 | 0 | 0 | 0 | 0 | 0 | 0 | 0 | 0 | 0 | 0 | 0 | 0 | 0 | 0 | 0 | 0 | 0 | 0 | 0 | 0 | 0 | 0 | 0 | 0 | 0 | 0 | 0 | 0
178 | Transmission Plant | 0 | 0 | 0 | 0 | 0 | 0 | 0 | 0 | 0 | 0 | 0 | 0 | 0 | 0 | 0 | 0 | 0 | 0 | 0 | 0 | 0 | 0 | 0 | 0 | 0 | 0 | 0 | 0 | 0 | 0 | 0 | 0 | 0 | 0 | 0 | 0 | 0 | 0 | 0 | 0 | 0 | 0 | 0 | 0 | 0 | 0 | 0 | 0 | 0 | 0 | 0 | 0 | 0 | 0 | 0 | 0 | 0 | 0
179 | Distribution | 0 | 0 | 0 | 0 | 0 | 0 | 0 | 0 | 0 | 0 | 0 | 0 | 0 | 0 | 0 | 0 | 0 | 0 | 0 | 0 | 0 | 0 | 0 | 0 | 0 | 0 | 0 | 0 | 0 | 0 | 0 | 0 | 0 | 0 | 0 | 0 | 0 | 0 | 0 | 0 | 0 | 0 | 0 | 0 | 0 | 0 | 0 | 0 | 0 | 0 | 0 | 0 | 0 | 0 | 0 | 0 | 0 | 0
180 | General | 123 | 0 | 0 | 0 | 0 | 0 | 0 | 0 | 0 | 0 | 0 | 0 | 0 | 0 | 0 | 0 | 0 | 0 | 123 | 0 | 0 | 0 | 0 | 0 | 0 | 0 | 0 | 0 | 0 | 0 | 0 | 0 | 0 | 0 | 0 | 0 | 0 | 0 | 0 | 0 | 0 | 0 | 0 | 0 | 0 | 0 | 0 | 0 | 0 | 0 | 0 | 0 | 0 | 0 | 0 | 0 | 0 | 0
181 | Total Reserve for Amortization | -3688967.96 | 0 | 0 | 0 | 0 | 0 | 0 | 0 | 0 | 0 | 0 | 0 | 0 | 0 | 0 | 0 | 0 | 0 | 917.04 | 0 | 0 | 0 | 0 | 0 | 0 | 0 | 0 | 0 | 0 | 0 | 0 | 0 | 0 | 0 | 0 | 0 | 0 | 0 | 0 | 0 | 0 | 0 | 0 | 0 | 0 | 0 | 0 | 0 | 0 | 0 | 0 | 0 | 0 | 0 | -3689885 | 0 | 0 | 0
182
183 | Prov-Leased Assets - Capital Leases 1011006 | 0 | 0 | 0 | 0 | 0 | 0 | 0 | 0 | 0 | 0 | 0 | 0 | 0 | 0 | 0 | 0 | 0 | 0 | 0 | 0 | 0 | 0 | 0 | 0 | 0 | 0 | 0 | 0 | 0 | 0 | 0 | 0 | 0 | 0 | 0 | 0 | 0 | 0 | 0 | 0 | 0 | 0 | 0 | 0 | 0 | 0 | 0 | 0 | 0 | 0 | 0 | 0 | 0 | 0 | 0 | 0 | 0 | 0
184 | Total Prov-Leased Assets | 0 | 0 | 0 | 0 | 0 | 0 | 0 | 0 | 0 | 0 | 0 | 0 | 0 | 0 | 0 | 0 | 0 | 0 | 0 | 0 | 0 | 0 | 0 | 0 | 0 | 0 | 0 | 0 | 0 | 0 | 0 | 0 | 0 | 0 | 0 | 0 | 0 | 0 | 0 | 0 | 0 | 0 | 0 | 0 | 0 | 0 | 0 | 0 | 0 | 0 | 0 | 0 | 0 | 0 | 0 | 0 | 0 | 0
185
186 | Total Acc Prov Depreciation and Amortization | -354370732.92 | 0 | 0 | 0 | 0 | 0 | 0 | 0 | 0 | 0 | 0 | 0 | 0 | 0 | 0 | 0 | 0 | 0 | 15976575.08 | 0 | 0 | 0 | 0 | 0 | 0 | 0 | 0 | 0 | 0 | 0 | 0 | 0 | 0 | 0 | 0 | 0 | 0 | 0 | 0 | 0 | 0 | 0 | 0 | 0 | -200045017 | 0 | -2147169.65 | 2147169.65 | 0 | 0 | 0 | 0 | 0 | -166612406 | -3689885 | 0 | 0 | 0
187
188 | Net Electric Plant in Service | -247128108.89 | 0 | 0 | 0 | 0 | 0 | 0 | 0 | 0 | 0 | 0 | 0 | 0 | 0 | 0 | 0 | 0 | 0 | 20826262.54 | 0 | 0 | 0 | 0 | 0 | 0 | 0 | 0 | 0 | 0 | 0 | 0 | 0 | 0 | 0 | 0 | 0 | 0 | 0 | 0 | 0 | 0 | 0 | 0 | 0 | -127654870.43 | 18000000 | 62538198.27 | -62538198.27 | 0 | 0 | 0 | 0 | 0 | -157958343 | -341158 | 0 | 0 | 0
189
190 | Construction Work in Progress - Account 107
191 | Intangible | 0 | 0 | 0 | 0 | 0 | 0 | 0 | 0 | 0 | 0 | 0 | 0 | 0 | 0 | 0 | 0 | 0 | 0 | 0 | 0 | 0 | 0 | 0 | 0 | 0 | 0 | 0 | 0 | 0 | 0 | 0 | 0 | 0 | 0 | 0 | 0 | 0 | 0 | 0 | 0 | 0 | 0 | 0 | 0 | 0 | 0 | 0 | 0 | 0 | 0 | 0 | 0 | 0 | 0 | 0 | 0 | 0 | 0
192 | AFUDC | 0 | 0 | 0 | 0 | 0 | 0 | 0 | 0 | 0 | 0 | 0 | 0 | 0 | 0 | 0 | 0 | 0 | 0 | 0 | 0 | 0 | 0 | 0 | 0 | 0 | 0 | 0 | 0 | 0 | 0 | 0 | 0 | 0 | 0 | 0 | 0 | 0 | 0 | 0 | 0 | 0 | 0 | 0 | 0 | 0 | 0 | 0 | 0 | 0 | 0 | 0 | 0 | 0 | 0 | 0 | 0 | 0 | 0
193 | Total Intangilbe Plant | 0 | 0 | 0 | 0 | 0 | 0 | 0 | 0 | 0 | 0 | 0 | 0 | 0 | 0 | 0 | 0 | 0 | 0 | 0 | 0 | 0 | 0 | 0 | 0 | 0 | 0 | 0 | 0 | 0 | 0 | 0 | 0 | 0 | 0 | 0 | 0 | 0 | 0 | 0 | 0 | 0 | 0 | 0 | 0 | 0 | 0 | 0 | 0 | 0 | 0 | 0 | 0 | 0 | 0 | 0 | 0 | 0 | 0
194
195 | Production | 107260.03 | 0 | 0 | 0 | 0 | 0 | 0 | 0 | 0 | 0 | 0 | 0 | 0 | 0 | 0 | 0 | 0 | 0 | 107260.03 | 0 | 0 | 0 | 0 | 0 | 0 | 0 | 0 | 0 | 0 | 0 | 0 | 0 | 0 | 0 | 0 | 0 | 0 | 0 | 0 | 0 | 0 | 0 | 0 | 0 | 0 | 0 | 0 | 0 | 0 | 0 | 0 | 0 | 0 | 0 | 0 | 0 | 0 | 0
196 | AFUDC | 3472.95 | 0 | 0 | 0 | 0 | 0 | 0 | 0 | 0 | 0 | 0 | 0 | 0 | 0 | 0 | 0 | 0 | 0 | 3472.95 | 0 | 0 | 0 | 0 | 0 | 0 | 0 | 0 | 0 | 0 | 0 | 0 | 0 | 0 | 0 | 0 | 0 | 0 | 0 | 0 | 0 | 0 | 0 | 0 | 0 | 0 | 0 | 0 | 0 | 0 | 0 | 0 | 0 | 0 | 0 | 0 | 0 | 0 | 0
197 | Total Production Plant | 110732.98 | 0 | 0 | 0 | 0 | 0 | 0 | 0 | 0 | 0 | 0 | 0 | 0 | 0 | 0 | 0 | 0 | 0 | 110732.98 | 0 | 0 | 0 | 0 | 0 | 0 | 0 | 0 | 0 | 0 | 0 | 0 | 0 | 0 | 0 | 0 | 0 | 0 | 0 | 0 | 0 | 0 | 0 | 0 | 0 | 0 | 0 | 0 | 0 | 0 | 0 | 0 | 0 | 0 | 0 | 0 | 0 | 0 | 0
198
199 | Transmission | 1459294.11 | 0 | 0 | 0 | 0 | 0 | 0 | 0 | 0 | 0 | 0 | 0 | 0 | 0 | 0 | 0 | 0 | 0 | 1459294.11 | 0 | 0 | 0 | 0 | 0 | 0 | 0 | 0 | 0 | 0 | 0 | 0 | 0 | 0 | 0 | 0 | 0 | 0 | 0 | 0 | 0 | 0 | 0 | 0 | 0 | 0 | 0 | 0 | 0 | 0 | 0 | 0 | 0 | 0 | 0 | 0 | 0 | 0 | 0
200 | AFUDC | 72944.11 | 0 | 0 | 0 | 0 | 0 | 0 | 0 | 0 | 0 | 0 | 0 | 0 | 0 | 0 | 0 | 0 | 0 | 72944.11 | 0 | 0 | 0 | 0 | 0 | 0 | 0 | 0 | 0 | 0 | 0 | 0 | 0 | 0 | 0 | 0 | 0 | 0 | 0 | 0 | 0 | 0 | 0 | 0 | 0 | 0 | 0 | 0 | 0 | 0 | 0 | 0 | 0 | 0 | 0 | 0 | 0 | 0 | 0
201 | Total Transmission Plant | 1532238.22 | 0 | 0 | 0 | 0 | 0 | 0 | 0 | 0 | 0 | 0 | 0 | 0 | 0 | 0 | 0 | 0 | 0 | 1532238.22 | 0 | 0 | 0 | 0 | 0 | 0 | 0 | 0 | 0 | 0 | 0 | 0 | 0 | 0 | 0 | 0 | 0 | 0 | 0 | 0 | 0 | 0 | 0 | 0 | 0 | 0 | 0 | 0 | 0 | 0 | 0 | 0 | 0 | 0 | 0 | 0 | 0 | 0 | 0
202
203 | Distribution | 52843.66 | 0 | 0 | 0 | 0 | 0 | 0 | 0 | 0 | 0 | 0 | 0 | 0 | 0 | 0 | 0 | 0 | 0 | 52843.66 | 0 | 0 | 0 | 0 | 0 | 0 | 0 | 0 | 0 | 0 | 0 | 0 | 0 | 0 | 0 | 0 | 0 | 0 | 0 | 0 | 0 | 0 | 0 | 0 | 0 | 0 | 0 | 0 | 0 | 0 | 0 | 0 | 0 | 0 | 0 | 0 | 0 | 0 | 0
204 | AFUDC | 2098.09 | 0 | 0 | 0 | 0 | 0 | 0 | 0 | 0 | 0 | 0 | 0 | 0 | 0 | 0 | 0 | 0 | 0 | 2098.09 | 0 | 0 | 0 | 0 | 0 | 0 | 0 | 0 | 0 | 0 | 0 | 0 | 0 | 0 | 0 | 0 | 0 | 0 | 0 | 0 | 0 | 0 | 0 | 0 | 0 | 0 | 0 | 0 | 0 | 0 | 0 | 0 | 0 | 0 | 0 | 0 | 0 | 0 | 0
205 | Total Distribution Plant | 54941.75 | 0 | 0 | 0 | 0 | 0 | 0 | 0 | 0 | 0 | 0 | 0 | 0 | 0 | 0 | 0 | 0 | 0 | 54941.75 | 0 | 0 | 0 | 0 | 0 | 0 | 0 | 0 | 0 | 0 | 0 | 0 | 0 | 0 | 0 | 0 | 0 | 0 | 0 | 0 | 0 | 0 | 0 | 0 | 0 | 0 | 0 | 0 | 0 | 0 | 0 | 0 | 0 | 0 | 0 | 0 | 0 | 0 | 0
206
207 | General | 30079.86 | 0 | 0 | 0 | 0 | 0 | 0 | 0 | 0 | 0 | 0 | 0 | 0 | 0 | 0 | 0 | 0 | 0 | 30079.86 | 0 | 0 | 0 | 0 | 0 | 0 | 0 | 0 | 0 | 0 | 0 | 0 | 0 | 0 | 0 | 0 | 0 | 0 | 0 | 0 | 0 | 0 | 0 | 0 | 0 | 0 | 0 | 0 | 0 | 0 | 0 | 0 | 0 | 0 | 0 | 0 | 0 | 0 | 0
208 | AFUDC | 492.88 | 0 | 0 | 0 | 0 | 0 | 0 | 0 | 0 | 0 | 0 | 0 | 0 | 0 | 0 | 0 | 0 | 0 | 492.88 | 0 | 0 | 0 | 0 | 0 | 0 | 0 | 0 | 0 | 0 | 0 | 0 | 0 | 0 | 0 | 0 | 0 | 0 | 0 | 0 | 0 | 0 | 0 | 0 | 0 | 0 | 0 | 0 | 0 | 0 | 0 | 0 | 0 | 0 | 0 | 0 | 0 | 0 | 0
209 | Total General Plant | 30572.74 | 0 | 0 | 0 | 0 | 0 | 0 | 0 | 0 | 0 | 0 | 0 | 0 | 0 | 0 | 0 | 0 | 0 | 30572.74 | 0 | 0 | 0 | 0 | 0 | 0 | 0 | 0 | 0 | 0 | 0 | 0 | 0 | 0 | 0 | 0 | 0 | 0 | 0 | 0 | 0 | 0 | 0 | 0 | 0 | 0 | 0 | 0 | 0 | 0 | 0 | 0 | 0 | 0 | 0 | 0 | 0 | 0 | 0
210
211 | Total Construction Work in Progress | 1728485.69 | 0 | 0 | 0 | 0 | 0 | 0 | 0 | 0 | 0 | 0 | 0 | 0 | 0 | 0 | 0 | 0 | 0 | 1728485.69 | 0 | 0 | 0 | 0 | 0 | 0 | 0 | 0 | 0 | 0 | 0 | 0 | 0 | 0 | 0 | 0 | 0 | 0 | 0 | 0 | 0 | 0 | 0 | 0 | 0 | 0 | 0 | 0 | 0 | 0 | 0 | 0 | 0 | 0 | 0 | 0 | 0 | 0 | 0
212
213 | Plant Held for Future Use - Acct 105
214 | Production | 0 | 0 | 0 | 0 | 0 | 0 | 0 | 0 | 0 | 0 | 0 | 0 | 0 | 0 | 0 | 0 | 0 | 0 | 0 | 0 | 0 | 0 | 0 | 0 | 0 | 0 | 0 | 0 | 0 | 0 | 0 | 0 | 0 | 0 | 0 | 0 | 0 | 0 | 0 | 0 | 0 | 0 | 0 | 0 | 0 | 0 | 0 | 0 | 0 | 0 | 0 | 0 | 0 | 0 | 0 | 0 | 0 | 0
215 | Transmission | 0 | 0 | 0 | 0 | 0 | 0 | 0 | 0 | 0 | 0 | 0 | 0 | 0 | 0 | 0 | 0 | 0 | 0 | 0 | 0 | 0 | 0 | 0 | 0 | 0 | 0 | 0 | 0 | 0 | 0 | 0 | 0 | 0 | 0 | 0 | 0 | 0 | 0 | 0 | 0 | 0 | 0 | 0 | 0 | 0 | 0 | 0 | 0 | 0 | 0 | 0 | 0 | 0 | 0 | 0 | 0 | 0 | 0
216 | Distribution | 801.21 | 0 | 0 | 0 | 0 | 0 | 0 | 0 | 0 | 0 | 0 | 0 | 0 | 0 | 0 | 0 | 0 | 0 | 801.21 | 0 | 0 | 0 | 0 | 0 | 0 | 0 | 0 | 0 | 0 | 0 | 0 | 0 | 0 | 0 | 0 | 0 | 0 | 0 | 0 | 0 | 0 | 0 | 0 | 0 | 0 | 0 | 0 | 0 | 0 | 0 | 0 | 0 | 0 | 0 | 0 | 0 | 0 | 0
217 | General | 0 | 0 | 0 | 0 | 0 | 0 | 0 | 0 | 0 | 0 | 0 | 0 | 0 | 0 | 0 | 0 | 0 | 0 | 0 | 0 | 0 | 0 | 0 | 0 | 0 | 0 | 0 | 0 | 0 | 0 | 0 | 0 | 0 | 0 | 0 | 0 | 0 | 0 | 0 | 0 | 0 | 0 | 0 | 0 | 0 | 0 | 0 | 0 | 0 | 0 | 0 | 0 | 0 | 0 | 0 | 0 | 0 | 0
218 | Total Plant Held for Future Use | 801.21 | 0 | 0 | 0 | 0 | 0 | 0 | 0 | 0 | 0 | 0 | 0 | 0 | 0 | 0 | 0 | 0 | 0 | 801.21 | 0 | 0 | 0 | 0 | 0 | 0 | 0 | 0 | 0 | 0 | 0 | 0 | 0 | 0 | 0 | 0 | 0 | 0 | 0 | 0 | 0 | 0 | 0 | 0 | 0 | 0 | 0 | 0 | 0 | 0 | 0 | 0 | 0 | 0 | 0 | 0 | 0 | 0 | 0
219
220 | Materials & Supplies
221 | Fuel / Allowance Inventory | 953958.04 | 0 | 0 | 0 | 0 | 0 | 0 | 0 | 0 | 0 | 0 | 0 | 0 | 0 | 0 | 0 | 0 | 0 | 953958.04 | 0 | 0 | 0 | 0 | 0 | 0 | 0 | 0 | 0 | 0 | 0 | 0 | 0 | 0 | 0 | 0 | 0 | 0 | 0 | 0 | 0 | 0 | 0 | 0 | 0 | 0 | 0 | 0 | 0 | 0 | 0 | 0 | 0 | 0 | 0 | 0 | 0 | 0 | 0
222 | Production M&S Inventory | 183694.382 | 0 | 0 | 0 | 0 | 0 | 0 | 0 | 0 | 0 | 0 | 0 | 0 | 0 | 0 | 0 | 0 | 0 | 183694.382 | 0 | 0 | 0 | 0 | 0 | 0 | 0 | 0 | 0 | 0 | 0 | 0 | 0 | 0 | 0 | 0 | 0 | 0 | 0 | 0 | 0 | 0 | 0 | 0 | 0 | 0 | 0 | 0 | 0 | 0 | 0 | 0 | 0 | 0 | 0 | 0 | 0 | 0 | 0
223 | Production M&S Inventory | -999098.21 | 0 | 0 | 0 | 0 | 0 | 0 | 0 | 0 | 0 | 0 | 0 | 0 | 0 | 0 | 0 | 0 | 0 | 25961.79 | 0 | 0 | 0 | 0 | 0 | 0 | 0 | 0 | 0 | 0 | 0 | 0 | 0 | 0 | 0 | 0 | 0 | 0 | 0 | 0 | 0 | 0 | 0 | 0 | 0 | 0 | 0 | 0 | 0 | 0 | 0 | 0 | 0 | 0 | -1025060 | 0 | 0 | 0 | 0
224 | Transmission M&S Inventory | 40191.357 | 0 | 0 | 0 | 0 | 0 | 0 | 0 | 0 | 0 | 0 | 0 | 0 | 0 | 0 | 0 | 0 | 0 | 40191.357 | 0 | 0 | 0 | 0 | 0 | 0 | 0 | 0 | 0 | 0 | 0 | 0 | 0 | 0 | 0 | 0 | 0 | 0 | 0 | 0 | 0 | 0 | 0 | 0 | 0 | 0 | 0 | 0 | 0 | 0 | 0 | 0 | 0 | 0 | 0 | 0 | 0 | 0 | 0
225 | Distribution M&S Inventory | 6061.873 | 0 | 0 | 0 | 0 | 0 | 0 | 0 | 0 | 0 | 0 | 0 | 0 | 0 | 0 | 0 | 0 | 0 | 6061.873 | 0 | 0 | 0 | 0 | 0 | 0 | 0 | 0 | 0 | 0 | 0 | 0 | 0 | 0 | 0 | 0 | 0 | 0 | 0 | 0 | 0 | 0 | 0 | 0 | 0 | 0 | 0 | 0 | 0 | 0 | 0 | 0 | 0 | 0 | 0 | 0 | 0 | 0 | 0
226 | Total Materials & Supplies | 184807.442 | 0 | 0 | 0 | 0 | 0 | 0 | 0 | 0 | 0 | 0 | 0 | 0 | 0 | 0 | 0 | 0 | 0 | 1209867.442 | 0 | 0 | 0 | 0 | 0 | 0 | 0 | 0 | 0 | 0 | 0 | 0 | 0 | 0 | 0 | 0 | 0 | 0 | 0 | 0 | 0 | 0 | 0 | 0 | 0 | 0 | 0 | 0 | 0 | 0 | 0 | 0 | 0 | 0 | -1025060 | 0 | 0 | 0 | 0
227
228 | Prepayments
229 | Prepaid Pension Benefit | 0 | 0 | 0 | 0 | 0 | 0 | 0 | 0 | 0 | 0 | 0 | 0 | 0 | 0 | 0 | 0 | 0 | 0 | 0 | 0 | 0 | 0 | 0 | 0 | 0 | 0 | 0 | 0 | 0 | 0 | 0 | 0 | 0 | 0 | 0 | 0 | 0 | 0 | 0 | 0 | 0 | 0 | 0 | 0 | 0 | 0 | 0 | 0 | 0 | 0 | 0 | 0 | 0 | 0 | 0 | 0 | 0 | 0
230 | Prepaid Other | 28641.75 | 0 | 0 | 0 | 0 | 0 | 0 | 0 | 0 | 0 | 0 | 0 | 0 | 0 | 0 | 0 | 0 | 0 | 28641.75 | 0 | 0 | 0 | 0 | 0 | 0 | 0 | 0 | 0 | 0 | 0 | 0 | 0 | 0 | 0 | 0 | 0 | 0 | 0 | 0 | 0 | 0 | 0 | 0 | 0 | 0 | 0 | 0 | 0 | 0 | 0 | 0 | 0 | 0 | 0 | 0 | 0 | 0 | 0
231 | Total Prepayments | 28641.75 | 0 | 0 | 0 | 0 | 0 | 0 | 0 | 0 | 0 | 0 | 0 | 0 | 0 | 0 | 0 | 0 | 0 | 28641.75 | 0 | 0 | 0 | 0 | 0 | 0 | 0 | 0 | 0 | 0 | 0 | 0 | 0 | 0 | 0 | 0 | 0 | 0 | 0 | 0 | 0 | 0 | 0 | 0 | 0 | 0 | 0 | 0 | 0 | 0 | 0 | 0 | 0 | 0 | 0 | 0 | 0 | 0 | 0
232
233
234 | Rate Base Additions (Deductions)
235 | Accumulated Deferred Income Taxes, other than Deferred Fuel | 93977971.0942 | 0 | 0 | 0 | 0 | 0 | 0 | 0 | 0 | 0 | 0 | 0 | 0 | 0 | 0 | 0 | 0 | 0 | -5514295.87 | 0 | 0 | 0 | 0 | 0 | 0 | 0 | 0 | 0 | 0 | 0 | 0 | 0 | 0 | 0 | 0 | 0 | 0 | 0 | 0 | 0 | 0 | 0 | 0 | 0 | 0 | 0 | 0 | 0 | 0 | 0 | 0 | 54614594.9642 | 0 | 44877672 | 0 | 0 | 0 | 0
236 | Unallocated Deferred FIT | 0 | 0 | 0 | 0 | 0 | 0 | 0 | 0 | 0 | 0 | 0 | 0 | 0 | 0 | 0 | 0 | 0 | 0 | 0 | 0 | 0 | 0 | 0 | 0 | 0 | 0 | 0 | 0 | 0 | 0 | 0 | 0 | 0 | 0 | 0 | 0 | 0 | 0 | 0 | 0 | 0 | 0 | 0 | 0 | 0 | 0 | 0 | 0 | 0 | 0 | 0 | 0 | 0 | 0 | 0 | 0 | 0 | 0
237 | Deferred Investment Tax Credit | 0 | 0 | 0 | 0 | 0 | 0 | 0 | 0 | 0 | 0 | 0 | 0 | 0 | 0 | 0 | 0 | 0 | 0 | 0 | 0 | 0 | 0 | 0 | 0 | 0 | 0 | 0 | 0 | 0 | 0 | 0 | 0 | 0 | 0 | 0 | 0 | 0 | 0 | 0 | 0 | 0 | 0 | 0 | 0 | 0 | 0 | 0 | 0 | 0 | 0 | 0 | 0 | 0 | 0 | 0 | 0 | 0 | 0
238 | Special Deposits | 0
239 | Customer Advances | 0 | 0 | 0 | 0 | 0 | 0 | 0 | 0 | 0 | 0 | 0 | 0 | 0 | 0 | 0 | 0 | 0 | 0 | 0 | 0 | 0 | 0 | 0 | 0 | 0 | 0 | 0 | 0 | 0 | 0 | 0 | 0 | 0 | 0 | 0 | 0 | 0 | 0 | 0 | 0 | 0 | 0 | 0 | 0 | 0 | 0 | 0 | 0 | 0 | 0 | 0 | 0 | 0 | 0 | 0 | 0 | 0 | 0
240 | Customer Deposits | 0 | 0 | 0 | 0 | 0 | 0 | 0 | 0 | 0 | 0 | 0 | 0 | 0 | 0 | 0 | 0 | 0 | 0 | 0 | 0 | 0 | 0 | 0 | 0 | 0 | 0 | 0 | 0 | 0 | 0 | 0 | 0 | 0 | 0 | 0 | 0 | 0 | 0 | 0 | 0 | 0 | 0 | 0 | 0 | 0 | 0 | 0 | 0 | 0 | 0 | 0 | 0 | 0 | 0 | 0 | 0 | 0 | 0
241 | Other Rate Base | 10000000 | 0 | 0 | 0 | 0 |  | 0 | 0 | 0 | 0 | 0 | 0 | 0 | 0 | 0 | 0 | 0 | 0 | 0 | 0 | 0 | 0 | 0 | 0 | 0 | 0 | 0 | 0 | 0 | 0 | 0 | 0 | 0 | 0 | 0 | 0 | 0 | 0 | 0 | 0 | 0 | 0 | 0 | 0 | 0 | 0 | 0 | 0 | 10000000 | 0 | 0 | 0 | 0 | 0 | 0 | 0 | 0 | 0
242 | After Tax Effect of ARO | 0 | 0 | 0 | 0 | 0 | 0 | 0 | 0 | 0 | 0 | 0 | 0 | 0 | 0 | 0 | 0 | 0 | 0 | 0 | 0 | 0 | 0 | 0 | 0 | 0 | 0 | 0 | 0 | 0 | 0 | 0 | 0 | 0 | 0 | 0 | 0 | 0 | 0 | 0 | 0 | 0 | 0 | 0 | 0 | 0 | 0 | 0 | 0 | 0 | 0 | 0 | 0 | 0 | 0 | 0 | 0 | 0 | 0
243 | Total Rate Base Deductions | 103977971.0942 | 0 | 0 | 0 | 0 | 0 | 0 | 0 | 0 | 0 | 0 | 0 | 0 | 0 | 0 | 0 | 0 | 0 | -5514295.87 | 0 | 0 | 0 | 0 | 0 | 0 | 0 | 0 | 0 | 0 | 0 | 0 | 0 | 0 | 0 | 0 | 0 | 0 | 0 | 0 | 0 | 0 | 0 | 0 | 0 | 0 | 0 | 0 | 0 | 10000000 | 0 | 0 | 54614594.9642 | 0 | 44877672 | 0 | 0 | 0 | 0
244
245 | Total Rate Base (excluding Cash Working Capital) | -138088477.1438 | 0 | 0 | 0 | 0 | 0 | 0 | 0 | 0 | 0 | 0 | 0 | 0 | 0 | 0 | 0 | 0 | 0 | 20188819.88 | 0 | 0 | 0 | 0 | 0 | 0 | 0 | 0 | 0 | 0 | 0 | 0 | 0 | 0 | 0 | 0 | 0 | 0 | 0 | 0 | 0 | 0 | 0 | 0 | 0 | -127654870.43 | 18000000 | 88971323.61 | -88971323.61 | 10000000 | 0 | 0 | 54614594.9642 | 0 | -113080671 | -341158 | 0 | 0 | 0
246
247
248 | Operating Revenues - Sales of Electricity | -53897239.2408 | 2449583 | -515361.637 | 145034 | 2712449.39 | 33001096.5472 | 0 | -5276.19 | -19703413 | -49418888 | -16771447 | 0 | -628079.1 | -373893.79 | -3776111.9253 | -1012931.5357 | 0 | 0 | 0 | 0 | 0 | 0 | 0 | 0 | 0 | 0 | 0 | 0 | 0 | 0 | 0 | 0 | 0 | 0 | 0 | 0 | 0 | 0 | 0 | 0 | 0 | 0 | 0 | 0 | 0 | 0 | 0 | 0 | 0 | 0 | 0 | 0 | 0 | 0 | 0 | 0 | 0 | 0
249 | Operating Revenues - Wholesale Sales of Electricity | 0 | 0 | 0 | 0 | 0 | 0 | 0 | 0 | 0 | 0 | 0 | 0 | 0 | 0 | 0 | 0 | 0 | 0 | 0 | 0 | 0 | 0 | 0 | 0 | 0 | 0 | 0 | 0 | 0 | 0 | 0 | 0 | 0 | 0 | 0 | 0 | 0 | 0 | 0 | 0 | 0 | 0 | 0 | 0 | 0 | 0 | 0 | 0 | 0 | 0 | 0 | 0 | 0 | 0 | 0 | 0 | 0 | 0
250 | Provision for Rate Refund | 0 | 0 | 0 | 0 | 0 | 0 | 0 | 0 | 0 | 0 | 0 | 0 | 0 | 0 | 0 | 0 | 0 | 0 | 0 | 0 | 0 | 0 | 0 | 0 | 0 | 0 | 0 | 0 | 0 | 0 | 0 | 0 | 0 | 0 | 0 | 0 | 0 | 0 | 0 | 0 | 0 | 0 | 0 | 0 | 0 | 0 | 0 | 0 | 0 | 0 | 0 | 0 | 0 | 0 | 0 | 0 | 0 | 0
251 |  | 0
252 | Non-Firm Sales: | 0
253 | Demand Related | 0 | 0 | 0 | 0 | 0 | 0 | 0 | 0 | 0 | 0 | 0 | 0 | 0 | 0 | 0 | 0 | 0 | 0 | 0 | 0 | 0 | 0 | 0 | 0 | 0 | 0 | 0 | 0 | 0 | 0 | 0 | 0 | 0 | 0 | 0 | 0 | 0 | 0 | 0 | 0 | 0 | 0 | 0 | 0 | 0 | 0 | 0 | 0 | 0 | 0 | 0 | 0 | 0 | 0 | 0 | 0 | 0 | 0
254 | Energy Related | 316449.3136 | 0 | 0 | 0 | 0 | 0 | 0 | 0 | 0 | 0 | 0 | 0 | 0 | 0 | 0 | 0 | 0 | 0 | 316449.3136 | 0 | 0 | 0 | 0 | 0 | 0 | 0 | 0 | 0 | 0 | 0 | 0 | 0 | 0 | 0 | 0 | 0 | 0 | 0 | 0 | 0 | 0 | 0 | 0 | 0 | 0 | 0 | 0 | 0 | 0 | 0 | 0 | 0 | 0 | 0 | 0 | 0 | 0 | 0
255 | Unallocated | 0
256 | Total Non-Firm Sales | 316449.3136 | 0 | 0 | 0 | 0 | 0 | 0 | 0 | 0 | 0 | 0 | 0 | 0 | 0 | 0 | 0 | 0 | 0 | 316449.3136 | 0 | 0 | 0 | 0 | 0 | 0 | 0 | 0 | 0 | 0 | 0 | 0 | 0 | 0 | 0 | 0 | 0 | 0 | 0 | 0 | 0 | 0 | 0 | 0 | 0 | 0 | 0 | 0 | 0 | 0 | 0 | 0 | 0 | 0 | 0 | 0 | 0 | 0 | 0
257
258 | Other Operating Revenues
259 | 450-Forfeited Discounts | 0 | 0 | 0 | 0 | 0 | 0 | 0 | 0 | 0 | 0 | 0 | 0 | 0 | 0 | 0 | 0 | 0 | 0 | 0 | 0 | 0 | 0 | 0 | 0 | 0 | 0 | 0 | 0 | 0 | 0 | 0 | 0 | 0 | 0 | 0 | 0 | 0 | 0 | 0 | 0 | 0 | 0 | 0 | 0 | 0 | 0 | 0 | 0 | 0 | 0 | 0 | 0 | 0 | 0 | 0 | 0 | 0 | 0
260 | 451-Miscellaneous Service Revenues | 643148 | 0 | 0 | 0 | 0 | 0 | 643148 | 0 | 0 | 0 | 0 | 0 | 0 | 0 | 0 | 0 | 0 | 0 | 0 | 0 | 0 | 0 | 0 | 0 | 0 | 0 | 0 | 0 | 0 | 0 | 0 | 0 | 0 | 0 | 0 | 0 | 0 | 0 | 0 | 0 | 0 | 0 | 0 | 0 | 0 | 0 | 0 | 0 | 0 | 0 | 0 | 0 | 0 | 0 | 0 | 0 | 0 | 0
261 | Rent from Electric Property | 0
262 | 4541-Rent-Assoc Cos- Production | 0 | 0 | 0 | 0 | 0 | 0 | 0 | 0 | 0 | 0 | 0 | 0 | 0 | 0 | 0 | 0 | 0 | 0 | 0 | 0 | 0 | 0 | 0 | 0 | 0 | 0 | 0 | 0 | 0 | 0 | 0 | 0 | 0 | 0 | 0 | 0 | 0 | 0 | 0 | 0 | 0 | 0 | 0 | 0 | 0 | 0 | 0 | 0 | 0 | 0 | 0 | 0 | 0 | 0 | 0 | 0 | 0 | 0
263 | 4541-Rent-Assoc Cos- Transmission | 7520.262 | 0 | 0 | 0 | 0 | 0 | 0 | 0 | 0 | 0 | 0 | 0 | 0 | 0 | 0 | 0 | 0 | 0 | 7520.262 | 0 | 0 | 0 | 0 | 0 | 0 | 0 | 0 | 0 | 0 | 0 | 0 | 0 | 0 | 0 | 0 | 0 | 0 | 0 | 0 | 0 | 0 | 0 | 0 | 0 | 0 | 0 | 0 | 0 | 0 | 0 | 0 | 0 | 0 | 0 | 0 | 0 | 0 | 0
264 | 4541-Rent-Assoc Cos- Distribution | 1021.748 | 0 | 0 | 0 | 0 | 0 | 0 | 0 | 0 | 0 | 0 | 0 | 0 | 0 | 0 | 0 | 0 | 0 | 1021.748 | 0 | 0 | 0 | 0 | 0 | 0 | 0 | 0 | 0 | 0 | 0 | 0 | 0 | 0 | 0 | 0 | 0 | 0 | 0 | 0 | 0 | 0 | 0 | 0 | 0 | 0 | 0 | 0 | 0 | 0 | 0 | 0 | 0 | 0 | 0 | 0 | 0 | 0 | 0
265 | 4542-Rent-Non-Assoc Cos- Production | 37348.27 | 0 | 0 | 0 | 0 | 0 | 0 | 0 | 0 | 0 | 0 | 0 | 0 | 0 | 0 | 0 | 0 | 0 | 37348.27 | 0 | 0 | 0 | 0 | 0 | 0 | 0 | 0 | 0 | 0 | 0 | 0 | 0 | 0 | 0 | 0 | 0 | 0 | 0 | 0 | 0 | 0 | 0 | 0 | 0 | 0 | 0 | 0 | 0 | 0 | 0 | 0 | 0 | 0 | 0 | 0 | 0 | 0 | 0
266 | 4542-Rent-Non-Assoc Cos- Transmission | 291 | 0 | 0 | 0 | 0 | 0 | 0 | 0 | 0 | 0 | 0 | 0 | 0 | 0 | 0 | 0 | 0 | 0 | 291 | 0 | 0 | 0 | 0 | 0 | 0 | 0 | 0 | 0 | 0 | 0 | 0 | 0 | 0 | 0 | 0 | 0 | 0 | 0 | 0 | 0 | 0 | 0 | 0 | 0 | 0 | 0 | 0 | 0 | 0 | 0 | 0 | 0 | 0 | 0 | 0 | 0 | 0 | 0
267 | 4542-Rent-Non-Assoc Cos- Distribution | 3 | 0 | 0 | 0 | 0 | 0 | 0 | 0 | 0 | 0 | 0 | 0 | 0 | 0 | 0 | 0 | 0 | 0 | 3 | 0 | 0 | 0 | 0 | 0 | 0 | 0 | 0 | 0 | 0 | 0 | 0 | 0 | 0 | 0 | 0 | 0 | 0 | 0 | 0 | 0 | 0 | 0 | 0 | 0 | 0 | 0 | 0 | 0 | 0 | 0 | 0 | 0 | 0 | 0 | 0 | 0 | 0 | 0
268 | 4540005 Rent from Elec Prop-Pole Attch | -266246.59 | 0 | 0 | 0 | 0 | 0 | 0 | 0 | 0 | 0 | 0 | 0 | 0 | 0 | 0 | 0 | 0 | -271393.99 | 5147.4 | 0 | 0 | 0 | 0 | 0 | 0 | 0 | 0 | 0 | 0 | 0 | 0 | 0 | 0 | 0 | 0 | 0 | 0 | 0 | 0 | 0 | 0 | 0 | 0 | 0 | 0 | 0 | 0 | 0 | 0 | 0 | 0 | 0 | 0 | 0 | 0 | 0 | 0 | 0
269 | 4540004-Rent-Non-Assoc Cos-ABD Distribution | 18 | 0 | 0 | 0 | 0 | 0 | 0 | 0 | 0 | 0 | 0 | 0 | 0 | 0 | 0 | 0 | 0 | 0 | 18 | 0 | 0 | 0 | 0 | 0 | 0 | 0 | 0 | 0 | 0 | 0 | 0 | 0 | 0 | 0 | 0 | 0 | 0 | 0 | 0 | 0 | 0 | 0 | 0 | 0 | 0 | 0 | 0 | 0 | 0 | 0 | 0 | 0 | 0 | 0 | 0 | 0 | 0 | 0
270 | 4540004-Rent-Non-Assoc Cos-ABD Transmission | 0 | 0 | 0 | 0 | 0 | 0 | 0 | 0 | 0 | 0 | 0 | 0 | 0 | 0 | 0 | 0 | 0 | 0 | 0 | 0 | 0 | 0 | 0 | 0 | 0 | 0 | 0 | 0 | 0 | 0 | 0 | 0 | 0 | 0 | 0 | 0 | 0 | 0 | 0 | 0 | 0 | 0 | 0 | 0 | 0 | 0 | 0 | 0 | 0 | 0 | 0 | 0 | 0 | 0 | 0 | 0 | 0 | 0
271 | Total Rent from Electric Property | -220044.31 | 0 | 0 | 0 | 0 | 0 | 0 | 0 | 0 | 0 | 0 | 0 | 0 | 0 | 0 | 0 | 0 | -271393.99 | 51349.68 | 0 | 0 | 0 | 0 | 0 | 0 | 0 | 0 | 0 | 0 | 0 | 0 | 0 | 0 | 0 | 0 | 0 | 0 | 0 | 0 | 0 | 0 | 0 | 0 | 0 | 0 | 0 | 0 | 0 | 0 | 0 | 0 | 0 | 0 | 0 | 0 | 0 | 0 | 0
272
273 | Other Electric Revenues
274 | 456-Other Electric Production | 0 | 0 | 0 | 0 | 0 | 0 | 0 | 0 | 0 | 0 | 0 | 0 | 0 | 0 | 0 | 0 | 0 | 0 | 0 | 0 | 0 | 0 | 0 | 0 | 0 | 0 | 0 | 0 | 0 | 0 | 0 | 0 | 0 | 0 | 0 | 0 | 0 | 0 | 0 | 0 | 0 | 0 | 0 | 0 | 0 | 0 | 0 | 0 | 0 | 0 | 0 | 0 | 0 | 0 | 0 | 0 | 0 | 0
275 | 456-Other Electric Revenues DSM | -573589.96 | 0 | 0 | 0 | 0 | 0 | 0 | 0 | 0 | 0 | 0 | -573589.96 | 0 | 0 | 0 | 0 | 0 | 0 | 0 | 0 | 0 | 0 | 0 | 0 | 0 | 0 | 0 | 0 | 0 | 0 | 0 | 0 | 0 | 0 | 0 | 0 | 0 | 0 | 0 | 0 | 0 | 0 | 0 | 0 | 0 | 0 | 0 | 0 | 0 | 0 | 0 | 0 | 0 | 0 | 0 | 0 | 0 | 0
276 | 456-Other Electric Transmission EKPC | 0 | 0 | 0 | 0 | 0 | 0 | 0 | 0 | 0 | 0 | 0 | 0 | 0 | 0 | 0 | 0 | 0 | 0 | 0 | 0 | 0 | 0 | 0 | 0 | 0 | 0 | 0 | 0 | 0 | 0 | 0 | 0 | 0 | 0 | 0 | 0 | 0 | 0 | 0 | 0 | 0 | 0 | 0 | 0 | 0 | 0 | 0 | 0 | 0 | 0 | 0 | 0 | 0 | 0 | 0 | 0 | 0 | 0
277 | 456-Other Electric LSE Charge - Retail Demand | -4256853 | 0 | 0 | 0 | 0 | 0 | 0 | 0 | 0 | 0 | 0 | 0 | 0 | 0 | 0 | 0 | -4256853 | 0 | 0 | 0 | 0 | 0 | 0 | 0 | 0 | 0 | 0 | 0 | 0 | 0 | 0 | 0 | 0 | 0 | 0 | 0 | 0 | 0 | 0 | 0 | 0 | 0 | 0 | 0 | 0 | 0 | 0 | 0 | 0 | 0 | 0 | 0 | 0 | 0 | 0 | 0 | 0 | 0
278 | 456-Other Electric LSE Charge - Retail Energy | 0 | 0 | 0 | 0 | 0 | 0 | 0 | 0 | 0 | 0 | 0 | 0 | 0 | 0 | 0 | 0 | 0 | 0 | 0 | 0 | 0 | 0 | 0 | 0 | 0 | 0 | 0 | 0 | 0 | 0 | 0 | 0 | 0 | 0 | 0 | 0 | 0 | 0 | 0 | 0 | 0 | 0 | 0 | 0 | 0 | 0 | 0 | 0 | 0 | 0 | 0 | 0 | 0 | 0 | 0 | 0 | 0 | 0
279 | 456-Other Electric TO Revenues | 1465518.64 | 0 | 0 | 0 | 0 | 0 | 0 | 0 | 0 | 0 | 0 | 0 | 0 | 0 | 0 | 0 | 0 | 0 | 1465518.64 | 0 | 0 | 0 | 0 | 0 | 0 | 0 | 0 | 0 | 0 | 0 | 0 | 0 | 0 | 0 | 0 | 0 | 0 | 0 | 0 | 0 | 0 | 0 | 0 | 0 | 0 | 0 | 0 | 0 | 0 | 0 | 0 | 0 | 0 | 0 | 0 | 0 | 0 | 0
280 | 456-Other Electric Non-Juris | 0 | 0 | 0 | 0 | 0 | 0 | 0 | 0 | 0 | 0 | 0 | 0 | 0 | 0 | 0 | 0 | 0 | 0 | 0 | 0 | 0 | 0 | 0 | 0 | 0 | 0 | 0 | 0 | 0 | 0 | 0 | 0 | 0 | 0 | 0 | 0 | 0 | 0 | 0 | 0 | 0 | 0 | 0 | 0 | 0 | 0 | 0 | 0 | 0 | 0 | 0 | 0 | 0 | 0 | 0 | 0 | 0 | 0
281 | 456-Other ElectricTransmission ABD | 1670.83 | 0 | 0 | 0 | 0 | 0 | 0 | 0 | 0 | 0 | 0 | 0 | 0 | 0 | 0 | 0 | 0 | 0 | 1670.83 | 0 | 0 | 0 | 0 | 0 | 0 | 0 | 0 | 0 | 0 | 0 | 0 | 0 | 0 | 0 | 0 | 0 | 0 | 0 | 0 | 0 | 0 | 0 | 0 | 0 | 0 | 0 | 0 | 0 | 0 | 0 | 0 | 0 | 0 | 0 | 0 | 0 | 0 | 0
282 | 456-Other Electric Distribution ABD | 392.31 | 0 | 0 | 0 | 0 | 0 | 0 | 0 | 0 | 0 | 0 | 0 | 0 | 0 | 0 | 0 | 0 | 0 | 392.31 | 0 | 0 | 0 | 0 | 0 | 0 | 0 | 0 | 0 | 0 | 0 | 0 | 0 | 0 | 0 | 0 | 0 | 0 | 0 | 0 | 0 | 0 | 0 | 0 | 0 | 0 | 0 | 0 | 0 | 0 | 0 | 0 | 0 | 0 | 0 | 0 | 0 | 0 | 0
283 | Total Other Electric Revenues | -3362861.18 | 0 | 0 | 0 | 0 | 0 | 0 | 0 | 0 | 0 | 0 | -573589.96 | 0 | 0 | 0 | 0 | -4256853 | 0 | 1467581.78 | 0 | 0 | 0 | 0 | 0 | 0 | 0 | 0 | 0 | 0 | 0 | 0 | 0 | 0 | 0 | 0 | 0 | 0 | 0 | 0 | 0 | 0 | 0 | 0 | 0 | 0 | 0 | 0 | 0 | 0 | 0 | 0 | 0 | 0 | 0 | 0 | 0 | 0 | 0
284
285 | Total Other Operating Revenues | -2939757.49 | 0 | 0 | 0 | 0 | 0 | 643148 | 0 | 0 | 0 | 0 | -573589.96 | 0 | 0 | 0 | 0 | -4256853 | -271393.99 | 1518931.46 | 0 | 0 | 0 | 0 | 0 | 0 | 0 | 0 | 0 | 0 | 0 | 0 | 0 | 0 | 0 | 0 | 0 | 0 | 0 | 0 | 0 | 0 | 0 | 0 | 0 | 0 | 0 | 0 | 0 | 0 | 0 | 0 | 0 | 0 | 0 | 0 | 0 | 0 | 0
286
287 | Total Operating Revenues | -56520547.4172 | 2449583 | -515361.637 | 145034 | 2712449.39 | 33001096.5472 | 643148 | -5276.19 | -19703413 | -49418888 | -16771447 | -573589.96 | -628079.1 | -373893.79 | -3776111.9253 | -1012931.5357 | -4256853 | -271393.99 | 1835380.7736 | 0 | 0 | 0 | 0 | 0 | 0 | 0 | 0 | 0 | 0 | 0 | 0 | 0 | 0 | 0 | 0 | 0 | 0 | 0 | 0 | 0 | 0 | 0 | 0 | 0 | 0 | 0 | 0 | 0 | 0 | 0 | 0 | 0 | 0 | 0 | 0 | 0 | 0 | 0
288
289 | Power Production Expenses
290 | Steam Generation Expenses
291 | 500-Supervision & Engineering | 230517.02 | 0 | 0 | 0 | 0 | 0 | 0 | 0 | 0 | 0 | 0 | 0 | 0 | 0 | 0 | 0 | 0 | 0 | 61128.41 | 0 | 0 | 0 | 0 | 0 | 0 | 2923.01 | 0 | 0 | 0 | 0 | 166465.6 | 0 | 0 | 0 | 0 | 0 | 0 | 0 | 0 | 0 | 0 | 0 | 0 | 0 | 0 | 0 | 0 | 0 | 0 | 0 | 0 | 0 | 0 | 0 | 0 | 0 | 0 | 0
292 | 501-Fuel Delivered and Consumed | 3225138.01 | 0 | 0 | 0 | 0 | 0 | 0 | -7671.09 | 0 | 0 | 0 | 0 | 0 | 0 | 0 | 0 | 0 | 0 | 1679181.16 | 0 | 0 | 0 | 0 | 0 | 0 | 0 | 0 | 0 | 0 | 0 | 341430.29 | 0 | 0 | 0 | 0 | 0 | 0 | 0 | 0 | 0 | 1212197.65 | 0 | 0 | 0 | 0 | 0 | 0 | 0 | 0 | 0 | 0 | 0 | 0 | 0 | 0 | 0 | 0 | 0
293 | 501-Gas Reservation Fee | 121623.54 | 0 | 0 | 0 | 0 | 0 | 0 | 0 | 0 | 0 | 0 | 0 | 0 | 0 | 0 | 0 | 0 | 0 | 121623.54 | 0 | 0 | 0 | 0 | 0 | 0 | 0 | 0 | 0 | 0 | 0 | 0 | 0 | 0 | 0 | 0 | 0 | 0 | 0 | 0 | 0 | 0 | 0 | 0 | 0 | 0 | 0 | 0 | 0 | 0 | 0 | 0 | 0 | 0 | 0 | 0 | 0 | 0 | 0
294 | 501-Fuel Other | 122617.91 | 0 | 0 | 0 | 0 | 0 | 0 | 0 | 0 | 0 | 0 | 0 | 0 | 0 | 0 | 0 | 0 | 0 | 55937.91 | 66680 | 0 | 0 | 0 | 0 | 0 | 0 | 0 | 0 | 0 | 0 | 0 | 0 | 0 | 0 | 0 | 0 | 0 | 0 | 0 | 0 | 0 | 0 | 0 | 0 | 0 | 0 | 0 | 0 | 0 | 0 | 0 | 0 | 0 | 0 | 0 | 0 | 0 | 0
295 | 5010005-Def Fuel | -42632032.02 | 0 | 0 | 0 | 0 | 0 | 0 | 0 | 0 | -42632032 | 0 | 0 | 0 | 0 | 0 | 0 | 0 | 0 | -0.02 | 0 | 0 | 0 | 0 | 0 | 0 | 0 | 0 | 0 | 0 | 0 | 0 | 0 | 0 | 0 | 0 | 0 | 0 | 0 | 0 | 0 | 0 | 0 | 0 | 0 | 0 | 0 | 0 | 0 | 0 | 0 | 0 | 0 | 0 | 0 | 0 | 0 | 0 | 0
296 | 502-Steam / Consumables | -2006996.53 | 0 | 0 | 0 | 0 | 0 | 0 | 0 | 0 | 0 | 0 | 0 | 0 | 0 | 0 | 0 | 0 | 0 | 73537.17 | -2274682 | 0 | 0 | 0 | 0 | 0 | 0 | 0 | 0 | 0 | 0 | 194148.3 | 0 | 0 | 0 | 0 | 0 | 0 | 0 | 0 | 0 | 0 | 0 | 0 | 0 | 0 | 0 | 0 | 0 | 0 | 0 | 0 | 0 | 0 | 0 | 0 | 0 | 0 | 0
297 | 503-Steam other Sources | 0 | 0 | 0 | 0 | 0 | 0 | 0 | 0 | 0 | 0 | 0 | 0 | 0 | 0 | 0 | 0 | 0 | 0 | 0 | 0 | 0 | 0 | 0 | 0 | 0 | 0 | 0 | 0 | 0 | 0 | 0 | 0 | 0 | 0 | 0 | 0 | 0 | 0 | 0 | 0 | 0 | 0 | 0 | 0 | 0 | 0 | 0 | 0 | 0 | 0 | 0 | 0 | 0 | 0 | 0 | 0 | 0 | 0
298 | 504-Steam Transferred Credit | 0 | 0 | 0 | 0 | 0 | 0 | 0 | 0 | 0 | 0 | 0 | 0 | 0 | 0 | 0 | 0 | 0 | 0 | 0 | 0 | 0 | 0 | 0 | 0 | 0 | 0 | 0 | 0 | 0 | 0 | 0 | 0 | 0 | 0 | 0 | 0 | 0 | 0 | 0 | 0 | 0 | 0 | 0 | 0 | 0 | 0 | 0 | 0 | 0 | 0 | 0 | 0 | 0 | 0 | 0 | 0 | 0 | 0
299 | 505-Electric | 7562.43 | 0 | 0 | 0 | 0 | 0 | 0 | 0 | 0 | 0 | 0 | 0 | 0 | 0 | 0 | 0 | 0 | 0 | 833.22 | 0 | 0 | 0 | 0 | 0 | 0 | 0 | 0 | 0 | 0 | 0 | 6729.21 | 0 | 0 | 0 | 0 | 0 | 0 | 0 | 0 | 0 | 0 | 0 | 0 | 0 | 0 | 0 | 0 | 0 | 0 | 0 | 0 | 0 | 0 | 0 | 0 | 0 | 0 | 0
300 | 506-Misc. Steam Power Expenses | -452844.99 | 0 | 0 | 0 | 0 | 0 | 0 | 0 | 0 | 0 | 0 | 0 | 0 | 0 | 0 | 0 | 0 | 0 | 91164.74 | 0 | 0 | 0 | 0 | 0 | 0 | 4370.91 | 0 | 0 | 0 | -741761 | 193380.36 | 0 | 0 | 0 | 0 | 0 | 0 | 0 | 0 | 0 | 0 | 0 | 0 | 0 | 0 | 0 | 0 | 0 | 0 | 0 | 0 | 0 | 0 | 0 | 0 | 0 | 0 | 0
301 | 507-Rents | 14.85 | 0 | 0 | 0 | 0 | 0 | 0 | 0 | 0 | 0 | 0 | 0 | 0 | 0 | 0 | 0 | 0 | 0 | 14.85 | 0 | 0 | 0 | 0 | 0 | 0 | 0 | 0 | 0 | 0 | 0 | 0 | 0 | 0 | 0 | 0 | 0 | 0 | 0 | 0 | 0 | 0 | 0 | 0 | 0 | 0 | 0 | 0 | 0 | 0 | 0 | 0 | 0 | 0 | 0 | 0 | 0 | 0 | 0
302 | 508-IPP Operations | 0 | 0 | 0 | 0 | 0 | 0 | 0 | 0 | 0 | 0 | 0 | 0 | 0 | 0 | 0 | 0 | 0 | 0 | 0 | 0 | 0 | 0 | 0 | 0 | 0 | 0 | 0 | 0 | 0 | 0 | 0 | 0 | 0 | 0 | 0 | 0 | 0 | 0 | 0 | 0 | 0 | 0 | 0 | 0 | 0 | 0 | 0 | 0 | 0 | 0 | 0 | 0 | 0 | 0 | 0 | 0 | 0 | 0
303 | 509-Allowances | 1117.01 | 0 | 0 | 0 | 0 | 0 | 0 | 0 | 0 | 0 | 0 | 0 | 0 | 0 | 0 | 0 | 0 | 0 | 1117.01 | 0 | 0 | 0 | 0 | 0 | 0 | 0 | 0 | 0 | 0 | 0 | 0 | 0 | 0 | 0 | 0 | 0 | 0 | 0 | 0 | 0 | 0 | 0 | 0 | 0 | 0 | 0 | 0 | 0 | 0 | 0 | 0 | 0 | 0 | 0 | 0 | 0 | 0 | 0
304 | Total Steam Operation | -41383282.77 | 0 | 0 | 0 | 0 | 0 | 0 | -7671.09 | 0 | -42632032 | 0 | 0 | 0 | 0 | 0 | 0 | 0 | 0 | 2084537.99 | -2208002 | 0 | 0 | 0 | 0 | 0 | 7293.92 | 0 | 0 | 0 | -741761 | 902153.76 | 0 | 0 | 0 | 0 | 0 | 0 | 0 | 0 | 0 | 1212197.65 | 0 | 0 | 0 | 0 | 0 | 0 | 0 | 0 | 0 | 0 | 0 | 0 | 0 | 0 | 0 | 0 | 0
305
306 | 510-Supervision & Engineering | 167438.48 | 0 | 0 | 0 | 0 | 0 | 0 | 0 | 0 | 0 | 0 | 0 | 0 | 0 | 0 | 0 | 0 | 0 | 20293.19 | 0 | 0 | 0 | 0 | 0 | 0 | 1363.36 | 0 | 0 | 0 | 0 | 145781.93 | 0 | 0 | 0 | 0 | 0 | 0 | 0 | 0 | 0 | 0 | 0 | 0 | 0 | 0 | 0 | 0 | 0 | 0 | 0 | 0 | 0 | 0 | 0 | 0 | 0 | 0 | 0
307 | 511-Structures | 46567.04 | 0 | 0 | 0 | 0 | 0 | 0 | 0 | 0 | 0 | 0 | 0 | 0 | 0 | 0 | 0 | 0 | 0 | 29840.41 | 0 | 0 | 0 | 0 | 0 | 0 | 43.82 | 0 | 0 | 0 | 0 | 16682.81 | 0 | 0 | 0 | 0 | 0 | 0 | 0 | 0 | 0 | 0 | 0 | 0 | 0 | 0 | 0 | 0 | 0 | 0 | 0 | 0 | 0 | 0 | 0 | 0 | 0 | 0 | 0
308 | 512-Boiler Plant | -896434.08 | 0 | 0 | 0 | 0 | 0 | 0 | 7671.09 | 0 | 0 | 0 | 0 | 0 | 0 | 0 | 0 | 0 | 0 | 213192.07 | -1333347 | 0 | 0 | 0 | 0 | 0 | -49.51 | 0 | 0 | 0 | 0 | 216099.27 | 0 | 0 | 0 | 0 | 0 | 0 | 0 | 0 | 0 | 0 | 0 | 0 | 0 | 0 | 0 | 0 | 0 | 0 | 0 | 0 | 0 | 0 | 0 | 0 | 0 | 0 | 0
309 | 513-Electric Plant | 155546.83 | 0 | 0 | 0 | 0 | 0 | 0 | 0 | 0 | 0 | 0 | 0 | 0 | 0 | 0 | 0 | 0 | 0 | 65713.99 | 0 | 0 | 0 | 0 | 0 | 0 | -4.44 | 0 | 0 | 0 | 0 | 89837.28 | 0 | 0 | 0 | 0 | 0 | 0 | 0 | 0 | 0 | 0 | 0 | 0 | 0 | 0 | 0 | 0 | 0 | 0 | 0 | 0 | 0 | 0 | 0 | 0 | 0 | 0 | 0
310 | 514-Misc Steam Plant | 39187.07 | 0 | 0 | 0 | 0 | 0 | 0 | 0 | 0 | 0 | 0 | 0 | 0 | 0 | 0 | 0 | 0 | 0 | 21104.23 | 0 | 0 | 0 | 0 | 0 | 0 | 53.88 | 0 | 0 | 0 | 0 | 18028.96 | 0 | 0 | 0 | 0 | 0 | 0 | 0 | 0 | 0 | 0 | 0 | 0 | 0 | 0 | 0 | 0 | 0 | 0 | 0 | 0 | 0 | 0 | 0 | 0 | 0 | 0 | 0
311 | Total Steam Maintenance | -487694.66 | 0 | 0 | 0 | 0 | 0 | 0 | 7671.09 | 0 | 0 | 0 | 0 | 0 | 0 | 0 | 0 | 0 | 0 | 350143.89 | -1333347 | 0 | 0 | 0 | 0 | 0 | 1407.11 | 0 | 0 | 0 | 0 | 486430.25 | 0 | 0 | 0 | 0 | 0 | 0 | 0 | 0 | 0 | 0 | 0 | 0 | 0 | 0 | 0 | 0 | 0 | 0 | 0 | 0 | 0 | 0 | 0 | 0 | 0 | 0 | 0
312
313 | Total Steam Generation Expense | -41870977.43 | 0 | 0 | 0 | 0 | 0 | 0 | 0 | 0 | -42632032 | 0 | 0 | 0 | 0 | 0 | 0 | 0 | 0 | 2434681.88 | -3541349 | 0 | 0 | 0 | 0 | 0 | 8701.03 | 0 | 0 | 0 | -741761 | 1388584.01 | 0 | 0 | 0 | 0 | 0 | 0 | 0 | 0 | 0 | 1212197.65 | 0 | 0 | 0 | 0 | 0 | 0 | 0 | 0 | 0 | 0 | 0 | 0 | 0 | 0 | 0 | 0 | 0
314
315 | Other Power Supply Expense
316 | 549&550-Misc Other Power Generation Expense | 0 | 18: 0
317 | 555-Purchased Power Expense Demand | -1919782.4796 | 0 | 0 | 0 | 0 | 0 | 0 | 0 | 0 | 0 | 0 | 0 | 0 | 0 | -1596917.7332 | -428368.7464 | 0 | 0 | 105504 | 0 | 0 | 0 | 0 | 0 | 0 | 0 | 0 | 0 | 0 | 0 | 0 | 0 | 0 | 0 | 0 | 0 | 0 | 0 | 0 | 0 | 0 | 0 | 0 | 0 | 0 | 0 | 0 | 0 | 0 | 0 | 0 | 0 | 0 | 0 | 0 | 0 | 0 | 0
318 | 555-Purchased Power Expense Energy | 2368029.99 | 0 | 0 | 0 | 0 | 0 | 0 | 0 | 0 | 0 | 611599 | 0 | 0 | 0 | 0 | 0 | 0 | 0 | 1756430.99 | 0 | 0 | 0 | 0 | 0 | 0 | 0 | 0 | 0 | 0 | 0 | 0 | 0 | 0 | 0 | 0 | 0 | 0 | 0 | 0 | 0 | 0 | 0 | 0 | 0 | 0 | 0 | 0 | 0 | 0 | 0 | 0 | 0 | 0 | 0 | 0 | 0 | 0 | 0
319 | 556-Sys Control & Load Dispatching | 949.1 | 0 | 0 | 0 | 0 | 0 | 0 | 0 | 0 | 0 | 0 | 0 | 0 | 0 | 0 | 0 | 0 | 0 | 949.1 | 0 | 0 | 0 | 0 | 0 | 0 | 0 | 0 | 0 | 0 | 0 | 0 | 0 | 0 | 0 | 0 | 0 | 0 | 0 | 0 | 0 | 0 | 0 | 0 | 0 | 0 | 0 | 0 | 0 | 0 | 0 | 0 | 0 | 0 | 0 | 0 | 0 | 0 | 0
320 | 557- Other Expenses | 11903.86 | 0 | 0 | 0 | 0 | 0 | 0 | 0 | 0 | 0 | 0 | 0 | 0 | 0 | 0 | 0 | 0 | 0 | 11903.86 | 0 | 0 | 0 | 0 | 0 | 0 | 0 | 0 | 0 | 0 | 0 | 0 | 0 | 0 | 0 | 0 | 0 | 0 | 0 | 0 | 0 | 0 | 0 | 0 | 0 | 0 | 0 | 0 | 0 | 0 | 0 | 0 | 0 | 0 | 0 | 0 | 0 | 0 | 0
321 | Total Other Power Supply Expense | 461100.4704 | 0 | 0 | 0 | 0 | 0 | 0 | 0 | 0 | 0 | 611599 | 0 | 0 | 0 | -1596917.7332 | -428368.7464 | 0 | 0 | 1874787.95 | 0 | 0 | 0 | 0 | 0 | 0 | 0 | 0 | 0 | 0 | 0 | 0 | 0 | 0 | 0 | 0 | 0 | 0 | 0 | 0 | 0 | 0 | 0 | 0 | 0 | 0 | 0 | 0 | 0 | 0 | 0 | 0 | 0 | 0 | 0 | 0 | 0 | 0 | 0
322
323 | 558-Solar and Wind Expense | 43.7 | 0 | 0 | 0 | 0 | 0 | 0 | 0 | 0 | 0 | 0 | 0 | 0 | 0 | 0 | 0 | 0 | 0 | 43.7 | 0 | 0 | 0 | 0 | 0 | 0 | 0 | 0 | 0 | 0 | 0 | 0 | 0 | 0 | 0 | 0 | 0 | 0 | 0 | 0 | 0 | 0 | 0 | 0 | 0 | 0 | 0 | 0 | 0 | 0 | 0 | 0 | 0 | 0 | 0 | 0 | 0 | 0 | 0
324 | Total Solar and Wind Expense | 43.7 | 0 | 0 | 0 | 0 | 0 | 0 | 0 | 0 | 0 | 0 | 0 | 0 | 0 | 0 | 0 | 0 | 0 | 43.7 | 0 | 0 | 0 | 0 | 0 | 0 | 0 | 0 | 0 | 0 | 0 | 0 | 0 | 0 | 0 | 0 | 0 | 0 | 0 | 0 | 0 | 0 | 0 | 0 | 0 | 0 | 0 | 0 | 0 | 0 | 0 | 0 | 0 | 0 | 0 | 0 | 0 | 0 | 0
325
326 | Total Production O&M Expense | -41409833.2596 | 0 | 0 | 0 | 0 | 0 | 0 | 0 | 0 | -42632032 | 611599 | 0 | 0 | 0 | -1596917.7332 | -428368.7464 | 0 | 0 | 4309513.53 | -3541349 | 0 | 0 | 0 | 0 | 0 | 8701.03 | 0 | 0 | 0 | -741761 | 1388584.01 | 0 | 0 | 0 | 0 | 0 | 0 | 0 | 0 | 0 | 1212197.65 | 0 | 0 | 0 | 0 | 0 | 0 | 0 | 0 | 0 | 0 | 0 | 0 | 0 | 0 | 0 | 0 | 0
327
328 | Transmission Expense
329 | 560-Supervision & Engineering | 29211.87 | 0 | 0 | 0 | 0 | 0 | 0 | 0 | 0 | 0 | 0 | 0 | 0 | 0 | 0 | 0 | 0 | 0 | 30263.06 | 0 | 0 | 0 | 0 | 0 | 0 | 0 | 0 | 0 | 0 | 0 | -1051.19 | 0 | 0 | 0 | 0 | 0 | 0 | 0 | 0 | 0 | 0 | 0 | 0 | 0 | 0 | 0 | 0 | 0 | 0 | 0 | 0 | 0 | 0 | 0 | 0 | 0 | 0 | 0
330 | 561-Load Dispatching | 8761.72 | 0 | 0 | 0 | 0 | 0 | 0 | 0 | 0 | 0 | 0 | 0 | 0 | 0 | 0 | 0 | 0 | 0 | 8761.72 | 0 | 0 | 0 | 0 | 0 | 0 | 0 | 0 | 0 | 0 | 0 | 0 | 0 | 0 | 0 | 0 | 0 | 0 | 0 | 0 | 0 | 0 | 0 | 0 | 0 | 0 | 0 | 0 | 0 | 0 | 0 | 0 | 0 | 0 | 0 | 0 | 0 | 0 | 0
331 | 561-Load Dispatching-PJM | 27438.49 | 18: 27438.49
331 | 562-Station Equipment | 3667.76 | 0 | 0 | 0 | 0 | 0 | 0 | 0 | 0 | 0 | 0 | 0 | 0 | 0 | 0 | 0 | 0 | 0 | 3667.76 | 0 | 0 | 0 | 0 | 0 | 0 | 0 | 0 | 0 | 0 | 0 | 0 | 0 | 0 | 0 | 0 | 0 | 0 | 0 | 0 | 0 | 0 | 0 | 0 | 0 | 0 | 0 | 0 | 0 | 0 | 0 | 0 | 0 | 0 | 0 | 0 | 0 | 0 | 0
332 | 563-Overhead Lines | 327.99 | 0 | 0 | 0 | 0 | 0 | 0 | 0 | 0 | 0 | 0 | 0 | 0 | 0 | 0 | 0 | 0 | 0 | 327.99 | 0 | 0 | 0 | 0 | 0 | 0 | 0 | 0 | 0 | 0 | 0 | 0 | 0 | 0 | 0 | 0 | 0 | 0 | 0 | 0 | 0 | 0 | 0 | 0 | 0 | 0 | 0 | 0 | 0 | 0 | 0 | 0 | 0 | 0 | 0 | 0 | 0 | 0 | 0
333 | 564-Underground Lines | -0.15 | 0 | 0 | 0 | 0 | 0 | 0 | 0 | 0 | 0 | 0 | 0 | 0 | 0 | 0 | 0 | 0 | 0 | -0.15 | 0 | 0 | 0 | 0 | 0 | 0 | 0 | 0 | 0 | 0 | 0 | 0 | 0 | 0 | 0 | 0 | 0 | 0 | 0 | 0 | 0 | 0 | 0 | 0 | 0 | 0 | 0 | 0 | 0 | 0 | 0 | 0 | 0 | 0 | 0 | 0 | 0 | 0 | 0
334 | 565 LSE Transmission Purchases - Retail Demand | 5725019.82 | 0 | 0 | 0 | 0 | 0 | 0 | 0 | 0 | 0 | 0 | 0 | 0 | 0 | 0 | 0 | 5725020 | 0 | -0.18 | 0 | 0 | 0 | 0 | 0 | 0 | 0 | 0 | 0 | 0 | 0 | 0 | 0 | 0 | 0 | 0 | 0 | 0 | 0 | 0 | 0 | 0 | 0 | 0 | 0 | 0 | 0 | 0 | 0 | 0 | 0 | 0 | 0 | 0 | 0 | 0 | 0 | 0 | 0
335 | 565 LSE Transmission Purchases - Retail Energy | 0.17 | 0 | 0 | 0 | 0 | 0 | 0 | 0 | 0 | 0 | 0 | 0 | 0 | 0 | 0 | 0 | 0 | 0 | 0.17 | 0 | 0 | 0 | 0 | 0 | 0 | 0 | 0 | 0 | 0 | 0 | 0 | 0 | 0 | 0 | 0 | 0 | 0 | 0 | 0 | 0 | 0 | 0 | 0 | 0 | 0 | 0 | 0 | 0 | 0 | 0 | 0 | 0 | 0 | 0 | 0 | 0 | 0 | 0
336 | 565 Transmission by Others | 1479 | 0 | 0 | 0 | 0 | 0 | 0 | 0 | 0 | 0 | 0 | 0 | 0 | 0 | 0 | 0 | 0 | 0 | 1479 | 0 | 0 | 0 | 0 | 0 | 0 | 0 | 0 | 0 | 0 | 0 | 0 | 0 | 0 | 0 | 0 | 0 | 0 | 0 | 0 | 0 | 0 | 0 | 0 | 0 | 0 | 0 | 0 | 0 | 0 | 0 | 0 | 0 | 0 | 0 | 0 | 0 | 0 | 0
337 | 565 Transmission Purchases - Non-Juris | 0 | 0 | 0 | 0 | 0 | 0 | 0 | 0 | 0 | 0 | 0 | 0 | 0 | 0 | 0 | 0 | 0 | 0 | 0 | 0 | 0 | 0 | 0 | 0 | 0 | 0 | 0 | 0 | 0 | 0 | 0 | 0 | 0 | 0 | 0 | 0 | 0 | 0 | 0 | 0 | 0 | 0 | 0 | 0 | 0 | 0 | 0 | 0 | 0 | 0 | 0 | 0 | 0 | 0 | 0 | 0 | 0 | 0
338 | 566-Misc Transmission | -4154449.85 | 0 | 0 | 0 | 0 | 0 | 0 | 0 | 0 | 0 | -4174374.15 | 0 | 0 | 0 | 0 | 0 | 0 | 0 | 16590.75 | 0 | 0 | 0 | 0 | 0 | 0 | 0 | 0 | 0 | 0 | 0 | 3333.55 | 0 | 0 | 0 | 0 | 0 | 0 | 0 | 0 | 0 | 0 | 0 | 0 | 0 | 0 | 0 | 0 | 0 | 0 | 0 | 0 | 0 | 0 | 0 | 0 | 0 | 0 | 0
339 | 567-Rents | 4 | 0 | 0 | 0 | 0 | 0 | 0 | 0 | 0 | 0 | 0 | 0 | 0 | 0 | 0 | 0 | 0 | 0 | 4 | 0 | 0 | 0 | 0 | 0 | 0 | 0 | 0 | 0 | 0 | 0 | 0 | 0 | 0 | 0 | 0 | 0 | 0 | 0 | 0 | 0 | 0 | 0 | 0 | 0 | 0 | 0 | 0 | 0 | 0 | 0 | 0 | 0 | 0 | 0 | 0 | 0 | 0 | 0
340 | Total Transmission Operation Expense | 1641460.82 | 0 | 0 | 0 | 0 | 0 | 0 | 0 | 0 | 0 | -4174374.15 | 0 | 0 | 0 | 0 | 0 | 5725020 | 0 | 88532.61 | 0 | 0 | 0 | 0 | 0 | 0 | 0 | 0 | 0 | 0 | 0 | 2282.36 | 0 | 0 | 0 | 0 | 0 | 0 | 0 | 0 | 0 | 0 | 0 | 0 | 0 | 0 | 0 | 0 | 0 | 0 | 0 | 0 | 0 | 0 | 0 | 0 | 0 | 0 | 0
341
342 | Transmission Maintenance
343 | 568-Supervision & Engineering | 224.86 | 0 | 0 | 0 | 0 | 0 | 0 | 0 | 0 | 0 | 0 | 0 | 0 | 0 | 0 | 0 | 0 | 0 | 224.86 | 0 | 0 | 0 | 0 | 0 | 0 | 0 | 0 | 0 | 0 | 0 | 0 | 0 | 0 | 0 | 0 | 0 | 0 | 0 | 0 | 0 | 0 | 0 | 0 | 0 | 0 | 0 | 0 | 0 | 0 | 0 | 0 | 0 | 0 | 0 | 0 | 0 | 0 | 0
344 | 569-Structures | 3352.62 | 0 | 0 | 0 | 0 | 0 | 0 | 0 | 0 | 0 | 0 | 0 | 0 | 0 | 0 | 0 | 0 | 0 | 3352.62 | 0 | 0 | 0 | 0 | 0 | 0 | 0 | 0 | 0 | 0 | 0 | 0 | 0 | 0 | 0 | 0 | 0 | 0 | 0 | 0 | 0 | 0 | 0 | 0 | 0 | 0 | 0 | 0 | 0 | 0 | 0 | 0 | 0 | 0 | 0 | 0 | 0 | 0 | 0
345 | 570-Station Equipment | 7705.12 | 0 | 0 | 0 | 0 | 0 | 0 | 0 | 0 | 0 | 0 | 0 | 0 | 0 | 0 | 0 | 0 | 0 | 7705.12 | 0 | 0 | 0 | 0 | 0 | 0 | 0 | 0 | 0 | 0 | 0 | 0 | 0 | 0 | 0 | 0 | 0 | 0 | 0 | 0 | 0 | 0 | 0 | 0 | 0 | 0 | 0 | 0 | 0 | 0 | 0 | 0 | 0 | 0 | 0 | 0 | 0 | 0 | 0
346 | 571-Overhead Lines | 88581.91 | 0 | 0 | 0 | 0 | 0 | 0 | 0 | 0 | 0 | 0 | 0 | 0 | 0 | 0 | 0 | 0 | 0 | 88161.38 | 0 | 0 | 0 | 0 | 0 | 0 | -87.77 | 0 | 0 | 0 | 0 | 508.3 | 0 | 0 | 0 | 0 | 0 | 0 | 0 | 0 | 0 | 0 | 0 | 0 | 0 | 0 | 0 | 0 | 0 | 0 | 0 | 0 | 0 | 0 | 0 | 0 | 0 | 0 | 0
347 | 572-Underground Lines | 2.14 | 0 | 0 | 0 | 0 | 0 | 0 | 0 | 0 | 0 | 0 | 0 | 0 | 0 | 0 | 0 | 0 | 0 | 2.14 | 0 | 0 | 0 | 0 | 0 | 0 | 0 | 0 | 0 | 0 | 0 | 0 | 0 | 0 | 0 | 0 | 0 | 0 | 0 | 0 | 0 | 0 | 0 | 0 | 0 | 0 | 0 | 0 | 0 | 0 | 0 | 0 | 0 | 0 | 0 | 0 | 0 | 0 | 0
348 | 573-Misc Transmission Expenses | 138.28 | 0 | 0 | 0 | 0 | 0 | 0 | 0 | 0 | 0 | 0 | 0 | 0 | 0 | 0 | 0 | 0 | 0 | 138.28 | 0 | 0 | 0 | 0 | 0 | 0 | 0 | 0 | 0 | 0 | 0 | 0 | 0 | 0 | 0 | 0 | 0 | 0 | 0 | 0 | 0 | 0 | 0 | 0 | 0 | 0 | 0 | 0 | 0 | 0 | 0 | 0 | 0 | 0 | 0 | 0 | 0 | 0 | 0
349 | 575- PJM Admin | 20986.02 | 0 | 0 | 0 | 0 | 0 | 0 | 0 | 0 | 0 | 0 | 0 | 0 | 0 | 0 | 0 | 0 | 0 | 20986.02 | 0 | 0 | 0 | 0 | 0 | 0 | 0 | 0 | 0 | 0 | 0 | 0 | 0 | 0 | 0 | 0 | 0 | 0 | 0 | 0 | 0 | 0 | 0 | 0 | 0 | 0 | 0 | 0 | 0 | 0 | 0 | 0 | 0 | 0 | 0 | 0 | 0 | 0 | 0
350 | Total Transmission Maintenance Expense | 120990.95 | 0 | 0 | 0 | 0 | 0 | 0 | 0 | 0 | 0 | 0 | 0 | 0 | 0 | 0 | 0 | 0 | 0 | 120570.42 | 0 | 0 | 0 | 0 | 0 | 0 | -87.77 | 0 | 0 | 0 | 0 | 508.3 | 0 | 0 | 0 | 0 | 0 | 0 | 0 | 0 | 0 | 0 | 0 | 0 | 0 | 0 | 0 | 0 | 0 | 0 | 0 | 0 | 0 | 0 | 0 | 0 | 0 | 0 | 0
351
352 | Total Transmission O&M Expense | 1762451.77 | 0 | 0 | 0 | 0 | 0 | 0 | 0 | 0 | 0 | -4174374.15 | 0 | 0 | 0 | 0 | 0 | 5725020 | 0 | 209103.03 | 0 | 0 | 0 | 0 | 0 | 0 | -87.77 | 0 | 0 | 0 | 0 | 2790.66 | 0 | 0 | 0 | 0 | 0 | 0 | 0 | 0 | 0 | 0 | 0 | 0 | 0 | 0 | 0 | 0 | 0 | 0 | 0 | 0 | 0 | 0 | 0 | 0 | 0 | 0 | 0
353
354 | Distribution Expense
355 | 580-Supervision & Engineering | 29762.21 | 0 | 0 | 0 | 0 | 0 | 0 | 0 | 0 | 0 | 0 | 0 | 0 | 0 | 0 | 0 | 0 | 0 | 1452.18 | 0 | 0 | 0 | 0 | 0 | 0 | 153.41 | 0 | 0 | 0 | 0 | 28156.62 | 0 | 0 | 0 | 0 | 0 | 0 | 0 | 0 | 0 | 0 | 0 | 0 | 0 | 0 | 0 | 0 | 0 | 0 | 0 | 0 | 0 | 0 | 0 | 0 | 0 | 0 | 0
356 | 581-Load Dispatching | 2.72 | 0 | 0 | 0 | 0 | 0 | 0 | 0 | 0 | 0 | 0 | 0 | 0 | 0 | 0 | 0 | 0 | 0 | 2.72 | 0 | 0 | 0 | 0 | 0 | 0 | 0 | 0 | 0 | 0 | 0 | 0 | 0 | 0 | 0 | 0 | 0 | 0 | 0 | 0 | 0 | 0 | 0 | 0 | 0 | 0 | 0 | 0 | 0 | 0 | 0 | 0 | 0 | 0 | 0 | 0 | 0 | 0 | 0
357 | 582-Station Equipment | 369.66 | 0 | 0 | 0 | 0 | 0 | 0 | 0 | 0 | 0 | 0 | 0 | 0 | 0 | 0 | 0 | 0 | 0 | 369.66 | 0 | 0 | 0 | 0 | 0 | 0 | 0 | 0 | 0 | 0 | 0 | 0 | 0 | 0 | 0 | 0 | 0 | 0 | 0 | 0 | 0 | 0 | 0 | 0 | 0 | 0 | 0 | 0 | 0 | 0 | 0 | 0 | 0 | 0 | 0 | 0 | 0 | 0 | 0
358 | 583-Overhead Lines | 30095.29 | 0 | 0 | 0 | 0 | 0 | 0 | 0 | 0 | 0 | 0 | 0 | 0 | 0 | 0 | 0 | 0 | 0 | 723.94 | 0 | 0 | 0 | 0 | 0 | 0 | 4626.62 | 0 | 0 | 0 | 0 | 24744.73 | 0 | 0 | 0 | 0 | 0 | 0 | 0 | 0 | 0 | 0 | 0 | 0 | 0 | 0 | 0 | 0 | 0 | 0 | 0 | 0 | 0 | 0 | 0 | 0 | 0 | 0 | 0
359 | 584-Underground Lines | 432.54 | 0 | 0 | 0 | 0 | 0 | 0 | 0 | 0 | 0 | 0 | 0 | 0 | 0 | 0 | 0 | 0 | 0 | 362.37 | 0 | 0 | 0 | 0 | 0 | 0 | -3.35 | 0 | 0 | 0 | 0 | 73.52 | 0 | 0 | 0 | 0 | 0 | 0 | 0 | 0 | 0 | 0 | 0 | 0 | 0 | 0 | 0 | 0 | 0 | 0 | 0 | 0 | 0 | 0 | 0 | 0 | 0 | 0 | 0
360 | 585-Street & Area Lighting | 561.38 | 0 | 0 | 0 | 0 | 0 | 0 | 0 | 0 | 0 | 0 | 0 | 0 | 0 | 0 | 0 | 0 | 0 | 33.18 | 0 | 0 | 0 | 0 | 0 | 0 | 56.46 | 0 | 0 | 0 | 0 | 471.74 | 0 | 0 | 0 | 0 | 0 | 0 | 0 | 0 | 0 | 0 | 0 | 0 | 0 | 0 | 0 | 0 | 0 | 0 | 0 | 0 | 0 | 0 | 0 | 0 | 0 | 0 | 0
361 | 586-Meters | 139907.48 | 0 | 0 | 0 | 0 | 0 | 0 | 0 | 0 | 0 | 0 | 0 | 0 | 0 | 0 | 0 | 0 | 0 | 1216.41 | 0 | 0 | 0 | 0 | 0 | 0 | 7349.59 | 0 | 0 | 0 | 0 | 131880.88 | -539.4 | 0 | 0 | 0 | 0 | 0 | 0 | 0 | 0 | 0 | 0 | 0 | 0 | 0 | 0 | 0 | 0 | 0 | 0 | 0 | 0 | 0 | 0 | 0 | 0 | 0 | 0
362 | 587-Customer Installations | 17927.96 | 0 | 0 | 0 | 0 | 0 | 0 | 0 | 0 | 0 | 0 | 0 | 0 | 0 | 0 | 0 | 0 | 0 | 159.14 | 0 | 0 | 0 | 0 | 0 | 0 | 101.84 | 0 | 0 | 0 | 0 | 17666.98 | 0 | 0 | 0 | 0 | 0 | 0 | 0 | 0 | 0 | 0 | 0 | 0 | 0 | 0 | 0 | 0 | 0 | 0 | 0 | 0 | 0 | 0 | 0 | 0 | 0 | 0 | 0
363 | 588-Misc Distribution | -1947796.931 | 0 | 0 | 0 | 0 | 0 | 0 | 0 | 0 | 0 | 0 | 0 | 0 | 0 | 0 | 0 | 0 | 0 | 5777.399 | 0 | 0 | 0 | 0 | 0 | 0 | 12582.77 | 0 | 0 | 0 | -2257483 | 295154.6 | -3828.7 | 0 | 0 | 0 | 0 | 0 | 0 | 0 | 0 | 0 | 0 | 0 | 0 | 0 | 0 | 0 | 0 | 0 | 0 | 0 | 0 | 0 | 0 | 0 | 0 | 0 | 0
364 | 589-Rents | 22253.23 | 0 | 0 | 0 | 0 | 0 | 0 | 0 | 0 | 0 | 0 | 0 | 0 | 0 | 0 | 0 | 0 | 21148.08 | 1105.15 | 0 | 0 | 0 | 0 | 0 | 0 | 0 | 0 | 0 | 0 | 0 | 0 | 0 | 0 | 0 | 0 | 0 | 0 | 0 | 0 | 0 | 0 | 0 | 0 | 0 | 0 | 0 | 0 | 0 | 0 | 0 | 0 | 0 | 0 | 0 | 0 | 0 | 0 | 0
365 | Total Distribution Operation | -1706484.461 | 0 | 0 | 0 | 0 | 0 | 0 | 0 | 0 | 0 | 0 | 0 | 0 | 0 | 0 | 0 | 0 | 21148.08 | 11202.149 | 0 | 0 | 0 | 0 | 0 | 0 | 24867.34 | 0 | 0 | 0 | -2257483 | 498149.07 | -4368.1 | 0 | 0 | 0 | 0 | 0 | 0 | 0 | 0 | 0 | 0 | 0 | 0 | 0 | 0 | 0 | 0 | 0 | 0 | 0 | 0 | 0 | 0 | 0 | 0 | 0 | 0
366
367 | 590-Supervision & Engineering | 3680.16 | 0 | 0 | 0 | 0 | 0 | 0 | 0 | 0 | 0 | 0 | 0 | 0 | 0 | 0 | 0 | 0 | 0 | 56.82 | 0 | 0 | 0 | 0 | 0 | 0 | 48.92 | 0 | 0 | 0 | 0 | 3574.42 | 0 | 0 | 0 | 0 | 0 | 0 | 0 | 0 | 0 | 0 | 0 | 0 | 0 | 0 | 0 | 0 | 0 | 0 | 0 | 0 | 0 | 0 | 0 | 0 | 0 | 0 | 0
368 | 591-Structures | 14.81 | 0 | 0 | 0 | 0 | 0 | 0 | 0 | 0 | 0 | 0 | 0 | 0 | 0 | 0 | 0 | 0 | 0 | 14.81 | 0 | 0 | 0 | 0 | 0 | 0 | 0 | 0 | 0 | 0 | 0 | 0 | 0 | 0 | 0 | 0 | 0 | 0 | 0 | 0 | 0 | 0 | 0 | 0 | 0 | 0 | 0 | 0 | 0 | 0 | 0 | 0 | 0 | 0 | 0 | 0 | 0 | 0 | 0
369 | 592-Station Equipment | 1025.58 | 0 | 0 | 0 | 0 | 0 | 0 | 0 | 0 | 0 | 0 | 0 | 0 | 0 | 0 | 0 | 0 | 0 | 952.98 | 0 | 0 | 0 | 0 | 0 | 0 | 0 | 0 | 0 | 0 | 0 | 72.6 | 0 | 0 | 0 | 0 | 0 | 0 | 0 | 0 | 0 | 0 | 0 | 0 | 0 | 0 | 0 | 0 | 0 | 0 | 0 | 0 | 0 | 0 | 0 | 0 | 0 | 0 | 0
370 | 593-Overhead Lines | 1043496.048 | 0 | 0 | 0 | 0 | 0 | 0 | 0 | 0 | 0 | 0 | 0 | 0 | 0 | 0 | 0 | 0 | 0 | 29276.738 | 0 | 0 | 215408.02 | 0 | 0 | 0 | 70770.92 | 0 | 0 | 0 | 0 | 728040.37 | 0 | 0 | 0 | 0 | 0 | 0 | 0 | 0 | 0 | 0 | 0 | 0 | 0 | 0 | 0 | 0 | 0 | 0 | 0 | 0 | 0 | 0 | 0 | 0 | 0 | 0 | 0
371 | 5930010 Storm Expense Amortization | 0 | 0 | 0 | 0 | 0 | 0 | 0 | 0 | 0 | 0 | 0 | 0 | 0 | 0 | 0 | 0 | 0 | 0 | 0 | 0 | 0 | 0 | 0 | 0 | 0 | 0 | 0 | 0 | 0 | 0 | 0 | 0 | 0 | 0 | 0 | 0 | 0 | 0 | 0 | 0 | 0 | 0 | 0 | 0 | 0 | 0 | 0 | 0 | 0 | 0 | 0 | 0 | 0 | 0 | 0 | 0 | 0 | 0
372 | 593-Forestry Direct Assigned | -6159560.73 | 0 | 0 | 0 | 0 | 0 | 0 | 0 | 0 | 0 | 0 | 0 | 0 | 0 | 0 | 0 | 0 | 0 | 401.07 | 0 | 0 | 0 | 0 | 0 | 0 | 0 | 0 | 0 | 0 | 0 | 0 | 0 | 0 | 0 | 0 | 0 | 0 | 0 | 0 | 0 | 0 | 0 | 0 | 0 | 0 | -6159961.8 | 0 | 0 | 0 | 0 | 0 | 0 | 0 | 0 | 0 | 0 | 0 | 0
373 | 594-Underground Lines | 774.67 | 0 | 0 | 0 | 0 | 0 | 0 | 0 | 0 | 0 | 0 | 0 | 0 | 0 | 0 | 0 | 0 | 0 | 34.07 | 0 | 0 | 0 | 0 | 0 | 0 | -81.28 | 0 | 0 | 0 | 0 | 821.88 | 0 | 0 | 0 | 0 | 0 | 0 | 0 | 0 | 0 | 0 | 0 | 0 | 0 | 0 | 0 | 0 | 0 | 0 | 0 | 0 | 0 | 0 | 0 | 0 | 0 | 0 | 0
374 | 595-Line Transformers | 385.67 | 0 | 0 | 0 | 0 | 0 | 0 | 0 | 0 | 0 | 0 | 0 | 0 | 0 | 0 | 0 | 0 | 0 | 7.4 | 0 | 0 | 0 | 0 | 0 | 0 | -25.47 | 0 | 0 | 0 | 0 | 403.74 | 0 | 0 | 0 | 0 | 0 | 0 | 0 | 0 | 0 | 0 | 0 | 0 | 0 | 0 | 0 | 0 | 0 | 0 | 0 | 0 | 0 | 0 | 0 | 0 | 0 | 0 | 0
375 | 596-Street & Area Lighting | 439.25 | 0 | 0 | 0 | 0 | 0 | 0 | 0 | 0 | 0 | 0 | 0 | 0 | 0 | 0 | 0 | 0 | 0 | 7.97 | 0 | 0 | 0 | 0 | 0 | 0 | -13.55 | 0 | 0 | 0 | 0 | 444.83 | 0 | 0 | 0 | 0 | 0 | 0 | 0 | 0 | 0 | 0 | 0 | 0 | 0 | 0 | 0 | 0 | 0 | 0 | 0 | 0 | 0 | 0 | 0 | 0 | 0 | 0 | 0
376 | 597-Meters | 6075.93 | 0 | 0 | 0 | 0 | 0 | 0 | 0 | 0 | 0 | 0 | 0 | 0 | 0 | 0 | 0 | 0 | 0 | 41.77 | 0 | 0 | 0 | 0 | 0 | 0 | 374.67 | 0 | 0 | 0 | 0 | 5659.49 | 0 | 0 | 0 | 0 | 0 | 0 | 0 | 0 | 0 | 0 | 0 | 0 | 0 | 0 | 0 | 0 | 0 | 0 | 0 | 0 | 0 | 0 | 0 | 0 | 0 | 0 | 0
377 | 598-Misc Distribution Plant | 48.58 | 0 | 0 | 0 | 0 | 0 | 0 | 0 | 0 | 0 | 0 | 0 | 0 | 0 | 0 | 0 | 0 | 0 | 27.43 | 0 | 0 | 0 | 0 | 0 | 0 | -2.49 | 0 | 0 | 0 | 0 | 23.64 | 0 | 0 | 0 | 0 | 0 | 0 | 0 | 0 | 0 | 0 | 0 | 0 | 0 | 0 | 0 | 0 | 0 | 0 | 0 | 0 | 0 | 0 | 0 | 0 | 0 | 0 | 0
378 | Total Distribution Maintenance | -5103620.032 | 0 | 0 | 0 | 0 | 0 | 0 | 0 | 0 | 0 | 0 | 0 | 0 | 0 | 0 | 0 | 0 | 0 | 30821.058 | 0 | 0 | 215408.02 | 0 | 0 | 0 | 71071.72 | 0 | 0 | 0 | 0 | 739040.97 | 0 | 0 | 0 | 0 | 0 | 0 | 0 | 0 | 0 | 0 | 0 | 0 | 0 | 0 | -6159961.8 | 0 | 0 | 0 | 0 | 0 | 0 | 0 | 0 | 0 | 0 | 0 | 0
379
380 | Total Distribution Expense | -6810104.493 | 0 | 0 | 0 | 0 | 0 | 0 | 0 | 0 | 0 | 0 | 0 | 0 | 0 | 0 | 0 | 0 | 21148.08 | 42023.207 | 0 | 0 | 215408.02 | 0 | 0 | 0 | 95939.06 | 0 | 0 | 0 | -2257483 | 1237190.04 | -4368.1 | 0 | 0 | 0 | 0 | 0 | 0 | 0 | 0 | 0 | 0 | 0 | 0 | 0 | -6159961.8 | 0 | 0 | 0 | 0 | 0 | 0 | 0 | 0 | 0 | 0 | 0 | 0
381
382 | Customer Accounts Expense
383 | 901-Supervision & Engineering | -0.14 | 0 | 0 | 0 | 0 | 0 | 0 | 0 | 0 | 0 | 0 | 0 | 0 | 0 | 0 | 0 | 0 | 0 | -0.14 | 0 | 0 | 0 | 0 | 0 | 0 | 0 | 0 | 0 | 0 | 0 | 0 | 0 | 0 | 0 | 0 | 0 | 0 | 0 | 0 | 0 | 0 | 0 | 0 | 0 | 0 | 0 | 0 | 0 | 0 | 0 | 0 | 0 | 0 | 0 | 0 | 0 | 0 | 0
384 | 902-Meter Reading | 30898.46 | 0 | 0 | 0 | 0 | 0 | 0 | 0 | 0 | 0 | 0 | 0 | 0 | 0 | 0 | 0 | 0 | 0 | 4.44 | 0 | 0 | 0 | 0 | 0 | 0 | 5321.99 | 0 | 0 | 0 | 0 | 25572.03 | 0 | 0 | 0 | 0 | 0 | 0 | 0 | 0 | 0 | 0 | 0 | 0 | 0 | 0 | 0 | 0 | 0 | 0 | 0 | 0 | 0 | 0 | 0 | 0 | 0 | 0 | 0
385 | 903-Customer Records & Collection Expense | 78715.4 | 0 | 0 | 0 | 0 | 0 | 0 | 0 | 0 | 0 | 0 | 0 | 0 | 0 | 0 | 0 | 0 | 0 | 57.08 | 0 | 0 | 0 | 0 | 0 | 0 | 2868.06 | 0 | 0 | 0 | 0 | 75790.26 | 0 | 0 | 0 | 0 | 0 | 0 | 0 | 0 | 0 | 0 | 0 | 0 | 0 | 0 | 0 | 0 | 0 | 0 | 0 | 0 | 0 | 0 | 0 | 0 | 0 | 0 | 0
386 | 9040000-Uncollectable Accounts | 0 | 0 | 0 | 0 | 0 | 0 | 0 | 0 | 0 | 0 | 0 | 0 | 0 | 0 | 0 | 0 | 0 | 0 | 0 | 0 | 0 | 0 | 0 | 0 | 0 | 0 | 0 | 0 | 0 | 0 | 0 | 0 | 0 | 0 | 0 | 0 | 0 | 0 | 0 | 0 | 0 | 0 | 0 | 0 | 0 | 0 | 0 | 0 | 0 | 0 | 0 | 0 | 0 | 0 | 0 | 0 | 0 | 0
387 | 9040007-Uncollectible Misc Receivables | -0.54 | 0 | 0 | 0 | 0 | 0 | 0 | 0 | 0 | 0 | 0 | 0 | 0 | 0 | 0 | 0 | 0 | 0 | -0.54 | 0 | 0 | 0 | 0 | 0 | 0 | 0 | 0 | 0 | 0 | 0 | 0 | 0 | 0 | 0 | 0 | 0 | 0 | 0 | 0 | 0 | 0 | 0 | 0 | 0 | 0 | 0 | 0 | 0 | 0 | 0 | 0 | 0 | 0 | 0 | 0 | 0 | 0 | 0
388 | 905-Misc Customer Accounts | 0.24 | 0 | 0 | 0 | 0 | 0 | 0 | 0 | 0 | 0 | 0 | 0 | 0 | 0 | 0 | 0 | 0 | 0 | 0.24 | 0 | 0 | 0 | 0 | 0 | 0 | 0 | 0 | 0 | 0 | 0 | 0 | 0 | 0 | 0 | 0 | 0 | 0 | 0 | 0 | 0 | 0 | 0 | 0 | 0 | 0 | 0 | 0 | 0 | 0 | 0 | 0 | 0 | 0 | 0 | 0 | 0 | 0 | 0
389 | Total Customer Accounts | 109613.42 | 0 | 0 | 0 | 0 | 0 | 0 | 0 | 0 | 0 | 0 | 0 | 0 | 0 | 0 | 0 | 0 | 0 | 61.08 | 0 | 0 | 0 | 0 | 0 | 0 | 8190.05 | 0 | 0 | 0 | 0 | 101362.29 | 0 | 0 | 0 | 0 | 0 | 0 | 0 | 0 | 0 | 0 | 0 | 0 | 0 | 0 | 0 | 0 | 0 | 0 | 0 | 0 | 0 | 0 | 0 | 0 | 0 | 0 | 0
390
391 | Customer Information Expense
392 | 907-Supervision | 1994.33 | 0 | 0 | 0 | 0 | 0 | 0 | 0 | 0 | 0 | 0 | 0 | 0 | 0 | 0 | 0 | 0 | 0 | 0.62 | 0 | 0 | 0 | 0 | 0 | 0 | -21.43 | 0 | 0 | 0 | 0 | 2015.14 | 0 | 0 | 0 | 0 | 0 | 0 | 0 | 0 | 0 | 0 | 0 | 0 | 0 | 0 | 0 | 0 | 0 | 0 | 0 | 0 | 0 | 0 | 0 | 0 | 0 | 0 | 0
393 | 908-Customer Assistance | -1489654.74 | 0 | 0 | 0 | 0 | 0 | 0 | 0 | 0 | 0 | 0 | -515763.12 | -628079.1 | -373893.79 | 0 | 0 | 0 | 0 | 20.79 | 0 | 0 | 0 | 0 | 0 | 0 | 77.72 | 0 | 0 | 0 | 0 | 27982.76 | 0 | 0 | 0 | 0 | 0 | 0 | 0 | 0 | 0 | 0 | 0 | 0 | 0 | 0 | 0 | 0 | 0 | 0 | 0 | 0 | 0 | 0 | 0 | 0 | 0 | 0 | 0
394 | 909-Information & Instruction | 0 | 0 | 0 | 0 | 0 | 0 | 0 | 0 | 0 | 0 | 0 | 0 | 0 | 0 | 0 | 0 | 0 | 0 | 0 | 0 | 0 | 0 | 0 | 0 | 0 | 0 | 0 | 0 | 0 | 0 | 0 | 0 | 0 | 0 | 0 | 0 | 0 | 0 | 0 | 0 | 0 | 0 | 0 | 0 | 0 | 0 | 0 | 0 | 0 | 0 | 0 | 0 | 0 | 0 | 0 | 0 | 0 | 0
395 | 910-Misc Customer Service | -7886.89 | 0 | 0 | 0 | 0 | 0 | 0 | 0 | 0 | 0 | 0 | 0 | 0 | 0 | 0 | 0 | 0 | 0 | 0.6 | 0 | 0 | 0 | 0 | 0 | 0 | 0 | 0 | 0 | 0 | 0 | 0 | -7887.49 | 0 | 0 | 0 | 0 | 0 | 0 | 0 | 0 | 0 | 0 | 0 | 0 | 0 | 0 | 0 | 0 | 0 | 0 | 0 | 0 | 0 | 0 | 0 | 0 | 0 | 0
396 | Total Customer Information | -1495547.3 | 0 | 0 | 0 | 0 | 0 | 0 | 0 | 0 | 0 | 0 | -515763.12 | -628079.1 | -373893.79 | 0 | 0 | 0 | 0 | 22.01 | 0 | 0 | 0 | 0 | 0 | 0 | 56.29 | 0 | 0 | 0 | 0 | 29997.9 | -7887.49 | 0 | 0 | 0 | 0 | 0 | 0 | 0 | 0 | 0 | 0 | 0 | 0 | 0 | 0 | 0 | 0 | 0 | 0 | 0 | 0 | 0 | 0 | 0 | 0 | 0 | 0
397
398 | Customer Service
399 | 911-Supervision | 0 | 0 | 0 | 0 | 0 | 0 | 0 | 0 | 0 | 0 | 0 | 0 | 0 | 0 | 0 | 0 | 0 | 0 | 0 | 0 | 0 | 0 | 0 | 0 | 0 | 0 | 0 | 0 | 0 | 0 | 0 | 0 | 0 | 0 | 0 | 0 | 0 | 0 | 0 | 0 | 0 | 0 | 0 | 0 | 0 | 0 | 0 | 0 | 0 | 0 | 0 | 0 | 0 | 0 | 0 | 0 | 0 | 0
400 | 912-Demo & Selling | 0 | 0 | 0 | 0 | 0 | 0 | 0 | 0 | 0 | 0 | 0 | 0 | 0 | 0 | 0 | 0 | 0 | 0 | 0 | 0 | 0 | 0 | 0 | 0 | 0 | 0 | 0 | 0 | 0 | 0 | 0 | 0 | 0 | 0 | 0 | 0 | 0 | 0 | 0 | 0 | 0 | 0 | 0 | 0 | 0 | 0 | 0 | 0 | 0 | 0 | 0 | 0 | 0 | 0 | 0 | 0 | 0 | 0
401 | 913-Advertising | 0 | 0 | 0 | 0 | 0 | 0 | 0 | 0 | 0 | 0 | 0 | 0 | 0 | 0 | 0 | 0 | 0 | 0 | 0 | 0 | 0 | 0 | 0 | 0 | 0 | 0 | 0 | 0 | 0 | 0 | 0 | 0 | 0 | 0 | 0 | 0 | 0 | 0 | 0 | 0 | 0 | 0 | 0 | 0 | 0 | 0 | 0 | 0 | 0 | 0 | 0 | 0 | 0 | 0 | 0 | 0 | 0 | 0
402 | 916-Misc SALES Expense | 0 | 0 | 0 | 0 | 0 | 0 | 0 | 0 | 0 | 0 | 0 | 0 | 0 | 0 | 0 | 0 | 0 | 0 | 0 | 0 | 0 | 0 | 0 | 0 | 0 | 0 | 0 | 0 | 0 | 0 | 0 | 0 | 0 | 0 | 0 | 0 | 0 | 0 | 0 | 0 | 0 | 0 | 0 | 0 | 0 | 0 | 0 | 0 | 0 | 0 | 0 | 0 | 0 | 0 | 0 | 0 | 0 | 0
403 | Total Customer Service | 0 | 0 | 0 | 0 | 0 | 0 | 0 | 0 | 0 | 0 | 0 | 0 | 0 | 0 | 0 | 0 | 0 | 0 | 0 | 0 | 0 | 0 | 0 | 0 | 0 | 0 | 0 | 0 | 0 | 0 | 0 | 0 | 0 | 0 | 0 | 0 | 0 | 0 | 0 | 0 | 0 | 0 | 0 | 0 | 0 | 0 | 0 | 0 | 0 | 0 | 0 | 0 | 0 | 0 | 0 | 0 | 0 | 0
404
405 | Administrative & General Expense
406 | 920-Salaries | 447411.37 | 0 | 0 | 0 | 0 | 0 | 0 | 0 | 0 | 0 | 0 | 0 | 0 | 0 | 0 | 0 | 0 | 0 | 169194.38 | 0 | 0 | 0 | 0 | 0 | 0 | 748.18 | 0 | 0 | 0 | -87305 | 364773.81 | 0 | 0 | 0 | 0 | 0 | 0 | 0 | 0 | 0 | 0 | 0 | 0 | 0 | 0 | 0 | 0 | 0 | 0 | 0 | 0 | 0 | 0 | 0 | 0 | 0 | 0 | 0
407 | 921-Office Supplies | 8023.52 | 0 | 0 | 0 | 0 | 0 | 0 | 0 | 0 | 0 | 0 | 0 | 0 | 0 | 0 | 0 | 0 | 0 | 11917.11 | 0 | 0 | 0 | 0 | 0 | 0 | 2048.14 | 0 | 0 | 0 | 0 | 0 | -5941.73 | 0 | 0 | 0 | 0 | 0 | 0 | 0 | 0 | 0 | 0 | 0 | 0 | 0 | 0 | 0 | 0 | 0 | 0 | 0 | 0 | 0 | 0 | 0 | 0 | 0 | 0
408 | 922-Administrative Expense Transferred | -73495.8304 | 0 | 0 | 0 | 0 | 0 | 0 | 0 | 0 | 0 | 0 | 0 | 0 | 0 | 0 | 0 | 0 | 0 | -24095.3804 | 0 | 0 | 0 | 0 | 0 | 0 | 0 | 0 | 0 | 0 | 0 | -49400.45 | 0 | 0 | 0 | 0 | 0 | 0 | 0 | 0 | 0 | 0 | 0 | 0 | 0 | 0 | 0 | 0 | 0 | 0 | 0 | 0 | 0 | 0 | 0 | 0 | 0 | 0 | 0
409 | 923-Outside Services | 83201.1914 | 0 | 0 | 0 | 0 | 0 | 0 | 0 | 0 | 0 | 0 | 0 | 0 | 0 | 0 | 0 | 0 | 0 | 83201.1914 | 0 | 0 | 0 | 0 | 0 | 0 | 0 | 0 | 0 | 0 | 0 | 0 | 0 | 0 | 0 | 0 | 0 | 0 | 0 | 0 | 0 | 0 | 0 | 0 | 0 | 0 | 0 | 0 | 0 | 0 | 0 | 0 | 0 | 0 | 0 | 0 | 0 | 0 | 0
410 | 924-Property Insurance | 15569.0177 | 0 | 0 | 0 | 0 | 0 | 0 | 0 | 0 | 0 | 0 | 0 | 0 | 0 | 0 | 0 | 0 | 0 | 15569.0177 | 0 | 0 | 0 | 0 | 0 | 0 | 0 | 0 | 0 | 0 | 0 | 0 | 0 | 0 | 0 | 0 | 0 | 0 | 0 | 0 | 0 | 0 | 0 | 0 | 0 | 0 | 0 | 0 | 0 | 0 | 0 | 0 | 0 | 0 | 0 | 0 | 0 | 0 | 0
411 | 925-Injuries & Damages | 26505.9883 | 0 | 0 | 0 | 0 | 0 | 0 | 0 | 0 | 0 | 0 | 0 | 0 | 0 | 0 | 0 | 0 | 0 | 26505.9883 | 0 | 0 | 0 | 0 | 0 | 0 | 0 | 0 | 0 | 0 | 0 | 0 | 0 | 0 | 0 | 0 | 0 | 0 | 0 | 0 | 0 | 0 | 0 | 0 | 0 | 0 | 0 | 0 | 0 | 0 | 0 | 0 | 0 | 0 | 0 | 0 | 0 | 0 | 0
412 | 926-Employee Pension & Benefits | 3382692.5685 | 0 | 0 | 0 | 0 | 0 | 0 | 0 | 0 | 0 | 0 | 0 | 0 | 0 | 0 | 0 | 0 | 0 | 13949.7673 | 0 | 0 | 0 | 0 | 0 | 0 | 0 | 4985006.8612 | -61787 | 0 | 0 | 0 | -5974.06 | 0 | 0 | 0 | 0 | 0 | 0 | 0 | 0 | 0 | -1689276 | 140773 | 0 | 0 | 0 | 0 | 0 | 0 | 0 | 0 | 0 | 0 | 0 | 0 | 0 | 0 | 0
413 | 9260057 Post Ret Medicare Subsidy Direct | 0 | 0 | 0 | 0 | 0 | 0 | 0 | 0 | 0 | 0 | 0 | 0 | 0 | 0 | 0 | 0 | 0 | 0 | 0 | 0 | 0 | 0 | 0 | 0 | 0 | 0 | 0 | 0 | 0 | 0 | 0 | 0 | 0 | 0 | 0 | 0 | 0 | 0 | 0 | 0 | 0 | 0 | 0 | 0 | 0 | 0 | 0 | 0 | 0 | 0 | 0 | 0 | 0 | 0 | 0 | 0 | 0 | 0
414 | 927-Franchise Requirements | 2275.9874 | 0 | 0 | 0 | 0 | 0 | 0 | 0 | 0 | 0 | 0 | 0 | 0 | 0 | 0 | 0 | 0 | 0 | 2275.9874 | 0 | 0 | 0 | 0 | 0 | 0 | 0 | 0 | 0 | 0 | 0 | 0 | 0 | 0 | 0 | 0 | 0 | 0 | 0 | 0 | 0 | 0 | 0 | 0 | 0 | 0 | 0 | 0 | 0 | 0 | 0 | 0 | 0 | 0 | 0 | 0 | 0 | 0 | 0
415 | 928-Regulatory Commission Expense Allocated | 114528.91 | 0 | 0 | 0 | 0 | 0 | 0 | 0 | 0 | 0 | 0 | 0 | 0 | 0 | 0 | 0 | 0 | 0 | 0.19 | 0 | 0 | 0 | 0 | 0 | 0 | 0 | 0 | 0 | 0 | 0 | 0 | 0 | 0 | 0 | 0 | 114528.72 | 0 | 0 | 0 | 0 | 0 | 0 | 0 | 0 | 0 | 0 | 0 | 0 | 0 | 0 | 0 | 0 | 0 | 0 | 0 | 0 | 0 | 0
416 | 928- Rate Case Expense | 262407.95 | 0 | 0 | 0 | 0 | 0 | 0 | 0 | 0 | 0 | 0 | 0 | 0 | 0 | 0 | 0 | 0 | 0 | 0 | 0 | 0 | 0 | 0 | 241938.96 | 0 | 61.78 | 0 | 0 | 0 | 0 | 20407.21 | 0 | 0 | 0 | 0 | 0 | 0 | 0 | 0 | 0 | 0 | 0 | 0 | 0 | 0 | 0 | 0 | 0 | 0 | 0 | 0 | 0 | 0 | 0 | 0 | 0 | 0 | 0
417 | 930.1-General Advertising Expense | -52701.8336 | 0 | 0 | 0 | 0 | 0 | 0 | 0 | 0 | 0 | 0 | 0 | 0 | 0 | 0 | 0 | 0 | 0 | 1474.6964 | 0 | 0 | 0 | 0 | 0 | -54803.77 | 627.24 | 0 | 0 | 0 | 0 | 0 | 0 | 0 | 0 | 0 | 0 | 0 | 0 | 0 | 0 | 0 | 0 | 0 | 0 | 0 | 0 | 0 | 0 | 0 | 0 | 0 | 0 | 0 | 0 | 0 | 0 | 0 | 0
418 | 930.2-Misc General Expense | 9056.6872 | 0 | 0 | 0 | 0 | 0 | 0 | 0 | 0 | 0 | 0 | 0 | 0 | 0 | 0 | 0 | 0 | 0 | 8291.2872 | 0 | 0 | 0 | 0 | 0 | 0 | 0 | 0 | 0 | 0 | 0 | 765.4 | 0 | 0 | 0 | 0 | 0 | 0 | 0 | 0 | 0 | 0 | 0 | 0 | 0 | 0 | 0 | 0 | 0 | 0 | 0 | 0 | 0 | 0 | 0 | 0 | 0 | 0 | 0
419 | 931-Rent | -175.95 | 0 | 0 | 0 | 0 | 0 | 0 | 0 | 0 | 0 | 0 | 0 | 0 | 0 | 0 | 0 | 0 | 0 | 972.84 | 0 | 0 | 0 | 0 | 0 | 0 | -1148.79 | 0 | 0 | 0 | 0 | 0 | 0 | 0 | 0 | 0 | 0 | 0 | 0 | 0 | 0 | 0 | 0 | 0 | 0 | 0 | 0 | 0 | 0 | 0 | 0 | 0 | 0 | 0 | 0 | 0 | 0 | 0 | 0
420 | Total Admin & General Operation | 4225299.5765 | 0 | 0 | 0 | 0 | 0 | 0 | 0 | 0 | 0 | 0 | 0 | 0 | 0 | 0 | 0 | 0 | 0 | 309257.0753 | 0 | 0 | 0 | 0 | 241938.96 | -54803.77 | 2336.55 | 4985006.8612 | -61787 | 0 | -87305 | 336545.97 | -11915.79 | 0 | 0 | 0 | 114528.72 | 0 | 0 | 0 | 0 | 0 | -1689276 | 140773 | 0 | 0 | 0 | 0 | 0 | 0 | 0 | 0 | 0 | 0 | 0 | 0 | 0 | 0 | 0
421
422 | 935-Admin & General Maintenance | 67953.5771 | 0 | 0 | 0 | 0 | 0 | 0 | 0 | 0 | 0 | 0 | 0 | 0 | 0 | 0 | 0 | 0 | 0 | 31713.3971 | 0 | 0 | 0 | 0 | 0 | 0 | 1808.25 | 0 | 0 | 0 | 0 | 34431.93 | 0 | 0 | 0 | 0 | 0 | 0 | 0 | 0 | 0 | 0 | 0 | 0 | 0 | 0 | 0 | 0 | 0 | 0 | 0 | 0 | 0 | 0 | 0 | 0 | 0 | 0 | 0
423 | 9350015 - Software License Deferral | 0 | 0 | 0 | 0 | 0 | 0 | 0 | 0 | 0 | 0 | 0 | 0 | 0 | 0 | 0 | 0 | 0 | 0 | 0 | 0 | 0 | 0 | 0 | 0 | 0 | 0 | 0 | 0 | 0 | 0 | 0 | 0 | 0 | 0 | 0 | 0 | 0 | 0 | 0 | 0 | 0 | 0 | 0 | 0 | 0 | 0 | 0 | 0 | 0 | 0 | 0 | 0 | 0 | 0 | 0 | 0 | 0 | 0
424 | Total Admin & General Expense | 4293253.1536 | 0 | 0 | 0 | 0 | 0 | 0 | 0 | 0 | 0 | 0 | 0 | 0 | 0 | 0 | 0 | 0 | 0 | 340970.4724 | 0 | 0 | 0 | 0 | 241938.96 | -54803.77 | 4144.8 | 4985006.8612 | -61787 | 0 | -87305 | 370977.9 | -11915.79 | 0 | 0 | 0 | 114528.72 | 0 | 0 | 0 | 0 | 0 | -1689276 | 140773 | 0 | 0 | 0 | 0 | 0 | 0 | 0 | 0 | 0 | 0 | 0 | 0 | 0 | 0 | 0
425
426 | Total Operation & Maint Exp | -43550166.709 | 0 | 0 | 0 | 0 | 0 | 0 | 0 | 0 | -42632032 | -3562775.15 | -515763.12 | -628079.1 | -373893.79 | -1596917.7332 | -428368.7464 | 5725020 | 21148.08 | 4901693.3294 | -3541349 | 0 | 215408.02 | 0 | 241938.96 | -54803.77 | 116943.46 | 4985006.8612 | -61787 | 0 | -3086549 | 3130902.8 | -24171.38 | 0 | 0 | 0 | 114528.72 | 0 | 0 | 0 | 0 | 1212197.65 | -1689276 | 140773 | 0 | 0 | -6159961.8 | 0 | 0 | 0 | 0 | 0 | 0 | 0 | 0 | 0 | 0 | 0 | 0
427
428 | Cash Working Capital
429 | Total Power Production | 0
430 | Transmission Expense | 0
431 | Total Distribution Expense | 0
432 | Total Customer Related Expense | 0
433 | Total A&G Expense | 0
434 | Subtotal | 0 | 0 | 0 | 0 | 0 | 0 | 0 | 0 | 0 | 0 | 0 | 0 | 0 | 0 | 0 | 0 | 0 | 0 | 0 | 0 | 0 | 0 | 0 | 0 | 0 | 0 | 0 | 0 | 0 | 0 | 0 | 0 | 0 | 0 | 0 | 0 | 0 | 0 | 0 | 0 | 0 | 0 | 0 | 0 | 0 | 0 | 0 | 0 | 0 | 0 | 0 | 0 | -60772164.8793 | 0 | 0 | 0 | 0 | 0
435 | Total Cash Working Capital | 0 | 0 | 0 | 0 | 0 | 0 | 0 | 0 | 0 | 0 | 0 | 0 | 0 | 0 | 0 | 0 | 0 | 0 | 0 | 0 | 0 | 0 | 0 | 0 | 0 | 0 | 0 | 0 | 0 | 0 | 0 | 0 | 0 | 0 | 0 | 0 | 0 | 0 | 0 | 0 | 0 | 0 | 0 | 0 | 0 | 0 | 0 | 0 | 0 | 0 | 0 | 0 | -60772164.8793 | 0 | 0 | 0 | 0 | 0
436
437 | Depreciation Expense
438 | Production | -12420976.8875 | 0 | 0 | 0 | 0 | 0 | 0 | 0 | 1980517.1109 | 0 | 0 | 0 | 0 | 0 | 0 | 0 | 0 | 0 | 545588.36 | -9355669 | 0 | 0 | 0 | 0 | 0 | 0 | 0 | 0 | 465475.204 | 0 | 0 | 0 | 716286 | 113368.78 | 0 | 0 | 0 | 0 | 0 | 0 | 0 | 0 | 0 | 1539352.641 | -8425895.9835 | 0 | 0 | 0 | 0 | 0 | 0 | 0 | 0 | 0 | 0 | 0 | 0 | 0
439 | Transmission Excl. GSU's | -1216149.6064 | 0 | 0 | 0 | 0 | 0 | 0 | 0 | 0 | 0 | 0 | 0 | 0 | 0 | 0 | 0 | 0 | 0 | 376194.02 | 0 | 0 | 0 | 0 | 0 | 0 | 0 | 0 | 0 | 0 | 0 | 0 | 0 | 1792005 | 0 | 0 | 0 | 0 | 0 | 0 | 0 | 0 | 0 | 0 | -3384348.6264 | 0 | 0 | 0 | 0 | 0 | 0 | 0 | 0 | 0 | 0 | 0 | 0 | 0 | 0
440 | Transmission - GSU's | 4188.36 | 0 | 0 | 0 | 0 | 0 | 0 | 0 | 0 | 0 | 0 | 0 | 0 | 0 | 0 | 0 | 0 | 0 | 4188.36 | 0 | 0 | 0 | 0 | 0 | 0 | 0 | 0 | 0 | 0 | 0 | 0 | 0 | 0 | 0 | 0 | 0 | 0 | 0 | 0 | 0 | 0 | 0 | 0 | 0 | 0 | 0 | 0 | 0 | 0 | 0 | 0 | 0 | 0 | 0 | 0 | 0 | 0 | 0
441 | Distribution | 5162605.0201 | 0 | 0 | 0 | 0 | 0 | 0 | 0 | 0 | 0 | 0 | 0 | 0 | 0 | 0 | 0 | 0 | 0 | 41318.47 | 0 | 0 | 0 | 0 | 0 | 0 | 0 | 0 | 0 | 0 | 0 | 0 | 0 | 1659588 | 0 | 0 | 0 | 0 | 0 | 0 | 0 | 0 | 0 | 0 | 2876698.5501 | 0 | 585000 | 0 | 0 | 0 | 0 | 0 | 0 | 0 | 0 | 0 | 0 | 0 | 0
442 | General | 6447089.8078 | 0 | 0 | 0 | 0 | 0 | 0 | 0 | 0 | 0 | 0 | 0 | 0 | 0 | 0 | 0 | 0 | 0 | 173336.47 | 0 | 0 | 0 | 0 | 0 | 0 | 0 | 0 | 0 | 0 | 0 | 0 | 0 | 6137514 | 0 | 0 | 0 | 0 | 0 | 0 | 0 | 0 | 0 | 0 | 136239.3378 | 0 | 0 | 0 | 0 | 0 | 0 | 0 | 0 | 0 | 0 | 0 | 0 | 0 | 0
443 | Total Depreciation Expense | -2023243.306 | 0 | 0 | 0 | 0 | 0 | 0 | 0 | 1980517.1109 | 0 | 0 | 0 | 0 | 0 | 0 | 0 | 0 | 0 | 1140625.68 | -9355669 | 0 | 0 | 0 | 0 | 0 | 0 | 0 | 0 | 465475.204 | 0 | 0 | 0 | 10305393 | 113368.78 | 0 | 0 | 0 | 0 | 0 | 0 | 0 | 0 | 0 | 1167941.9025 | -8425895.9835 | 585000 | 0 | 0 | 0 | 0 | 0 | 0 | 0 | 0 | 0 | 0 | 0 | 0
444
445 | Amortization Expense
446 | Intangible Plant | -6243774.53 | 0 | 0 | 0 | 0 | 0 | 0 | 0 | 0 | 0 | 0 | 0 | 0 | 0 | 0 | 0 | 0 | 0 | 119168.47 | 0 | 0 | 0 | 0 | 0 | 0 | 0 | 0 | 0 | 0 | 0 | 0 | 0 | -6362943 | 0 | 0 | 0 | 0 | 0 | 0 | 0 | 0 | 0 | 0 | 0 | 0 | 0 | 0 | 0 | 0 | 0 | 0 | 0 | 0 | 0 | 0 | 0 | 0 | 0
447 | Production Plant | 0 | 0 | 0 | 0 | 0 | 0 | 0 | 0 | 0 | 0 | 0 | 0 | 0 | 0 | 0 | 0 | 0 | 0 | 0 | 0 | 0 | 0 | 0 | 0 | 0 | 0 | 0 | 0 | 0 | 0 | 0 | 0 | 0 | 0 | 0 | 0 | 0 | 0 | 0 | 0 | 0 | 0 | 0 | 0 | 0 | 0 | 0 | 0 | 0 | 0 | 0 | 0 | 0 | 0 | 0 | 0 | 0 | 0
448 | Transmission Plant | 579 | 0 | 0 | 0 | 0 | 0 | 0 | 0 | 0 | 0 | 0 | 0 | 0 | 0 | 0 | 0 | 0 | 0 | 579 | 0 | 0 | 0 | 0 | 0 | 0 | 0 | 0 | 0 | 0 | 0 | 0 | 0 | 0 | 0 | 0 | 0 | 0 | 0 | 0 | 0 | 0 | 0 | 0 | 0 | 0 | 0 | 0 | 0 | 0 | 0 | 0 | 0 | 0 | 0 | 0 | 0 | 0 | 0
449 | Distribution Plant | 0 | 0 | 0 | 0 | 0 | 0 | 0 | 0 | 0 | 0 | 0 | 0 | 0 | 0 | 0 | 0 | 0 | 0 | 0 | 0 | 0 | 0 | 0 | 0 | 0 | 0 | 0 | 0 | 0 | 0 | 0 | 0 | 0 | 0 | 0 | 0 | 0 | 0 | 0 | 0 | 0 | 0 | 0 | 0 | 0 | 0 | 0 | 0 | 0 | 0 | 0 | 0 | 0 | 0 | 0 | 0 | 0 | 0
450 | General Plant | 0 | 0 | 0 | 0 | 0 | 0 | 0 | 0 | 0 | 0 | 0 | 0 | 0 | 0 | 0 | 0 | 0 | 0 | 0 | 0 | 0 | 0 | 0 | 0 | 0 | 0 | 0 | 0 | 0 | 0 | 0 | 0 | 0 | 0 | 0 | 0 | 0 | 0 | 0 | 0 | 0 | 0 | 0 | 0 | 0 | 0 | 0 | 0 | 0 | 0 | 0 | 0 | 0 | 0 | 0 | 0 | 0 | 0
451 | Total Amortization Expense | -6243195.53 | 0 | 0 | 0 | 0 | 0 | 0 | 0 | 0 | 0 | 0 | 0 | 0 | 0 | 0 | 0 | 0 | 0 | 119747.47 | 0 | 0 | 0 | 0 | 0 | 0 | 0 | 0 | 0 | 0 | 0 | 0 | 0 | -6362943 | 0 | 0 | 0 | 0 | 0 | 0 | 0 | 0 | 0 | 0 | 0 | 0 | 0 | 0 | 0 | 0 | 0 | 0 | 0 | 0 | 0 | 0 | 0 | 0 | 0
452
453 | Regulatory Debits
454 | Reg Debits - 4073000 | -85273.73 | 0 | 0 | 0 | 0 | 0 | 0 | -209318.32 | 0 | 0 | 0 | 0 | 0 | 0 | 0 | 0 | 0 | 0 | 124044.59 | 0 | 0 | 0 | 0 | 0 | 0 | 0 | 0 | 0 | 0 | 0 | 0 | 0 | 0 | 0 | 0 | 0 | 0 | 0 | 0 | 0 | 0 | 0 | 0 | 0 | 0 | 0 | 0 | 0 | 0 | 0 | 0 | 0 | 0 | 0 | 0 | 0 | 0 | 0
455 | Total Regulatory Debits | -85273.73 | 0 | 0 | 0 | 0 | 0 | 0 | -209318.32 | 0 | 0 | 0 | 0 | 0 | 0 | 0 | 0 | 0 | 0 | 124044.59 | 0 | 0 | 0 | 0 | 0 | 0 | 0 | 0 | 0 | 0 | 0 | 0 | 0 | 0 | 0 | 0 | 0 | 0 | 0 | 0 | 0 | 0 | 0 | 0 | 0 | 0 | 0 | 0 | 0 | 0 | 0 | 0 | 0 | 0 | 0 | 0 | 0 | 0 | 0
456
457 | Total Depreciation & Amortization Expense | -8351712.566 | 0 | 0 | 0 | 0 | 0 | 0 | -209318.32 | 1980517.1109 | 0 | 0 | 0 | 0 | 0 | 0 | 0 | 0 | 0 | 1384417.74 | -9355669 | 0 | 0 | 0 | 0 | 0 | 0 | 0 | 0 | 465475.204 | 0 | 0 | 0 | 3942450 | 113368.78 | 0 | 0 | 0 | 0 | 0 | 0 | 0 | 0 | 0 | 1167941.9025 | -8425895.9835 | 585000 | 0 | 0 | 0 | 0 | 0 | 0 | 0 | 0 | 0 | 0 | 0 | 0
458
459 | Taxes Other than F.I.T.
460 | Current Payroll Taxes
461 | FICA | 266730.6346 | 0 | 0 | 0 | 0 | 0 | 0 | 0 | 0 | 0 | 0 | 0 | 0 | 0 | 0 | 0 | 0 | 0 | 19580.22 | 0 | 0 | 0 | 0 | 0 | 0 | 0 | 0 | 0 | 0 | 0 | 247150.4146 | 0 | 0 | 0 | 0 | 0 | 0 | 0 | 0 | 0 | 0 | 0 | 0 | 0 | 0 | 0 | 0 | 0 | 0 | 0 | 0 | 0 | 0 | 0 | 0 | 0 | 0 | 0
462 | Fed Unemployment | 89.02 | 0 | 0 | 0 | 0 | 0 | 0 | 0 | 0 | 0 | 0 | 0 | 0 | 0 | 0 | 0 | 0 | 0 | 89.02 | 0 | 0 | 0 | 0 | 0 | 0 | 0 | 0 | 0 | 0 | 0 | 0 | 0 | 0 | 0 | 0 | 0 | 0 | 0 | 0 | 0 | 0 | 0 | 0 | 0 | 0 | 0 | 0 | 0 | 0 | 0 | 0 | 0 | 0 | 0 | 0 | 0 | 0 | 0
463 | State Unemployment | 151.34 | 0 | 0 | 0 | 0 | 0 | 0 | 0 | 0 | 0 | 0 | 0 | 0 | 0 | 0 | 0 | 0 | 0 | 151.34 | 0 | 0 | 0 | 0 | 0 | 0 | 0 | 0 | 0 | 0 | 0 | 0 | 0 | 0 | 0 | 0 | 0 | 0 | 0 | 0 | 0 | 0 | 0 | 0 | 0 | 0 | 0 | 0 | 0 | 0 | 0 | 0 | 0 | 0 | 0 | 0 | 0 | 0 | 0
464 | Total Payroll Related Tax | 266970.9946 | 0 | 0 | 0 | 0 | 0 | 0 | 0 | 0 | 0 | 0 | 0 | 0 | 0 | 0 | 0 | 0 | 0 | 19820.58 | 0 | 0 | 0 | 0 | 0 | 0 | 0 | 0 | 0 | 0 | 0 | 247150.4146 | 0 | 0 | 0 | 0 | 0 | 0 | 0 | 0 | 0 | 0 | 0 | 0 | 0 | 0 | 0 | 0 | 0 | 0 | 0 | 0 | 0 | 0 | 0 | 0 | 0 | 0 | 0
465
466 | Real and Personal Property Tax | 4345218.9867 | 0 | 0 | 0 | 0 | 0 | 0 | 0 | 0 | 0 | 0 | 0 | 0 | 0 | 0 | 0 | 0 | 0 | 271238.63 | -188833 | 0 | 0 | 0 | 0 | 0 | 0 | 0 | 0 | 0 | 0 | 0 | 0 | 0 | 0 | 0 | 0 | 0 | 4262813.3567 | 0 | 0 | 0 | 0 | 0 | 0 | 0 | 0 | 0 | 0 | 0 | 0 | 0 | 0 | 0 | 0 | 0 | 0 | 0 | 0
467 | Municipal License | 0 | 0 | 0 | 0 | 0 | 0 | 0 | 0 | 0 | 0 | 0 | 0 | 0 | 0 | 0 | 0 | 0 | 0 | 0 | 0 | 0 | 0 | 0 | 0 | 0 | 0 | 0 | 0 | 0 | 0 | 0 | 0 | 0 | 0 | 0 | 0 | 0 | 0 | 0 | 0 | 0 | 0 | 0 | 0 | 0 | 0 | 0 | 0 | 0 | 0 | 0 | 0 | 0 | 0 | 0 | 0 | 0 | 0
468 | P.S.C. | 0 | 0 | 0 | 0 | 0 | 0 | 0 | 0 | 0 | 0 | 0 | 0 | 0 | 0 | 0 | 0 | 0 | 0 | 0 | 0 | 0 | 0 | 0 | 0 | 0 | 0 | 0 | 0 | 0 | 0 | 0 | 0 | 0 | 0 | 0 | 0 | 0 | 0 | 0 | 0 | 0 | 0 | 0 | 0 | 0 | 0 | 0 | 0 | 0 | 0 | 0 | 0 | 0 | 0 | 0 | 0 | 0 | 0
469 | Sales & Use | 1117.05 | 0 | 0 | 0 | 0 | 0 | 0 | 0 | 0 | 0 | 0 | 0 | 0 | 0 | 0 | 0 | 0 | 0 | 1117.05 | 0 | 0 | 0 | 0 | 0 | 0 | 0 | 0 | 0 | 0 | 0 | 0 | 0 | 0 | 0 | 0 | 0 | 0 | 0 | 0 | 0 | 0 | 0 | 0 | 0 | 0 | 0 | 0 | 0 | 0 | 0 | 0 | 0 | 0 | 0 | 0 | 0 | 0 | 0
470 | Regis Fee | 0 | 0 | 0 | 0 | 0 | 0 | 0 | 0 | 0 | 0 | 0 | 0 | 0 | 0 | 0 | 0 | 0 | 0 | 0 | 0 | 0 | 0 | 0 | 0 | 0 | 0 | 0 | 0 | 0 | 0 | 0 | 0 | 0 | 0 | 0 | 0 | 0 | 0 | 0 | 0 | 0 | 0 | 0 | 0 | 0 | 0 | 0 | 0 | 0 | 0 | 0 | 0 | 0 | 0 | 0 | 0 | 0 | 0
471 | State Business Occup Taxes | 1272655.73 | 0 | 0 | 0 | 0 | 0 | 0 | 0 | 0 | 0 | 0 | 0 | 0 | 0 | 0 | 0 | 0 | 0 | 82130.73 | 0 | 0 | 0 | 0 | 0 | 0 | 0 | 0 | 0 | 0 | 0 | 0 | 0 | 0 | 0 | 0 | 0 | 0 | 0 | 0 | 1190525 | 0 | 0 | 0 | 0 | 0 | 0 | 0 | 0 | 0 | 0 | 0 | 0 | 0 | 0 | 0 | 0 | 0 | 0
472 | Gross Reciepts Tax | -0.37 | 0 | 0 | 0 | 0 | 0 | 0 | 0 | 0 | 0 | 0 | 0 | 0 | 0 | 0 | 0 | 0 | 0 | -0.37 | 0 | 0 | 0 | 0 | 0 | 0 | 0 | 0 | 0 | 0 | 0 | 0 | 0 | 0 | 0 | 0 | 0 | 0 | 0 | 0 | 0 | 0 | 0 | 0 | 0 | 0 | 0 | 0 | 0 | 0 | 0 | 0 | 0 | 0 | 0 | 0 | 0 | 0 | 0
473 | Business Franchise Taxes | 0 | 0 | 0 | 0 | 0 | 0 | 0 | 0 | 0 | 0 | 0 | 0 | 0 | 0 | 0 | 0 | 0 | 0 | 0 | 0 | 0 | 0 | 0 | 0 | 0 | 0 | 0 | 0 | 0 | 0 | 0 | 0 | 0 | 0 | 0 | 0 | 0 | 0 | 0 | 0 | 0 | 0 | 0 | 0 | 0 | 0 | 0 | 0 | 0 | 0 | 0 | 0 | 0 | 0 | 0 | 0 | 0 | 0
474 | Federal Excise | 131.97 | 0 | 0 | 0 | 0 | 0 | 0 | 0 | 0 | 0 | 0 | 0 | 0 | 0 | 0 | 0 | 0 | 0 | 131.97 | 0 | 0 | 0 | 0 | 0 | 0 | 0 | 0 | 0 | 0 | 0 | 0 | 0 | 0 | 0 | 0 | 0 | 0 | 0 | 0 | 0 | 0 | 0 | 0 | 0 | 0 | 0 | 0 | 0 | 0 | 0 | 0 | 0 | 0 | 0 | 0 | 0 | 0 | 0
475 | Taxes on Capital Leases | 2121.3 | 0 | 0 | 0 | 0 | 0 | 0 | 0 | 0 | 0 | 0 | 0 | 0 | 0 | 0 | 0 | 0 | 0 | 2121.3 | 0 | 0 | 0 | 0 | 0 | 0 | 0 | 0 | 0 | 0 | 0 | 0 | 0 | 0 | 0 | 0 | 0 | 0 | 0 | 0 | 0 | 0 | 0 | 0 | 0 | 0 | 0 | 0 | 0 | 0 | 0 | 0 | 0 | 0 | 0 | 0 | 0 | 0 | 0
476 | Total Taxes Other than F.I.T. | 5888215.6613 | 0 | 0 | 0 | 0 | 0 | 0 | 0 | 0 | 0 | 0 | 0 | 0 | 0 | 0 | 0 | 0 | 0 | 376559.89 | -188833 | 0 | 0 | 0 | 0 | 0 | 0 | 0 | 0 | 0 | 0 | 247150.4146 | 0 | 0 | 0 | 0 | 0 | 0 | 4262813.3567 | 0 | 1190525 | 0 | 0 | 0 | 0 | 0 | 0 | 0 | 0 | 0 | 0 | 0 | 0 | 0 | 0 | 0 | 0 | 0 | 0
477
478 | AFUDC Offset - Production | -3948965.86 | 0 | 0 | 0 | 0 | 0 | 0 | 0 | 0 | 0 | 0 | 0 | 0 | 0 | 0 | 0 | 0 | 0 | -8515.86 | 0 | 0 | 0 | 0 | 0 | 0 | 0 | 0 | 0 | 0 | 0 | 0 | 0 | 0 | 0 | 0 | 0 | -3940450 | 0 | 0 | 0 | 0 | 0 | 0 | 0 | 0 | 0 | 0 | 0 | 0 | 0 | 0 | 0 | 0 | 0 | 0 | 0 | 0 | 0
479 | AFUDC Offset - Transmission | -57526.13 | 0 | 0 | 0 | 0 | 0 | 0 | 0 | 0 | 0 | 0 | 0 | 0 | 0 | 0 | 0 | 0 | 0 | -57526.13 | 0 | 0 | 0 | 0 | 0 | 0 | 0 | 0 | 0 | 0 | 0 | 0 | 0 | 0 | 0 | 0 | 0 | 0 | 0 | 0 | 0 | 0 | 0 | 0 | 0 | 0 | 0 | 0 | 0 | 0 | 0 | 0 | 0 | 0 | 0 | 0 | 0 | 0 | 0
480 | AFUDC Offset - Distribution | -1363.52 | 0 | 0 | 0 | 0 | 0 | 0 | 0 | 0 | 0 | 0 | 0 | 0 | 0 | 0 | 0 | 0 | 0 | -1363.52 | 0 | 0 | 0 | 0 | 0 | 0 | 0 | 0 | 0 | 0 | 0 | 0 | 0 | 0 | 0 | 0 | 0 | 0 | 0 | 0 | 0 | 0 | 0 | 0 | 0 | 0 | 0 | 0 | 0 | 0 | 0 | 0 | 0 | 0 | 0 | 0 | 0 | 0 | 0
481 | AFUDC Offset - General | -2727.51 | 0 | 0 | 0 | 0 | 0 | 0 | 0 | 0 | 0 | 0 | 0 | 0 | 0 | 0 | 0 | 0 | 0 | -2727.51 | 0 | 0 | 0 | 0 | 0 | 0 | 0 | 0 | 0 | 0 | 0 | 0 | 0 | 0 | 0 | 0 | 0 | 0 | 0 | 0 | 0 | 0 | 0 | 0 | 0 | 0 | 0 | 0 | 0 | 0 | 0 | 0 | 0 | 0 | 0 | 0 | 0 | 0 | 0
482 | AFUDC Offset - Intangible | -2730.04 | 0 | 0 | 0 | 0 | 0 | 0 | 0 | 0 | 0 | 0 | 0 | 0 | 0 | 0 | 0 | 0 | 0 | -2730.04 | 0 | 0 | 0 | 0 | 0 | 0 | 0 | 0 | 0 | 0 | 0 | 0 | 0 | 0 | 0 | 0 | 0 | 0 | 0 | 0 | 0 | 0 | 0 | 0 | 0 | 0 | 0 | 0 | 0 | 0 | 0 | 0 | 0 | 0 | 0 | 0 | 0 | 0 | 0
483 | Interest On Customer Deposits | -243878.8885 | 0 | 0 | 0 | 0 | 0 | 0 | 0 | 0 | 0 | 0 | 0 | 0 | 0 | 0 | 0 | 0 | 0 | 0 | 0 | -243878.8885 | 0 | 0 | 0 | 0 | 0 | 0 | 0 | 0 | 0 | 0 | 0 | 0 | 0 | 0 | 0 | 0 | 0 | 0 | 0 | 0 | 0 | 0 | 0 | 0 | 0 | 0 | 0 | 0 | 0 | 0 | 0 | 0 | 0 | 0 | 0 | 0 | 0
484 |  | 0
485 | Other Expense Items | 0 | 12: 0
486 | G/L Disp. Of Util Plant Gain Disp. Of Util Plant 4116000 | 0 | 0 | 0 | 0 | 0 | 0 | 0 | 0 | 0 | 0 | 0 | 0 | 0 | 0 | 0 | 0 | 0 | 0 | 0 | 0 | 0 | 0 | 0 | 0 | 0 | 0 | 0 | 0 | 0 | 0 | 0 | 0 | 0 | 0 | 0 | 0 | 0 | 0 | 0 | 0 | 0 | 0 | 0 | 0 | 0 | 0 | 0 | 0 | 0 | 0 | 0 | 0 | 0 | 0 | 0 | 0 | 0 | 0
487 | Loss Disp. Of Util Plant 4117000 | 0 | 0 | 0 | 0 | 0 | 0 | 0 | 0 | 0 | 0 | 0 | 0 | 0 | 0 | 0 | 0 | 0 | 0 | 0 | 0 | 0 | 0 | 0 | 0 | 0 | 0 | 0 | 0 | 0 | 0 | 0 | 0 | 0 | 0 | 0 | 0 | 0 | 0 | 0 | 0 | 0 | 0 | 0 | 0 | 0 | 0 | 0 | 0 | 0 | 0 | 0 | 0 | 0 | 0 | 0 | 0 | 0 | 0
488 | G/L Disp. Of Allowances 411.8 | -2530.49 | 0 | 0 | 0 | 0 | 0 | 0 | 0 | 0 | 0 | 0 | 0 | 0 | 0 | 0 | 0 | 0 | 0 | -2530.49 | 0 | 0 | 0 | 0 | 0 | 0 | 0 | 0 | 0 | 0 | 0 | 0 | 0 | 0 | 0 | 0 | 0 | 0 | 0 | 0 | 0 | 0 | 0 | 0 | 0 | 0 | 0 | 0 | 0 | 0 | 0 | 0 | 0 | 0 | 0 | 0 | 0 | 0 | 0
489 | Accretion 4110005 | 155606.52 | 0 | 0 | 0 | 0 | 0 | 0 | 0 | 0 | 0 | 0 | 0 | 0 | 0 | 0 | 0 | 0 | 0 | 31039.87 | 0 | 0 | 0 | 0 | 0 | 0 | 0 | 0 | 0 | 0 | 0 | 0 | 0 | 0 | 0 | 124566.65 | 0 | 0 | 0 | 0 | 0 | 0 | 0 | 0 | 0 | 0 | 0 | 0 | 0 | 0 | 0 | 0 | 0 | 0 | 0 | 0 | 0 | 0 | 0
490 | A/R Factoring | 0 | 0 | 0 | 0 | 0 | 0 | 0 | 0 | 0 | 0 | 0 | 0 | 0 | 0 | 0 | 0 | 0 | 0 | 0 | 0 | 0 | 0 | 0 | 0 | 0 | 0 | 0 | 0 | 0 | 0 | 0 | 0 | 0 | 0 | 0 | 0 | 0 | 0 | 0 | 0 | 0 | 0 | 0 | 0 | 0 | 0 | 0 | 0 | 0 | 0 | 0 | 0 | 0 | 0 | 0 | 0 | 0 | 0
491 | Acct 4190005 | -7.13 | 8: 0; 18: -7.13
492 | Acct 4300003 | 0 | 8: 0; 18: 0
493 | 431-Other Interest Expense | 0 | 0 | 0 | 0 | 0 | 0 | 0 | 0 | 0 | 0 | 0 | 0 | 0 | 0 | 0 | 0 | 0 | 0 | 0 | 0 | 0 | 0 | 0 | 0 | 0 | 0 | 0 | 0 | 0 | 0 | 0 | 0 | 0 | 0 | 0 | 0 | 0 | 0 | 0 | 0 | 0 | 0 | 0 | 0 | 0 | 0 | 0 | 0 | 0 | 0 | 0 | 0 | 0 | 0 | 0 | 0 | 0 | 0
494 | Total Other | 153068.9 | 0 | 0 | 0 | 0 | 0 | 0 | 0 | 0 | 0 | 0 | 0 | 0 | 0 | 0 | 0 | 0 | 0 | 28502.25 | 0 | 0 | 0 | 0 | 0 | 0 | 0 | 0 | 0 | 0 | 0 | 0 | 0 | 0 | 0 | 124566.65 | 0 | 0 | 0 | 0 | 0 | 0 | 0 | 0 | 0 | 0 | 0 | 0 | 0 | 0 | 0 | 0 | 0 | 0 | 0 | 0 | 0 | 0 | 0
495
496
497 | Income Taxes
498 | Current/Deferred State Income Tax | -140918.22 | 122717 | -25818 | 7266 | 135886 | 1653256 | 32220 | 10222 | -1086300 | -340001 | -661715 | -2897 | 0 | 0 | -109171 | -29285 | -500062 | -14655 | -243261 | 655562 | 12218 | -10791 | 0 | -12120 | 2746 | -5859 | 0 | 3095 | -23319 | 154627 | -169230 | 1211 | 0 | 0 | -6240 | -5738 | -294880 | -213554 | 0 | -59642 | -60727 | 84628 | -7052 | -422112 | 422112 | 279289 | 0 | 0 | 0 | 0 | 594911.35 | 0 | 0 | 0 | 0 | 0 | 0 | 0
499 | Current Federal Income Taxes | -469374.6657 | 488642 | -102804 | 28931 | 541078 | 6583047 | 128295 | 40702 | -4325502 | -1353840 | -2634861 | -11535 | 0 | 0 | -434705 | -116608 | -1991180 | -58356 | -968632 | 2610361 | 48649 | -42970 | 0 | -48262 | 10932 | -23328 | 0 | 12325 | -92853 | 615704 | -673853 | 4822 | 0 | 0 | -24849 | -22846 | -1174172 | -850344 | 0 | -237485 | -241809 | 336976 | -28081 | -1680795 | 1680795 | 1112091 | 0 | 0 | 0 | 0 | 2368858.3343 | 0 | 0 | 0 | 0 | 0 | 0 | 0
500 | Deferred Federal Income Taxes | 4873835 | 0 | 0 | 0 | 0 | 0 | 0 | 0 | 0 | 0 | 0 | 0 | 0 | 0 | 0 | 0 | 0 | 0 | 195366 | 0 | 0 | 0 | 0 | 0 | 0 | 0 | -1046851 | 0 | 0 | 0 | 0 | 0 | -442599 | -23807 | 0 | 0 | 1236096 | 0 | 0 | 0 | 0 | 0 | 0 | 1053489 | 0 | 0 | 0 | 0 | 0 | 3902141 | 0 | 0 | 0 | 0 | 0 | 0 | 0 | 0
501 | Deferred Investment Tax Credit | 0 | 0 | 0 | 0 | 0 | 0 | 0 | 0 | 0 | 0 | 0 | 0 | 0 | 0 | 0 | 0 | 0 | 0 | 0 | 0 | 0 | 0 | 0 | 0 | 0 | 0 | 0 | 0 | 0 | 0 | 0 | 0 | 0 | 0 | 0 | 0 | 0 | 0 | 0 | 0 | 0 | 0 | 0 | 0 | 0 | 0 | 0 | 0 | 0 | 0 | 0 | 0 | 0 | 0 | 0 | 0 | 0 | 0
502 | ITC Adjustment | 0 | 0 | 0 | 0 | 0 | 0 | 0 | 0 | 0 | 0 | 0 | 0 | 0 | 0 | 0 | 0 | 0 | 0 | 0 | 0 | 0 | 0 | 0 | 0 | 0 | 0 | 0 | 0 | 0 | 0 | 0 | 0 | 0 | 0 | 0 | 0 | 0 | 0 | 0 | 0 | 0 | 0 | 0 | 0 | 0 | 0 | 0 | 0 | 0 | 0 | 0 | 0 | 0 | 0 | 0 | 0 | 0 | 0
503 | Total Income Taxes | 4263542.1143 | 611359 | -128622 | 36197 | 676964 | 8236303 | 160515 | 50924 | -5411802 | -1693841 | -3296576 | -14432 | 0 | 0 | -543876 | -145893 | -2491242 | -73011 | -1016527 | 3265923 | 60867 | -53761 | 0 | -60382 | 13678 | -29187 | -1046851 | 15420 | -116172 | 770331 | -843083 | 6033 | -442599 | -23807 | -31089 | -28584 | -232956 | -1063898 | 0 | -297127 | -302536 | 421604 | -35133 | -1049418 | 2102907 | 1391380 | 0 | 0 | 0 | 3902141 | 2963769.6843 | 0 | 0 | 0 | 0 | 0 | 0 | 0
| Schedule M Adjustment --- Addback <Deduct> | -4103301.3391 | 0 | 0 | 0 | 0 | 0 | 0 | 0 | 0 | 0 | 0 | 0 | 0 | 0 | 0 | 0 | 0 | 0 | 0 | 0 | 0 | 0 | 0 | 0 | 0 | 0 | 4985006.8612 | 0 | 0 | 0 | 0 | 0 | 3942450 | 113368.78 | 0 | 0 | -5886172.9804 | 0 | 0 | 0 | 0 | 0 | 0 | -7257954 | 0 | 0 | 0 | 0 | 0 | 0 | 0 | 0 | 0 | 0 | 0 | 0 | 0 | 0
| Normalization % |  | 100% | 100% | 100% | 100% | 100% | 100% | 100% | 100% | 100% | 100% | 100% | 100% | 100% | 100% | 100% | 100% | 100% | 100% | 100% | 100% | 100% | 100% | 100% | 100% | 100% | 100% | 100% | 100% | 100% | 100% | 100% | 53.46% | 100% | 100% | 100% | 100% | 100% | 100% | 100% | 100% | 100% | 100% | 69.12% | 69.12% | 100% | 100% | 100% | 100% | 100% | 100% | 100% | 100% | 100% | 100% | 100% | 100% | 100%
| State Income Tax Rate | 5.01%
| Federal Income Tax Rate | 21%
| ETR |  | 24.96% | 24.96% | 24.96% | 24.96% | 24.96% | 24.96% | 24.96% | 24.96% | 24.96% | 24.96% | 24.96% | #DIV/0! | #DIV/0! | 24.96% | 24.96% | 24.96% | 24.96% | 20.93% | 24.96% | 24.96% | 24.96% | #DIV/0! | 24.96% | 24.96% | 24.96% | 21% | 24.96% | 24.96% | 24.96% | 24.96% | 24.96% | 11.23% | 21% | 24.96% | 24.96% | #DIV/0! | 24.96% | #DIV/0! | 24.96% | 24.96% | 24.96% | 24.96% | 89.85% | 24.96% | 24.96% | #DIV/0! | #DIV/0! | #DIV/0! | #DIV/0! | #DIV/0! | #DIV/0! | #DIV/0! | #DIV/0! | #DIV/0! | #DIV/0! | #DIV/0! | #DIV/0!
|  |  | 7: 7326, 7327; 8: 7329, 7332, 7333, 7334; 9: 7012; 10: 7328; 11: 7099; 26: 7032, 7575; 28: 7359 | 7048 |  | 6017, 6018 | 6004 | 7581 |  | 6002 |  | 7587 |  |  |  |  | 6017, 6018 | 6017, 6018
|  |  | 1: No Def Fuel; 9: No Def Fuel; 10: No Timing Diff; 11: No Timing Dif | [19 empty] | DFIT
| DFIT | 0
| CFIT | 1611.7701
| SIT | 2.35
`
[25 empty] | 2100000000 |  | 50000
[25 empty] | 0.019% |  | 0.019%
[25 empty] | 399000 |  | 9.5
400000
0.00019048
Note on C512: [Threaded comment] Your version of Excel allows you to read this threaded comment; however, any edits to it will get removed if the file is opened in a newer version of Excel. Learn more: https://go.microsoft.com/fwlink/?linkid=870924 Comment: Agrees to CFIT Schedule - "Section V Exhibit 3 2025" Cell P152