## UPIS
Bluegrass Water Utility Operating Company, LLC
Case No. 2025-00354
Exhibit PSC 6-10
Asset Id | Name | Location | ASSET ACCOUNT | ASSET ACCT # | 9/30/2025 Gross Balance | In Service Date
KY.BR.363.000.01 | Effluent Pump Work | KY-Brocklyn-WW | 371002 Sewer - Pumping Equip - 10 Years | 371002 | 96.67 | 2020-01-31
KY.TL.374.000.02 | Yard Piping - Pay App | KY-Timberland-WW | 382001 Sewer - Outfall Sewer Lines - 50 Years | 382001 | 124 | 2023-07-31
KY.PR.311.000.01 | Refurbish plant gate | KY-Persimmon Ridge-WW | 354004 Sewer - S&I - 30 Years | 354004 | 175 | 2020-03-31
FA34565 | Land Asset | KY-LH Treatment-WW | 353000 Sewer - Land and Land Rights | 353000 | 175 | 2025-02-01
KY.CP.370.100.01 | Acquisition - Land Rights - Lagoon alloc from Flinn Eval Rpt | KY-Carriage Park-WW | 353000 Sewer - Land and Land Rights | 353000 | 211.22 | 2020-12-31
KY.CR.330.000.02 | Hydropneumatic tank Modification - Pay App | KY-Center Ridge-W | 330003 Water - Dist, Resevoirs, Standpipes - 50 Years | 330003 | 213 | 2023-07-31
FA34456 | Troubleshooting flow meter | KY-Delaplain Disposal-WW | 364002 Sewer - Flow Measuring Devices - 30 Years | 364002 | 220 | 2025-01-01
KY.CP.353.000.01 | Acquisition - Laterals allocated from Flinn Eng Valuation Rpt | KY-Carriage Park-WW | 363000 Sewer - Services to Customers | 363000 | 247.75 | 2020-12-31
KY.FR.372.000.03 | Acquisition - Legal & Engineering | KY-Fox Run-WW | 380003 Sewer - Treatment & Disposal Equip - 20 Years | 380003 | 277.82 | 2020-06-30
KY.BR.352.100.03 | Acquisition - Legal & Engineering | KY-Brocklyn-WW | 360001 Sewer - Collection Sewers - Force - 50 Years | 360001 | 327.68 | 2020-04-30
KY.LC.372.000.01 | Chlorine system | KY-Lake Columbia-WW | 380003 Sewer - Treatment & Disposal Equip - 20 Years | 380003 | 362.55 | 2020-01-31
KY.BR.372.000.04 | Mounting Brackets and Brace for Skimmer/Clarifier | KY-Brocklyn-WW | 380003 Sewer - Treatment & Disposal Equip - 20 Years | 380003 | 375 | 2020-04-30
KY.LH.372.000.05 | Pumping Sludge from both digesters | KY-LH Treatment-WW | 380003 Sewer - Treatment & Disposal Equip - 20 Years | 380003 | 420 | 2020-12-31
FA34293 | Rehabbed two headers on digester | KY-Airview-WW | 380003 Sewer - Treatment & Disposal Equip - 20 Years | 380003 | 420 | 2025-01-01
FA34508 | Installed parasitic acid pump | KY-Herrington Haven-WW | 380003 Sewer - Treatment & Disposal Equip - 20 Years | 380003 | 420 | 2025-01-01
FA34372 | Install new service line at 90 Grey Wolf | KY-Center Ridge 4-W | 333001 Water - Services to Customers - 20 Years | 333001 | 437.5 | 2025-01-01
FA34278 | New grating over digester | KY-Airview-WW | 354004 Sewer - S&I - 30 Years | 354004 | 440 | 2025-01-01
FA34529 | install chemical feed pump to contact chamber | KY-Kingswood-WW | 380003 Sewer - Treatment & Disposal Equip - 20 Years | 380003 | 440 | 2025-01-01
KY.RB.372.000.09 | Digester - Pay App | KY-River Bluffs-WW | 380003 Sewer - Treatment & Disposal Equip - 20 Years | 380003 | 463 | 2023-07-31
KY.AV.355.000.01 | Acquisition - Legal & Engineering | KY-Airview-WW | 364002 Sewer - Flow Measuring Devices - 30 Years | 364002 | 475 | 2020-01-31
KY.CR1.304.000.01 | Site Cleanup | KY-Center Ridge-W | 304005 Water - S&I - 30 Years | 304005 | 490 | 2020-12-31
KY.HH.310.100.02 | Land & Land Rights | KY-Herrington Haven-WW | 353000 Sewer - Land and Land Rights | 353000 | 500 | 2021-02-28
FA34359 | Land Assets | KY-Center Ridge 3-W | 303000 Water - Land and Land Rights | 303000 | 510 | 2025-02-01
KY.AV.375.000.01 | Outfall sewer lines | KY-Airview-WW | 382001 Sewer - Outfall Sewer Lines - 50 Years | 382001 | 520 | 2020-02-29
KY.CR3.325.000.01 | Well pump and wiring - Pay App | KY-Center Ridge 3-W | 311002 Water - Pumping Equip - 10 Years | 311002 | 520 | 2023-07-31
KY.SC.310.100.01 | Acquisition - Closing Costs | KY-Springcrest-WW | 353000 Sewer - Land and Land Rights | 353000 | 521 | 2021-02-28
KY.CR.304.000.04 | New heater in building - Pay App | KY-Center Ridge-W | 304005 Water - S&I - 30 Years | 304005 | 522 | 2023-07-31
FA34570 | Gates for new fence | KY-Magruder Village-WW | 354004 Sewer - S&I - 30 Years | 354004 | 523.63 | 2025-01-01
FA34373 | Replace service line at 482 Landmark Circle | KY-Center Ridge 4-W | 333001 Water - Services to Customers - 20 Years | 333001 | 525 | 2025-01-01
FA36732 | Install new blower | KY-Fox Run-WW | 380003 Sewer - Treatment & Disposal Equip - 20 Years | 380003 | 525.06 | 2025-01-01
FA36700 | Locate water main, tap & set new service line & meter | KY-Center Ridge 4-W | 333001 Water - Services to Customers - 20 Years | 333001 | 529.56 | 2025-01-01
FA36759 | Install High Tide external antenna kit | KY-Kingswood-WW | 396001 Sewer - Communication Equip - 15 Years | 396001 | 533.57 | 2025-01-01
FA34336 | Replace shut off valve at 82 Lakeshore Dr | KY-Center Ridge 2-W | 333001 Water - Services to Customers - 20 Years | 333001 | 540 | 2025-04-01
FA34549 | Replace fittings on airline | KY-Lake Columbia-WW | 380003 Sewer - Treatment & Disposal Equip - 20 Years | 380003 | 550 | 2025-04-01
FA34355 | Rehab service line at 381 Scenic Valley | KY-Center Ridge 3-W | 333001 Water - Services to Customers - 20 Years | 333001 | 553.05 | 2025-01-01
KY.TL.311.000.01 | Site Work | KY-Timberland-WW | 354004 Sewer - S&I - 30 Years | 354004 | 560 | 2020-12-31
FA34321 | Change out valve at district 2 | KY-Center Ridge 2-W | 331002 Water - Transmission & Distribution Mains - 50 Years | 331002 | 560 | 2025-01-01
FA34502 | Replace fence boards | KY-Herrington Haven-WW | 354004 Sewer - S&I - 30 Years | 354004 | 560 | 2025-01-01
FA34732 | Line refurbishment | KY-Springcrest-WW | 363000 Sewer - Services to Customers | 363000 | 560 | 2025-01-01
FA36718 | Repaired broken line | KY-Delaplain Disposal-WW | 361001 Sewer - Collection Sewers - Gravity - 50 Years | 361001 | 562.56 | 2025-01-01
FA36752 | Installed new start capacitor on pump | KY-Kingswood-WW | 371002 Sewer - Pumping Equip - 10 Years | 371002 | 562.56 | 2025-01-01
FA34377 | Install water service Lot 8 Landmark Circle | KY-Center Ridge 4-W | 333001 Water - Services to Customers - 20 Years | 333001 | 577.5 | 2025-01-01
FA34337 | Land Asset | KY-Center Ridge 2-W | 303000 Water - Land and Land Rights | 303000 | 585 | 2025-05-01
FA34371 | 3" main rehab | KY-Center Ridge 4-W | 331002 Water - Transmission & Distribution Mains - 50 Years | 331002 | 591.6 | 2025-01-01
FA36664 | Replaced outlet in panel box | KY-Airview-WW | 354004 Sewer - S&I - 30 Years | 354004 | 600.06 | 2025-01-01
FA34420 | Installed wire mesh and mulch to cover gaps from ground to fence | KY-Darlington Creek-WW | 354004 Sewer - S&I - 30 Years | 354004 | 601.99 | 2025-01-01
FA34725 | Cut out section and installed new pipe and fitting | KY-Airview-WW | 363000 Sewer - Services to Customers | 363000 | 605 | 2025-06-01
FA34483 | Replace sump pump | KY-Fox Run-WW | 371002 Sewer - Pumping Equip - 10 Years | 371002 | 613.94 | 2025-01-01
KY.LH.311.000.02 | Safety Rails | KY-LH Treatment-WW | 354004 Sewer - S&I - 30 Years | 354004 | 614.62 | 2020-06-30
FA34399 | Installed gfci outlet and cut out most of the bottom boards on wall | KY-Commonwealth(Wandering Hills)-WW | 354004 Sewer - S&I - 30 Years | 354004 | 630 | 2025-01-01
FA34411 | New backup pump | KY-Commonwealth(Wandering Hills)-WW | 371002 Sewer - Pumping Equip - 10 Years | 371002 | 630 | 2025-01-01
FA34437 | Replace pump | KY-Delaplain Disposal-WW | 371002 Sewer - Pumping Equip - 10 Years | 371002 | 630 | 2025-01-01
FA34538 | Paint handrails | KY-Lake Columbia-WW | 354004 Sewer - S&I - 30 Years | 354004 | 630 | 2025-01-01
KY.AP.353.000.01 | Acquisition - Laterals allocated from Flinn Eng Valuation Rpt | KY-Arcadia Pines-WW | 363000 Sewer - Services to Customers | 363000 | 633.69 | 2020-12-31
KY.AV.363.000.05 | New Motor-Starter for Pump | KY-Airview-WW | 371002 Sewer - Pumping Equip - 10 Years | 371002 | 635 | 2020-06-30
FA36806 | Lift station rehab | KY-River Bluffs-WW | 360001 Sewer - Collection Sewers - Force - 50 Years | 360001 | 642.93 | 2025-01-01
KY.AV.375.000.02 | Effluent Lines | KY-Airview-WW | 382001 Sewer - Outfall Sewer Lines - 50 Years | 382001 | 652.5 | 2020-03-31
FA34401 | Added pipe to gutter down spout extending to ditch | KY-Commonwealth(Wandering Hills)-WW | 354004 Sewer - S&I - 30 Years | 354004 | 656.4 | 2025-01-01
FA34379 | Replace water meter | KY-Center Ridge 4-W | 334001 Water - Meters and Installation - 10 Years | 334001 | 660 | 2025-01-01
FA34454 | Install new Cl2 and So2 equipment | KY-Delaplain Disposal-WW | 380003 Sewer - Treatment & Disposal Equip - 20 Years | 380003 | 660 | 2025-01-01
FA34601 | Rewire panel box | KY-Persimmon Ridge-WW | 354004 Sewer - S&I - 30 Years | 354004 | 660 | 2025-04-01
FA34286 | Refurbish dechlorination box | KY-Airview-WW | 380003 Sewer - Treatment & Disposal Equip - 20 Years | 380003 | 665 | 2025-01-01
FA34328 | Replace mater seter & valve pipes | KY-Center Ridge 2-W | 334001 Water - Meters and Installation - 10 Years | 334001 | 665 | 2025-01-01
FA36702 | Replaced missing shingles & rehab roof building | KY-Center Ridge 4-W | 354004 Sewer - S&I - 30 Years | 354004 | 670.46 | 2025-01-01
FA34496 | New belts and air filters for blowers | KY-Great Oaks-WW | 371002 Sewer - Pumping Equip - 10 Years | 371002 | 674.11 | 2025-01-01
FA34394 | Water tap and meter installed @ 53 Lake Song | KY-Center Ridge-W | 333001 Water - Services to Customers - 20 Years | 333001 | 675 | 2025-01-01
FA36683 | Replace pump | KY-Brocklyn-WW | 371002 Sewer - Pumping Equip - 10 Years | 371002 | 675.07 | 2025-01-01
FA34342 | Install chlorine/flush hammer | KY-Center Ridge 3-W | 320002 Water - Treatment Equip - 20 Years | 320002 | 682.15 | 2025-01-01
FA34403 | Installed new exhaust fan and thermostat inside building | KY-Commonwealth(Wandering Hills)-WW | 354004 Sewer - S&I - 30 Years | 354004 | 682.5 | 2025-01-01
KY.KW.352.100.03 | Check Valves | KY-Kingswood-WW | 360001 Sewer - Collection Sewers - Force - 50 Years | 360001 | 700 | 2020-05-31
FA34346 | Installing new valves | KY-Center Ridge 3-W | 331002 Water - Transmission & Distribution Mains - 50 Years | 331002 | 700 | 2025-01-01
FA34634 | Replaced cap and stop leak | KY-Springcrest-WW | 360001 Sewer - Collection Sewers - Force - 50 Years | 360001 | 700 | 2025-01-01
FA34396 | Dug up broken T fitting and replaced new fitting | KY-Center Ridge-W | 331002 Water - Transmission & Distribution Mains - 50 Years | 331002 | 701.6 | 2025-06-01
KY.GA.370.000.01 | Acquisition Purchase Acctg - Closing Costs | KY-Golden Acres-WW | 353000 Sewer - Land and Land Rights | 353000 | 702.7 | 2019-09-30
KY.GO.370.000.01 | Acquisition Purchase Acctg - Closing Costs | KY-Great Oaks-WW | 353000 Sewer - Land and Land Rights | 353000 | 702.7 | 2019-09-30
KY.CR.320.000.02 | Chlorine equipment - Pay App | KY-Center Ridge-W | 320002 Water - Treatment Equip - 20 Years | 320002 | 706 | 2023-07-31
FA36798 | Installed new PAA containment unit | KY-Persimmon Ridge-WW | 380003 Sewer - Treatment & Disposal Equip - 20 Years | 380003 | 707.22 | 2025-05-01
FA34345 | Rehab water main | KY-Center Ridge 3-W | 331002 Water - Transmission & Distribution Mains - 50 Years | 331002 | 710.69 | 2025-01-01
FA36815 | Replace belts for blower | KY-River Bluffs-WW | 380003 Sewer - Treatment & Disposal Equip - 20 Years | 380003 | 712.58 | 2025-01-01
FA34386 | Integrator 120V/60HZ, econ pumps & 5G Sodium Hypochlorite | KY-Center Ridge-W | 311002 Water - Pumping Equip - 10 Years | 311002 | 714.91 | 2025-01-01
FA36717 | 150 LB Chlorine Cylinder | KY-Delaplain Disposal-WW | 380003 Sewer - Treatment & Disposal Equip - 20 Years | 380003 | 715.77 | 2025-08-01
FA34335 | Pour & finish concrete across driveway @ 210 Midget Dr | KY-Center Ridge 2-W | 304005 Water - S&I - 30 Years | 304005 | 720 | 2025-04-01
FA13163 | Purchase Accounting - Land and Land Rights | KY-Commonwealth | 353000 Sewer - Land and Land Rights | 353000 | 722.68 | 2024-01-01
KY.FR.352.100.03 | Acquisition - Legal & Engineering | KY-Fox Run-WW | 360001 Sewer - Collection Sewers - Force - 50 Years | 360001 | 724 | 2020-04-30
KY.AV.311.000.03 | Site Cleanup | KY-Airview-WW | 354004 Sewer - S&I - 30 Years | 354004 | 735 | 2020-03-31
FA36672 | Replaced sump pump | KY-Airview-WW | 371002 Sewer - Pumping Equip - 10 Years | 371002 | 750.08 | 2025-01-01
KY.MR.353.000.01 | Acquisition - Laterals allocated from Flinn Eng Valuation Rpt | KY-Marshall Ridge-WW | 363000 Sewer - Services to Customers | 363000 | 760.05 | 2020-12-31
FA34324 | Install new water tap | KY-Center Ridge 2-W | 333001 Water - Services to Customers - 20 Years | 333001 | 767 | 2025-01-01
FA34475 | Install air line | KY-Fox Run-WW | 360001 Sewer - Collection Sewers - Force - 50 Years | 360001 | 767.48 | 2025-01-01
FA34398 | New drains | KY-Commonwealth(Wandering Hills)-WW | 354004 Sewer - S&I - 30 Years | 354004 | 769.85 | 2025-01-01
FA34540 | Building up of speed bump under gate | KY-Lake Columbia-WW | 354004 Sewer - S&I - 30 Years | 354004 | 780.83 | 2025-01-01
FA34514 | Paint hand rails | KY-Kingswood-WW | 354004 Sewer - S&I - 30 Years | 354004 | 783.83 | 2025-01-01
FA36712 | Install 12" saddle wrap on pipe | KY-Delaplain Disposal-WW | 361001 Sewer - Collection Sewers - Gravity - 50 Years | 361001 | 787.11 | 2025-01-01
FA34673 | Poured concrete pad for water hydrant | KY-Woodland Acres-WW | 354004 Sewer - S&I - 30 Years | 354004 | 787.5 | 2025-01-01
FA34366 | Rehab 3 inch water main | KY-Center Ridge 4-W | 331002 Water - Transmission & Distribution Mains - 50 Years | 331002 | 790 | 2025-01-01
KY.KW.370.000.01 | Acquisition Purchase Acctg - Closing Costs | KY-Kingswood-WW | 353000 Sewer - Land and Land Rights | 353000 | 803 | 2019-09-30
FA34349 | Replaced 4inch coupling on Waterway Trail at Ferrow Lane | KY-Center Ridge 3-W | 331002 Water - Transmission & Distribution Mains - 50 Years | 331002 | 821.6 | 2025-01-01
FA34547 | Chlorine feeder tubes | KY-Lake Columbia-WW | 380003 Sewer - Treatment & Disposal Equip - 20 Years | 380003 | 823.84 | 2025-01-01
FA34329 | Install new meter @ 244 Lakeshore | KY-Center Ridge 2-W | 334001 Water - Meters and Installation - 10 Years | 334001 | 825 | 2025-01-01
FA34353 | Water main rehab at 558 Waterway Trail | KY-Center Ridge 3-W | 331002 Water - Transmission & Distribution Mains - 50 Years | 331002 | 825 | 2025-01-01
FA34370 | Replace 45 inch section of 2 inch water main | KY-Center Ridge 4-W | 331002 Water - Transmission & Distribution Mains - 50 Years | 331002 | 825 | 2025-01-01
FA34433 | Replace gate valve | KY-Darlington Creek-WW | 380003 Sewer - Treatment & Disposal Equip - 20 Years | 380003 | 825 | 2025-01-01
FA34510 | Installed uv light | KY-Herrington Haven-WW | 380003 Sewer - Treatment & Disposal Equip - 20 Years | 380003 | 825 | 2025-01-01
KY.PR.352.100.01 | Alarms at 3 lift Stations | KY-Persimmon Ridge-WW | 360001 Sewer - Collection Sewers - Force - 50 Years | 360001 | 825.02 | 2020-01-31
FA36736 | Replaced lift station control switches | KY-Great Oaks-WW | 360001 Sewer - Collection Sewers - Force - 50 Years | 360001 | 825.09 | 2025-01-01
FA34413 | Replaced water line for jet pumps | KY-Commonwealth(Wandering Hills)-WW | 371002 Sewer - Pumping Equip - 10 Years | 371002 | 839.55 | 2025-01-01
KY.LC.311.000.01 | Upgrade to Plant Structure | KY-Lake Columbia-WW | 354004 Sewer - S&I - 30 Years | 354004 | 843.06 | 2020-01-31
FA34393 | Rehab 3 inch leaking main on Parkside Drive | KY-Center Ridge-W | 331002 Water - Transmission & Distribution Mains - 50 Years | 331002 | 853.46 | 2025-01-01
KY.HH.310.100.01 | Land & Land Rights | KY-Herrington Haven-WW | 353000 Sewer - Land and Land Rights | 353000 | 855 | 2021-02-28
FA36791 | Replace chlorine pump & aeration float | KY-Persimmon Ridge-WW | 380003 Sewer - Treatment & Disposal Equip - 20 Years | 380003 | 862.59 | 2025-01-01
FA34676 | Install new 50 amp breaker | KY-Woodland Acres-WW | 354004 Sewer - S&I - 30 Years | 354004 | 862.67 | 2025-01-01
KY.AV.372.000.02 | Treatment & Disposal Equipment | KY-Airview-WW | 380003 Sewer - Treatment & Disposal Equip - 20 Years | 380003 | 867.54 | 2020-02-29
FA34595 | Replace blower belts | KY-Persimmon Ridge-WW | 380003 Sewer - Treatment & Disposal Equip - 20 Years | 380003 | 873.57 | 2025-01-01
KY.CR2.331.000.05 | Well Screens | KY-Center Ridge 2-W | 331002 Water - Transmission & Distribution Mains - 50 Years | 331002 | 875 | 2022-01-01
FA36727 | Install new pump | KY-Fox Run-WW | 371002 Sewer - Pumping Equip - 10 Years | 371002 | 878.87 | 2025-01-01
FA34364 | Replaced culvert at water plant | KY-Center Ridge 4-W | 330003 Water - Dist, Resevoirs, Standpipes - 50 Years | 330003 | 880 | 2025-01-01
FA34435 | Installed mechanical sleeve on influent pipe | KY-Delaplain Disposal-WW | 360001 Sewer - Collection Sewers - Force - 50 Years | 360001 | 880 | 2025-01-01
FA36697 | Clean and paint tank | KY-Center Ridge 4-W | 330003 Water - Dist, Resevoirs, Standpipes - 50 Years | 330003 | 881.34 | 2025-01-01
FA34663 | Seed and straw around lift station, roadway | KY-Timberland-WW | 354004 Sewer - S&I - 30 Years | 354004 | 890 | 2025-01-01
FA34584 | Paint grate over contact chamber | KY-Persimmon Ridge-WW | 354004 Sewer - S&I - 30 Years | 354004 | 891.98 | 2025-01-01
FA34277 | New splash guard for the raz line | KY-Airview-WW | 354004 Sewer - S&I - 30 Years | 354004 | 896.98 | 2025-01-01
FA34388 | Clean and paint tank | KY-Center Ridge-W | 330003 Water - Dist, Resevoirs, Standpipes - 50 Years | 330003 | 910 | 2025-01-01
FA34689 | Installing second Influent pump | KY-Woodland Acres-WW | 371002 Sewer - Pumping Equip - 10 Years | 371002 | 915.34 | 2025-04-01
FA34647 | Rewired pumps and control panel | KY-Springcrest-WW | 371002 Sewer - Pumping Equip - 10 Years | 371002 | 916.33 | 2025-01-01
FA34357 | Rehab service line leak, 575 keniana | KY-Center Ridge 3-W | 333001 Water - Services to Customers - 20 Years | 333001 | 921.6 | 2025-01-01
FA34348 | Replace 2-inch water pipe and install valve | KY-Center Ridge 3-W | 331002 Water - Transmission & Distribution Mains - 50 Years | 331002 | 922.45 | 2025-01-01
FA34427 | Installed valves for skimmer stank | KY-Darlington Creek-WW | 380003 Sewer - Treatment & Disposal Equip - 20 Years | 380003 | 945 | 2025-01-01
FA36750 | Replace start float on pump | KY-Kingswood-WW | 371002 Sewer - Pumping Equip - 10 Years | 371002 | 950.13 | 2025-06-01
KY.FR.370.000.01 | Acquisition Purchase Acctg - Closing Costs | KY-Fox Run-WW | 353000 Sewer - Land and Land Rights | 353000 | 958.2 | 2019-09-30
KY.CR4.304.000.05 | Gravel for all weather road - Pay App | KY-Center Ridge 4-W | 304005 Water - S&I - 30 Years | 304005 | 965 | 2023-07-31
KY.CP.372.000.01 | Acquisition - Water Treatment Plt alloc from Flinn Eval Rpt | KY-Carriage Park-WW | 380003 Sewer - Treatment & Disposal Equip - 20 Years | 380003 | 969 | 2020-12-31
FA34650 | Valve boxes | KY-Springcrest-WW | 361001 Sewer - Collection Sewers - Gravity - 50 Years | 361001 | 970.06 | 2025-03-01
FA36816 | Install new board in High Tide | KY-River Bluffs-WW | 396001 Sewer - Communication Equip - 15 Years | 396001 | 975.1 | 2025-07-01
KY.GO. 311.000.05 | painting steps & handrails | KY-Great Oaks-WW | 354004 Sewer - S&I - 30 Years | 354004 | 980 | 2022-01-01
FA36709 | Raise casting w/ riser & reset manhole casting | KY-Delaplain Disposal-WW | 360001 Sewer - Collection Sewers - Force - 50 Years | 360001 | 985.82 | 2025-01-01
FA34688 | Replacing Influent pump | KY-Woodland Acres-WW | 371002 Sewer - Pumping Equip - 10 Years | 371002 | 993.02 | 2025-04-01
FA34375 | Replaced water service line | KY-Center Ridge 4-W | 333001 Water - Services to Customers - 20 Years | 333001 | 994.03 | 2025-01-01
FA34478 | Replace parts on blower | KY-Fox Run-WW | 371002 Sewer - Pumping Equip - 10 Years | 371002 | 997.5 | 2025-01-01
FA34677 | Install new pipe | KY-Woodland Acres-WW | 360001 Sewer - Collection Sewers - Force - 50 Years | 360001 | 997.5 | 2025-01-01
KY.AP.311.000.01 | Fence Modification - Pay App | KY-Arcadia Pines-WW | 354004 Sewer - S&I - 30 Years | 354004 | 1000 | 2023-07-31
KY.MR.311.000.01 | Access road - Pay App | KY-Marshall Ridge-WW | 354004 Sewer - S&I - 30 Years | 354004 | 1000 | 2023-07-31
FA34530 | Splash guard for tank | KY-Kingswood-WW | 380003 Sewer - Treatment & Disposal Equip - 20 Years | 380003 | 1004.6 | 2025-01-01
FA34341 | Pump rehab | KY-Center Ridge 3-W | 311002 Water - Pumping Equip - 10 Years | 311002 | 1011.96 | 2025-01-01
KY.GO.311.000.01 | Refurbish plant grounds | KY-Great Oaks-WW | 354004 Sewer - S&I - 30 Years | 354004 | 1012.5 | 2020-01-31
FA34327 | Place shut off valve and meter box | KY-Center Ridge 2-W | 334001 Water - Meters and Installation - 10 Years | 334001 | 1027.08 | 2025-01-01
FA34613 | Replace start and stop floats on pumps | KY-River Bluffs-WW | 371002 Sewer - Pumping Equip - 10 Years | 371002 | 1029.42 | 2025-01-01
FA34503 | Build concrete steps for entry way | KY-Herrington Haven-WW | 354004 Sewer - S&I - 30 Years | 354004 | 1031.35 | 2025-01-01
KY.BR.352.100.06 | Collection Sewers - Force | KY-Brocklyn-WW | 360001 Sewer - Collection Sewers - Force - 50 Years | 360001 | 1038.26 | 2021-01-31
FA34504 | Install new 60 amp pole breaker | KY-Herrington Haven-WW | 354004 Sewer - S&I - 30 Years | 354004 | 1039.88 | 2025-01-01
FA34300 | Installed feeder to brackets and tubes | KY-Airview-WW | 380003 Sewer - Treatment & Disposal Equip - 20 Years | 380003 | 1045 | 2025-06-01
FA34423 | Installed declor dispenser | KY-Darlington Creek-WW | 364002 Sewer - Flow Measuring Devices - 30 Years | 364002 | 1045 | 2025-01-01
FA34429 | Build workbench | KY-Darlington Creek-WW | 393002 Sewer - Tools, Shop, and Garage Equip - 10 Years | 393002 | 1045 | 2025-01-01
FA34455 | Replace section of air line at plant | KY-Delaplain Disposal-WW | 380003 Sewer - Treatment & Disposal Equip - 20 Years | 380003 | 1045 | 2025-01-01
FA34726 | Tap connection | KY-Darlington Creek-WW | 363000 Sewer - Services to Customers | 363000 | 1045 | 2025-03-01
FA36666 | Built steps into hill | KY-Airview-WW | 354004 Sewer - S&I - 30 Years | 354004 | 1050.11 | 2025-01-01
FA34325 | Install new service line valve @ 272 Primrose | KY-Center Ridge 2-W | 333001 Water - Services to Customers - 20 Years | 333001 | 1053.51 | 2025-01-01
KY.CR2.320.000.03 | Quick connect - Pay App | KY-Center Ridge 2-W | 320002 Water - Treatment Equip - 20 Years | 320002 | 1055 | 2023-07-31
FA34509 | Tap air header and run air to last contact chamber | KY-Herrington Haven-WW | 380003 Sewer - Treatment & Disposal Equip - 20 Years | 380003 | 1070.1 | 2025-01-01
FA36743 | Install external antenna on outside of building | KY-Kingswood-WW | 354004 Sewer - S&I - 30 Years | 354004 | 1071.72 | 2025-07-01
KY.AV.311.000.06 | Structures & Improvements - Sewer | KY-Airview-WW | 354004 Sewer - S&I - 30 Years | 354004 | 1072.49 | 2020-01-31
KY.LC.370.000.01 | Acquisition Purchase Acctg - Closing Costs | KY-Lake Columbia-WW | 353000 Sewer - Land and Land Rights | 353000 | 1077.25 | 2019-09-30
FA36692 | Replace distribution and service lines | KY-Center Ridge 3-W | 331002 Water - Transmission & Distribution Mains - 50 Years | 331002 | 1083.87 | 2025-01-01
FA34326 | Replace section of service line @ 47 Primrose | KY-Center Ridge 2-W | 333001 Water - Services to Customers - 20 Years | 333001 | 1096.55 | 2025-01-01
KY.RB.372.000.07 | Assemble Digester Air Manifold | KY-River Bluffs-WW | 380003 Sewer - Treatment & Disposal Equip - 20 Years | 380003 | 1100 | 2022-01-01
FA34428 | Installed chlorine dispenser | KY-Darlington Creek-WW | 380003 Sewer - Treatment & Disposal Equip - 20 Years | 380003 | 1100 | 2025-01-01
FA34460 | High Tide | KY-Delaplain Disposal-WW | 396001 Sewer - Communication Equip - 15 Years | 396001 | 1100 | 2025-04-01
FA34552 | Installing wench hoist | KY-LH Treatment-WW | 354004 Sewer - S&I - 30 Years | 354004 | 1102.5 | 2025-01-01
FA34392 | Rehab 3inch waterline | KY-Center Ridge-W | 331002 Water - Transmission & Distribution Mains - 50 Years | 331002 | 1105 | 2025-01-01
KY.PR.352.200.01 | Install manhole risers | KY-Persimmon Ridge-WW | 361001 Sewer - Collection Sewers - Gravity - 50 Years | 361001 | 1120 | 2020-09-30
FA36758 | Rehab valve for airline | KY-Kingswood-WW | 380003 Sewer - Treatment & Disposal Equip - 20 Years | 380003 | 1125.12 | 2025-01-01
FA36715 | Install crane hoist for pumps | KY-Delaplain Disposal-WW | 371002 Sewer - Pumping Equip - 10 Years | 371002 | 1129.15 | 2025-01-01
FA34573 | Replace bad blower motor | KY-Magruder Village-WW | 380003 Sewer - Treatment & Disposal Equip - 20 Years | 380003 | 1135.7 | 2025-01-01
FA34487 | New chlorine pumps | KY-Fox Run-WW | 380003 Sewer - Treatment & Disposal Equip - 20 Years | 380003 | 1140.37 | 2025-01-01
FA34322 | 2 inch Water Main rehab @ 135 Mason | KY-Center Ridge 2-W | 331002 Water - Transmission & Distribution Mains - 50 Years | 331002 | 1155 | 2025-01-01
FA34356 | Rehab leaking service line on water way trail in center ridge district 3 | KY-Center Ridge 3-W | 333001 Water - Services to Customers - 20 Years | 333001 | 1155 | 2025-01-01
FA34384 | Replace capacitor in well startup power box | KY-Center Ridge-W | 304005 Water - S&I - 30 Years | 304005 | 1155 | 2025-01-01
FA36691 | High Tide | KY-Center Ridge 2-W | 346000 Water - Communication Equip | 346000 | 1157.27 | 2025-01-01
KY.PR.372.000.04 | Lagoon reconditioning | KY-Persimmon Ridge-WW | 380003 Sewer - Treatment & Disposal Equip - 20 Years | 380003 | 1165 | 2022-01-01
FA34482 | Replace pump for liftstation | KY-Fox Run-WW | 371002 Sewer - Pumping Equip - 10 Years | 371002 | 1171.7 | 2025-01-01
KY.CR2.304.000.09 | Convert well head to pitless unit - Pay App | KY-Center Ridge 2-W | 304005 Water - S&I - 30 Years | 304005 | 1176 | 2023-07-31
KY.AP.370.100.01 | Acquisition - Land Rights - Lagoon alloc from Flinn Eval Rpt | KY-Arcadia Pines-WW | 353000 Sewer - Land and Land Rights | 353000 | 1181.59 | 2020-12-31
FA36837 | Rehab RAS line | KY-Woodland Acres-WW | 380003 Sewer - Treatment & Disposal Equip - 20 Years | 380003 | 1183.26 | 2025-03-01
FA34412 | Installed new filters inside building for jet pumps | KY-Commonwealth(Wandering Hills)-WW | 371002 Sewer - Pumping Equip - 10 Years | 371002 | 1185.69 | 2025-01-01
KY.TL.363.000.02 | Unclog LS Manhole | KY-Timberland-WW | 371002 Sewer - Pumping Equip - 10 Years | 371002 | 1187.5 | 2020-12-31
FA34319 | Excavate and replace water line | KY-Center Ridge 2-W | 331002 Water - Transmission & Distribution Mains - 50 Years | 331002 | 1190 | 2025-01-01
FA34560 | Replace galvanized pipe on contact tank | KY-LH Treatment-WW | 380003 Sewer - Treatment & Disposal Equip - 20 Years | 380003 | 1191.6 | 2025-01-01
FA34418 | Rewire and replace timing relay, backup battery, and UPS for pump 1 | KY-Darlington Creek-WW | 354004 Sewer - S&I - 30 Years | 354004 | 1200 | 2025-01-01
FA36720 | Rewiring blower motor | KY-Fox Run-WW | 354004 Sewer - S&I - 30 Years | 354004 | 1200.13 | 2025-01-01
FA34666 | Install new pumps in lift station | KY-Timberland-WW | 371002 Sewer - Pumping Equip - 10 Years | 371002 | 1201.59 | 2025-01-01
KY.PR.352.100.02 | Manhole/LS Project | KY-Persimmon Ridge-WW | 360001 Sewer - Collection Sewers - Force - 50 Years | 360001 | 1203 | 2020-03-31
FA34484 | Replaced piping on bottom of blower, reconnect air header | KY-Fox Run-WW | 371002 Sewer - Pumping Equip - 10 Years | 371002 | 1210 | 2025-01-01
FA36777 | Lift station/manhole work | KY-Persimmon Ridge-WW | 360001 Sewer - Collection Sewers - Force - 50 Years | 360001 | 1210.84 | 2025-01-01
KY.AV.375.000.05 | Outfall sewer lines | KY-Airview-WW | 382001 Sewer - Outfall Sewer Lines - 50 Years | 382001 | 1212.07 | 2020-01-31
FA34350 | Rehab 2" water main | KY-Center Ridge 3-W | 331002 Water - Transmission & Distribution Mains - 50 Years | 331002 | 1222.95 | 2025-01-01
KY.AV.363.000.02 | Pumping Equipment | KY-Airview-WW | 371002 Sewer - Pumping Equip - 10 Years | 371002 | 1223.19 | 2020-02-29
FA34312 | Overhead door | KY-Center Ridge 2-W | 304005 Water - S&I - 30 Years | 304005 | 1225.84 | 2025-01-01
FA36707 | Install alternating switch for blowers | KY-Darlington Creek-WW | 371002 Sewer - Pumping Equip - 10 Years | 371002 | 1226.38 | 2025-01-01
FA34533 | Replace blower belts | KY-Kingswood-WW | 371002 Sewer - Pumping Equip - 10 Years | 371002 | 1227.15 | 2025-04-01
FA36830 | New transformer for blower | KY-Timberland-WW | 371002 Sewer - Pumping Equip - 10 Years | 371002 | 1238.17 | 2025-07-01
FA34316 | Replace well pump starter box | KY-Center Ridge 2-W | 311002 Water - Pumping Equip - 10 Years | 311002 | 1241.74 | 2025-01-01
FA34352 | Rehab 2' main | KY-Center Ridge 3-W | 331002 Water - Transmission & Distribution Mains - 50 Years | 331002 | 1252.36 | 2025-01-01
FA34491 | Replaced damaged electrical | KY-Golden Acres-WW | 354004 Sewer - S&I - 30 Years | 354004 | 1255.02 | 2025-01-01
FA36737 | Replace lift station floats, coil, starter | KY-Great Oaks-WW | 371002 Sewer - Pumping Equip - 10 Years | 371002 | 1257.91 | 2025-01-01
FA34330 | High Tide LS2 replacement | KY-Center Ridge 2-W | 346000 Water - Communication Equip | 346000 | 1264.26 | 2025-01-01
FA34621 | Chemical storage bins | KY-River Bluffs-WW | 380003 Sewer - Treatment & Disposal Equip - 20 Years | 380003 | 1266.94 | 2025-01-01
KY.FR.372.000.02 | Blower/Pump Refurb | KY-Fox Run-WW | 380003 Sewer - Treatment & Disposal Equip - 20 Years | 380003 | 21100.77 | 2020-03-31
FA34499 | Rehab airline inside storage tank | KY-Great Oaks-WW | 380003 Sewer - Treatment & Disposal Equip - 20 Years | 380003 | 1278.55 | 2025-01-01
FA34367 | Replace 2" water main | KY-Center Ridge 4-W | 331002 Water - Transmission & Distribution Mains - 50 Years | 331002 | 1280.14 | 2025-01-01
FA34354 | Install new vavle on service line | KY-Center Ridge 3-W | 333001 Water - Services to Customers - 20 Years | 333001 | 1280.47 | 2025-01-01
FA34588 | Rewire lift station | KY-Persimmon Ridge-WW | 360001 Sewer - Collection Sewers - Force - 50 Years | 360001 | 1282.5 | 2025-01-01
FA34548 | New valve to install on the digester | KY-Lake Columbia-WW | 380003 Sewer - Treatment & Disposal Equip - 20 Years | 380003 | 1295.17 | 2025-03-01
FA34378 | Replace water meter vavles | KY-Center Ridge 4-W | 334001 Water - Meters and Installation - 10 Years | 334001 | 1297.45 | 2025-01-01
FA34492 | New chemical pump to plant | KY-Golden Acres-WW | 380003 Sewer - Treatment & Disposal Equip - 20 Years | 380003 | 1301.72 | 2025-01-01
FA36789 | Pump - replaced capacitor & reinstalled pumps | KY-Persimmon Ridge-WW | 371002 Sewer - Pumping Equip - 10 Years | 371002 | 1307.28 | 2025-01-01
KY.LC.352.100.05 | Acquisition - Legal & Engineering | KY-Lake Columbia-WW | 360001 Sewer - Collection Sewers - Force - 50 Years | 360001 | 1308.34 | 2021-01-31
KY.PR.352.100.06 | Acquisition - Legal & Engineering | KY-Persimmon Ridge-WW | 360001 Sewer - Collection Sewers - Force - 50 Years | 360001 | 1317.34 | 2021-01-31
FA34361 | Replacement of cl2 pump | KY-Center Ridge 4-W | 320002 Water - Treatment Equip - 20 Years | 320002 | 1318.39 | 2025-01-01
FA16238 | Purchase Accounting - Land and Land Rights | KY-Magruder Village | 353000 Sewer - Land and Land Rights | 353000 | 1325.6 | 2024-02-01
FA34511 | New installation of air bubbler for effluent water line | KY-Herrington Haven-WW | 382001 Sewer - Outfall Sewer Lines - 50 Years | 382001 | 1330 | 2025-01-01
FA34598 | Weld T fitting on pipe | KY-Persimmon Ridge-WW | 381001 Sewer - Plant Sewers - 40 Years | 381001 | 1332.8 | 2025-01-01
FA34561 | Oxygen meter | KY-LH Treatment-WW | 380003 Sewer - Treatment & Disposal Equip - 20 Years | 380003 | 1336.62 | 2025-01-01
FA34555 | Installed two new overloads | KY-LH Treatment-WW | 354004 Sewer - S&I - 30 Years | 354004 | 1350 | 2025-01-01
FA34665 | Work on lift station pumps & contact chamber | KY-Timberland-WW | 360001 Sewer - Collection Sewers - Force - 50 Years | 360001 | 1353.33 | 2025-01-01
KY.LC.352.200.02 | Pump Holding Tank at lift station | KY-Lake Columbia-WW | 361001 Sewer - Collection Sewers - Gravity - 50 Years | 361001 | 1365 | 2020-09-30
FA36756 | Install new UV system | KY-Kingswood-WW | 380003 Sewer - Treatment & Disposal Equip - 20 Years | 380003 | 1366.54 | 2025-01-01
FA34432 | Change out communication card from Verizon to ATT. Add mixers to high tide | KY-Darlington Creek-WW | 396001 Sewer - Communication Equip - 15 Years | 396001 | 1375 | 2025-02-01
FA36836 | 3" line to clarifier | KY-Woodland Acres-WW | 380003 Sewer - Treatment & Disposal Equip - 20 Years | 380003 | 1380.7 | 2025-01-01
FA34651 | Replace gates | KY-Timberland-WW | 354004 Sewer - S&I - 30 Years | 354004 | 1381.03 | 2025-01-01
FA34287 | Install bar screen | KY-Airview-WW | 380003 Sewer - Treatment & Disposal Equip - 20 Years | 380003 | 1382.67 | 2025-01-01
FA16212 | Purchase Accounting - Land and Land Rights | KY-Yung Farm | 353000 Sewer - Land and Land Rights | 353000 | 1385.3 | 2024-01-01
KY.CR3.304.000.13 | Fencing around well house - Pay App | KY-Center Ridge 3-W | 304005 Water - S&I - 30 Years | 304005 | 1389.45 | 2023-07-31
KY.WA.311.000.02 | Reseeding aeration bay with seed sludge | KY-Woodland Acres-WW | 354004 Sewer - S&I - 30 Years | 354004 | 1390 | 2022-01-01
FA34622 | Install plexiglass for chlorine tubes | KY-River Bluffs-WW | 380003 Sewer - Treatment & Disposal Equip - 20 Years | 380003 | 1390.41 | 2025-01-01
FA34591 | Replaced broken pump station float | KY-Persimmon Ridge-WW | 371002 Sewer - Pumping Equip - 10 Years | 371002 | 1393.47 | 2025-01-01
KY.CR2.304.000.06 | Well House Refrubish | KY-Center Ridge 2-W | 304005 Water - S&I - 30 Years | 304005 | 1400 | 2022-01-01
FA34636 | Replaced float switch & switch hanger | KY-Springcrest-WW | 371002 Sewer - Pumping Equip - 10 Years | 371002 | 1403.22 | 2025-01-01
FA34662 | Manhole top and riser | KY-Timberland-WW | 354004 Sewer - S&I - 30 Years | 354004 | 1405.47 | 2025-01-01
FA34498 | Replace bad breaker | KY-Great Oaks-WW | 354004 Sewer - S&I - 30 Years | 354004 | 1424.25 | 2025-01-01
KY.CR3.307.000.01 | Convert well head to pitless unit - Pay App | KY-Center Ridge 3-W | 307003 Water - Wells and Springs - 50 Years | 307003 | 1432 | 2023-07-31
KY.AV.372.000.10 | Treatment & Disposal Equipment | KY-Airview-WW | 380003 Sewer - Treatment & Disposal Equip - 20 Years | 380003 | 1439.58 | 2020-01-31
KY.RB.311.000.09 | Site Cleanup | KY-River Bluffs-WW | 354004 Sewer - S&I - 30 Years | 354004 | 1440.12 | 2022-01-01
KY.CR4.304.000.06 | Fencing around well house - Pay App | KY-Center Ridge 4-W | 304005 Water - S&I - 30 Years | 304005 | 1442 | 2023-07-31
KY.LC.352.100.02 | Manhole/LS Project | KY-Lake Columbia-WW | 360001 Sewer - Collection Sewers - Force - 50 Years | 360001 | 1448 | 2020-03-31
FA34469 | Replaced all electrical outlets | KY-Fox Run-WW | 354004 Sewer - S&I - 30 Years | 354004 | 1450 | 2025-01-01
KY.LC.372.000.08 | Motor for Blower - Pay App | KY-Lake Columbia-WW | 380003 Sewer - Treatment & Disposal Equip - 20 Years | 380003 | 1452 | 2023-07-31
FA34390 | Replace water line under driveway | KY-Center Ridge-W | 331002 Water - Transmission & Distribution Mains - 50 Years | 331002 | 1453.91 | 2025-01-01
FA34512 | Rehab to skimmer return line | KY-Herrington Haven-WW | 380003 Sewer - Treatment & Disposal Equip - 20 Years | 380003 | 1454.05 | 2025-01-01
FA34620 | Replace air line | KY-River Bluffs-WW | 380003 Sewer - Treatment & Disposal Equip - 20 Years | 380003 | 1460.52 | 2025-01-01
FA34623 | Declor dispenser | KY-River Bluffs-WW | 380003 Sewer - Treatment & Disposal Equip - 20 Years | 380003 | 1465.88 | 2025-01-01
KY.PR.370.000.01 | Acquisition Purchase Acctg - Closing Costs | KY-Persimmon Ridge-WW | 353000 Sewer - Land and Land Rights | 353000 | 1466 | 2019-09-30
FA34500 | Blower rehab | KY-Great Oaks-WW | 371002 Sewer - Pumping Equip - 10 Years | 371002 | 1466.89 | 2025-01-01
KY.CR.304.000.03 | Chlorine Room - Pay App | KY-Center Ridge-W | 304005 Water - S&I - 30 Years | 304005 | 1469 | 2023-07-31
FA36749 | Replaced starter on pump | KY-Kingswood-WW | 371002 Sewer - Pumping Equip - 10 Years | 371002 | 1477.38 | 2025-01-01
KY.AV.372.000.07 | Acquisition - Legal & Engineering | KY-Airview-WW | 380003 Sewer - Treatment & Disposal Equip - 20 Years | 380003 | 1485 | 2021-01-31
KY.CR4.331.000.03 | Valve Replacement & Water Main Reconfig | KY-Center Ridge 4-W | 331002 Water - Transmission & Distribution Mains - 50 Years | 331002 | 1485 | 2022-01-01
FA34291 | Blower belt | KY-Airview-WW | 380003 Sewer - Treatment & Disposal Equip - 20 Years | 380003 | 1488.68 | 2025-01-01
KY.WA.310.100.01 | Acquisition - 2018 Annual Report Closing Costs | KY-Woodland Acres-WW | 353000 Sewer - Land and Land Rights | 353000 | 1494 | 2021-04-01
KY.GA.311.000.02 | Sitework | KY-Golden Acres-WW | 354004 Sewer - S&I - 30 Years | 354004 | 1494.24 | 2020-12-31
FA36704 | Alternating relay | KY-Darlington Creek-WW | 354004 Sewer - S&I - 30 Years | 354004 | 1499.46 | 2025-01-01
KY.WA.311.000.01 | Grating to Eliminate Fall Hazard | KY-Woodland Acres-WW | 354004 Sewer - S&I - 30 Years | 354004 | 1500 | 2021-06-01
KY.GA.372.000.06 | Flow equalization storage - Pay App | KY-Golden Acres-WW | 380003 Sewer - Treatment & Disposal Equip - 20 Years | 380003 | 1500 | 2023-07-31
FA34733 | Refurb line @ 105 Club Ct | KY-Springcrest-WW | 363000 Sewer - Services to Customers | 363000 | 1505 | 2025-01-01
FA34323 | 4 inch main, 46 inch section was cut out, and replaced with new 4 inch 200 PSI pipe | KY-Center Ridge 2-W | 331002 Water - Transmission & Distribution Mains - 50 Years | 331002 | 1515.15 | 2025-01-01
FA34404 | Added deck boards and 2x4s to bottom of wall | KY-Commonwealth(Wandering Hills)-WW | 354004 Sewer - S&I - 30 Years | 354004 | 1525.82 | 2025-01-01
FA36693 | Water main rehab | KY-Center Ridge 3-W | 331002 Water - Transmission & Distribution Mains - 50 Years | 331002 | 1533.91 | 2025-01-01
FA36829 | Replace wires in control panel | KY-Timberland-WW | 354004 Sewer - S&I - 30 Years | 354004 | 1542.05 | 2025-01-01
FA34585 | Put a new post in the ground concreted it in place and installed new planks | KY-Persimmon Ridge-WW | 354004 Sewer - S&I - 30 Years | 354004 | 1542.7 | 2025-01-01
FA34451 | Replace surge pump | KY-Delaplain Disposal-WW | 371002 Sewer - Pumping Equip - 10 Years | 371002 | 1550 | 2025-01-01
FA34415 | Land Asset | KY-Commonwealth(Wandering Hills)-WW | 353000 Sewer - Land and Land Rights | 353000 | 1550.95 | 2025-02-01
FA34581 | Fence | KY-Persimmon Ridge-WW | 354004 Sewer - S&I - 30 Years | 354004 | 1560 | 2025-01-01
FA34298 | Pump rehab | KY-Airview-WW | 371002 Sewer - Pumping Equip - 10 Years | 371002 | 1561.58 | 2025-04-01
KY.CR4.320.000.01 | Chlorine equipment - Pay App | KY-Center Ridge 4-W | 320002 Water - Treatment Equip - 20 Years | 320002 | 1569 | 2023-07-31
KY.BR.370.000.01 | Acquisition Purchase Acctg - Closing Costs | KY-Brocklyn-WW | 353000 Sewer - Land and Land Rights | 353000 | 1577.96 | 2019-09-30
FA34281 | Replaced starters | KY-Airview-WW | 371002 Sewer - Pumping Equip - 10 Years | 371002 | 1581 | 2025-01-01
FA34425 | Installed new ball valves on RAS line | KY-Darlington Creek-WW | 380003 Sewer - Treatment & Disposal Equip - 20 Years | 380003 | 1581.6 | 2025-01-01
FA34472 | Install ladder | KY-Fox Run-WW | 354004 Sewer - S&I - 30 Years | 354004 | 1584.48 | 2025-01-01
FA36820 | Rehab wiring in panel | KY-Springcrest-WW | 354004 Sewer - S&I - 30 Years | 354004 | 1585.88 | 2025-01-01
KY.CP.311.000.02 | Access road - Pay App | KY-Carriage Park-WW | 354004 Sewer - S&I - 30 Years | 354004 | 1597 | 2023-07-31
FA34667 | Install blower cooling fans | KY-Timberland-WW | 380003 Sewer - Treatment & Disposal Equip - 20 Years | 380003 | 1600 | 2025-01-01
FA36835 | New pump | KY-Woodland Acres-WW | 371002 Sewer - Pumping Equip - 10 Years | 371002 | 1612.67 | 2025-01-01
FA34296 | Welded and painted handrails and brackets | KY-Airview-WW | 354004 Sewer - S&I - 30 Years | 354004 | 1616.07 | 2025-04-01
FA34657 | Pour concrete | KY-Timberland-WW | 354004 Sewer - S&I - 30 Years | 354004 | 1620.13 | 2025-01-01
KY.KW.372.000.04 | Acquisition - Legal & Engineering | KY-Kingswood-WW | 380003 Sewer - Treatment & Disposal Equip - 20 Years | 380003 | 1625 | 2021-01-31
FA34610 | Replace broken water line | KY-River Bluffs-WW | 360001 Sewer - Collection Sewers - Force - 50 Years | 360001 | 1625 | 2025-01-01
FA36748 | Replace bad chain on pump 2 | KY-Kingswood-WW | 371002 Sewer - Pumping Equip - 10 Years | 371002 | 1628.75 | 2025-01-01
FA34407 | Submerged well pump | KY-Commonwealth(Wandering Hills)-WW | 371002 Sewer - Pumping Equip - 10 Years | 371002 | 1630.47 | 2025-01-01
FA34408 | Submerged well pump | KY-Commonwealth(Wandering Hills)-WW | 371002 Sewer - Pumping Equip - 10 Years | 371002 | 1630.47 | 2025-01-01
FA36678 | Machanical cap for discharge pipe | KY-Airview-WW | 382001 Sewer - Outfall Sewer Lines - 50 Years | 382001 | 1634.42 | 2025-01-01
FA34417 | Security cameras | KY-Darlington Creek-WW | 354004 Sewer - S&I - 30 Years | 354004 | 1635.47 | 2025-01-01
FA34481 | Refurbish grinder pump, floats, capacitors, new lid for liftstation | KY-Fox Run-WW | 371002 Sewer - Pumping Equip - 10 Years | 371002 | 1647.16 | 2025-01-01
FA34703 | PayApp - Collection System Modification | KY-Great Oaks-WW | 360001 Sewer - Collection Sewers - Force - 50 Years | 360001 | 1666.67 | 2025-01-01
FA34276 | Built deck platfrom for pad at outfall | KY-Airview-WW | 354004 Sewer - S&I - 30 Years | 354004 | 1667.2 | 2025-01-01
FA36733 | Install primary pole in line | KY-Golden Acres-WW | 354004 Sewer - S&I - 30 Years | 354004 | 1676.2 | 2025-01-01
FA34612 | Replaced ball valves, replce pipes and caps on sump pump | KY-River Bluffs-WW | 371002 Sewer - Pumping Equip - 10 Years | 371002 | 1680 | 2025-01-01
FA36788 | Replaced OEM Capacitor kits on pump | KY-Persimmon Ridge-WW | 371002 Sewer - Pumping Equip - 10 Years | 371002 | 1680.66 | 2025-01-01
KY.PR.363.000.01 | Capacitor, check pumps and lift stations | KY-Persimmon Ridge-WW | 371002 Sewer - Pumping Equip - 10 Years | 371002 | 1681.13 | 2020-01-31
FA34497 | Install High Tide | KY-Great Oaks-WW | 396001 Sewer - Communication Equip - 15 Years | 396001 | 1684.83 | 2025-01-01
FA34562 | Install High Tide | KY-LH Treatment-WW | 396001 Sewer - Communication Equip - 15 Years | 396001 | 1684.84 | 2025-01-01
FA34462 | New pump install and lag float install | KY-Delaplain Disposal-WW | 371002 Sewer - Pumping Equip - 10 Years | 371002 | 1700.96 | 2025-03-01
FA34368 | Replace damaged 4 inch water main | KY-Center Ridge 4-W | 331002 Water - Transmission & Distribution Mains - 50 Years | 331002 | 1705 | 2025-01-01
FA34644 | Replace 2 floats | KY-Springcrest-WW | 371002 Sewer - Pumping Equip - 10 Years | 371002 | 1711.92 | 2025-01-01
KY.LH.370.000.01 | Acquisition Purchase Acctg - Closing Costs | KY-LH Treatment-WW | 353000 Sewer - Land and Land Rights | 353000 | 1712.86 | 2019-09-30
FA36740 | Guard rail rehab | KY-Herrington Haven-WW | 354004 Sewer - S&I - 30 Years | 354004 | 1725.18 | 2025-01-01
FA34299 | Rehab lagoon bypass valve | KY-Airview-WW | 380003 Sewer - Treatment & Disposal Equip - 20 Years | 380003 | 1735 | 2025-06-01
FA34347 | Replace two oval boxes on Watermain and replace with new ones | KY-Center Ridge 3-W | 331002 Water - Transmission & Distribution Mains - 50 Years | 331002 | 1735.69 | 2025-01-01
FA36742 | Rehab diffuser & air pipe | KY-Herrington Haven-WW | 380003 Sewer - Treatment & Disposal Equip - 20 Years | 380003 | 1742.91 | 2025-01-01
FA34672 | Blower cooling fans | KY-Timberland-WW | 371002 Sewer - Pumping Equip - 10 Years | 371002 | 1744 | 2025-03-01
FA34579 | Build berm around drain field | KY-Marshall Ridge-WW | 380003 Sewer - Treatment & Disposal Equip - 20 Years | 380003 | 1750 | 2025-04-01
KY.AV.370.000.01 | Acquisition - Closing Costs | KY-Airview-WW | 353000 Sewer - Land and Land Rights | 353000 | 1756 | 2019-09-30
FA36694 | Replace water line | KY-Center Ridge 3-W | 331002 Water - Transmission & Distribution Mains - 50 Years | 331002 | 1757.33 | 2025-03-01
FA36711 | Water line rehab | KY-Delaplain Disposal-WW | 361001 Sewer - Collection Sewers - Gravity - 50 Years | 361001 | 1757.33 | 2025-01-01
KY.FR.372.000.04 | Blower/Pump Refurb | KY-Fox Run-WW | 380003 Sewer - Treatment & Disposal Equip - 20 Years | 380003 | 24960.6 | 2020-01-31
FA34457 | Rehabed airline at plant effluent replaced pvc pipe with metal piping | KY-Delaplain Disposal-WW | 380003 Sewer - Treatment & Disposal Equip - 20 Years | 380003 | 1769.53 | 2025-01-01
FA34646 | Replaced capacitor & floats on pump 3 | KY-Springcrest-WW | 371002 Sewer - Pumping Equip - 10 Years | 371002 | 1771.92 | 2025-01-01
FA34310 | New entry gate | KY-Carriage Park-WW | 354004 Sewer - S&I - 30 Years | 354004 | 1790 | 2025-05-01
FA34485 | Rebuild pumps | KY-Fox Run-WW | 371002 Sewer - Pumping Equip - 10 Years | 371002 | 1794.38 | 2025-01-01
FA36799 | Blower motor rehab | KY-Persimmon Ridge-WW | 380003 Sewer - Treatment & Disposal Equip - 20 Years | 380003 | 1808.23 | 2025-09-01
FA13505 | CIP Transfer - High Tide | KY-Fox Run-WW | 396001 Sewer - Communication Equip - 15 Years | 396001 | 1813.1 | 2023-01-01
FA13506 | CIP Transfer - High Tide | KY-Fox Run-WW | 396001 Sewer - Communication Equip - 15 Years | 396001 | 1813.1 | 2023-01-01
FA13507 | CIP Transfer - High Tide | KY-Fox Run-WW | 396001 Sewer - Communication Equip - 15 Years | 396001 | 1813.1 | 2023-01-01
KY.GO.352.100.03 | Refurbish LS/clairifier | KY-Great Oaks-WW | 360001 Sewer - Collection Sewers - Force - 50 Years | 360001 | 1820 | 2020-06-30
FA34467 | Lay concrete and move chlorine pump box | KY-Fox Run-WW | 354004 Sewer - S&I - 30 Years | 354004 | 1836.67 | 2025-01-01
FA36823 | Rehab lift station pump piping | KY-Springcrest-WW | 360001 Sewer - Collection Sewers - Force - 50 Years | 360001 | 1837.7 | 2025-01-01
FA34564 | Replace starter and burnt wire on blower | KY-LH Treatment-WW | 371002 Sewer - Pumping Equip - 10 Years | 371002 | 1859.4 | 2025-01-01
KY.LC.372.000.06 | Aeration Install - Pay App | KY-Lake Columbia-WW | 380003 Sewer - Treatment & Disposal Equip - 20 Years | 380003 | 1863 | 2023-07-31
FA36766 | Replace airlne and ball valves in chlorine tank | KY-LH Treatment-WW | 380003 Sewer - Treatment & Disposal Equip - 20 Years | 380003 | 1871.26 | 2025-01-01
FA36755 | Installed new bar screen | KY-Kingswood-WW | 380003 Sewer - Treatment & Disposal Equip - 20 Years | 380003 | 1875.2 | 2025-01-01
KY.AV.375.000.04 | Foundation/Brackets/Conduit | KY-Airview-WW | 382001 Sewer - Outfall Sewer Lines - 50 Years | 382001 | 1887.09 | 2020-05-31
FA34684 | Skimmer rehab | KY-Woodland Acres-WW | 380003 Sewer - Treatment & Disposal Equip - 20 Years | 380003 | 1907.25 | 2025-01-01
FA34362 | Clean and paint tank | KY-Center Ridge 4-W | 330003 Water - Dist, Resevoirs, Standpipes - 50 Years | 330003 | 1914.16 | 2025-01-01
KY.LH.311.000.01 | Acquisition Purchase Acctg - 2018 Annual Report - Structures & Improvements | KY-LH Treatment-WW | 354004 Sewer - S&I - 30 Years | 354004 | 1924 | 2019-09-30
FA34294 | Installed new float in liftstation | KY-Airview-WW | 360001 Sewer - Collection Sewers - Force - 50 Years | 360001 | 1927.3 | 2025-01-01
FA36708 | Installing new diffusers for blower & aeration tank | KY-Darlington Creek-WW | 380003 Sewer - Treatment & Disposal Equip - 20 Years | 380003 | 1928.78 | 2025-01-01
FA34681 | Install pump on surge tank | KY-Woodland Acres-WW | 371002 Sewer - Pumping Equip - 10 Years | 371002 | 1949.18 | 2025-01-01
FA34735 | Installed clean out T 6" at 131 Hemlock Drive | KY-Woodland Acres-WW | 363000 Sewer - Services to Customers | 363000 | 1950 | 2025-01-01
FA34402 | Installed new computer board | KY-Commonwealth(Wandering Hills)-WW | 354004 Sewer - S&I - 30 Years | 354004 | 1951.31 | 2025-01-01
FA34395 | Replace meter box | KY-Center Ridge-W | 334001 Water - Meters and Installation - 10 Years | 334001 | 1975 | 2025-01-01
FA34374 | Replaced tapping saddle & service line @ 363 Windsong | KY-Center Ridge 4-W | 333001 Water - Services to Customers - 20 Years | 333001 | 1976.38 | 2025-01-01
FA34597 | Adjust floats on new transducer | KY-Persimmon Ridge-WW | 380003 Sewer - Treatment & Disposal Equip - 20 Years | 380003 | 1980 | 2025-01-01
FA34687 | Tank piping rehab | KY-Woodland Acres-WW | 380003 Sewer - Treatment & Disposal Equip - 20 Years | 380003 | 1980.77 | 2025-03-01
FA34471 | New control panel & supplies | KY-Fox Run-WW | 354004 Sewer - S&I - 30 Years | 354004 | 1987.42 | 2025-01-01
FA34590 | Replaced filter & blower | KY-Persimmon Ridge-WW | 371002 Sewer - Pumping Equip - 10 Years | 371002 | 1995 | 2025-01-01
KY.CR.303.000.01 | Acquisition - 2018 Annual Report Land & Land Rights | KY-Center Ridge-W | 303000 Water - Land and Land Rights | 303000 | 2000 | 2020-05-31
KY.HH.311.000.01 | Gravel Driveway | KY-Herrington Haven-WW | 354004 Sewer - S&I - 30 Years | 354004 | 2000 | 2021-06-01
KY.CR4.334.000.01 | Meter Rehab | KY-Center Ridge 4-W | 334001 Water - Meters and Installation - 10 Years | 334001 | 2004 | 2022-01-01
FA36726 | Replaced pump capacitors | KY-Fox Run-WW | 371002 Sewer - Pumping Equip - 10 Years | 371002 | 2005.36 | 2025-01-01
FA34280 | replaced float switches | KY-Airview-WW | 371002 Sewer - Pumping Equip - 10 Years | 371002 | 2016.63 | 2025-01-01
FA34376 | Install Tap for Bruce Plummer | KY-Center Ridge 4-W | 333001 Water - Services to Customers - 20 Years | 333001 | 2025.79 | 2025-01-01
FA36817 | High Tide | KY-River Bluffs-WW | 396001 Sewer - Communication Equip - 15 Years | 396001 | 2026.02 | 2025-01-01
FA36786 | Replaced O rings on pump | KY-Persimmon Ridge-WW | 371002 Sewer - Pumping Equip - 10 Years | 371002 | 2035.93 | 2025-01-01
FA34343 | Replace leaking service line | KY-Center Ridge 3-W | 330003 Water - Dist, Resevoirs, Standpipes - 50 Years | 330003 | 2058.65 | 2025-01-01
FA36833 | Install electric outlet and diffusers on panel box | KY-Woodland Acres-WW | 354004 Sewer - S&I - 30 Years | 354004 | 2062.72 | 2025-01-01
FA34550 | New valve for the digester | KY-Lake Columbia-WW | 380003 Sewer - Treatment & Disposal Equip - 20 Years | 380003 | 2063.06 | 2025-06-01
FA34635 | Installed current sencors, wired into Hightide | KY-Springcrest-WW | 364002 Sewer - Flow Measuring Devices - 30 Years | 364002 | 2090.35 | 2025-01-01
FA36760 | Install new fence and gate | KY-Lake Columbia-WW | 354004 Sewer - S&I - 30 Years | 354004 | 2094.87 | 2025-01-01
FA34410 | New Pump | KY-Commonwealth(Wandering Hills)-WW | 371002 Sewer - Pumping Equip - 10 Years | 371002 | 2098.11 | 2025-01-01
FA36662 | Paint tanks, handrails and supports | KY-Airview-WW | 354004 Sewer - S&I - 30 Years | 354004 | 2099.18 | 2025-01-01
FA36773 | Gate & fence installation | KY-Persimmon Ridge-WW | 354004 Sewer - S&I - 30 Years | 354004 | 2100.22 | 2025-01-01
FA34736 | Rehab service line | KY-Woodland Acres-WW | 363000 Sewer - Services to Customers | 363000 | 2112.95 | 2025-01-01
FA34544 | Replace parts on blower | KY-Lake Columbia-WW | 371002 Sewer - Pumping Equip - 10 Years | 371002 | 2117.85 | 2025-01-01
FA36690 | Rehab 3” Waterline | KY-Center Ridge 2-W | 333001 Water - Services to Customers - 20 Years | 333001 | 2119.21 | 2025-01-01
FA13497 | CIP Transfer - High Tide | KY-Airview-WW | 396001 Sewer - Communication Equip - 15 Years | 396001 | 2129.31 | 2023-01-01
FA13498 | CIP Transfer - High Tide | KY-Airview-WW | 396001 Sewer - Communication Equip - 15 Years | 396001 | 2129.31 | 2023-01-01
FA34596 | new blower | KY-Persimmon Ridge-WW | 380003 Sewer - Treatment & Disposal Equip - 20 Years | 380003 | 2145 | 2025-01-01
FA34381 | Building improvements | KY-Center Ridge-W | 304005 Water - S&I - 30 Years | 304005 | 2152.32 | 2025-01-01
FA36739 | Install new handrails | KY-Herrington Haven-WW | 354004 Sewer - S&I - 30 Years | 354004 | 2156.3 | 2025-01-01
FA34292 | Install T&M controls | KY-Airview-WW | 354004 Sewer - S&I - 30 Years | 354004 | 2160 | 2025-01-01
KY.AV.372.000.08 | Treatment & Disposal Equipment | KY-Airview-WW | 380003 Sewer - Treatment & Disposal Equip - 20 Years | 380003 | 2164.16 | 2020-01-31
FA34363 | New pressure tank | KY-Center Ridge 4-W | 330003 Water - Dist, Resevoirs, Standpipes - 50 Years | 330003 | 2180 | 2025-01-01
FA36695 | High Tide | KY-Center Ridge 3-W | 346000 Water - Communication Equip | 346000 | 2195.45 | 2025-01-01
KY.MR.370.100.01 | Acquisition - Oxidation Lagoon Land allocated from Flinn Eng Valuation Rpt | KY-Marshall Ridge-WW | 353000 Sewer - Land and Land Rights | 353000 | 2196.3 | 2020-12-31
FA34536 | Installed cabinet to store chlorine tablet | KY-Lake Columbia-WW | 354004 Sewer - S&I - 30 Years | 354004 | 2210 | 2025-01-01
FA34431 | Install Hightide monitor | KY-Darlington Creek-WW | 396001 Sewer - Communication Equip - 15 Years | 396001 | 2220 | 2025-01-01
KY.GO.311.000.03 | Gate | KY-Great Oaks-WW | 354004 Sewer - S&I - 30 Years | 354004 | 2221 | 2020-12-31
KY.KW.352.100.05 | Acquisition - Legal & Engineering | KY-Kingswood-WW | 360001 Sewer - Collection Sewers - Force - 50 Years | 360001 | 2227.34 | 2021-01-31
FA36682 | Paint hand rails | KY-Brocklyn-WW | 354004 Sewer - S&I - 30 Years | 354004 | 2231.49 | 2025-01-01
KY.GA.372.000.04 | D.O. Aeration | KY-Golden Acres-WW | 380003 Sewer - Treatment & Disposal Equip - 20 Years | 380003 | 2245 | 2021-08-01
FA36787 | Replaced breaker and wiring on pump | KY-Persimmon Ridge-WW | 371002 Sewer - Pumping Equip - 10 Years | 371002 | 2259.62 | 2025-01-01
FA36734 | Warren Electric-Baldor Motor | KY-Golden Acres-WW | 380003 Sewer - Treatment & Disposal Equip - 20 Years | 380003 | 2271.47 | 2025-01-01
FA36807 | Pump Station - Rehab broken line | KY-River Bluffs-WW | 360001 Sewer - Collection Sewers - Force - 50 Years | 360001 | 2294.21 | 2025-01-01
KY.BR.372.000.06 | Installed Blower | KY-Brocklyn-WW | 380003 Sewer - Treatment & Disposal Equip - 20 Years | 380003 | 2306.19 | 2020-12-31
FA34633 | Replace broken pipes and caps | KY-Springcrest-WW | 360001 Sewer - Collection Sewers - Force - 50 Years | 360001 | 2310 | 2025-01-01
FA34490 | Replace bad blower motor | KY-Golden Acres-WW | 371002 Sewer - Pumping Equip - 10 Years | 371002 | 2310.89 | 2025-01-01
FA36658 | 1/2 HP 2 disc sewage pump | KY-Arcadia Pines-WW | 371002 Sewer - Pumping Equip - 10 Years | 371002 | 2334.38 | 2025-01-01
KY.GO.352.100.04 | Ran push camera in sewer lines | KY-Great Oaks-WW | 360001 Sewer - Collection Sewers - Force - 50 Years | 360001 | 2335 | 2020-12-31
FA34501 | Replace 3" Hayward Ball Valve | KY-Great Oaks-WW | 380003 Sewer - Treatment & Disposal Equip - 20 Years | 380003 | 2343.96 | 2025-01-01
FA34315 | Install well starter | KY-Center Ridge 2-W | 307003 Water - Wells and Springs - 50 Years | 307003 | 2361.79 | 2025-01-01
FA34668 | Install new float cables, new floats, new float hooks | KY-Timberland-WW | 380003 Sewer - Treatment & Disposal Equip - 20 Years | 380003 | 2364.38 | 2025-01-01
FA34639 | Hydromatic 5hp submersible pump | KY-Springcrest-WW | 371002 Sewer - Pumping Equip - 10 Years | 371002 | 2367.94 | 2025-01-01
FA34640 | Hydromatic 5hp submersible pump | KY-Springcrest-WW | 371002 Sewer - Pumping Equip - 10 Years | 371002 | 2367.94 | 2025-01-01
FA34641 | Hydromatic 5hp submersible pump | KY-Springcrest-WW | 371002 Sewer - Pumping Equip - 10 Years | 371002 | 2367.94 | 2025-01-01
FA34638 | Hydromatic 5hp submersible pump | KY-Springcrest-WW | 371002 Sewer - Pumping Equip - 10 Years | 371002 | 2367.95 | 2025-01-01
FA34631 | Replace main line | KY-Springcrest-WW | 360001 Sewer - Collection Sewers - Force - 50 Years | 360001 | 2370 | 2025-01-01
FA34543 | Paint tank | KY-Lake Columbia-WW | 354004 Sewer - S&I - 30 Years | 354004 | 2376.28 | 2025-01-01
FA34409 | Wiring and pipe fittings for pump | KY-Commonwealth(Wandering Hills)-WW | 371002 Sewer - Pumping Equip - 10 Years | 371002 | 2378.54 | 2025-01-01
FA34331 | Install new water main, fittings, and sensors | KY-Center Ridge 2-W | 331002 Water - Transmission & Distribution Mains - 50 Years | 331002 | 2391.6 | 2025-01-01
FA34506 | Installed UV light in secondary contact tank | KY-Herrington Haven-WW | 380003 Sewer - Treatment & Disposal Equip - 20 Years | 380003 | 2404.23 | 2025-01-01
FA34477 | Replaced float switch | KY-Fox Run-WW | 371002 Sewer - Pumping Equip - 10 Years | 371002 | 2404.66 | 2025-01-01
FA34320 | Replace section of main @ 558 Waterway Trail | KY-Center Ridge 2-W | 331002 Water - Transmission & Distribution Mains - 50 Years | 331002 | 2410.22 | 2025-01-01
KY.GA.372.000.07 | Diffusers - Pay App | KY-Golden Acres-WW | 380003 Sewer - Treatment & Disposal Equip - 20 Years | 380003 | 2433 | 2023-07-31
FA36772 | Install guard rail | KY-Persimmon Ridge-WW | 354004 Sewer - S&I - 30 Years | 354004 | 2437.76 | 2025-01-01
KY.RB.391.000.01 | Acquisition Purchase Acctg - 2018 Annual Report - Office Furniture & Equip | KY-River Bluffs-WW | 390004 Sewer - Office Furniture and Equip - 20 Years | 390004 | 2440 | 2020-05-31
FA13522 | CIP Transfer - High Tide | KY-River Bluffs-WW | 396001 Sewer - Communication Equip - 15 Years | 396001 | 2442.64 | 2023-08-31
FA13523 | CIP Transfer - High Tide | KY-River Bluffs-WW | 396001 Sewer - Communication Equip - 15 Years | 396001 | 2442.64 | 2023-01-01
FA13524 | CIP Transfer - High Tide | KY-River Bluffs-WW | 396001 Sewer - Communication Equip - 15 Years | 396001 | 2442.64 | 2023-01-01
FA34351 | Rehab 4 inch water main and set flush hydrant | KY-Center Ridge 3-W | 331002 Water - Transmission & Distribution Mains - 50 Years | 331002 | 2445.39 | 2025-01-01
KY.MR.372.000.01 | Acquisition - Treatment Equip allocated from Flinn Valuation Rpt | KY-Marshall Ridge-WW | 380003 Sewer - Treatment & Disposal Equip - 20 Years | 380003 | 2473.61 | 2020-12-31
FA36699 | Repalce water main | KY-Center Ridge 4-W | 331002 Water - Transmission & Distribution Mains - 50 Years | 331002 | 2475.26 | 2025-01-01
KY.KW.311.000.05 | Paint & Weld Handrails | KY-Kingswood-WW | 354004 Sewer - S&I - 30 Years | 354004 | 2485 | 2021-07-31
FA34539 | Fence | KY-Lake Columbia-WW | 354004 Sewer - S&I - 30 Years | 354004 | 2500 | 2025-01-01
FA36688 | Tap/set valve, installed new service line | KY-Center Ridge 2-W | 333001 Water - Services to Customers - 20 Years | 333001 | 2506.18 | 2025-01-01
FA36687 | Rehab water leak line & install new valve in meter box | KY-Center Ridge 2-W | 333001 Water - Services to Customers - 20 Years | 333001 | 2512.77 | 2025-01-01
KY.AV.372.000.09 | Treatment & Disposal Equipment | KY-Airview-WW | 380003 Sewer - Treatment & Disposal Equip - 20 Years | 380003 | 2514.99 | 2020-01-31
FA34305 | Blower rehab | KY-Brocklyn-WW | 371002 Sewer - Pumping Equip - 10 Years | 371002 | 2518.37 | 2025-01-01
KY.LH.311.000.03 | Site Work | KY-LH Treatment-WW | 354004 Sewer - S&I - 30 Years | 354004 | 2532 | 2022-01-01
FA34344 | New pressure tank | KY-Center Ridge 3-W | 330003 Water - Dist, Resevoirs, Standpipes - 50 Years | 330003 | 2561.5 | 2025-01-01
KY.RB.311.000.01 | Operations | KY-River Bluffs-WW | 354004 Sewer - S&I - 30 Years | 354004 | 2575 | 2020-05-31
FA36716 | Replace leaking backflow preventor | KY-Delaplain Disposal-WW | 371002 Sewer - Pumping Equip - 10 Years | 371002 | 2579.91 | 2025-01-01
FA34583 | Replace breaker | KY-Persimmon Ridge-WW | 354004 Sewer - S&I - 30 Years | 354004 | 2589 | 2025-01-01
KY.KW.310.100.01 | Acquisition Purchase Acctg - 2018 Annual Report - Land & Land Rights | KY-Kingswood-WW | 353000 Sewer - Land and Land Rights | 353000 | 2600 | 2019-09-30
KY.GA.363.000.02 | Acquisition Purchase Acctg - Closing Costs | KY-Golden Acres-WW | 371002 Sewer - Pumping Equip - 10 Years | 371002 | 2601.06 | 2019-09-30
KY.GO.363.000.02 | Acquisition Purchase Acctg - Closing Costs | KY-Great Oaks-WW | 371002 Sewer - Pumping Equip - 10 Years | 371002 | 2601.07 | 2019-09-30
KY.AV.372.000.04 | Aeration system & Blower work | KY-Airview-WW | 380003 Sewer - Treatment & Disposal Equip - 20 Years | 380003 | 2610.25 | 2020-06-30
FA34340 | Replace electrical components in well house | KY-Center Ridge 3-W | 304005 Water - S&I - 30 Years | 304005 | 2611.1 | 2025-01-01
FA34459 | Installed pump and cleaned debris from the other pump | KY-Delaplain Disposal-WW | 371002 Sewer - Pumping Equip - 10 Years | 371002 | 2612.5 | 2025-04-01
KY.GA.311.000.04 | patch cracks/add concrete around colvert & driveway | KY-Golden Acres-WW | 354004 Sewer - S&I - 30 Years | 354004 | 2612.52 | 2022-01-01
FA36764 | New customer line | KY-Lake Columbia-WW | 363000 Sewer - Services to Customers | 363000 | 2614.56 | 2025-01-01
FA36770 | High Tide | KY-Magruder Village-WW | 396001 Sewer - Communication Equip - 15 Years | 396001 | 2614.56 | 2025-07-01
KY.CR2.332.000.01 | Flow meter - Pay App | KY-Center Ridge 2-W | 320002 Water - Treatment Equip - 20 Years | 320002 | 2616 | 2023-07-31
FA36813 | Replace tubing & vavles | KY-River Bluffs-WW | 380003 Sewer - Treatment & Disposal Equip - 20 Years | 380003 | 2616.17 | 2025-01-01
FA34479 | Calibrate pump and reinstall rubber wedge bushing and valve | KY-Fox Run-WW | 371002 Sewer - Pumping Equip - 10 Years | 371002 | 2625 | 2025-01-01
FA34729 | Tap service line @ Plot 2 lot 139 | KY-Persimmon Ridge-WW | 363000 Sewer - Services to Customers | 363000 | 2631.32 | 2025-01-01
FA36685 | Replaced fitting on pressure tanks & air valve | KY-Center Ridge 2-W | 330003 Water - Dist, Resevoirs, Standpipes - 50 Years | 330003 | 2635.82 | 2025-01-01
FA34695 | Rehab aerators in aeration tank | KY-Yung Farm-WW | 380003 Sewer - Treatment & Disposal Equip - 20 Years | 380003 | 2640 | 2025-01-01
FA36809 | Refurbished pump & replaced cutting impeller | KY-River Bluffs-WW | 371002 Sewer - Pumping Equip - 10 Years | 371002 | 2651.39 | 2025-01-01
FA13511 | CIP Transfer - High Tide | KY-Kingswood-WW | 396001 Sewer - Communication Equip - 15 Years | 396001 | 2659.31 | 2023-01-01
FA13512 | CIP Transfer - High Tide | KY-Kingswood-WW | 396001 Sewer - Communication Equip - 15 Years | 396001 | 2659.31 | 2023-01-01
KY.CR3.331.000.01 | Rehab Water Lines | KY-Center Ridge 3-W | 331002 Water - Transmission & Distribution Mains - 50 Years | 331002 | 2665 | 2020-12-31
KY.GO.363.000.01 | Pump for LS | KY-Great Oaks-WW | 371002 Sewer - Pumping Equip - 10 Years | 371002 | 2676.49 | 2020-03-31
FA34528 | Install new uv lamps and quartz sleeves | KY-Kingswood-WW | 380003 Sewer - Treatment & Disposal Equip - 20 Years | 380003 | 2700.29 | 2025-01-01
FA36765 | Tank rehab | KY-Lake Columbia-WW | 371002 Sewer - Pumping Equip - 10 Years | 371002 | 2700.29 | 2025-01-01
FA34599 | Hook up high tide to SCADA system, install wireless transmitter | KY-Persimmon Ridge-WW | 396001 Sewer - Communication Equip - 15 Years | 396001 | 2705.75 | 2025-01-01
KY.CR4.304.000.02 | Well House refurbishment + Site Work | KY-Center Ridge 4-W | 304005 Water - S&I - 30 Years | 304005 | 2706.95 | 2022-01-01
FA36677 | RAZ line rehab | KY-Airview-WW | 380003 Sewer - Treatment & Disposal Equip - 20 Years | 380003 | 2710.7 | 2025-01-01
FA34333 | Replace 80' of mainline | KY-Center Ridge 2-W | 331002 Water - Transmission & Distribution Mains - 50 Years | 331002 | 2712 | 2025-04-01
KY.LH.352.100.03 | Acquisition - Legal & Engineering | KY-LH Treatment-WW | 360001 Sewer - Collection Sewers - Force - 50 Years | 360001 | 2712.59 | 2021-01-31
FA13515 | CIP Transfer - High Tide | KY-Persimmon Ridge-WW | 396001 Sewer - Communication Equip - 15 Years | 396001 | 2712.98 | 2023-01-01
FA13516 | CIP Transfer - High Tide | KY-Persimmon Ridge-WW | 396001 Sewer - Communication Equip - 15 Years | 396001 | 2712.98 | 2023-02-28
FA13517 | CIP Transfer - High Tide | KY-Persimmon Ridge-WW | 396001 Sewer - Communication Equip - 15 Years | 396001 | 2712.98 | 2023-01-01
FA13518 | CIP Transfer - High Tide | KY-Persimmon Ridge-WW | 396001 Sewer - Communication Equip - 15 Years | 396001 | 2712.98 | 2023-01-01
FA13519 | CIP Transfer - High Tide | KY-Persimmon Ridge-WW | 396001 Sewer - Communication Equip - 15 Years | 396001 | 2712.98 | 2023-01-01
FA13520 | CIP Transfer - High Tide | KY-Persimmon Ridge-WW | 396001 Sewer - Communication Equip - 15 Years | 396001 | 2712.98 | 2023-01-01
FA13521 | CIP Transfer - High Tide | KY-Persimmon Ridge-WW | 396001 Sewer - Communication Equip - 15 Years | 396001 | 2712.98 | 2023-01-01
FA36776 | Removal of old large steel cable, replaced contactor & capacitors for lift station | KY-Persimmon Ridge-WW | 360001 Sewer - Collection Sewers - Force - 50 Years | 360001 | 2715.29 | 2025-01-01
FA34602 | Blower rehab | KY-Persimmon Ridge-WW | 371002 Sewer - Pumping Equip - 10 Years | 371002 | 2750 | 2025-06-01
FA36751 | Pump 2 rehab | KY-Kingswood-WW | 371002 Sewer - Pumping Equip - 10 Years | 371002 | 2756.39 | 2025-01-01
KY.CR2.331.000.02 | Acquisition - Legal & Engineering | KY-Center Ridge 2-W | 331002 Water - Transmission & Distribution Mains - 50 Years | 331002 | 2756.95 | 2021-01-31
KY.CR3.331.000.02 | Acquisition - Legal & Engineering | KY-Center Ridge 3-W | 331002 Water - Transmission & Distribution Mains - 50 Years | 331002 | 2756.95 | 2021-01-31
KY.CR4.331.000.02 | Acquisition - Legal & Engineering | KY-Center Ridge 4-W | 331002 Water - Transmission & Distribution Mains - 50 Years | 331002 | 2756.95 | 2021-01-31
FA34734 | New pipe installed to replace damaged portion | KY-Springcrest-WW | 363000 Sewer - Services to Customers | 363000 | 2766.37 | 2025-01-01
KY.GA.311.000.03 | Concrete Pad for Blower | KY-Golden Acres-WW | 354004 Sewer - S&I - 30 Years | 354004 | 2766.66 | 2022-01-01
FA34600 | Tube for PA pump | KY-Persimmon Ridge-WW | 371002 Sewer - Pumping Equip - 10 Years | 371002 | 2767.84 | 2025-04-01
FA34273 | Install new ladder | KY-Airview-WW | 354004 Sewer - S&I - 30 Years | 354004 | 2778.21 | 2025-01-01
KY.AP.372.000.01 | Acquisition - Water Treatment Plt alloc from Flinn Eval Rpt | KY-Arcadia Pines-WW | 380003 Sewer - Treatment & Disposal Equip - 20 Years | 380003 | 2782 | 2020-12-31
FA34365 | Clean valve pits and exercise valves in system | KY-Center Ridge 4-W | 331002 Water - Transmission & Distribution Mains - 50 Years | 331002 | 2800 | 2025-01-01
FA34424 | Digital disposing pump | KY-Darlington Creek-WW | 371002 Sewer - Pumping Equip - 10 Years | 371002 | 2800 | 2025-01-01
FA36686 | Replace 3" water line | KY-Center Ridge 2-W | 331002 Water - Transmission & Distribution Mains - 50 Years | 331002 | 2813.21 | 2025-01-01
KY.CR3.320.000.01 | Chlorine equipment - Pay App | KY-Center Ridge 3-W | 320002 Water - Treatment Equip - 20 Years | 320002 | 2818 | 2023-07-31
FA34282 | Refurbish and rewire pump 1 | KY-Airview-WW | 371002 Sewer - Pumping Equip - 10 Years | 371002 | 2835 | 2025-01-01
FA34283 | Refurbish and rewire pump 2 | KY-Airview-WW | 371002 Sewer - Pumping Equip - 10 Years | 371002 | 2835 | 2025-01-01
KY.CR2.304.000.07 | Well House Improvements | KY-Center Ridge 2-W | 304005 Water - S&I - 30 Years | 304005 | 2850 | 2022-01-01
KY.CR2.304.000.08 | Chlorine Room - Pay App | KY-Center Ridge 2-W | 304005 Water - S&I - 30 Years | 304005 | 2873 | 2023-07-31
FA34426 | Installed diffuser for aeration tank | KY-Darlington Creek-WW | 380003 Sewer - Treatment & Disposal Equip - 20 Years | 380003 | 2890 | 2025-01-01
FA34642 | Replace relays in pump 1 | KY-Springcrest-WW | 371002 Sewer - Pumping Equip - 10 Years | 371002 | 2901.29 | 2025-01-01
FA34643 | Replace relays in pump 2 | KY-Springcrest-WW | 371002 Sewer - Pumping Equip - 10 Years | 371002 | 2901.29 | 2025-01-01
FA36723 | Installing effluent flow meter | KY-Fox Run-WW | 364002 Sewer - Flow Measuring Devices - 30 Years | 364002 | 2907.79 | 2025-01-01
FA34671 | New drum to pump peracetic acid | KY-Timberland-WW | 380003 Sewer - Treatment & Disposal Equip - 20 Years | 380003 | 2925.65 | 2025-01-01
FA36745 | Installing risers & securing manhole | KY-Kingswood-WW | 360001 Sewer - Collection Sewers - Force - 50 Years | 360001 | 2976.77 | 2025-01-01
FA34507 | Replace T in air line | KY-Herrington Haven-WW | 380003 Sewer - Treatment & Disposal Equip - 20 Years | 380003 | 2991.17 | 2025-01-01
KY.CR4.304.000.03 | Building modifications (inside and outside) - Pay App | KY-Center Ridge 4-W | 304005 Water - S&I - 30 Years | 304005 | 2997 | 2023-07-31
KY.CR2.330.000.01 | Hydropneumatic tanks - Pay App | KY-Center Ridge 2-W | 330003 Water - Dist, Resevoirs, Standpipes - 50 Years | 330003 | 3007 | 2023-07-31
FA34468 | Install new fence | KY-Fox Run-WW | 354004 Sewer - S&I - 30 Years | 354004 | 3025 | 2025-01-01
FA34654 | Install steps to bar screen basin | KY-Timberland-WW | 354004 Sewer - S&I - 30 Years | 354004 | 3048.16 | 2025-01-01
FA34419 | Spread rock for driveway | KY-Darlington Creek-WW | 354004 Sewer - S&I - 30 Years | 354004 | 3053.95 | 2025-01-01
FA34616 | Blower rehab | KY-River Bluffs-WW | 371002 Sewer - Pumping Equip - 10 Years | 371002 | 3056.74 | 2025-01-01
FA36696 | 3 HP 1-phase water well motor | KY-Center Ridge 4-W | 307003 Water - Wells and Springs - 50 Years | 307003 | 3058.18 | 2025-09-01
FA34486 | Weld patch in tank | KY-Fox Run-WW | 380003 Sewer - Treatment & Disposal Equip - 20 Years | 380003 | 3090 | 2025-01-01
FA34626 | Blower rehab - replace belts | KY-River Bluffs-WW | 371002 Sewer - Pumping Equip - 10 Years | 371002 | 3114.64 | 2025-06-01
FA34302 | Install and paint handrails | KY-Brocklyn-WW | 354004 Sewer - S&I - 30 Years | 354004 | 3119.23 | 2025-01-01
FA34679 | Installed wench crane | KY-Woodland Acres-WW | 371002 Sewer - Pumping Equip - 10 Years | 371002 | 3121.54 | 2025-01-01
FA36838 | Flexcap coarse bubble diffuser | KY-Yung Farm-WW | 380003 Sewer - Treatment & Disposal Equip - 20 Years | 380003 | 3125.36 | 2025-04-01
KY.FR.311.000.05 | Built new Shed | KY-Fox Run-WW | 354004 Sewer - S&I - 30 Years | 354004 | 3129.94 | 2022-01-01
FA13499 | CIP Transfer - High Tide | KY-Brocklyn-WW | 396001 Sewer - Communication Equip - 15 Years | 396001 | 3139.3 | 2023-01-01
FA13513 | CIP Transfer - High Tide | KY-Lake Columbia-WW | 396001 Sewer - Communication Equip - 15 Years | 396001 | 3139.3 | 2023-01-01
FA13514 | CIP Transfer - High Tide | KY-LH Treatment-WW | 396001 Sewer - Communication Equip - 15 Years | 396001 | 3139.3 | 2023-01-01
FA13526 | CIP Transfer - High Tide | KY-Timberland-WW | 396001 Sewer - Communication Equip - 15 Years | 396001 | 3139.3 | 2023-01-01
FA13508 | CIP Transfer - High Tide | KY-Golden Acres-WW | 396001 Sewer - Communication Equip - 15 Years | 396001 | 3139.31 | 2023-01-01
FA13509 | CIP Transfer - High Tide | KY-Golden Acres-WW | 396001 Sewer - Communication Equip - 15 Years | 396001 | 3139.31 | 2023-01-01
FA34557 | Replaced motor, blower & breaker | KY-LH Treatment-WW | 371002 Sewer - Pumping Equip - 10 Years | 371002 | 3145 | 2025-01-01
FA34537 | Refurbish Driveway | KY-Lake Columbia-WW | 354004 Sewer - S&I - 30 Years | 354004 | 3180.76 | 2025-01-01
FA36735 | Expand road by station | KY-Great Oaks-WW | 354004 Sewer - S&I - 30 Years | 354004 | 3182.48 | 2025-01-01
FA36797 | Lagoon rehab | KY-Persimmon Ridge-WW | 380003 Sewer - Treatment & Disposal Equip - 20 Years | 380003 | 3182.48 | 2025-06-01
KY.CR3.304.000.11 | Gravel for all weather road - Pay App | KY-Center Ridge 3-W | 304005 Water - S&I - 30 Years | 304005 | 3190 | 2023-07-31
FA34493 | Replace pump | KY-Golden Acres-WW | 371002 Sewer - Pumping Equip - 10 Years | 371002 | 3190 | 2025-04-01
FA36769 | Install Solar High Tide | KY-Marshall Ridge-WW | 396001 Sewer - Communication Equip - 15 Years | 396001 | 3191.57 | 2025-07-01
FA34383 | Install roofing and siding to wellhouse | KY-Center Ridge-W | 304005 Water - S&I - 30 Years | 304005 | 3193.73 | 2025-01-01
FA36819 | Install new shelving in storage unit | KY-Springcrest-WW | 354004 Sewer - S&I - 30 Years | 354004 | 3226.22 | 2025-01-01
FA34658 | Installed electrical gfci plugs in plant | KY-Timberland-WW | 354004 Sewer - S&I - 30 Years | 354004 | 3259.75 | 2025-01-01
FA36722 | Replace float at liftstation | KY-Fox Run-WW | 360001 Sewer - Collection Sewers - Force - 50 Years | 360001 | 3277.02 | 2025-01-01
FA36689 | Replace service lines | KY-Center Ridge 2-W | 333001 Water - Services to Customers - 20 Years | 333001 | 3281.09 | 2025-01-01
KY.BR.372.000.08 | RAS lines from clarifier - Pay App | KY-Brocklyn-WW | 380003 Sewer - Treatment & Disposal Equip - 20 Years | 380003 | 3301 | 2023-07-31
FA36671 | Pump rehab | KY-Airview-WW | 371002 Sewer - Pumping Equip - 10 Years | 371002 | 3329.5 | 2025-01-01
FA36812 | Replace air fitting on broken raz line | KY-River Bluffs-WW | 380003 Sewer - Treatment & Disposal Equip - 20 Years | 380003 | 3347.4 | 2025-01-01
FA36738 | High Tide | KY-Great Oaks-WW | 396001 Sewer - Communication Equip - 15 Years | 396001 | 3363.89 | 2025-01-01
FA36701 | High Tide | KY-Center Ridge 4-W | 346000 Water - Communication Equip | 346000 | 3363.92 | 2025-01-01
FA34656 | Paint treatment plant with epoxy paint | KY-Timberland-WW | 354004 Sewer - S&I - 30 Years | 354004 | 3364 | 2025-01-01
KY.AV.311.000.02 | Rehab Handrail | KY-Airview-WW | 354004 Sewer - S&I - 30 Years | 354004 | 3367.25 | 2020-02-29
FA36670 | Rehab main sewer line | KY-Airview-WW | 361001 Sewer - Collection Sewers - Gravity - 50 Years | 361001 | 3368.87 | 2025-01-01
FA34369 | Water main rehab @ Windsong Circle | KY-Center Ridge 4-W | 331002 Water - Transmission & Distribution Mains - 50 Years | 331002 | 3376.37 | 2025-01-01
FA34615 | Provide and install new pump | KY-River Bluffs-WW | 371002 Sewer - Pumping Equip - 10 Years | 371002 | 3381.15 | 2025-01-01
FA34453 | Rehab diffusers | KY-Delaplain Disposal-WW | 380003 Sewer - Treatment & Disposal Equip - 20 Years | 380003 | 3386.82 | 2025-01-01
FA34655 | Work on road by culvert | KY-Timberland-WW | 354004 Sewer - S&I - 30 Years | 354004 | 3391.6 | 2025-01-01
FA34551 | Installing rag bracket | KY-LH Treatment-WW | 354004 Sewer - S&I - 30 Years | 354004 | 3393.32 | 2025-01-01
KY.TL.355.000.01 | Flowmeter | KY-Timberland-WW | 364002 Sewer - Flow Measuring Devices - 30 Years | 364002 | 3405.35 | 2020-12-31
FA34290 | Blower control panel | KY-Airview-WW | 380003 Sewer - Treatment & Disposal Equip - 20 Years | 380003 | 3409.56 | 2025-01-01
FA36822 | Changed control panel | KY-Springcrest-WW | 354004 Sewer - S&I - 30 Years | 354004 | 3410.43 | 2025-01-01
FA34443 | Rebuild surge pump 1 | KY-Delaplain Disposal-WW | 371002 Sewer - Pumping Equip - 10 Years | 371002 | 3445.4 | 2025-01-01
FA34444 | Rebuild surge pump 2 | KY-Delaplain Disposal-WW | 371002 Sewer - Pumping Equip - 10 Years | 371002 | 3445.4 | 2025-01-01
KY.GO.373.000.01 | Yard Piping | KY-Great Oaks-WW | 381001 Sewer - Plant Sewers - 40 Years | 381001 | 3446 | 2021-09-01
KY.GA.372.000.03 | Pipes, Plugs, Panel, Timing Range | KY-Golden Acres-WW | 380003 Sewer - Treatment & Disposal Equip - 20 Years | 380003 | 3447.62 | 2020-06-30
FA34304 | Replaced Seametrics 430 Flow Controller | KY-Brocklyn-WW | 364002 Sewer - Flow Measuring Devices - 30 Years | 364002 | 3475.18 | 2025-01-01
FA34571 | Run water line to hydrant | KY-Magruder Village-WW | 360001 Sewer - Collection Sewers - Force - 50 Years | 360001 | 3479 | 2025-01-01
KY.GO.352.100.05 | Site work, Lateral refurbishment | KY-Great Oaks-WW | 360001 Sewer - Collection Sewers - Force - 50 Years | 360001 | 3480 | 2020-12-31
FA36775 | Main line replacement | KY-Persimmon Ridge-WW | 360001 Sewer - Collection Sewers - Force - 50 Years | 360001 | 3482.09 | 2025-01-01
FA34513 | Rehab driveway at plant | KY-Kingswood-WW | 354004 Sewer - S&I - 30 Years | 354004 | 3492.51 | 2025-01-01
KY.AV.352.100.05 | Collection Sewers - Force | KY-Airview-WW | 360001 Sewer - Collection Sewers - Force - 50 Years | 360001 | 3493.18 | 2021-01-31
FA34580 | High Tide | KY-Marshall Ridge-WW | 396001 Sewer - Communication Equip - 15 Years | 396001 | 3500 | 2025-06-01
FA34334 | Build wellhouse | KY-Center Ridge 2-W | 304005 Water - S&I - 30 Years | 304005 | 3529.62 | 2025-06-01
KY.AV.372.000.11 | Treatment & Disposal Equipment | KY-Airview-WW | 380003 Sewer - Treatment & Disposal Equip - 20 Years | 380003 | 3544.76 | 2020-01-31
FA36663 | Replace fence | KY-Airview-WW | 354004 Sewer - S&I - 30 Years | 354004 | 3573.54 | 2025-01-01
KY.AV.375.000.03 | Installed Gravity Effluent at Plant | KY-Airview-WW | 382001 Sewer - Outfall Sewer Lines - 50 Years | 382001 | 3583.88 | 2020-04-30
FA36698 | New tap into main line | KY-Center Ridge 4-W | 331002 Water - Transmission & Distribution Mains - 50 Years | 331002 | 3618.58 | 2025-01-01
KY.GO.352.100.08 | Acquisition - Legal & Engineering | KY-Great Oaks-WW | 360001 Sewer - Collection Sewers - Force - 50 Years | 360001 | 3625.85 | 2021-01-31
FA34582 | Added 4 pump alternating relay & 2 float switched to wiring panel | KY-Persimmon Ridge-WW | 354004 Sewer - S&I - 30 Years | 354004 | 3636.9 | 2025-01-01
FA36774 | Rehab main gate | KY-Persimmon Ridge-WW | 354004 Sewer - S&I - 30 Years | 354004 | 3637.89 | 2025-01-01
FA34541 | Pour concrete for steps | KY-Lake Columbia-WW | 354004 Sewer - S&I - 30 Years | 354004 | 3640.77 | 2025-01-01
FA34358 | Replace section of main line and new shut off valve | KY-Center Ridge 3-W | 331002 Water - Transmission & Distribution Mains - 50 Years | 331002 | 3660 | 2025-02-01
FA36818 | Install new gate and fence | KY-Springcrest-WW | 354004 Sewer - S&I - 30 Years | 354004 | 3683.96 | 2025-01-01
FA36684 | Install Solar High Tide | KY-Carriage Park-WW | 396001 Sewer - Communication Equip - 15 Years | 396001 | 3686.11 | 2025-07-01
KY.BR.372.000.09 | Blower - Pay App | KY-Brocklyn-WW | 380003 Sewer - Treatment & Disposal Equip - 20 Years | 380003 | 3699 | 2023-07-31
KY.LH.303.000.01 | Acquisition Purchase Acctg - 2018 Annual Report - Misc Intangible Plant | KY-LH Treatment-WW | 351001 Sewer - Organization - 0 Years | 351001 | 3700 | 2019-09-30
KY.FR.311.000.01 | Plant & Site Cleanup | KY-Fox Run-WW | 354004 Sewer - S&I - 30 Years | 354004 | 3768.46 | 2020-01-31
KY.CR2.333.000.01 | Fix Leaks on Water Line | KY-Center Ridge 2-W | 333001 Water - Services to Customers - 20 Years | 333001 | 3800.76 | 2020-12-31
FA36730 | Installed new 3 HP blower motor | KY-Fox Run-WW | 380003 Sewer - Treatment & Disposal Equip - 20 Years | 380003 | 3824.48 | 2025-01-01
FA36731 | Installed new 7 HP blower motor | KY-Fox Run-WW | 380003 Sewer - Treatment & Disposal Equip - 20 Years | 380003 | 3824.48 | 2025-01-01
FA36729 | Installed new 5 HP blower motor | KY-Fox Run-WW | 380003 Sewer - Treatment & Disposal Equip - 20 Years | 380003 | 3824.49 | 2025-01-01
FA34306 | New flow meter | KY-Brocklyn-WW | 364002 Sewer - Flow Measuring Devices - 30 Years | 364002 | 3833.53 | 2025-03-01
FA36665 | Shed for clarifier | KY-Airview-WW | 354004 Sewer - S&I - 30 Years | 354004 | 3842.71 | 2025-01-01
FA36725 | Installed new pump piping | KY-Fox Run-WW | 371002 Sewer - Pumping Equip - 10 Years | 371002 | 3881.63 | 2025-01-01
KY.HH.311.000.02 | Structural Grating & Hand Rails | KY-Herrington Haven-WW | 354004 Sewer - S&I - 30 Years | 354004 | 4000 | 2021-06-01
KY.RB.311.000.06 | Rehab Building | KY-River Bluffs-WW | 354004 Sewer - S&I - 30 Years | 354004 | 4000 | 2021-06-01
KY.BR.311.000.05 | Regrade around lagoon - Pay App | KY-Brocklyn-WW | 354004 Sewer - S&I - 30 Years | 354004 | 4000 | 2023-07-31
FA34678 | Pull pump and camera main for clog | KY-Woodland Acres-WW | 360001 Sewer - Collection Sewers - Force - 50 Years | 360001 | 4023.49 | 2025-01-01
KY.BR.311.000.01 | Site Cleanup | KY-Brocklyn-WW | 354004 Sewer - S&I - 30 Years | 354004 | 4043.08 | 2020-01-31
FA36795 | Aerator 1 rehab | KY-Persimmon Ridge-WW | 380003 Sewer - Treatment & Disposal Equip - 20 Years | 380003 | 4045.86 | 2025-09-01
FA36796 | Aerator 3 rehab | KY-Persimmon Ridge-WW | 380003 Sewer - Treatment & Disposal Equip - 20 Years | 380003 | 4045.86 | 2025-09-01
FA36794 | Aerator 2 rehab | KY-Persimmon Ridge-WW | 380003 Sewer - Treatment & Disposal Equip - 20 Years | 380003 | 4045.87 | 2025-09-01
KY.TL.311.000.06 | Treatment facility Modifications - Pay App | KY-Timberland-WW | 354004 Sewer - S&I - 30 Years | 354004 | 4065 | 2023-07-31
KY.BR.372.000.05 | Bar Grating | KY-Brocklyn-WW | 380003 Sewer - Treatment & Disposal Equip - 20 Years | 380003 | 4082.55 | 2020-06-30
FA36679 | Install new hydrant | KY-Brocklyn-WW | 354004 Sewer - S&I - 30 Years | 354004 | 4114.95 | 2025-01-01
KY.CR1.304.000.03 | Well House insulation, electric, paint | KY-Center Ridge-W | 304005 Water - S&I - 30 Years | 304005 | 4116.37 | 2020-12-31
KY.DC.370.000.01 | Acquisition Purchase Acctg - Closing Costs | KY-Darlington Creek-WW | 353000 Sewer - Land and Land Rights | 353000 | 4120 | 2022-03-31
KY.CR2.320.000.02 | Chlorine equipment - Pay App | KY-Center Ridge 2-W | 320002 Water - Treatment Equip - 20 Years | 320002 | 4130 | 2023-07-31
FA34405 | Lay rock and spread posts for gate | KY-Commonwealth(Wandering Hills)-WW | 354004 Sewer - S&I - 30 Years | 354004 | 4133.62 | 2025-01-01
FA34628 | Roof rehab | KY-Springcrest-WW | 354004 Sewer - S&I - 30 Years | 354004 | 4172.31 | 2025-01-01
KY.GA.352.100.03 | Build LS Control Panels | KY-Golden Acres-WW | 360001 Sewer - Collection Sewers - Force - 50 Years | 360001 | 4179.71 | 2020-06-30
FA34466 | Install new pump breaker | KY-Fox Run-WW | 354004 Sewer - S&I - 30 Years | 354004 | 4187.48 | 2025-01-01
FA34445 | Changed overload in pump | KY-Delaplain Disposal-WW | 371002 Sewer - Pumping Equip - 10 Years | 371002 | 4195 | 2025-01-01
FA34505 | Install new blower | KY-Herrington Haven-WW | 371002 Sewer - Pumping Equip - 10 Years | 371002 | 4200 | 2025-01-01
FA34705 | PayApp - Concrete | KY-Herrington Haven-WW | 354004 Sewer - S&I - 30 Years | 354004 | 4229.93 | 2025-01-01
KY.KW.372.000.01 | Site Renovations/Replace Skimmer Motor | KY-Kingswood-WW | 380003 Sewer - Treatment & Disposal Equip - 20 Years | 380003 | 4250.25 | 2020-01-31
FA36779 | Replaced cast iron piping in the wet well | KY-Persimmon Ridge-WW | 360001 Sewer - Collection Sewers - Force - 50 Years | 360001 | 4253.06 | 2025-01-01
FA34649 | Replace pump relays and capacitors | KY-Springcrest-WW | 371002 Sewer - Pumping Equip - 10 Years | 371002 | 4266.16 | 2025-01-01
FA36784 | New Pump | KY-Persimmon Ridge-WW | 371002 Sewer - Pumping Equip - 10 Years | 371002 | 4286.17 | 2025-09-01
FA34670 | Install new airlines at plant | KY-Timberland-WW | 380003 Sewer - Treatment & Disposal Equip - 20 Years | 380003 | 4288.74 | 2025-01-01
FA34495 | Install new fence | KY-Great Oaks-WW | 354004 Sewer - S&I - 30 Years | 354004 | 4290 | 2025-01-01
FA34627 | RAS line rehab | KY-River Bluffs-WW | 380003 Sewer - Treatment & Disposal Equip - 20 Years | 380003 | 4290 | 2025-06-01
FA36754 | Paint aeration tank | KY-Kingswood-WW | 380003 Sewer - Treatment & Disposal Equip - 20 Years | 380003 | 4350.46 | 2025-01-01
KY.CR2.331.000.03 | Refurbish Leak | KY-Center Ridge 2-W | 331002 Water - Transmission & Distribution Mains - 50 Years | 331002 | 4359.21 | 2022-01-01
FA34279 | Install flow meter at plant | KY-Airview-WW | 364002 Sewer - Flow Measuring Devices - 30 Years | 364002 | 4364.65 | 2025-01-01
FA34554 | Install drainage pipe and french drain across driveway | KY-LH Treatment-WW | 354004 Sewer - S&I - 30 Years | 354004 | 4375 | 2025-01-01
FA34542 | Spread gravel and driveway grading | KY-Lake Columbia-WW | 354004 Sewer - S&I - 30 Years | 354004 | 4383.44 | 2025-01-01
KY.CP.352.200.01 | Acquisition - Gravity Sewer & Manholes alloc from Flinn Evaluation Rpt | KY-Carriage Park-WW | 361001 Sewer - Collection Sewers - Gravity - 50 Years | 361001 | 4397.02 | 2020-12-31
FA34397 | Land Asset | KY-Center Ridge-W | 303000 Water - Land and Land Rights | 303000 | 4404.58 | 2025-06-01
FA36728 | Installed rebuilt pumps & help install influent pumps | KY-Fox Run-WW | 371002 Sewer - Pumping Equip - 10 Years | 371002 | 4407.94 | 2025-01-01
FA34311 | High tide | KY-Carriage Park-WW | 396001 Sewer - Communication Equip - 15 Years | 396001 | 4471.6 | 2025-06-01
FA36785 | Rehab pump #2 | KY-Persimmon Ridge-WW | 371002 Sewer - Pumping Equip - 10 Years | 371002 | 4478.08 | 2025-01-01
FA34624 | Generator for liftstation | KY-River Bluffs-WW | 395002 Sewer - Power Operated Equip - 10 Years | 395002 | 4478.8 | 2025-01-01
FA34648 | Rehab pump one | KY-Springcrest-WW | 371002 Sewer - Pumping Equip - 10 Years | 371002 | 4488.65 | 2025-01-01
KY.AV.311.000.01 | Plant Cleanup | KY-Airview-WW | 354004 Sewer - S&I - 30 Years | 354004 | 4539.26 | 2020-01-31
FA34609 | New pipe installation & back fill | KY-River Bluffs-WW | 360001 Sewer - Collection Sewers - Force - 50 Years | 360001 | 4545 | 2025-01-01
FA34288 | New blower | KY-Airview-WW | 380003 Sewer - Treatment & Disposal Equip - 20 Years | 380003 | 4568.94 | 2025-01-01
FA36783 | Pump rehab | KY-Persimmon Ridge-WW | 371002 Sewer - Pumping Equip - 10 Years | 371002 | 4579.11 | 2025-09-01
FA34556 | Installed the new risers and sealant strip in manhole | KY-LH Treatment-WW | 354004 Sewer - S&I - 30 Years | 354004 | 4594.73 | 2025-01-01
FA36681 | Installed drain & drainage box | KY-Brocklyn-WW | 354004 Sewer - S&I - 30 Years | 354004 | 4603.27 | 2025-01-01
FA34630 | New farm gate at entrance | KY-Springcrest-WW | 354004 Sewer - S&I - 30 Years | 354004 | 4615.43 | 2025-01-01
KY.SC.363.000.01 | Pump Replacement | KY-Springcrest-WW | 371002 Sewer - Pumping Equip - 10 Years | 371002 | 4627 | 2022-01-01
KY.LC.372.000.04 | Aeration Install | KY-Lake Columbia-WW | 380003 Sewer - Treatment & Disposal Equip - 20 Years | 380003 | 4637 | 2021-08-01
FA36801 | Paint tank handrails | KY-River Bluffs-WW | 354004 Sewer - S&I - 30 Years | 354004 | 4650.5 | 2025-01-01
FA34532 | Install wireless transmitters on high tide | KY-Kingswood-WW | 396001 Sewer - Communication Equip - 15 Years | 396001 | 4692.43 | 2025-01-01
FA34563 | Replace pump | KY-LH Treatment-WW | 371002 Sewer - Pumping Equip - 10 Years | 371002 | 4707.5 | 2025-01-01
KY.LH.372.000.06 | Digester Improvements | KY-LH Treatment-WW | 380003 Sewer - Treatment & Disposal Equip - 20 Years | 380003 | 4712.49 | 2022-01-01
KY.CR1.334.000.02 | New Meter & Pipes | KY-Center Ridge-W | 334001 Water - Meters and Installation - 10 Years | 334001 | 4803.94 | 2022-01-01
KY.FR.352.100.04 | Acquisition - Legal & Engineering | KY-Fox Run-WW | 360001 Sewer - Collection Sewers - Force - 50 Years | 360001 | 4838.33 | 2021-01-31
KY.PR.311.000.05 | Site Work | KY-Persimmon Ridge-WW | 354004 Sewer - S&I - 30 Years | 354004 | 4889.01 | 2022-01-01
KY.CR2.334.000.01 | Water Meters | KY-Center Ridge 2-W | 334001 Water - Meters and Installation - 10 Years | 334001 | 4908.47 | 2020-12-31
KY.FR.352.200.01 | Rehab Leaks | KY-Fox Run-WW | 361001 Sewer - Collection Sewers - Gravity - 50 Years | 361001 | 4962.32 | 2022-01-01
FA36780 | Replaced pipe | KY-Persimmon Ridge-WW | 361001 Sewer - Collection Sewers - Gravity - 50 Years | 361001 | 4967.83 | 2025-01-01
KY.GO.352.100.06 | Weld and installed lift station force main | KY-Great Oaks-WW | 360001 Sewer - Collection Sewers - Force - 50 Years | 360001 | 4987.96 | 2020-12-31
KY.PR.372.000.03 | Lagoon Baffle Refurbishment | KY-Persimmon Ridge-WW | 380003 Sewer - Treatment & Disposal Equip - 20 Years | 380003 | 4993 | 2021-02-01
KY.CR2.304.000.02 | Gravel for all weather road | KY-Center Ridge 2-W | 304005 Water - S&I - 30 Years | 304005 | 5000 | 2020-12-31
KY.CR2.304.000.03 | New heater in building | KY-Center Ridge 2-W | 304005 Water - S&I - 30 Years | 304005 | 5000 | 2020-12-31
KY.AV.372.000.15 | Remove contact chamber from creek - Pay App | KY-Airview-WW | 380003 Sewer - Treatment & Disposal Equip - 20 Years | 380003 | 5000 | 2023-07-31
KY.RB.372.000.08 | Blowers - Pay App | KY-River Bluffs-WW | 380003 Sewer - Treatment & Disposal Equip - 20 Years | 380003 | 5000 | 2023-07-31
KY.TL.355.000.02 | Flow meter - Pay App | KY-Timberland-WW | 364002 Sewer - Flow Measuring Devices - 30 Years | 364002 | 5000 | 2023-07-31
KY.PR.352.100.04 | LS work | KY-Persimmon Ridge-WW | 360001 Sewer - Collection Sewers - Force - 50 Years | 360001 | 5012.58 | 2020-06-30
FA34463 | Relocate Flow meter | KY-Delaplain Disposal-WW | 364002 Sewer - Flow Measuring Devices - 30 Years | 364002 | 5016.8 | 2025-04-01
FA34519 | Install & program effluent flow meter | KY-Kingswood-WW | 364002 Sewer - Flow Measuring Devices - 30 Years | 364002 | 5038.58 | 2025-01-01
KY.RB.363.000.01 | Pump | KY-River Bluffs-WW | 371002 Sewer - Pumping Equip - 10 Years | 371002 | 5040.24 | 2020-12-31
KY.LC.372.000.05 | Motor for Blower | KY-Lake Columbia-WW | 380003 Sewer - Treatment & Disposal Equip - 20 Years | 380003 | 5062 | 2021-10-01
FA34614 | Changed out bad transformer, fuses, bad motor starter and all four floats on pump #2 | KY-River Bluffs-WW | 371002 Sewer - Pumping Equip - 10 Years | 371002 | 5099.84 | 2025-01-01
FA34586 | Rehab liftstation | KY-Persimmon Ridge-WW | 360001 Sewer - Collection Sewers - Force - 50 Years | 360001 | 5190 | 2025-01-01
KY.KW.352.100.04 | Acquisition - Legal & Engineering | KY-Kingswood-WW | 360001 Sewer - Collection Sewers - Force - 50 Years | 360001 | 5250 | 2021-01-31
KY.GA.352.100.01 | Smoke test TREKK | KY-Golden Acres-WW | 360001 Sewer - Collection Sewers - Force - 50 Years | 360001 | 5316.28 | 2020-01-31
FA34592 | Replacement of pump | KY-Persimmon Ridge-WW | 371002 Sewer - Pumping Equip - 10 Years | 371002 | 5347.5 | 2025-01-01
KY.BR.363.000.02 | Pump | KY-Brocklyn-WW | 371002 Sewer - Pumping Equip - 10 Years | 371002 | 5363.84 | 2020-04-30
FA34617 | New Blower | KY-River Bluffs-WW | 371002 Sewer - Pumping Equip - 10 Years | 371002 | 5371.58 | 2025-01-01
FA36721 | Rehab 1.5" force main outside of pump station | KY-Fox Run-WW | 360001 Sewer - Collection Sewers - Force - 50 Years | 360001 | 5375.93 | 2025-08-01
KY.CR.304.000.05 | Building modifications (inside and outside) - Pay App | KY-Center Ridge-W | 304005 Water - S&I - 30 Years | 304005 | 5390 | 2023-07-31
KY.CR3.304.000.08 | Electrical | KY-Center Ridge 3-W | 304005 Water - S&I - 30 Years | 304005 | 5400.59 | 2022-01-01
FA34284 | Wired in new pump, replace fuses and switch in lift station | KY-Airview-WW | 371002 Sewer - Pumping Equip - 10 Years | 371002 | 5446.7 | 2025-01-01
FA34527 | Install new bar screen In aeration tank | KY-Kingswood-WW | 380003 Sewer - Treatment & Disposal Equip - 20 Years | 380003 | 5454.58 | 2025-01-01
KY.PR.311.000.03 | install gate & put fence around perimeter | KY-Persimmon Ridge-WW | 354004 Sewer - S&I - 30 Years | 354004 | 5470.95 | 2020-12-31
FA36680 | Roof rehab | KY-Brocklyn-WW | 354004 Sewer - S&I - 30 Years | 354004 | 5480.94 | 2025-01-01
FA34406 | Install new pump and 3 floats | KY-Commonwealth(Wandering Hills)-WW | 371002 Sewer - Pumping Equip - 10 Years | 371002 | 5507.69 | 2025-01-01
FA34558 | New Pump | KY-LH Treatment-WW | 371002 Sewer - Pumping Equip - 10 Years | 371002 | 5548.4 | 2025-01-01
KY.AV.372.000.12 | Blower Refrubishment | KY-Airview-WW | 380003 Sewer - Treatment & Disposal Equip - 20 Years | 380003 | 5560.19 | 2022-01-01
FA34661 | Spreading and grading gravel around the top of the lagoon bank | KY-Timberland-WW | 354004 Sewer - S&I - 30 Years | 354004 | 5574.47 | 2025-01-01
FA34524 | Blower motor rehab | KY-Kingswood-WW | 371002 Sewer - Pumping Equip - 10 Years | 371002 | 5575.36 | 2025-01-01
FA36676 | Blower Control Panel 1-Phase | KY-Airview-WW | 380003 Sewer - Treatment & Disposal Equip - 20 Years | 380003 | 5638.48 | 2025-01-01
FA36781 | Replace pipes in manhole | KY-Brocklyn-WW | 361001 Sewer - Collection Sewers - Gravity - 50 Years | 361001 | 5700.61 | 2025-01-01
FA36713 | Sanitary sewer line rehab | KY-Delaplain Disposal-WW | 361001 Sewer - Collection Sewers - Gravity - 50 Years | 361001 | 5754.19 | 2025-01-01
KY.KW.372.000.03 | Treatment & Disposal Equipment | KY-Kingswood-WW | 380003 Sewer - Treatment & Disposal Equip - 20 Years | 380003 | 10490 | 2020-06-30
KY.CR1.333.000.01 | Water Line Rehab | KY-Center Ridge-W | 333001 Water - Services to Customers - 20 Years | 333001 | 5757.73 | 2020-12-31
FA36793 | New aerator | KY-Persimmon Ridge-WW | 380003 Sewer - Treatment & Disposal Equip - 20 Years | 380003 | 5759.54 | 2025-09-01
FA34534 | Pump rehab - install air release valve | KY-Kingswood-WW | 371002 Sewer - Pumping Equip - 10 Years | 371002 | 5775 | 2025-04-01
FA34611 | Installed New Pulsar Flow and Transducer | KY-River Bluffs-WW | 364002 Sewer - Flow Measuring Devices - 30 Years | 364002 | 5805.09 | 2025-01-01
KY.KW.311.000.06 | Site work cleanup | KY-Kingswood-WW | 354004 Sewer - S&I - 30 Years | 354004 | 5812.25 | 2022-01-01
FA34680 | Fuses for blower | KY-Woodland Acres-WW | 371002 Sewer - Pumping Equip - 10 Years | 371002 | 5822.71 | 2025-01-01
KY.GA.352.100.04 | Acquisition - Legal & Engineering | KY-Golden Acres-WW | 360001 Sewer - Collection Sewers - Force - 50 Years | 360001 | 5854.51 | 2021-01-31
KY.GO.352.100.07 | Acquisition - Legal & Engineering | KY-Great Oaks-WW | 360001 Sewer - Collection Sewers - Force - 50 Years | 360001 | 5855 | 2021-01-31
KY.AV.372.000.13 | Blower - Pay App | KY-Airview-WW | 380003 Sewer - Treatment & Disposal Equip - 20 Years | 380003 | 5877 | 2023-07-31
FA34436 | Install new flow meter and flow sensor | KY-Delaplain Disposal-WW | 364002 Sewer - Flow Measuring Devices - 30 Years | 364002 | 5885 | 2025-01-01
FA34637 | Install replacement cap on line | KY-Springcrest-WW | 371002 Sewer - Pumping Equip - 10 Years | 371002 | 5915 | 2025-01-01
KY.LC.352.100.04 | Acquisition - Legal & Engineering | KY-Lake Columbia-WW | 360001 Sewer - Collection Sewers - Force - 50 Years | 360001 | 5928.33 | 2021-01-31
FA34531 | Replace fittings and wiring on the discharge pipe | KY-Kingswood-WW | 382001 Sewer - Outfall Sewer Lines - 50 Years | 382001 | 5936.89 | 2025-01-01
FA36814 | Rehab RAS line 1 | KY-River Bluffs-WW | 380003 Sewer - Treatment & Disposal Equip - 20 Years | 380003 | 5967.8 | 2025-01-01
FA34389 | New pressure tank | KY-Center Ridge-W | 330003 Water - Dist, Resevoirs, Standpipes - 50 Years | 330003 | 5975.79 | 2025-01-01
FA34522 | New guiderails installed and upper guiderail brackets | KY-Kingswood-WW | 371002 Sewer - Pumping Equip - 10 Years | 371002 | 5986.83 | 2025-01-01
FA34559 | Replace contactors and stop float on pump | KY-LH Treatment-WW | 371002 Sewer - Pumping Equip - 10 Years | 371002 | 6016.47 | 2025-01-01
FA34589 | Install manhole risers | KY-Persimmon Ridge-WW | 361001 Sewer - Collection Sewers - Gravity - 50 Years | 361001 | 6016.68 | 2025-01-01
FA30466 | Land asset - Lilly Easement | KY-Fox Run-WW | 353000 Sewer - Land and Land Rights | 353000 | 6029 | 2024-12-01
FA34360 | Installed 6 foot chain-link fence | KY-Center Ridge 4-W | 304005 Water - S&I - 30 Years | 304005 | 6038.96 | 2025-01-01
FA34685 | Installed the new chlorine feed in the troth | KY-Woodland Acres-WW | 380003 Sewer - Treatment & Disposal Equip - 20 Years | 380003 | 6062.96 | 2025-01-01
FA36834 | Replaced water spigot | KY-Woodland Acres-WW | 354004 Sewer - S&I - 30 Years | 354004 | 6064.49 | 2025-01-01
KY.AV.311.000.04 | Safety Rails/Walkways for Aeration tank and Clarifier | KY-Airview-WW | 354004 Sewer - S&I - 30 Years | 354004 | 6088.88 | 2020-04-30
FA36703 | High Tide | KY-Commonwealth(Wandering Hills)-WW | 396001 Sewer - Communication Equip - 15 Years | 396001 | 6118.51 | 2025-07-01
FA36824 | Rehab sewer lateral | KY-Springcrest-WW | 361001 Sewer - Collection Sewers - Gravity - 50 Years | 361001 | 6118.51 | 2025-01-01
FA34430 | Install Mixer in mixing chamber | KY-Darlington Creek-WW | 393002 Sewer - Tools, Shop, and Garage Equip - 10 Years | 393002 | 6199.64 | 2025-03-01
FA34434 | Install Mixer in mixing chamber | KY-Darlington Creek-WW | 393002 Sewer - Tools, Shop, and Garage Equip - 10 Years | 393002 | 6199.64 | 2025-03-01
FA36719 | Install metal siding for chlorine room | KY-Fox Run-WW | 354004 Sewer - S&I - 30 Years | 354004 | 6208.54 | 2025-03-01
FA34653 | Culverts | KY-Timberland-WW | 354004 Sewer - S&I - 30 Years | 354004 | 6223.75 | 2025-01-01
FA36675 | Clarifier motor rehab | KY-Airview-WW | 380003 Sewer - Treatment & Disposal Equip - 20 Years | 380003 | 6229.44 | 2025-01-01
KY.RB.375.00001 | Reinstalled on pump with rail brackets, Hydromatic 5HP | KY-River Bluffs-WW | 382001 Sewer - Outfall Sewer Lines - 50 Years | 382001 | 6348.5 | 2020-05-31
FA13527 | CIP Transfer - High Tide | KY-Woodland Acres-WW | 396001 Sewer - Communication Equip - 15 Years | 396001 | 6369.98 | 2023-02-28
FA36839 | High Tide | KY-Yung Farm-WW | 396001 Sewer - Communication Equip - 15 Years | 396001 | 6375.68 | 2025-07-01
FA34604 | Chain link fence | KY-River Bluffs-WW | 354004 Sewer - S&I - 30 Years | 354004 | 6387.4 | 2025-01-01
KY.BR.352.100.01 | Jet Sewer Lines | KY-Brocklyn-WW | 360001 Sewer - Collection Sewers - Force - 50 Years | 360001 | 6392.6 | 2020-01-31
FA36724 | Rehab grinder pump | KY-Fox Run-WW | 371002 Sewer - Pumping Equip - 10 Years | 371002 | 6393.41 | 2025-01-01
FA34545 | Replaced blower on digester | KY-Lake Columbia-WW | 371002 Sewer - Pumping Equip - 10 Years | 371002 | 6396.37 | 2025-01-01
KY.BR.311.000.02 | New Walkway | KY-Brocklyn-WW | 354004 Sewer - S&I - 30 Years | 354004 | 6438.04 | 2020-03-31
KY.GA.311.000.01 | Rock for Road | KY-Golden Acres-WW | 354004 Sewer - S&I - 30 Years | 354004 | 6447.12 | 2020-01-31
KY.RB.363.000.02 | LS pump failed- pump & haul from station | KY-River Bluffs-WW | 371002 Sewer - Pumping Equip - 10 Years | 371002 | 6474.51 | 2022-01-01
FA34525 | New Myers 1.5 HP pump | KY-Kingswood-WW | 371002 Sewer - Pumping Equip - 10 Years | 371002 | 6516.3 | 2025-01-01
FA34535 | New Myers 1.5 HP pump | KY-Kingswood-WW | 371002 Sewer - Pumping Equip - 10 Years | 371002 | 6516.3 | 2025-01-01
FA34575 | High Tide | KY-Magruder Village-WW | 396001 Sewer - Communication Equip - 15 Years | 396001 | 6534.59 | 2025-02-01
FA34696 | High Tide | KY-Yung Farm-WW | 396001 Sewer - Communication Equip - 15 Years | 396001 | 6534.59 | 2025-02-01
FA34414 | High Tide | KY-Commonwealth(Wandering Hills)-WW | 396001 Sewer - Communication Equip - 15 Years | 396001 | 6537.65 | 2025-02-01
KY.TL.363.000.01 | LS Pump | KY-Timberland-WW | 371002 Sewer - Pumping Equip - 10 Years | 371002 | 6565.41 | 2020-06-30
FA34520 | Rehab & reinstalled pumps | KY-Kingswood-WW | 371002 Sewer - Pumping Equip - 10 Years | 371002 | 6588.5 | 2025-01-01
KY.GO.311.000.02 | Plant structure upgrades - paint, tank coating, floor work | KY-Great Oaks-WW | 354004 Sewer - S&I - 30 Years | 354004 | 6600.47 | 2020-06-30
KY.PR.311.000.04 | Fencing | KY-Persimmon Ridge-WW | 354004 Sewer - S&I - 30 Years | 354004 | 6605 | 2021-11-01
FA13525 | CIP Transfer - High Tide | KY-Springcrest-WW | 396001 Sewer - Communication Equip - 15 Years | 396001 | 6639.98 | 2023-02-28
KY.GA.311.000.06 | Grading - Pay App | KY-Golden Acres-WW | 354004 Sewer - S&I - 30 Years | 354004 | 6708 | 2023-07-31
FA34608 | Liftstation rehab | KY-River Bluffs-WW | 360001 Sewer - Collection Sewers - Force - 50 Years | 360001 | 6710 | 2025-01-01
FA34632 | Pipe rehab | KY-Springcrest-WW | 360001 Sewer - Collection Sewers - Force - 50 Years | 360001 | 6724.05 | 2025-01-01
FA36790 | Motor rebuilt/reinstalled & seal leak | KY-Persimmon Ridge-WW | 371002 Sewer - Pumping Equip - 10 Years | 371002 | 6732.17 | 2025-01-01
FA34480 | Grinder pump | KY-Fox Run-WW | 371002 Sewer - Pumping Equip - 10 Years | 371002 | 6747.01 | 2025-01-01
KY.KW.311.000.02 | Plant Structure Upgrades | KY-Kingswood-WW | 354004 Sewer - S&I - 30 Years | 354004 | 6771.76 | 2020-03-31
KY.FR.311.000.02 | Fencing & Road Updates | KY-Fox Run-WW | 354004 Sewer - S&I - 30 Years | 354004 | 6778.28 | 2020-03-31
FA13500 | CIP Transfer - High Tide | KY-Darlington Creek-WW | 396001 Sewer - Communication Equip - 15 Years | 396001 | 6789.96 | 2023-02-28
FA34625 | Replaced circuit board for High Tide & liftstation | KY-River Bluffs-WW | 396001 Sewer - Communication Equip - 15 Years | 396001 | 6803.25 | 2025-01-01
KY.GO.372.000.04 | Cleaned Clarifiers | KY-Great Oaks-WW | 380003 Sewer - Treatment & Disposal Equip - 20 Years | 380003 | 6806.81 | 2020-12-31
KY.RB.352.100.01 | LS Work | KY-River Bluffs-WW | 360001 Sewer - Collection Sewers - Force - 50 Years | 360001 | 6821.37 | 2020-06-30
KY.RB.311.000.03 | Installed conduit and lighting over aeration two | KY-River Bluffs-WW | 354004 Sewer - S&I - 30 Years | 354004 | 6856.18 | 2020-12-31
FA34515 | Level gound in yard | KY-Kingswood-WW | 354004 Sewer - S&I - 30 Years | 354004 | 6896.73 | 2025-01-01
FA36710 | Manhole rehab | KY-Delaplain Disposal-WW | 361001 Sewer - Collection Sewers - Gravity - 50 Years | 361001 | 6914.45 | 2025-03-01
FA13510 | CIP Transfer - High Tide | KY-Herrington Haven-WW | 396001 Sewer - Communication Equip - 15 Years | 396001 | 6922.46 | 2023-02-28
FA36753 | Reinstalled pump, replaced pump capacitor & replaced cutting impeller & filpped ring | KY-Kingswood-WW | 371002 Sewer - Pumping Equip - 10 Years | 371002 | 6959.08 | 2025-01-01
KY.BR.372.000.07 | Blower | KY-Brocklyn-WW | 380003 Sewer - Treatment & Disposal Equip - 20 Years | 380003 | 6995.46 | 2022-01-01
KY.AV.311.000.08 | Sludge Holding Tank Renovation | KY-Airview-WW | 354004 Sewer - S&I - 30 Years | 354004 | 7000 | 2021-09-01
FA34297 | Rehab line | KY-Airview-WW | 361001 Sewer - Collection Sewers - Gravity - 50 Years | 361001 | 7139.5 | 2025-04-01
FA36810 | Rebuilt pump & reinstalled | KY-River Bluffs-WW | 371002 Sewer - Pumping Equip - 10 Years | 371002 | 7184.48 | 2025-01-01
FA36811 | Installed new valve operator & reinstalled pump | KY-River Bluffs-WW | 371002 Sewer - Pumping Equip - 10 Years | 371002 | 7241.7 | 2025-01-01
FA34476 | Install and calibrate new flow meter | KY-Fox Run-WW | 364002 Sewer - Flow Measuring Devices - 30 Years | 364002 | 7286.34 | 2025-01-01
FA36762 | New pipe for manhole | KY-Lake Columbia-WW | 361001 Sewer - Collection Sewers - Gravity - 50 Years | 361001 | 7286.49 | 2025-01-01
FA34307 | High tide | KY-Carriage Park-WW | 396001 Sewer - Communication Equip - 15 Years | 396001 | 7356.65 | 2025-02-01
FA34577 | High Tide | KY-Marshall Ridge-WW | 396001 Sewer - Communication Equip - 15 Years | 396001 | 7356.66 | 2025-02-01
FA36705 | Revamp backwash sludge pump | KY-Darlington Creek-WW | 371002 Sewer - Pumping Equip - 10 Years | 371002 | 7367.18 | 2025-01-01
FA34675 | Lay and spread gravel for driveway | KY-Woodland Acres-WW | 354004 Sewer - S&I - 30 Years | 354004 | 7414.51 | 2025-01-01
FA34682 | Empty aeration tank and reseed | KY-Woodland Acres-WW | 380003 Sewer - Treatment & Disposal Equip - 20 Years | 380003 | 7495.41 | 2025-01-01
FA34731 | Hydro-excavating customer line | KY-River Bluffs-WW | 363000 Sewer - Services to Customers | 363000 | 7497.64 | 2025-01-01
FA34702 | PayApp - Gravel for Digester base due to poor soil | KY-Great Oaks-WW | 354004 Sewer - S&I - 30 Years | 354004 | 7500 | 2025-01-01
FA34594 | Lagoon bank rehab | KY-Persimmon Ridge-WW | 380003 Sewer - Treatment & Disposal Equip - 20 Years | 380003 | 7515.16 | 2025-01-01
FA36827 | 5HP Hydromatic grinder pump 3 | KY-Springcrest-WW | 371002 Sewer - Pumping Equip - 10 Years | 371002 | 7559 | 2025-01-01
FA36828 | 5HP Hydromatic grinder pump 4 | KY-Springcrest-WW | 371002 Sewer - Pumping Equip - 10 Years | 371002 | 7559 | 2025-01-01
FA36825 | 5HP Hydromatic grinder pump 1 | KY-Springcrest-WW | 371002 Sewer - Pumping Equip - 10 Years | 371002 | 7559.01 | 2025-01-01
FA36826 | 5HP Hydromatic grinder pump 2 | KY-Springcrest-WW | 371002 Sewer - Pumping Equip - 10 Years | 371002 | 7559.01 | 2025-01-01
KY.RB.372.000.06 | Aeration/Digester Installation | KY-River Bluffs-WW | 380003 Sewer - Treatment & Disposal Equip - 20 Years | 380003 | 7625 | 2022-01-01
FA34587 | Revamp lift station | KY-Persimmon Ridge-WW | 360001 Sewer - Collection Sewers - Force - 50 Years | 360001 | 7689.36 | 2025-01-01
FA34382 | Install fence and gate | KY-Center Ridge-W | 304005 Water - S&I - 30 Years | 304005 | 7694.05 | 2025-01-01
FA34546 | New motor for blower | KY-Lake Columbia-WW | 371002 Sewer - Pumping Equip - 10 Years | 371002 | 7710.25 | 2025-01-01
FA36669 | Replace broken pipe | KY-Airview-WW | 360001 Sewer - Collection Sewers - Force - 50 Years | 360001 | 7729.04 | 2025-01-01
FA34664 | Rehab Lift station | KY-Timberland-WW | 360001 Sewer - Collection Sewers - Force - 50 Years | 360001 | 7763 | 2025-01-01
FA34339 | Install fence and gate | KY-Center Ridge 3-W | 304005 Water - S&I - 30 Years | 304005 | 7810.86 | 2025-01-01
KY.KW.311.000.04 | Sitework | KY-Kingswood-WW | 354004 Sewer - S&I - 30 Years | 354004 | 7822.16 | 2020-12-31
FA34391 | 6 redi-clamps, PVC couplings | KY-Center Ridge-W | 331002 Water - Transmission & Distribution Mains - 50 Years | 331002 | 7847.3 | 2025-01-01
KY.GA.355.000.01 | Flow Monitor | KY-Golden Acres-WW | 364002 Sewer - Flow Measuring Devices - 30 Years | 364002 | 7898.73 | 2022-01-01
KY.CR2.304.000.04 | Convert well head to pitless unit | KY-Center Ridge 2-W | 304005 Water - S&I - 30 Years | 304005 | 7908 | 2020-12-31
FA36761 | Installing new main line & assisting contractor w/ clay line | KY-Lake Columbia-WW | 361001 Sewer - Collection Sewers - Gravity - 50 Years | 361001 | 7918.7 | 2025-01-01
FA34446 | Install new surge pump | KY-Delaplain Disposal-WW | 371002 Sewer - Pumping Equip - 10 Years | 371002 | 8022.1 | 2025-01-01
FA34619 | Installed new valve, move effluent air line to contact chamber | KY-River Bluffs-WW | 380003 Sewer - Treatment & Disposal Equip - 20 Years | 380003 | 8029.64 | 2025-01-01
FA34566 | Install additional primary OH to convert for 2HP to 3HP service for sewage pumping station | KY-Magruder Village-WW | 354004 Sewer - S&I - 30 Years | 354004 | 8037 | 2025-01-01
KY.LC.311.000.02 | Upgrade to Plant Structure | KY-Lake Columbia-WW | 354004 Sewer - S&I - 30 Years | 354004 | 8138.25 | 2020-03-31
KY.GA.372.000.01 | New main in control panel, replace motor pulleys, | KY-Golden Acres-WW | 380003 Sewer - Treatment & Disposal Equip - 20 Years | 380003 | 8143.13 | 2020-01-31
FA36668 | Force main replacement | KY-Airview-WW | 360001 Sewer - Collection Sewers - Force - 50 Years | 360001 | 8186.36 | 2025-01-01
FA34314 | New fence | KY-Center Ridge 2-W | 304005 Water - S&I - 30 Years | 304005 | 8225.28 | 2025-01-01
FA36706 | New motor for blower | KY-Darlington Creek-WW | 371002 Sewer - Pumping Equip - 10 Years | 371002 | 8261.5 | 2025-01-01
FA34285 | Rehab pump 1 | KY-Airview-WW | 371002 Sewer - Pumping Equip - 10 Years | 371002 | 8274.35 | 2025-01-01
FA34701 | PayApp - Grading, seeding and straw | KY-Great Oaks-WW | 354004 Sewer - S&I - 30 Years | 354004 | 8333.33 | 2025-01-01
FA36747 | Pull and refurbish pump 2 | KY-Kingswood-WW | 371002 Sewer - Pumping Equip - 10 Years | 371002 | 8367.56 | 2025-01-01
FA36746 | Pull and refurbish pump 1 | KY-Kingswood-WW | 371002 Sewer - Pumping Equip - 10 Years | 371002 | 8367.57 | 2025-01-01
FA34274 | Replace fence | KY-Airview-WW | 354004 Sewer - S&I - 30 Years | 354004 | 8384.38 | 2025-01-01
FA34683 | Install declor dispencer | KY-Woodland Acres-WW | 380003 Sewer - Treatment & Disposal Equip - 20 Years | 380003 | 8447.69 | 2025-01-01
FA34730 | Installed new pipe and cap to replace ones @ W Old Coach | KY-River Bluffs-WW | 363000 Sewer - Services to Customers | 363000 | 8528.25 | 2025-01-01
KY.GO.372.000.06 | Build new Aeration System | KY-Great Oaks-WW | 380003 Sewer - Treatment & Disposal Equip - 20 Years | 380003 | 8560.01 | 2022-01-01
FA36714 | Install pump 2 and replace float switches | KY-Delaplain Disposal-WW | 371002 Sewer - Pumping Equip - 10 Years | 371002 | 8564.76 | 2025-01-01
FA34694 | Replace steel bracing over aeration bay | KY-Yung Farm-WW | 380003 Sewer - Treatment & Disposal Equip - 20 Years | 380003 | 8568.57 | 2025-01-01
FA34308 | High tide | KY-Carriage Park-WW | 396001 Sewer - Communication Equip - 15 Years | 396001 | 8714.11 | 2025-02-01
FA36821 | Rehab leaking irrigation line | KY-Springcrest-WW | 354004 Sewer - S&I - 30 Years | 354004 | 8759.86 | 2025-01-01
FA36804 | Rehab lift station power w/ generator | KY-River Bluffs-WW | 360001 Sewer - Collection Sewers - Force - 50 Years | 360001 | 8772.14 | 2025-01-01
KY.PR.372.000.01 | Refurbish Chemical Discharge | KY-Persimmon Ridge-WW | 380003 Sewer - Treatment & Disposal Equip - 20 Years | 380003 | 8778.89 | 2020-03-31
KY.PR.311.000.02 | Gravel Road Rehab | KY-Persimmon Ridge-WW | 354004 Sewer - S&I - 30 Years | 354004 | 8843.5 | 2020-06-30
FA34572 | Blower control panel | KY-Magruder Village-WW | 380003 Sewer - Treatment & Disposal Equip - 20 Years | 380003 | 8864.71 | 2025-01-01
KY.RB.372.000.01 | Grinder Pump | KY-River Bluffs-WW | 380003 Sewer - Treatment & Disposal Equip - 20 Years | 380003 | 8869.75 | 2020-06-30
FA36667 | Replace station check vavles | KY-Airview-WW | 360001 Sewer - Collection Sewers - Force - 50 Years | 360001 | 8933.53 | 2025-01-01
FA34332 | Pour concrete and frame for building | KY-Center Ridge 2-W | 304005 Water - S&I - 30 Years | 304005 | 8948.99 | 2025-01-01
FA34521 | Installed new blower | KY-Kingswood-WW | 371002 Sewer - Pumping Equip - 10 Years | 371002 | 8999.62 | 2025-01-01
KY.BR.311.000.04 | New Control Panel | KY-Brocklyn-WW | 354004 Sewer - S&I - 30 Years | 354004 | 9035.87 | 2022-01-01
KY.LH.372.000.03 | Rehab Blower/Basin | KY-LH Treatment-WW | 380003 Sewer - Treatment & Disposal Equip - 20 Years | 380003 | 9045.67 | 2020-03-31
KY.LH.372.000.04 | Chemical Tank | KY-LH Treatment-WW | 380003 Sewer - Treatment & Disposal Equip - 20 Years | 380003 | 9082.36 | 2020-06-30
FA13501 | CIP Transfer - High Tide | KY-Delaplain Disposal-WW | 396001 Sewer - Communication Equip - 15 Years | 396001 | 9117.44 | 2023-02-28
FA13502 | CIP Transfer - High Tide | KY-Delaplain Disposal-WW | 396001 Sewer - Communication Equip - 15 Years | 396001 | 9117.44 | 2023-01-01
FA13503 | CIP Transfer - High Tide | KY-Delaplain Disposal-WW | 396001 Sewer - Communication Equip - 15 Years | 396001 | 9117.44 | 2023-01-01
FA13504 | CIP Transfer - High Tide | KY-Delaplain Disposal-WW | 396001 Sewer - Communication Equip - 15 Years | 396001 | 9117.44 | 2023-01-01
FA34309 | High tide | KY-Carriage Park-WW | 396001 Sewer - Communication Equip - 15 Years | 396001 | 9149.82 | 2025-02-01
FA34578 | High Tide | KY-Marshall Ridge-WW | 396001 Sewer - Communication Equip - 15 Years | 396001 | 9149.82 | 2025-02-01
FA36767 | Replace blower, motor & breaker | KY-LH Treatment-WW | 380003 Sewer - Treatment & Disposal Equip - 20 Years | 380003 | 9153.87 | 2025-01-01
KY.CR.333.000.01 | Acquisition - 2018 Annual Report Land & Land Rights | KY-Center Ridge-W | 333001 Water - Services to Customers - 20 Years | 333001 | 9250 | 2020-05-31
KY.AV.372.000.05 | Upgrades to plant | KY-Airview-WW | 380003 Sewer - Treatment & Disposal Equip - 20 Years | 380003 | 9251.16 | 2020-03-31
KY.AV.372.000.06 | Plant Improvements, Paint, install new bar screen | KY-Airview-WW | 380003 Sewer - Treatment & Disposal Equip - 20 Years | 380003 | 9287.84 | 2020-12-31
FA34645 | Pump rehab | KY-Springcrest-WW | 371002 Sewer - Pumping Equip - 10 Years | 371002 | 9362.22 | 2025-01-01
FA34303 | Mag Flowmeter | KY-Brocklyn-WW | 364002 Sewer - Flow Measuring Devices - 30 Years | 364002 | 9564.96 | 2025-01-01
FA34523 | Replace pump, contractor, and relay | KY-Kingswood-WW | 371002 Sewer - Pumping Equip - 10 Years | 371002 | 9675.46 | 2025-01-01
FA34474 | Lift station rehab | KY-Fox Run-WW | 360001 Sewer - Collection Sewers - Force - 50 Years | 360001 | 9758.67 | 2025-01-01
FA34295 | Line rehab | KY-Airview-WW | 361001 Sewer - Collection Sewers - Gravity - 50 Years | 361001 | 9763 | 2025-03-01
KY.RB.372.000.02 | Clean Contact Tank | KY-River Bluffs-WW | 380003 Sewer - Treatment & Disposal Equip - 20 Years | 380003 | 9765 | 2020-12-31
FA34275 | Install stairs to well | KY-Airview-WW | 354004 Sewer - S&I - 30 Years | 354004 | 9858.08 | 2025-01-01
KY.CR1.320.000.01 | Pumps for Chlorine Feed | KY-Center Ridge-W | 320002 Water - Treatment Equip - 20 Years | 320002 | 9914.22 | 2020-12-31
FA36803 | Force main rehab | KY-River Bluffs-WW | 360001 Sewer - Collection Sewers - Force - 50 Years | 360001 | 9917.86 | 2025-01-01
KY.CR3.304.000.09 | Chlorine Room - Pay App | KY-Center Ridge 3-W | 304005 Water - S&I - 30 Years | 304005 | 9950 | 2023-07-31
KY.LC.311.000.08 | Site Work - Pay App | KY-Lake Columbia-WW | 354004 Sewer - S&I - 30 Years | 354004 | 10000 | 2023-07-31
FA30467 | Land asset - Easement | KY-Golden Acres-WW | 353000 Sewer - Land and Land Rights | 353000 | 10000 | 2024-12-01
KY.AV.372.000.03 | Treatment & Disposal Equipment | KY-Airview-WW | 380003 Sewer - Treatment & Disposal Equip - 20 Years | 380003 | 10018.61 | 2020-01-31
KY.LH.372.000.01 | Acquisition Purchase Acctg - Other Treatment & Disposal Equip | KY-LH Treatment-WW | 380003 Sewer - Treatment & Disposal Equip - 20 Years | 380003 | 10075 | 2019-09-30
FA34686 | Cap sewer line & install riser | KY-Woodland Acres-WW | 382001 Sewer - Outfall Sewer Lines - 50 Years | 382001 | 10076.69 | 2025-01-01
KY.KW.352.100.01 | Recondition sewer lines/LS | KY-Kingswood-WW | 360001 Sewer - Collection Sewers - Force - 50 Years | 360001 | 10085.68 | 2020-01-31
KY.GO.372.000.01 | Refurbish sludge holding/pumping equip | KY-Great Oaks-WW | 380003 Sewer - Treatment & Disposal Equip - 20 Years | 380003 | 10088.13 | 2020-01-31
KY.KW.311.000.03 | Plant Structure Upgrades | KY-Kingswood-WW | 354004 Sewer - S&I - 30 Years | 354004 | 10201.13 | 2020-01-31
KY.MR.352.100.01 | Acquisition - Legal & Engineering | KY-Marshall Ridge-WW | 360001 Sewer - Collection Sewers - Force - 50 Years | 360001 | 10213.85 | 2021-01-31
FA36778 | Lift station rehab | KY-Persimmon Ridge-WW | 360001 Sewer - Collection Sewers - Force - 50 Years | 360001 | 10221.93 | 2025-01-01
KY.KW.372.000.02 | Startup Ops & Plant Eval | KY-Kingswood-WW | 380003 Sewer - Treatment & Disposal Equip - 20 Years | 380003 | 10250.14 | 2020-03-31
FA36741 | Replaced blower & belt | KY-Herrington Haven-WW | 371002 Sewer - Pumping Equip - 10 Years | 371002 | 10319.05 | 2025-01-01
FA36744 | New drain box | KY-Kingswood-WW | 354004 Sewer - S&I - 30 Years | 354004 | 10325.79 | 2025-01-01
FA34448 | Rehab pump | KY-Delaplain Disposal-WW | 371002 Sewer - Pumping Equip - 10 Years | 371002 | 10348.31 | 2025-01-01
KY.GA.311.000.05 | Site Work - Pay App | KY-Golden Acres-WW | 354004 Sewer - S&I - 30 Years | 354004 | 10357 | 2023-07-31
KY.CR.303.000.02 | Acquisition Purchase Acctg - Allocated Plant Land appraisal | KY-Center Ridge-W | 303000 Water - Land and Land Rights | 303000 | 10363.52 | 2020-05-31
KY.AP.352.200.01 | Acquisition - Gravity Sewer & Manholes alloc from Flinn Evaluation Rpt | KY-Arcadia Pines-WW | 361001 Sewer - Collection Sewers - Gravity - 50 Years | 361001 | 10402.71 | 2020-12-31
KY.DP.310.100.01 | Acquisition - Closing Costs | KY-Delaplain Disposal-WW | 353000 Sewer - Land and Land Rights | 353000 | 10464.47 | 2021-02-28
KY.SC.372.000.01 | Acquisition - 2019 Annual Report Treatment & Disposal Equipment | KY-Springcrest-WW | 380003 Sewer - Treatment & Disposal Equip - 20 Years | 380003 | 93600 | 2021-02-28
FA36660 | High Tide | KY-Arcadia Pines-WW | 396001 Sewer - Communication Equip - 15 Years | 396001 | 10561.82 | 2025-06-01
FA34674 | Install concrete and metal risers | KY-Woodland Acres-WW | 354004 Sewer - S&I - 30 Years | 354004 | 10594.95 | 2025-01-01
FA36763 | Extend sewer main 275' | KY-Lake Columbia-WW | 361001 Sewer - Collection Sewers - Gravity - 50 Years | 361001 | 10661.85 | 2025-01-01
KY.AP.370.000.01 | Acquisition - Closing Costs | KY-Arcadia Pines-WW | 353000 Sewer - Land and Land Rights | 353000 | 10707.89 | 2020-12-31
KY.CP.352.100.01 | Collection Sewers - Force | KY-Carriage Park-WW | 360001 Sewer - Collection Sewers - Force - 50 Years | 360001 | 10792.29 | 2021-01-31
FA34439 | Pump station force main blown out with air line, pull and clean pump, replace bad motor | KY-Delaplain Disposal-WW | 371002 Sewer - Pumping Equip - 10 Years | 371002 | 10903.73 | 2025-01-01
KY.KW.363.000.03 | Pump | KY-Kingswood-WW | 371002 Sewer - Pumping Equip - 10 Years | 371002 | 10921.24 | 2022-01-01
FA34421 | Railings and electrical | KY-Darlington Creek-WW | 354004 Sewer - S&I - 30 Years | 354004 | 10934.73 | 2025-01-01
KY.CR2.304.000.05 | Site Work | KY-Center Ridge 2-W | 304005 Water - S&I - 30 Years | 304005 | 10966.68 | 2020-12-31
FA34385 | Construction of 1000 gallon tank room | KY-Center Ridge-W | 304005 Water - S&I - 30 Years | 304005 | 11115.96 | 2025-01-01
KY.CR4.325.000.01 | Electrical upgrades in well house - Pay App | KY-Center Ridge 4-W | 311002 Water - Pumping Equip - 10 Years | 311002 | 11241 | 2023-07-31
FA34606 | Seed and straw around plant | KY-River Bluffs-WW | 354004 Sewer - S&I - 30 Years | 354004 | 11245 | 2025-01-01
KY.SC.311.000.01 | New Roof - Pay App | KY-Springcrest-WW | 354004 Sewer - S&I - 30 Years | 354004 | 11500 | 2023-07-31
KY.KW.372.000.06 | Rebuild Blower | KY-Kingswood-WW | 380003 Sewer - Treatment & Disposal Equip - 20 Years | 380003 | 11500.14 | 2022-01-01
FA36674 | Clarifier motor refurbishment | KY-Airview-WW | 380003 Sewer - Treatment & Disposal Equip - 20 Years | 380003 | 11514.03 | 2025-01-01
FA34488 | Install new wasting line to digester | KY-Fox Run-WW | 380003 Sewer - Treatment & Disposal Equip - 20 Years | 380003 | 11519.89 | 2025-01-01
FA34313 | Install metal, siding, and insulation at Wellhouse 2B | KY-Center Ridge 2-W | 304005 Water - S&I - 30 Years | 304005 | 11529.38 | 2025-01-01
FA34464 | New Pump | KY-Delaplain Disposal-WW | 371002 Sewer - Pumping Equip - 10 Years | 371002 | 11568.47 | 2025-06-01
KY.CR1.304.000.02 | Rehab & Maint | KY-Center Ridge-W | 304005 Water - S&I - 30 Years | 304005 | 11701.76 | 2020-12-31
FA34669 | Rebuild lagoon berm | KY-Timberland-WW | 380003 Sewer - Treatment & Disposal Equip - 20 Years | 380003 | 11863.49 | 2025-01-01
FA34722 | PayApp - Concrete | KY-Woodland Acres-WW | 380003 Sewer - Treatment & Disposal Equip - 20 Years | 380003 | 11876.81 | 2025-04-01
KY.CR4.304.000.04 | Chlorine Room - Pay App | KY-Center Ridge 4-W | 304005 Water - S&I - 30 Years | 304005 | 11884 | 2023-07-31
KY.AV.372.000.16 | Diffusers - Pay App | KY-Airview-WW | 380003 Sewer - Treatment & Disposal Equip - 20 Years | 380003 | 11947 | 2023-07-31
FA34470 | Lay and spread gravel for driveway | KY-Fox Run-WW | 354004 Sewer - S&I - 30 Years | 354004 | 12056.05 | 2025-01-01
KY.TL.352.100.01 | Acquisition - Legal & Engineering | KY-Timberland-WW | 360001 Sewer - Collection Sewers - Force - 50 Years | 360001 | 12100 | 2021-01-31
KY.LH.352.100.02 | Acquisition - Legal & Engineering | KY-LH Treatment-WW | 360001 Sewer - Collection Sewers - Force - 50 Years | 360001 | 12105.96 | 2021-01-31
FA34438 | Reinstall pump, replaced breaker | KY-Delaplain Disposal-WW | 371002 Sewer - Pumping Equip - 10 Years | 371002 | 12137.34 | 2025-01-01
FA36782 | Pump rehab for Delaplain Industrial #1 | KY-Persimmon Ridge-WW | 371002 Sewer - Pumping Equip - 10 Years | 371002 | 12158.73 | 2025-09-01
KY.LC.372.000.02 | Disinfection Equipment Install Bar Screen | KY-Lake Columbia-WW | 380003 Sewer - Treatment & Disposal Equip - 20 Years | 380003 | 12315.46 | 2020-03-31
KY.CR2.304.000.10 | Generator - Pay App | KY-Center Ridge 2-W | 304005 Water - S&I - 30 Years | 304005 | 12317 | 2023-07-31
KY.SC.352.100.02 | Influent Lift Station - Pay App | KY-Springcrest-WW | 360001 Sewer - Collection Sewers - Force - 50 Years | 360001 | 12500 | 2023-07-31
FA34704 | PayApp - Aeration in Digester | KY-Great Oaks-WW | 380003 Sewer - Treatment & Disposal Equip - 20 Years | 380003 | 12500 | 2025-01-01
KY.MR.352.200.01 | Acquistion - Collection Sewers-Gravity allocated from Flinn Eng Val Rpt | KY-Marshall Ridge-WW | 361001 Sewer - Collection Sewers - Gravity - 50 Years | 361001 | 12570.04 | 2020-12-31
FA34516 | Liftstation rehab | KY-Kingswood-WW | 360001 Sewer - Collection Sewers - Force - 50 Years | 360001 | 12595 | 2025-01-01
KY.CP.370.000.01 | Acquisition - Closing Costs | KY-Carriage Park-WW | 353000 Sewer - Land and Land Rights | 353000 | 12641.63 | 2020-12-31
KY.MR.370.000.01 | Acquisition - Closing Costs | KY-Marshall Ridge-WW | 353000 Sewer - Land and Land Rights | 353000 | 12655.6 | 2020-12-31
FA36771 | Refurbish fence and gate | KY-Persimmon Ridge-WW | 354004 Sewer - S&I - 30 Years | 354004 | 12750.29 | 2025-01-01
KY.BR.352.100.05 | Collection Sewers - Force | KY-Brocklyn-WW | 360001 Sewer - Collection Sewers - Force - 50 Years | 360001 | 12751.32 | 2021-01-31
KY.LC.311.000.03 | Site improvements | KY-Lake Columbia-WW | 354004 Sewer - S&I - 30 Years | 354004 | 12881.85 | 2020-12-31
KY.AV.352.100.04 | Collection Sewers - Force | KY-Airview-WW | 360001 Sewer - Collection Sewers - Force - 50 Years | 360001 | 12964.67 | 2021-01-31
FA36659 | High Tide | KY-Arcadia Pines-WW | 396001 Sewer - Communication Equip - 15 Years | 396001 | 12976.19 | 2025-07-01
FA34727 | Rehab broken sewer lateral @ 261 Triport | KY-Delaplain Disposal-WW | 363000 Sewer - Services to Customers | 363000 | 12981.51 | 2025-01-01
FA36768 | Rewire blower | KY-LH Treatment-WW | 380003 Sewer - Treatment & Disposal Equip - 20 Years | 380003 | 13045.59 | 2025-01-01
FA34603 | Build room for blower | KY-River Bluffs-WW | 354004 Sewer - S&I - 30 Years | 354004 | 13049.81 | 2025-01-01
FA34576 | Land Asset | KY-Magruder Village-WW | 353000 Sewer - Land and Land Rights | 353000 | 13049.85 | 2025-01-01
KY.KW.372.000.05 | Diffusers | KY-Kingswood-WW | 380003 Sewer - Treatment & Disposal Equip - 20 Years | 380003 | 13076 | 2021-07-31
KY.CR4.304.000.07 | Generator - Pay App | KY-Center Ridge 4-W | 304005 Water - S&I - 30 Years | 304005 | 13092 | 2023-07-31
FA34698 | PayApp - Flow equalization storage | KY-Fox Run-WW | 364002 Sewer - Flow Measuring Devices - 30 Years | 364002 | 13102 | 2025-01-01
FA34422 | Flow meter | KY-Darlington Creek-WW | 364002 Sewer - Flow Measuring Devices - 30 Years | 364002 | 13268.9 | 2025-03-01
KY.CP.311.000.01 | Access Road | KY-Carriage Park-WW | 354004 Sewer - S&I - 30 Years | 354004 | 13403 | 2021-10-01
FA34465 | Land Asset | KY-Delaplain Disposal-WW | 353000 Sewer - Land and Land Rights | 353000 | 13627.46 | 2025-06-01
FA34700 | PayApp - Sludge Holding Tank | KY-Fox Run-WW | 380003 Sewer - Treatment & Disposal Equip - 20 Years | 380003 | 13714.5 | 2025-01-01
FA34452 | Gemini Trail Pump and Guide Rail Adaptor and Lifting Bail | KY-Delaplain Disposal-WW | 371002 Sewer - Pumping Equip - 10 Years | 371002 | 13821.75 | 2025-02-01
FA34289 | Build up lagoon bank | KY-Airview-WW | 380003 Sewer - Treatment & Disposal Equip - 20 Years | 380003 | 14111.47 | 2025-01-01
FA34690 | Installing new power station | KY-Yung Farm-WW | 354004 Sewer - S&I - 30 Years | 354004 | 14188.51 | 2025-01-01
FA34697 | PayApp - Fencing | KY-Fox Run-WW | 354004 Sewer - S&I - 30 Years | 354004 | 14253 | 2025-01-01
KY.HH.352.200.02 | Collection Sewers - Gravity | KY-Herrington Haven-WW | 361001 Sewer - Collection Sewers - Gravity - 50 Years | 361001 | 14500 | 2021-02-28
KY.AV.363.000.06 | Influent Pumps - Pay App | KY-Airview-WW | 371002 Sewer - Pumping Equip - 10 Years | 371002 | 14547 | 2023-07-31
FA34629 | Chain link fence | KY-Springcrest-WW | 354004 Sewer - S&I - 30 Years | 354004 | 14605.41 | 2025-01-01
KY.AV.352.100.06 | Collection Sewers - Force | KY-Airview-WW | 360001 Sewer - Collection Sewers - Force - 50 Years | 360001 | 14609.91 | 2020-01-31
KY.BR.372.000.03 | Aeration System & Blower Parts & Control Panel | KY-Brocklyn-WW | 380003 Sewer - Treatment & Disposal Equip - 20 Years | 380003 | 14615.48 | 2020-03-31
KY.AP.352.100.01 | Collection Sewers - Force | KY-Arcadia Pines-WW | 360001 Sewer - Collection Sewers - Force - 50 Years | 360001 | 14650.16 | 2021-01-31
KY.LH.370.000.02 | Site Work | KY-LH Treatment-WW | 353000 Sewer - Land and Land Rights | 353000 | 14784 | 2021-07-31
FA34461 | Pump rehab | KY-Delaplain Disposal-WW | 371002 Sewer - Pumping Equip - 10 Years | 371002 | 14951.18 | 2025-04-01
KY.GO.372.000.05 | Blowers | KY-Great Oaks-WW | 380003 Sewer - Treatment & Disposal Equip - 20 Years | 380003 | 15000 | 2021-09-01
KY.RB.311.000.05 | Grading/Cleanup | KY-River Bluffs-WW | 354004 Sewer - S&I - 30 Years | 354004 | 15000 | 2020-12-31
KY.SC.352.200.02 | Acquisition - Allocated Value from Engineering Report | KY-Springcrest-WW | 361001 Sewer - Collection Sewers - Gravity - 50 Years | 361001 | 15000 | 2021-02-28
KY.LC.311.000.06 | Fencing - Pay App | KY-Lake Columbia-WW | 354004 Sewer - S&I - 30 Years | 354004 | 15000 | 2023-07-31
KY.LC.363.000.02 | Electrical upgrades - Pay App | KY-Lake Columbia-WW | 371002 Sewer - Pumping Equip - 10 Years | 371002 | 15000 | 2023-07-31
KY.WA.372.000.02 | Digester - Pay App | KY-Woodland Acres-WW | 380003 Sewer - Treatment & Disposal Equip - 20 Years | 380003 | 15000 | 2023-07-31
KY.GO.352.100.01 | LS Refurbishment | KY-Great Oaks-WW | 360001 Sewer - Collection Sewers - Force - 50 Years | 360001 | 15049.45 | 2020-01-31
FA34416 | Fence | KY-Darlington Creek-WW | 354004 Sewer - S&I - 30 Years | 354004 | 15224.56 | 2025-01-01
FA34301 | Construct new chlorine room at well house | KY-Brocklyn-WW | 354004 Sewer - S&I - 30 Years | 354004 | 15275.84 | 2025-01-01
KY.TL.352.100.03 | LS Rehab | KY-Timberland-WW | 360001 Sewer - Collection Sewers - Force - 50 Years | 360001 | 15464.34 | 2022-01-01
FA34618 | Replace blower | KY-River Bluffs-WW | 371002 Sewer - Pumping Equip - 10 Years | 371002 | 15638.7 | 2025-05-01
KY.CR3.304.000.14 | Generator - Pay App | KY-Center Ridge 3-W | 304005 Water - S&I - 30 Years | 304005 | 15639 | 2023-07-31
FA34728 | Replace section of service line | KY-Lake Columbia-WW | 363000 Sewer - Services to Customers | 363000 | 15755 | 2025-01-01
KY.GA.352.100.06 | Collection System Rehab | KY-Golden Acres-WW | 360001 Sewer - Collection Sewers - Force - 50 Years | 360001 | 15811 | 2021-08-01
FA34458 | Build up road to l/s | KY-Delaplain Disposal-WW | 354004 Sewer - S&I - 30 Years | 354004 | 15938.3 | 2025-03-01
KY.GO.372.000.02 | Blower + equipment/labor | KY-Great Oaks-WW | 380003 Sewer - Treatment & Disposal Equip - 20 Years | 380003 | 16545.84 | 2020-03-31
FA34652 | Install new control box and wiring | KY-Timberland-WW | 354004 Sewer - S&I - 30 Years | 354004 | 16552.32 | 2025-01-01
FA36808 | Installed new pump | KY-River Bluffs-WW | 371002 Sewer - Pumping Equip - 10 Years | 371002 | 16553.39 | 2025-01-01
FA36661 | New Fence | KY-Airview-WW | 354004 Sewer - S&I - 30 Years | 354004 | 16585.77 | 2025-01-01
FA34387 | Waterproof boarding and electrical services | KY-Center Ridge-W | 320002 Water - Treatment Equip - 20 Years | 320002 | 16599.49 | 2025-01-01
KY.RB.303.000.01 | Acquisition - 2018 Annual Report Misc Intangible Plant | KY-River Bluffs-WW | 351001 Sewer - Organization - 0 Years | 351001 | 16623 | 2020-05-31
KY.FR.352.100.01 | LS Rehab | KY-Fox Run-WW | 360001 Sewer - Collection Sewers - Force - 50 Years | 360001 | 16629.16 | 2020-01-31
KY.CR3.304.000.01 | Well house Refurbishment, site work | KY-Center Ridge 3-W | 304005 Water - S&I - 30 Years | 304005 | 16861.94 | 2020-12-31
KY.GO.311.000.04 | Sludge Holding Tank | KY-Great Oaks-WW | 354004 Sewer - S&I - 30 Years | 354004 | 17136 | 2021-11-01
KY.RB.311.000.02 | new cross supports & grating on digester | KY-River Bluffs-WW | 354004 Sewer - S&I - 30 Years | 354004 | 17529.1 | 2020-12-31
FA34569 | Add new electrical service, control panel and power to blowers | KY-Magruder Village-WW | 354004 Sewer - S&I - 30 Years | 354004 | 17584.37 | 2025-01-01
KY.PR.372.000.02 | Acquisition - Legal & Engineering | KY-Persimmon Ridge-WW | 380003 Sewer - Treatment & Disposal Equip - 20 Years | 380003 | 17711.81 | 2020-06-30
FA34711 | PayApp - Paracetic Acid Disinfection System | KY-Herrington Haven-WW | 380003 Sewer - Treatment & Disposal Equip - 20 Years | 380003 | 18367.36 | 2025-01-01
KY.LC.352.100.01 | Refurbish and jet sewer lines | KY-Lake Columbia-WW | 360001 Sewer - Collection Sewers - Force - 50 Years | 360001 | 18510.04 | 2020-01-31
KY.LH.352.200.02 | Clean Collection System | KY-LH Treatment-WW | 361001 Sewer - Collection Sewers - Gravity - 50 Years | 361001 | 18729.43 | 2020-12-31
KY.AV.352.200.01 | Manhole Installation - Pay App | KY-Airview-WW | 361001 Sewer - Collection Sewers - Gravity - 50 Years | 361001 | 18808 | 2023-07-31
KY.CR2.331.000.01 | Main Rehab | KY-Center Ridge 2-W | 331002 Water - Transmission & Distribution Mains - 50 Years | 331002 | 18906.74 | 2020-12-31
KY.AV.352.100.01 | Treatment & Disposal Equipment | KY-Airview-WW | 360001 Sewer - Collection Sewers - Force - 50 Years | 360001 | 19031.46 | 2020-01-31
KY.GA.372.000.02 | Blower + New control panel | KY-Golden Acres-WW | 380003 Sewer - Treatment & Disposal Equip - 20 Years | 380003 | 19490.47 | 2020-03-31
FA34691 | Install new stairs and handrail | KY-Yung Farm-WW | 354004 Sewer - S&I - 30 Years | 354004 | 19581.65 | 2025-01-01
KY.GA.372.000.05 | Peracetic Acid Disinfection - Pay App | KY-Golden Acres-WW | 380003 Sewer - Treatment & Disposal Equip - 20 Years | 380003 | 19706 | 2023-07-31
KY.AV.352.100.02 | Manhole Risers | KY-Airview-WW | 360001 Sewer - Collection Sewers - Force - 50 Years | 360001 | 19742.71 | 2020-02-29
KY.AV.311.000.09 | Site Cleanup | KY-Airview-WW | 354004 Sewer - S&I - 30 Years | 354004 | 19765.38 | 2022-01-01
FA34526 | Install UV system with transit boxes | KY-Kingswood-WW | 380003 Sewer - Treatment & Disposal Equip - 20 Years | 380003 | 19875.9 | 2025-01-01
KY.TL.352.200.02 | Yard Piping - Pay App | KY-Timberland-WW | 361001 Sewer - Collection Sewers - Gravity - 50 Years | 361001 | 19876 | 2023-07-31
KY.AV.363.000.08 | Electrical Work - Pay App | KY-Airview-WW | 371002 Sewer - Pumping Equip - 10 Years | 371002 | 19884 | 2023-07-31
KY.CR1.320.000.02 | Gate Valves, construction materials | KY-Center Ridge-W | 320002 Water - Treatment Equip - 20 Years | 320002 | 19888.39 | 2022-01-01
KY.LH.310.100.01 | Acquisition Purchase Acctg - 2018 Annual Report - Land & Land Rights | KY-LH Treatment-WW | 353000 Sewer - Land and Land Rights | 353000 | 20000 | 2019-09-30
KY.LC.311.000.07 | New building enclosure - Pay App | KY-Lake Columbia-WW | 354004 Sewer - S&I - 30 Years | 354004 | 20000 | 2023-07-31
KY.RB.311.000.11 | Site Work - Pay App | KY-River Bluffs-WW | 354004 Sewer - S&I - 30 Years | 354004 | 20000 | 2023-07-31
KY.TL.352.200.01 | Inflow and infiltration - Pay App | KY-Timberland-WW | 361001 Sewer - Collection Sewers - Gravity - 50 Years | 361001 | 20000 | 2023-07-31
KY.TL.372.000.02 | Contact chamber - Pay App | KY-Timberland-WW | 380003 Sewer - Treatment & Disposal Equip - 20 Years | 380003 | 20000 | 2023-07-31
FA36792 | Rehab aerators and motors | KY-Persimmon Ridge-WW | 380003 Sewer - Treatment & Disposal Equip - 20 Years | 380003 | 20734.66 | 2025-09-01
KY.BR.372.000.02 | New Blower | KY-Brocklyn-WW | 380003 Sewer - Treatment & Disposal Equip - 20 Years | 380003 | 21011.21 | 2020-01-31
FA34489 | Rehab air header - cut the t fitting out and the pipe replaced with all new fittings and lines | KY-Fox Run-WW | 380003 Sewer - Treatment & Disposal Equip - 20 Years | 380003 | 1278.51 | 2025-03-01
KY.RB.363.000.03 | Sludge tank Work | KY-River Bluffs-WW | 371002 Sewer - Pumping Equip - 10 Years | 371002 | 21504.19 | 2022-01-01
KY.DP.310.000.04 | Earnest Money for Acquisition | KY-Delaplain Disposal-WW | 353000 Sewer - Land and Land Rights | 353000 | 22000 | 2022-01-01
FA34517 | Liftstation rehab | KY-Kingswood-WW | 360001 Sewer - Collection Sewers - Force - 50 Years | 360001 | 22112.86 | 2025-01-01
FA34518 | Installing the cleanouts in the force main | KY-Kingswood-WW | 360001 Sewer - Collection Sewers - Force - 50 Years | 360001 | 22158.6 | 2025-01-01
KY.FR.311.000.04 | Site work Cleanup | KY-Fox Run-WW | 354004 Sewer - S&I - 30 Years | 354004 | 22203.04 | 2022-01-01
KY.GA.374.000.01 | Effluent Pipe Replacement | KY-Golden Acres-WW | 382001 Sewer - Outfall Sewer Lines - 50 Years | 382001 | 22240 | 2021-10-01
FA36831 | Lagoon Berm | KY-Timberland-WW | 380003 Sewer - Treatment & Disposal Equip - 20 Years | 380003 | 22411.32 | 2025-01-01
KY.FR.311.000.03 | Acquisition - Legal & Engineering | KY-Fox Run-WW | 354004 Sewer - S&I - 30 Years | 354004 | 23977.79 | 2020-12-31
FA34553 | New gate and fence | KY-LH Treatment-WW | 354004 Sewer - S&I - 30 Years | 354004 | 24084.39 | 2025-01-01
FA34473 | New Building | KY-Fox Run-WW | 354004 Sewer - S&I - 30 Years | 354004 | 24449.19 | 2025-01-01
KY.LC.311.000.05 | Site Work; fence, paint tank | KY-Lake Columbia-WW | 354004 Sewer - S&I - 30 Years | 354004 | 24867.89 | 2022-01-01
FA34607 | Paint tank | KY-River Bluffs-WW | 354004 Sewer - S&I - 30 Years | 354004 | 1765.15 | 2025-01-01
KY.AV.311.000.07 | Fencing | KY-Airview-WW | 354004 Sewer - S&I - 30 Years | 354004 | 25000 | 2021-02-28
KY.TL.372.000.01 | Blowers & Diffusers | KY-Timberland-WW | 380003 Sewer - Treatment & Disposal Equip - 20 Years | 380003 | 25000 | 2021-09-01
KY.TL.311.000.04 | Electrical service and panel - Pay App | KY-Timberland-WW | 354004 Sewer - S&I - 30 Years | 354004 | 25000 | 2023-07-31
FA34593 | Refurbishment of aerators | KY-Persimmon Ridge-WW | 380003 Sewer - Treatment & Disposal Equip - 20 Years | 380003 | 25094.9 | 2025-01-01
FA36832 | Install new handrails around the plant | KY-Woodland Acres-WW | 354004 Sewer - S&I - 30 Years | 354004 | 25176.84 | 2025-01-01
KY.RB.311.000.04 | Structural steel and cat walks | KY-River Bluffs-WW | 354004 Sewer - S&I - 30 Years | 354004 | 25265 | 2020-12-31
KY.GO.372.000.03 | Refurbish digester | KY-Great Oaks-WW | 380003 Sewer - Treatment & Disposal Equip - 20 Years | 380003 | 25744.38 | 2020-06-30
KY.LC.372.000.07 | Collection System Modification - Pay App | KY-Lake Columbia-WW | 380003 Sewer - Treatment & Disposal Equip - 20 Years | 380003 | 26000 | 2023-07-31
KY.AV.311.000.05 | Safety Rails/Walkways for Aeration tank and Clarifier | KY-Airview-WW | 354004 Sewer - S&I - 30 Years | 354004 | 26168.26 | 2020-06-30
KY.AV.311.000.10 | Site Piping - Pay App | KY-Airview-WW | 354004 Sewer - S&I - 30 Years | 354004 | 27207 | 2023-07-31
KY.CR4.304.000.01 | Well House rehab | KY-Center Ridge 4-W | 304005 Water - S&I - 30 Years | 304005 | 27309.03 | 2020-12-31
KY.CR2.331.000.04 | Mainline Issue Rehab | KY-Center Ridge 2-W | 331002 Water - Transmission & Distribution Mains - 50 Years | 331002 | 27412.07 | 2022-01-01
FA34568 | New rails catwalk at treatment plant | KY-Magruder Village-WW | 354004 Sewer - S&I - 30 Years | 354004 | 27432.1 | 2025-01-01
KY.PR.310.100.01 | Acquisition Purchase Acctg - 2018 Annual Report - Land & Land Rights | KY-Persimmon Ridge-WW | 353000 Sewer - Land and Land Rights | 353000 | 27650 | 2019-09-30
FA36802 | Lift station rehab | KY-River Bluffs-WW | 360001 Sewer - Collection Sewers - Force - 50 Years | 360001 | 27909.36 | 2025-01-01
KY.FR.363.000.03 | Install Pump Station | KY-Fox Run-WW | 371002 Sewer - Pumping Equip - 10 Years | 371002 | 28168.13 | 2022-01-01
KY.CR.331.000.02 | Water - Distribution System | KY-Center Ridge-W | 331002 Water - Transmission & Distribution Mains - 50 Years | 331002 | 28191.25 | 2021-01-31
KY.TL.311.000.03 | Site work | KY-Timberland-WW | 354004 Sewer - S&I - 30 Years | 354004 | 28233.96 | 2022-01-01
FA34441 | New pump for lift station | KY-Delaplain Disposal-WW | 371002 Sewer - Pumping Equip - 10 Years | 371002 | 28667 | 2025-01-01
FA34442 | New pump for lift station | KY-Delaplain Disposal-WW | 371002 Sewer - Pumping Equip - 10 Years | 371002 | 28667 | 2025-01-01
FA34380 | Construct new chlorine room @ well house | KY-Center Ridge-W | 304005 Water - S&I - 30 Years | 304005 | 29190.35 | 2025-01-01
KY.AV.372.000.14 | Flow equalization storage - Pay App | KY-Airview-WW | 380003 Sewer - Treatment & Disposal Equip - 20 Years | 380003 | 29273 | 2023-07-31
FA34659 | Add lights, walkways, rails to treatement plant | KY-Timberland-WW | 354004 Sewer - S&I - 30 Years | 354004 | 29390.39 | 2025-01-01
FA34317 | Install new DAS assisting moving bed MBBR bio media | KY-Center Ridge 2-W | 320002 Water - Treatment Equip - 20 Years | 320002 | 29909.06 | 2025-01-01
KY.RB.311.000.10 | New blower building - Pay App | KY-River Bluffs-WW | 354004 Sewer - S&I - 30 Years | 354004 | 30000 | 2023-07-31
FA36757 | Clarifier rehab | KY-Kingswood-WW | 380003 Sewer - Treatment & Disposal Equip - 20 Years | 380003 | 30141.37 | 2025-01-01
FA34567 | Form up and pour concrete for treatment plant blower | KY-Magruder Village-WW | 354004 Sewer - S&I - 30 Years | 354004 | 30381.65 | 2025-01-01
FA34449 | Install pump at Moonlake LS1 | KY-Delaplain Disposal-WW | 371002 Sewer - Pumping Equip - 10 Years | 371002 | 30434.44 | 2025-02-01
FA34450 | Install pump at Moonlake LS1 | KY-Delaplain Disposal-WW | 371002 Sewer - Pumping Equip - 10 Years | 371002 | 30434.44 | 2025-02-01
KY.RB.352.100.02 | Acquisition - Legal & Engineering | KY-River Bluffs-WW | 360001 Sewer - Collection Sewers - Force - 50 Years | 360001 | 30670 | 2021-01-31
KY.LC.311.000.04 | Sludge Holding Tank & Blower | KY-Lake Columbia-WW | 354004 Sewer - S&I - 30 Years | 354004 | 30986 | 2021-11-01
KY.PR.363.000.02 | Rebuilt 2 pumps | KY-Persimmon Ridge-WW | 371002 Sewer - Pumping Equip - 10 Years | 371002 | 31442.45 | 2022-01-01
FA34692 | Fence rehab, forming concrete pads and construction of walkway to outfall | KY-Yung Farm-WW | 354004 Sewer - S&I - 30 Years | 354004 | 31788.81 | 2025-01-01
FA34605 | Lay rock for driveway | KY-River Bluffs-WW | 354004 Sewer - S&I - 30 Years | 354004 | 32126.16 | 2025-01-01
KY.CR.303.000.03 | Acquisition Purchase Acctg - Allocated Easement appraisal | KY-Center Ridge-W | 303000 Water - Land and Land Rights | 303000 | 32726.91 | 2020-05-31
FA34660 | Fencing around lagoon | KY-Timberland-WW | 354004 Sewer - S&I - 30 Years | 354004 | 32885.08 | 2025-01-01
FA34447 | Rehab pump | KY-Delaplain Disposal-WW | 371002 Sewer - Pumping Equip - 10 Years | 371002 | 33035.22 | 2025-01-01
KY.RB.310.100.01 | Acquisition Purchase Acctg - Allocated Plant Land appraisal | KY-River Bluffs-WW | 353000 Sewer - Land and Land Rights | 353000 | 33729.89 | 2020-05-31
KY.LC.372.000.03 | Baffle reconstruction, new wiring, new Weir | KY-Lake Columbia-WW | 380003 Sewer - Treatment & Disposal Equip - 20 Years | 380003 | 33923.03 | 2020-06-30
KY.AV.370.100.01 | Clear Lagoon Berm | KY-Airview-WW | 353000 Sewer - Land and Land Rights | 353000 | 35000 | 2021-06-01
KY.RB.372.000.04 | Aeration | KY-River Bluffs-WW | 380003 Sewer - Treatment & Disposal Equip - 20 Years | 380003 | 35000 | 2020-12-31
FA34710 | PayApp - Mechanical & Piping | KY-Herrington Haven-WW | 380003 Sewer - Treatment & Disposal Equip - 20 Years | 380003 | 36189.62 | 2025-01-01
FA34400 | Gravel for road | KY-Commonwealth(Wandering Hills)-WW | 354004 Sewer - S&I - 30 Years | 354004 | 36396.39 | 2025-01-01
FA34494 | Rehab lift station | KY-Great Oaks-WW | 360001 Sewer - Collection Sewers - Force - 50 Years | 360001 | 38574 | 2025-01-01
KY.AV.363.000.07 | Electrical service upgrade - Pay App | KY-Airview-WW | 371002 Sewer - Pumping Equip - 10 Years | 371002 | 40000 | 2023-07-31
FA36805 | Install lift station new power supply line | KY-River Bluffs-WW | 360001 Sewer - Collection Sewers - Force - 50 Years | 360001 | 40368.58 | 2025-01-01
KY.CR.304.000.02 | Acquisition - 2018 Pumping Equipment | KY-Center Ridge-W | 304005 Water - S&I - 30 Years | 304005 | 40412 | 2020-05-31
FA34713 | PayApp - Sitework & Grading | KY-Persimmon Ridge-WW | 354004 Sewer - S&I - 30 Years | 354004 | 41637.61 | 2025-01-01
FA34440 | Pump rehab | KY-Delaplain Disposal-WW | 371002 Sewer - Pumping Equip - 10 Years | 371002 | 42780.58 | 2025-01-01
FA34714 | PayApp - Mechanical & Piping | KY-Persimmon Ridge-WW | 360001 Sewer - Collection Sewers - Force - 50 Years | 360001 | 42782.1 | 2025-01-01
KY.MR.352.200.02 | Acquisition - Legal & Engineering | KY-Marshall Ridge-WW | 361001 Sewer - Collection Sewers - Gravity - 50 Years | 361001 | 43474.94 | 2021-04-30
FA34707 | PayApp - Sitework & Grading | KY-Herrington Haven-WW | 354004 Sewer - S&I - 30 Years | 354004 | 44557.8 | 2025-01-01
KY.TL.372.000.04 | MBBR pod construction - Pay App | KY-Timberland-WW | 380003 Sewer - Treatment & Disposal Equip - 20 Years | 380003 | 45000 | 2023-07-31
FA34724 | PayApp - IFAS System | KY-Woodland Acres-WW | 380003 Sewer - Treatment & Disposal Equip - 20 Years | 380003 | 45853.78 | 2025-04-01
KY.SC.352.100.01 | Acquisition - Legal & Engineering | KY-Springcrest-WW | 360001 Sewer - Collection Sewers - Force - 50 Years | 360001 | 46216.06 | 2021-10-31
FA34719 | PayApp - Mechanical & Piping | KY-Woodland Acres-WW | 360001 Sewer - Collection Sewers - Force - 50 Years | 360001 | 46284.33 | 2025-04-01
FA36673 | Aeration tank Rehab | KY-Airview-WW | 380003 Sewer - Treatment & Disposal Equip - 20 Years | 380003 | 48169.14 | 2025-01-01
FA34318 | New pressure tank | KY-Center Ridge 2-W | 330003 Water - Dist, Resevoirs, Standpipes - 50 Years | 330003 | 48345.21 | 2025-01-01
KY.PR.372.000.05 | Aerator | KY-Persimmon Ridge-WW | 380003 Sewer - Treatment & Disposal Equip - 20 Years | 380003 | 49818.91 | 2022-01-01
KY.TL.311.000.05 | Lagoon berm Modifications - Pay App | KY-Timberland-WW | 354004 Sewer - S&I - 30 Years | 354004 | 50000 | 2023-07-31
FA34574 | Upgrade aeration and return lines | KY-Magruder Village-WW | 380003 Sewer - Treatment & Disposal Equip - 20 Years | 380003 | 51160.22 | 2025-01-01
KY.CP.352.200.02 | Acquisition - Legal & Engineering | KY-Carriage Park-WW | 361001 Sewer - Collection Sewers - Gravity - 50 Years | 361001 | 51269.23 | 2021-06-30
FA34718 | PayApp - Sitework & Grading | KY-Woodland Acres-WW | 354004 Sewer - S&I - 30 Years | 354004 | 52204.41 | 2025-04-01
KY.TL.352.100.02 | Acquisition - Legal & Engineering | KY-Timberland-WW | 360001 Sewer - Collection Sewers - Force - 50 Years | 360001 | 53664.49 | 2021-01-31
KY.AP.352.200.02 | Acquisition - Legal & Engineering | KY-Arcadia Pines-WW | 361001 Sewer - Collection Sewers - Gravity - 50 Years | 361001 | 54222.27 | 2021-06-30
KY.CR.330.000.01 | Acquisition - 2018 Dist Reservoirs & Standpipes | KY-Center Ridge-W | 330003 Water - Dist, Resevoirs, Standpipes - 50 Years | 330003 | 54530 | 2020-05-31
KY.TL.375.000.01 | Acquisition Purchase Acctg - 2018 Annual Report - Plant Sewers | KY-Timberland-WW | 382001 Sewer - Outfall Sewer Lines - 50 Years | 382001 | 55358 | 2020-04-30
KY.RB.310.100.02 | Acquisition Purchase Acctg - Allocated Easement appraisal | KY-River Bluffs-WW | 353000 Sewer - Land and Land Rights | 353000 | 56953.75 | 2020-05-31
KY.WA.352.200.03 | Acquisition - Legal & Engineering | KY-Woodland Acres-WW | 361001 Sewer - Collection Sewers - Gravity - 50 Years | 361001 | 60572.65 | 2021-10-31
KY.TL.311.000.02 | Treatment Facility Refurbishment | KY-Timberland-WW | 354004 Sewer - S&I - 30 Years | 354004 | 60935 | 2021-11-01
KY.HH.352.200.03 | Acquisition - Legal & Engineering | KY-Herrington Haven-WW | 361001 Sewer - Collection Sewers - Gravity - 50 Years | 361001 | 61187.64 | 2021-10-31
FA36800 | Install handrails and crossmembers | KY-River Bluffs-WW | 354004 Sewer - S&I - 30 Years | 354004 | 61602.17 | 2025-01-01
KY.RB.311.000.07 | Bar Grating, riprap, construction materials | KY-River Bluffs-WW | 354004 Sewer - S&I - 30 Years | 354004 | 62113.82 | 2022-01-01
FA34338 | New tank room for 1000 gallon tank | KY-Center Ridge 2-W | 304005 Water - S&I - 30 Years | 304005 | 62551.97 | 2025-01-01
KY.DP.352.200.02 | Acquisition - Legal & Engineering | KY-Delaplain Disposal-WW | 361001 Sewer - Collection Sewers - Gravity - 50 Years | 361001 | 62945.12 | 2021-10-31
KY.CR3.304.000.12 | New well house - Pay App | KY-Center Ridge 3-W | 304005 Water - S&I - 30 Years | 304005 | 64766 | 2023-07-31
KY.RB.352.100.03 | Acquisition - Legal & Engineering | KY-River Bluffs-WW | 360001 Sewer - Collection Sewers - Force - 50 Years | 360001 | 68883.19 | 2021-01-31
KY.PR.352.100.05 | Acquisition - Legal & Engineering | KY-Persimmon Ridge-WW | 360001 Sewer - Collection Sewers - Force - 50 Years | 360001 | 71869.47 | 2021-01-31
KY.BR.352.100.02 | Acquisition - Legal & Engineering | KY-Brocklyn-WW | 360001 Sewer - Collection Sewers - Force - 50 Years | 360001 | 72719.76 | 2020-03-31
KY.KW.311.000.01 | Acquisition Purchase Acctg - 2018 Annual Report - Structures & Improvements | KY-Kingswood-WW | 354004 Sewer - S&I - 30 Years | 354004 | 72811.3 | 2019-09-30
KY.GO.352.100.02 | Acquisition - Legal & Engineering | KY-Great Oaks-WW | 360001 Sewer - Collection Sewers - Force - 50 Years | 360001 | 73057.42 | 2020-03-31
FA34699 | PayApp - New blowers | KY-Fox Run-WW | 371002 Sewer - Pumping Equip - 10 Years | 371002 | 74945 | 2025-01-01
FA13164 | Purchase Accounting | KY-Commonwealth | 380003 Sewer - Treatment & Disposal Equip - 20 Years | 380003 | 76100 | 2024-01-01
FA34709 | PayApp - IFAS System | KY-Herrington Haven-WW | 380003 Sewer - Treatment & Disposal Equip - 20 Years | 380003 | 78736.22 | 2025-01-01
FA34720 | PayApp - Pump Station | KY-Woodland Acres-WW | 371002 Sewer - Pumping Equip - 10 Years | 371002 | 78747.92 | 2025-04-01
KY.LC.352.100.03 | Acquisition - Legal & Engineering | KY-Lake Columbia-WW | 360001 Sewer - Collection Sewers - Force - 50 Years | 360001 | 80421.01 | 2020-03-31
KY.SC.352.200.01 | Acquisition - 2019 Annual Report Collection Sewer - Gravity | KY-Springcrest-WW | 361001 Sewer - Collection Sewers - Gravity - 50 Years | 361001 | 82500 | 2021-02-28
KY.CR.331.000.03 | Water - Distribution System | KY-Center Ridge-W | 331002 Water - Transmission & Distribution Mains - 50 Years | 331002 | 87842.44 | 2021-01-31
KY.RB.311.000.12 | Structural steel and cat walks - Pay App | KY-River Bluffs-WW | 354004 Sewer - S&I - 30 Years | 354004 | 90783 | 2023-07-31
KY.KW.352.100.02 | Acquisition - Legal & Engineering | KY-Kingswood-WW | 360001 Sewer - Collection Sewers - Force - 50 Years | 360001 | 91493.54 | 2020-03-31
FA34693 | New blower motor | KY-Yung Farm-WW | 371002 Sewer - Pumping Equip - 10 Years | 371002 | 5755.1 | 2025-01-01
KY.GA.352.100.02 | Acquisition - Legal & Engineering | KY-Golden Acres-WW | 360001 Sewer - Collection Sewers - Force - 50 Years | 360001 | 96822.59 | 2020-03-31
KY.FR.352.100.02 | Acquisition - Legal & Engineering | KY-Fox Run-WW | 360001 Sewer - Collection Sewers - Force - 50 Years | 360001 | 97577.98 | 2020-03-31
KY.GO.352.200.01 | Acquisition Purchase Acctg - 2016 Annual Report - Collection Sewers Gravity | KY-Great Oaks-WW | 361001 Sewer - Collection Sewers - Gravity - 50 Years | 361001 | 98244.59 | 2019-09-30
KY.GA.352.200.01 | Acquisition Purchase Acctg - 2016 Annual Report - Collection Sewers Gravity | KY-Golden Acres-WW | 361001 Sewer - Collection Sewers - Gravity - 50 Years | 361001 | 98244.6 | 2019-09-30
FA34712 | PayApp - Electrical | KY-Persimmon Ridge-WW | 354004 Sewer - S&I - 30 Years | 354004 | 101314.53 | 2025-01-01
KY.AV.352.100.03 | Acquisition - Legal & Engineering | KY-Airview-WW | 360001 Sewer - Collection Sewers - Force - 50 Years | 360001 | 105024.1 | 2020-03-31
FA34716 | PayApp - MBBR Media and Equipment | KY-Persimmon Ridge-WW | 380003 Sewer - Treatment & Disposal Equip - 20 Years | 380003 | 114032.55 | 2025-01-01
KY.KW.352.200.01 | Acquisition Purchase Acctg - 2018 Annual Report - Collection Sewers-Gravity | KY-Kingswood-WW | 361001 Sewer - Collection Sewers - Gravity - 50 Years | 361001 | 122523.41 | 2019-09-30
FA34706 | PayApp - Electrical | KY-Herrington Haven-WW | 354004 Sewer - S&I - 30 Years | 354004 | 123938.4 | 2025-01-01
KY.DC.352.200.01 | Legal & Engineering | KY-Darlington Creek-WW | 361001 Sewer - Collection Sewers - Gravity - 50 Years | 361001 | 125152.03 | 2022-11-30
FA34723 | PayApp - Equalization Basin | KY-Woodland Acres-WW | 380003 Sewer - Treatment & Disposal Equip - 20 Years | 380003 | 127389.52 | 2025-04-01
KY.DP.310.100.03 | Acquisition - Pro-rated from appraisal | KY-Delaplain Disposal-WW | 353000 Sewer - Land and Land Rights | 353000 | 135214.54 | 2021-02-28
FA34717 | PayApp - Electrical | KY-Woodland Acres-WW | 354004 Sewer - S&I - 30 Years | 354004 | 135946.74 | 2025-04-01
KY.DP.372.000.02 | Effluent Filter - Pay App | KY-Delaplain Disposal-WW | 380003 Sewer - Treatment & Disposal Equip - 20 Years | 380003 | 143000 | 2023-07-31
KY.LH.352.100.01 | Acquisition - Legal & Engineering | KY-LH Treatment-WW | 360001 Sewer - Collection Sewers - Force - 50 Years | 360001 | 152948.71 | 2020-03-31
KY.PR.352.100.03 | Acquisition - Legal & Engineering | KY-Persimmon Ridge-WW | 360001 Sewer - Collection Sewers - Force - 50 Years | 360001 | 155688.63 | 2020-03-31
FA34715 | PayApp - Blowers and Aeration System | KY-Persimmon Ridge-WW | 380003 Sewer - Treatment & Disposal Equip - 20 Years | 380003 | 158048.54 | 2025-01-01
KY.WA.352.200.01 | Acquisition - 2018 Annual Report Collections Sewers - Gravity | KY-Woodland Acres-WW | 361001 Sewer - Collection Sewers - Gravity - 50 Years | 361001 | 169761 | 2021-04-01
FA34708 | PayApp - Blowers and Aeration System | KY-Herrington Haven-WW | 380003 Sewer - Treatment & Disposal Equip - 20 Years | 380003 | 182579.14 | 2025-01-01
KY.LH.372.000.02 | Acquisition Purchase Acctg - Treatment & Disposal Equip | KY-LH Treatment-WW | 380003 Sewer - Treatment & Disposal Equip - 20 Years | 380003 | 195921 | 2019-09-30
FA34721 | PayApp - Blowers and Aeration System | KY-Woodland Acres-WW | 380003 Sewer - Treatment & Disposal Equip - 20 Years | 380003 | 206654.19 | 2025-04-01
KY.BR.311.000.03 | equipment/operator rate, pumping of lagoon, disposal fee | KY-Brocklyn-WW | 354004 Sewer - S&I - 30 Years | 354004 | 226484.87 | 2020-12-31
KY.LH.352.200.01 | Acquisition Purchase Acctg - 2018 Annual Report - Collection Sewers-Gravity | KY-LH Treatment-WW | 361001 Sewer - Collection Sewers - Gravity - 50 Years | 361001 | 242051 | 2019-09-30
KY.CR.331.000.01 | Acquisition - 2018 Annual Report Transmission & Dist Mains | KY-Center Ridge-W | 331002 Water - Transmission & Distribution Mains - 50 Years | 331002 | 291621 | 2020-05-31
KY.RB.353.000.01 | Acquisition Purchase Acctg - 2018 Annual Report - Other Collection Plant | KY-River Bluffs-WW | 363000 Sewer - Services to Customers | 363000 | 304332 | 2020-05-31
KY.DP.353.000.01 | Acquisition - 2019 Annual Report Other Collection Facilities | KY-Delaplain Disposal-WW | 363000 Sewer - Services to Customers | 363000 | 400897 | 2021-02-28
KY.DP.310.100.02 | Acquisition - Pro-rated from appraisal | KY-Delaplain Disposal-WW | 353000 Sewer - Land and Land Rights | 353000 | 472557.48 | 2021-02-28
KY.DP.352.200.01 | Acquisition - 2019 Annual Report Collection Sewer - Gravity | KY-Delaplain Disposal-WW | 361001 Sewer - Collection Sewers - Gravity - 50 Years | 361001 | 573623 | 2021-02-28
FA40556 | Replace pump and guiderail | KY-Persimmon Ridge-WW | 371002 Sewer - Pumping Equip - 10 Years | 371002 | 8404.67 | 2025-10-01
FA44688 | New blower motor | KY-Yung Farm-WW | 380003 Sewer - Treatment & Disposal Equip - 20 Years | 380003 | 5319.04 | 2025-12-31
FA44687 | MBBR media replacement | KY-Yung Farm-WW | 380003 Sewer - Treatment & Disposal Equip - 20 Years | 380003 | 9422.39 | 2025-12-31
FA44686 | Septic system improvements | KY-Springcrest-WW | 380003 Sewer - Treatment & Disposal Equip - 20 Years | 380003 | 2527.08 | 2025-12-31
FA44685 | New parts for generator - cord & plug | KY-River Bluffs-WW | 395002 Sewer - Power Operated Equip - 10 Years | 395002 | 3710.63 | 2025-12-31
FA44684 | New electric motor | KY-River Bluffs-WW | 380003 Sewer - Treatment & Disposal Equip - 20 Years | 380003 | 3807.86 | 2025-12-31
FA44683 | Install new capacitor for lift station | KY-Persimmon Ridge-WW | 354005 Sewer - S&I - 40 Years | 354005 | 2108.9 | 2025-12-31
FA44682 | Replace MBBR media | KY-Persimmon Ridge-WW | 380003 Sewer - Treatment & Disposal Equip - 20 Years | 380003 | 2715.86 | 2025-12-31
FA44681 | MBBR media replacement | KY-Persimmon Ridge-WW | 380003 Sewer - Treatment & Disposal Equip - 20 Years | 380003 | 17301.69 | 2025-12-31
FA44680 | Lift station pump improvement | KY-Persimmon Ridge-WW | 371002 Sewer - Pumping Equip - 10 Years | 371002 | 8026.77 | 2025-12-31
FA44679 | Install posts for life ring | KY-Persimmon Ridge-WW | 354005 Sewer - S&I - 40 Years | 354005 | 3197.86 | 2025-12-31
FA44678 | 6" effluent line replacement | KY-Magruder Village-WW | 382001 Sewer - Outfall Sewer Lines - 50 Years | 382001 | 5966.65 | 2025-12-31
FA44677 | Install flow meter | KY-Magruder Village-WW | 364002 Sewer - Flow Measuring Devices - 30 Years | 364002 | 18332.03 | 2025-12-31
FA44676 | Install recessed clean-out cap, reset and reseal manhole casting | KY-Lake Columbia-WW | 361001 Sewer - Collection Sewers - Gravity - 50 Years | 361001 | 5987.84 | 2025-12-31
FA44675 | Pump bases for Prince Court | KY-Kingswood-WW | 371002 Sewer - Pumping Equip - 10 Years | 371002 | 4701.61 | 2025-12-31
FA44674 | Pump improvements | KY-Kingswood-WW | 371002 Sewer - Pumping Equip - 10 Years | 371002 | 6859.7 | 2025-12-31
FA44673 | Replace 3hp meyers pump | KY-Kingswood-WW | 371002 Sewer - Pumping Equip - 10 Years | 371002 | 10730.96 | 2025-12-31
FA44672 | Replace control panel | KY-Kingswood-WW | 354005 Sewer - S&I - 40 Years | 354005 | 5470.88 | 2025-12-31
FA44671 | Replace blower on digester | KY-Great Oaks-WW | 380003 Sewer - Treatment & Disposal Equip - 20 Years | 380003 | 7497.56 | 2025-12-31
FA44670 | Blower motor rehab | KY-Delaplain Disposal-WW | 380003 Sewer - Treatment & Disposal Equip - 20 Years | 380003 | 4722.67 | 2025-12-31
FA44669 | Install new pump and related parts | KY-Delaplain Disposal-WW | 371002 Sewer - Pumping Equip - 10 Years | 371002 | 23594.79 | 2025-12-31
FA44668 | Pump improvements | KY-Delaplain Disposal-WW | 371002 Sewer - Pumping Equip - 10 Years | 371002 | 8293.73 | 2025-12-31
FA44667 | Pump #1 improvements | KY-Delaplain Disposal-WW | 371002 Sewer - Pumping Equip - 10 Years | 371002 | 9844.98 | 2025-12-31
FA44666 | Install new guide rail for pump | KY-Delaplain Disposal-WW | 371002 Sewer - Pumping Equip - 10 Years | 371002 | 20722.8 | 2025-12-31
FA44665 | Install recessed clean-out cap, reset and reseal manhole casting | KY-Delaplain Disposal-WW | 361001 Sewer - Collection Sewers - Gravity - 50 Years | 361001 | 7077.68 | 2025-12-31
FA44664 | Install new water tap | KY-Center Ridge 4-W | 333001 Water - Services to Customers - 20 Years | 333001 | 3498.86 | 2025-12-31
FA44663 | New service tap on water main | KY-Center Ridge 4-W | 333001 Water - Services to Customers - 20 Years | 333001 | 7419.32 | 2025-12-31
FA44662 | Install water service @ 135 Cedarhaven | KY-Center Ridge 4-W | 333001 Water - Services to Customers - 20 Years | 333001 | 4485.28 | 2025-12-31
FA44661 | Replace section of water main @ 409 Windsong | KY-Center Ridge 4-W | 331002 Water - Transmission & Distribution Mains - 50 Years | 331002 | 2057.47 | 2025-12-31
FA44660 | 3 HP motor | KY-Center Ridge 3-W | 311002 Water - Pumping Equip - 10 Years | 311002 | 2114.05 | 2025-12-31
FA44659 | Pump improvements | KY-Airview-WW | 371002 Sewer - Pumping Equip - 10 Years | 371002 | 2586.19 | 2025-12-31
FA44658 | Pump improvements | KY-Airview-WW | 371002 Sewer - Pumping Equip - 10 Years | 371002 | 4747.24 | 2025-12-31
FA44657 | Replace impeller on pump | KY-Airview-WW | 371002 Sewer - Pumping Equip - 10 Years | 371002 | 10256.99 | 2025-12-31
FA44656 | Install recessed clean-out cap, reset and reseal manhole casting | KY-Airview-WW | 361001 Sewer - Collection Sewers - Gravity - 50 Years | 361001 | 10809.52 | 2025-12-31
FA44655 | Aluminum Grating | KY-Airview-WW | 354005 Sewer - S&I - 40 Years | 354005 | 16211.64 | 2025-12-31
14481042.54

## CWIP
Bluegrass Water Utility Operating Company, LLC
DR 6-10 CWIP
Case No 2025-00354
| 2024 CWIP Balance | 6770601.58
| Service Area | CWIP Additions | CWIP Transferred Out - Assets Placed In Service
| Bluegrass | 15306.54
| Airview Utilities | 171124.5 | 2025-07-31 | -104976.95
| Airview Utilities |  | 2025-10-31 | -135944.96
| Airview Utilities |  | 2025-12-31 | -12213.08
| Arcadia Pines | 22071.47 | 2025-10-31 | -25872.39
| Brocklyn Utilities | 16579.56 | 2025-07-31 | -37787.11
| Brocklyn Utilities |  | 2025-10-31 | -22806.33
| Carriage Park | 27343.07 | 2025-07-31 | -31482.18
| Carriage Park |  | 2025-10-31 | -3686.11
| Center Ridge | 91096.88 | 2025-07-31 | -363709.44
| Center Ridge |  | 2025-10-31 | -38193.41
| Commonwealth Wastewater Systems | 15439.15 | 2025-07-31 | -70735.01
| Commonwealth Wastewater Systems |  | 2025-10-31 | -6118.51
| Darlington Creek HOA | 11925.59 | 2025-07-31 | -75190.48
| Darlington Creek HOA |  | 2025-10-31 | -20283.3
| Darlington Creek HOA |  | 2025-12-31 | -637.41
| Delaplain Disposal Co | 1938535.94 | 2025-07-31 | -355861.24
| Delaplain Disposal Co |  | 2025-10-31 | -29751.05
| Fox Run Utilities | 31883.28 | 2025-07-31 | -220643.4
| Fox Run Utilities |  | 2025-08-31 | -14253
| Fox Run Utilities |  | 2025-10-31 | -48535.13
| Fox Run Utilities |  | 2025-12-31 | -2601.42
| FR Utility LLC | 2193
| Herrington Haven | 34811.75 | 2025-07-31 | -505924.25
| Herrington Haven |  | 2025-10-31 | -15943.44
| Joann Estates | 6932.5 | 2025-07-31 | -144090.33
| Joann Estates |  | 2025-10-31 | -25191.54
| Joann Estates |  | 2025-12-31 | -169453.56
| Kingswood | 124389.29 | 2025-07-31 | -170043.32
| Kingswood |  | 2025-10-31 | -84835.96
| Kingswood |  | 2025-12-31 | -71460.3
| Lake Columbia Utilities | 23999.34 | 2025-07-31 | -56413.62
| Lake Columbia Utilities |  | 2025-10-31 | -33276.76
| LH Treatment | 79634.58 | 2025-07-31 | -64564.77
| LH Treatment |  | 2025-10-31 | -24070.72
| Magruder Village | 40795.39 | 2025-07-31 | -168182.82
| Magruder Village |  | 2025-10-31 | -2614.56
| Marshall County Environmental | 21741.61 | 2025-07-31 | -89794.22
| Marshall County Environmental |  | 2025-08-31 | -8333.33
| Marshall County Environmental |  | 2025-10-31 | -12577.04
| Marshall County Environmental |  | 2025-12-31 | -33000
| Marshall Ridge | 71939.96 | 2025-07-31 | -21756.48
| Marshall Ridge |  | 2025-10-31 | -3191.57
| Moon River Resort | 1066.6
| Persimmon Ridge | 190319.18 | 2025-07-31 | -547406.76
| Persimmon Ridge |  | 2025-10-31 | -132487.26
| Persimmon Ridge |  | 2025-12-31 | -8404.67
| River Bluffs | 64909.67 | 2025-07-31 | -166842.01
| River Bluffs |  | 2025-10-31 | -205433.78
| Springcrest Sewer | 31503.32 | 2025-07-31 | -88498.75
| Springcrest Sewer |  | 2025-10-31 | -58858.58
| Springcrest Sewer |  | 2025-12-31 | -9413.7
| Top Flight landing | 552.4
| Woodland Acres Utilities, LLC | 260745.05 | 2025-07-31 | -782473.83
| Woodland Acres Utilities, LLC |  | 2025-10-31 | -37480.68
| Yung Farm Estates HOA | 28794.89 | 2025-07-31 | -89057.23
| Yung Farm Estates HOA |  | 2025-10-31 | -9501.04
Yung Farm Estates HOA
|  | 3325634.51 |  | -5461858.79
| 2025 CWIP Balance | 4634377.3