## Summary
Bluegrass Operating Company, LLC
DR 5-23 Capital Improvement Projects
| Column | Column Name | Description
| A | Asset Id | Asset ID Number
| B | Name | Description of Asset
| C | Class | Water or Wastewater
| D | Location | Service Area
| E | Fixed Asset Account | Account Asset is recorded in
| F | Amount | Gross Value of Asset
| G | In Service Date | Date Asset was placed in Service

## 2022
Asset Id | Name | Class | Location | Fixed Asset Account | Amount | In Service Date
CR.303.000.03 | Acquisition Purchase Acctg - Allocated Easement appraisal | Water | KY-Center Ridge-W | 303000 Water - Land and Land Rights | 32726.91 | 2020-05-31
CR.303.000.02 | Acquisition Purchase Acctg - Allocated Plant Land appraisal | Water | KY-Center Ridge-W | 303000 Water - Land and Land Rights | 10363.52 | 2020-05-31
CR.303.000.01 | Acquisition - 2018 Annual Report Land & Land Rights | Water | KY-Center Ridge-W | 303000 Water - Land and Land Rights | 2000 | 2020-05-31
CR.304.000.02 | Acquisition - 2018 Pumping Equipment | Water | KY-Center Ridge-W | 304005 Water - S&I - 30 Years | 40412 | 2020-05-31
CR4.304.000.01 | Well House rehab | Water | KY-Center Ridge 4-W | 304005 Water - S&I - 30 Years | 27309.03 | 2020-12-31
CR3.304.000.01 | Well house Refurbishment, site work | Water | KY-Center Ridge 3-W | 304005 Water - S&I - 30 Years | 16861.94 | 2020-12-31
CR2.304.000.05 | Site Work | Water | KY-Center Ridge 2-W | 304005 Water - S&I - 30 Years | 10966.68 | 2020-12-31
CR2.304.000.04 | Convert well head to pitless unit | Water | KY-Center Ridge 2-W | 304005 Water - S&I - 30 Years | 7908 | 2020-12-31
CR2.304.000.03 | New heater in building | Water | KY-Center Ridge 2-W | 304005 Water - S&I - 30 Years | 5000 | 2020-12-31
CR2.304.000.02 | Gravel for all weather road | Water | KY-Center Ridge 2-W | 304005 Water - S&I - 30 Years | 5000 | 2020-12-31
CR1.304.000.03 | Well House insulation, electric, paint | Water | KY-Center Ridge-W | 304005 Water - S&I - 30 Years | 4116.37 | 2020-12-31
CR1.304.000.02 | Rehab & Maint | Water | KY-Center Ridge-W | 304005 Water - S&I - 30 Years | 11701.76 | 2020-12-31
CR1.304.000.01 | Site Cleanup | Water | KY-Center Ridge-W | 304005 Water - S&I - 30 Years | 490 | 2020-12-31
CR2.304.000.01 | Fencing around well house | Water | KY-Center Ridge 2-W | 304005 Water - S&I - 30 Years | 9000 | 2020-12-31
CR4.304.000.02 | Well House refurbishment + Site Work | Water | KY-Center Ridge 4-W | 304005 Water - S&I - 30 Years | 2706.95 | 2022-01-01
CR3.304.000.08 | Electrical | Water | KY-Center Ridge 3-W | 304005 Water - S&I - 30 Years | 5400.59 | 2022-01-01
CR2.304.000.07 | Well House Improvements | Water | KY-Center Ridge 2-W | 304005 Water - S&I - 30 Years | 2850 | 2022-01-01
CR2.304.000.06 | Well House Refrubish | Water | KY-Center Ridge 2-W | 304005 Water - S&I - 30 Years | 1400 | 2022-01-01
CR.307.000.01 | Acquisition - 2018 Wells & Springs | Water | KY-Center Ridge-W | 307003 Water - Wells and Springs - 50 Years | 1110 | 2020-05-31
CR1.320.000.01 | Pumps for Chlorine Feed | Water | KY-Center Ridge-W | 320002 Water - Treatment Equip - 20 Years | 9914.22 | 2020-12-31
CR1.320.000.02 | Gate Valves, construction materials | Water | KY-Center Ridge-W | 320002 Water - Treatment Equip - 20 Years | 19888.39 | 2022-01-01
CR.330.000.01 | Acquisition - 2018 Dist Reservoirs & Standpipes | Water | KY-Center Ridge-W | 330003 Water - Dist, Resevoirs, Standpipes - 50 Years | 54530 | 2020-05-31
CR.331.000.01 | Acquisition - 2018 Annual Report Transmission & Dist Mains | Water | KY-Center Ridge-W | 331002 Water - Transmission & Distribution Mains - 50 Years | 291621 | 2020-05-31
CR3.331.000.01 | Rehab Water Lines | Water | KY-Center Ridge 3-W | 331002 Water - Transmission & Distribution Mains - 50 Years | 2665 | 2020-12-31
CR2.331.000.01 | Main Rehab | Water | KY-Center Ridge 2-W | 331002 Water - Transmission & Distribution Mains - 50 Years | 18906.74 | 2020-12-31
CR4.331.000.02 | Acquisition - Legal & Engineering | Water | KY-Center Ridge 4-W | 331002 Water - Transmission & Distribution Mains - 50 Years | 2756.95 | 2021-01-31
CR3.331.000.02 | Acquisition - Legal & Engineering | Water | KY-Center Ridge 3-W | 331002 Water - Transmission & Distribution Mains - 50 Years | 2756.95 | 2021-01-31
CR2.331.000.02 | Acquisition - Legal & Engineering | Water | KY-Center Ridge 2-W | 331002 Water - Transmission & Distribution Mains - 50 Years | 2756.95 | 2021-01-31
CR.331.000.03 | Water - Distribution System | Water | KY-Center Ridge-W | 331002 Water - Transmission & Distribution Mains - 50 Years | 87842.44 | 2021-01-31
CR.331.000.02 | Water - Distribution System | Water | KY-Center Ridge-W | 331002 Water - Transmission & Distribution Mains - 50 Years | 28191.25 | 2021-01-31
CR4.331.000.03 | Valve Replacement & Water Main Reconfig | Water | KY-Center Ridge 4-W | 331002 Water - Transmission & Distribution Mains - 50 Years | 1485 | 2022-01-01
CR2.331.000.05 | Well Screens | Water | KY-Center Ridge 2-W | 331002 Water - Transmission & Distribution Mains - 50 Years | 875 | 2022-01-01
CR2.331.000.04 | Mainline Issue Rehab | Water | KY-Center Ridge 2-W | 331002 Water - Transmission & Distribution Mains - 50 Years | 27412.07 | 2022-01-01
CR2.331.000.03 | Refurbish Leak | Water | KY-Center Ridge 2-W | 331002 Water - Transmission & Distribution Mains - 50 Years | 4359.21 | 2022-01-01
CR4.331.000.01 | Fix Water Main | Water | KY-Center Ridge 4-W | 331003 Water - Transmission & Distribution Mains - 30 Years | 1821.7 | 2020-12-31
CR.333.000.01 | Acquisition - 2018 Annual Report Land & Land Rights | Water | KY-Center Ridge-W | 333001 Water - Services to Customers - 20 Years | 9250 | 2020-05-31
CR2.333.000.01 | Fix Leaks on Water Line | Water | KY-Center Ridge 2-W | 333001 Water - Services to Customers - 20 Years | 3800.76 | 2020-12-31
CR1.333.000.01 | Water Line Rehab | Water | KY-Center Ridge-W | 333001 Water - Services to Customers - 20 Years | 5757.73 | 2020-12-31
CR2.334.000.01 | Water Meters | Water | KY-Center Ridge 2-W | 334001 Water - Meters and Installation - 10 Years | 4908.47 | 2020-12-31
CR4.334.000.01 | Meter Rehab | Water | KY-Center Ridge 4-W | 334001 Water - Meters and Installation - 10 Years | 2004 | 2022-01-01
CR1.334.000.02 | New Meter & Pipes | Water | KY-Center Ridge-W | 334001 Water - Meters and Installation - 10 Years | 4803.94 | 2022-01-01
CR.340.000.01 | Acquisiton - 2018 Annual Report Office Furniture & Equip | Water | KY-Center Ridge-W | 340004 Water - Office Furniture and Equip - 20 Years | 4795.41 | 2020-05-31
CR4.346.000.01 | Mission Unit | Water | KY-Center Ridge 4-W | 346000 Water - Communication Equip | 1155 | 2020-12-31
CR3.346.000.01 | Mission Unit | Water | KY-Center Ridge 3-W | 346000 Water - Communication Equip | 5000 | 2020-12-31
CR2.346.000.01 | Mission Unit | Water | KY-Center Ridge 2-W | 346000 Water - Communication Equip | 700 | 2020-12-31
CR1.346.000.01 | Mission Unit | Water | KY-Center Ridge-W | 346000 Water - Communication Equip | 730 | 2020-12-31
LH.303.000.01 | Acquisition Purchase Acctg - 2018 Annual Report - Misc Intangible Plant | Wastewater | KY-LH Treatment-WW | 351001 Sewer - Organization - 0 Years | 3700 | 2019-09-30 | 0
RB.303.000.01 | Acquisition - 2018 Annual Report Misc Intangible Plant | Wastewater | KY-River Bluffs-WW | 351001 Sewer - Organization - 0 Years | 16623 | 2020-05-31 | 0
AV.370.000.01 | Acquisition - Closing Costs | Wastewater | KY-Airview-WW | 353000 Sewer - Land and Land Rights | 1756 | 2019-09-30
PR.370.000.01 | Acquisition Purchase Acctg - Closing Costs | Wastewater | KY-Persimmon Ridge-WW | 353000 Sewer - Land and Land Rights | 1466 | 2019-09-30
PR.310.100.01 | Acquisition Purchase Acctg - 2018 Annual Report - Land & Land Rights | Wastewater | KY-Persimmon Ridge-WW | 353000 Sewer - Land and Land Rights | 27650 | 2019-09-30 | 0
LH.370.000.01 | Acquisition Purchase Acctg - Closing Costs | Wastewater | KY-LH Treatment-WW | 353000 Sewer - Land and Land Rights | 1712.86 | 2019-09-30 | 0
LH.310.100.01 | Acquisition Purchase Acctg - 2018 Annual Report - Land & Land Rights | Wastewater | KY-LH Treatment-WW | 353000 Sewer - Land and Land Rights | 20000 | 2019-09-30 | 0
LC.370.000.01 | Acquisition Purchase Acctg - Closing Costs | Wastewater | KY-Lake Columbia-WW | 353000 Sewer - Land and Land Rights | 1077.25 | 2019-09-30 | 0
KW.370.000.01 | Acquisition Purchase Acctg - Closing Costs | Wastewater | KY-Kingswood-WW | 353000 Sewer - Land and Land Rights | 803 | 2019-09-30 | 0
KW.310.100.01 | Acquisition Purchase Acctg - 2018 Annual Report - Land & Land Rights | Wastewater | KY-Kingswood-WW | 353000 Sewer - Land and Land Rights | 2600 | 2019-09-30 | 0
GO.370.000.01 | Acquisition Purchase Acctg - Closing Costs | Wastewater | KY-Great Oaks-WW | 353000 Sewer - Land and Land Rights | 702.7 | 2019-09-30 | 0
GA.370.000.01 | Acquisition Purchase Acctg - Closing Costs | Wastewater | KY-Golden Acres-WW | 353000 Sewer - Land and Land Rights | 702.7 | 2019-09-30 | 0
FR.370.000.01 | Acquisition Purchase Acctg - Closing Costs | Wastewater | KY-Fox Run-WW | 353000 Sewer - Land and Land Rights | 958.2 | 2019-09-30 | 0
BR.370.000.01 | Acquisition Purchase Acctg - Closing Costs | Wastewater | KY-Brocklyn-WW | 353000 Sewer - Land and Land Rights | 1577.96 | 2019-09-30 | 0
RB.310.100.02 | Acquisition Purchase Acctg - Allocated Easement appraisal | Wastewater | KY-River Bluffs-WW | 353000 Sewer - Land and Land Rights | 56953.75 | 2020-05-31 | 0
RB.310.100.01 | Acquisition Purchase Acctg - Allocated Plant Land appraisal | Wastewater | KY-River Bluffs-WW | 353000 Sewer - Land and Land Rights | 33729.89 | 2020-05-31 | 0
MR.370.100.01 | Acquisition - Oxidation Lagoon Land allocated from Flinn Eng Valuation Rpt | Wastewater | KY-Marshall Ridge-WW | 353000 Sewer - Land and Land Rights | 2196.3 | 2020-12-31 | 0
MR.370.000.01 | Acquisition - Closing Costs | Wastewater | KY-Marshall Ridge-WW | 353000 Sewer - Land and Land Rights | 12655.6 | 2020-12-31 | 0
CP.370.100.01 | Acquisition - Land Rights - Lagoon alloc from Flinn Eval Rpt | Wastewater | KY-Carriage Park-WW | 353000 Sewer - Land and Land Rights | 211.22 | 2020-12-31 | 0
CP.370.000.01 | Acquisition - Closing Costs | Wastewater | KY-Carriage Park-WW | 353000 Sewer - Land and Land Rights | 12641.63 | 2020-12-31 | 0
AP.370.100.01 | Acquisition - Land Rights - Lagoon alloc from Flinn Eval Rpt | Wastewater | KY-Arcadia Pines-WW | 353000 Sewer - Land and Land Rights | 1181.59 | 2020-12-31 | 0
AP.370.000.01 | Acquisition - Closing Costs | Wastewater | KY-Arcadia Pines-WW | 353000 Sewer - Land and Land Rights | 10707.89 | 2020-12-31 | 0
SC.310.100.01 | Acquisition - Closing Costs | Wastewater | KY-Springcrest-WW | 353000 Sewer - Land and Land Rights | 521 | 2021-02-28 | 0
HH.310.100.02 | Land & Land Rights | Wastewater | KY-Herrington Haven-WW | 353000 Sewer - Land and Land Rights | 500 | 2021-02-28 | 0
HH.310.100.01 | Land & Land Rights | Wastewater | KY-Herrington Haven-WW | 353000 Sewer - Land and Land Rights | 855 | 2021-02-28 | 0
DP.310.100.03 | Acquisition - Pro-rated from appraisal | Wastewater | KY-Delaplain Disposal-WW | 353000 Sewer - Land and Land Rights | 135214.54 | 2021-02-28 | 0
DP.310.100.02 | Acquisition - Pro-rated from appraisal | Wastewater | KY-Delaplain Disposal-WW | 353000 Sewer - Land and Land Rights | 472557.48 | 2021-02-28 | 0
DP.310.100.01 | Acquisition - Closing Costs | Wastewater | KY-Delaplain Disposal-WW | 353000 Sewer - Land and Land Rights | 10464.47 | 2021-02-28 | 0
WA.310.100.01 | Acquisition - 2018 Annual Report Closing Costs | Wastewater | KY-Woodland Acres-WW | 353000 Sewer - Land and Land Rights | 1494 | 2021-04-01 | 0
AV.370.100.01 | Clear Lagoon Berm | Wastewater | KY-Airview-WW | 353000 Sewer - Land and Land Rights | 35000 | 2021-06-01 | 0
LH.370.000.02 | Site Work | Wastewater | KY-LH Treatment-WW | 353000 Sewer - Land and Land Rights | 14784 | 2021-07-31 | 0
DP.310.000.04 | Earnest Money for Acquisition | Wastewater | KY-Delaplain Disposal-WW | 353000 Sewer - Land and Land Rights | 22000 | 2022-01-01 | 0
DC.370.000.01 | Acquisition Purchase Acctg - Closing Costs | Wastewater | KY-Darlington Creek-WW | 353000 Sewer - Land and Land Rights | 4120 | 2022-03-31 | 0
LH.311.000.01 | Acquisition Purchase Acctg - 2018 Annual Report - Structures & Improvements | Wastewater | KY-LH Treatment-WW | 354004 Sewer - S&I - 30 Years | 1924 | 2019-09-30 | 0
KW.311.000.01 | Acquisition Purchase Acctg - 2018 Annual Report - Structures & Improvements | Wastewater | KY-Kingswood-WW | 354004 Sewer - S&I - 30 Years | 72811.3 | 2019-09-30 | 0
AV.311.000.06 | Structures & Improvements - Sewer | Wastewater | KY-Airview-WW | 354004 Sewer - S&I - 30 Years | 1072.49 | 2020-01-31 | 0
AV.311.000.01 | Plant Cleanup | Wastewater | KY-Airview-WW | 354004 Sewer - S&I - 30 Years | 4539.26 | 2020-01-31 | 0
LC.311.000.01 | Upgrade to Plant Structure | Wastewater | KY-Lake Columbia-WW | 354004 Sewer - S&I - 30 Years | 843.06 | 2020-01-31 | 0
KW.311.000.03 | Plant Structure Upgrades | Wastewater | KY-Kingswood-WW | 354004 Sewer - S&I - 30 Years | 10201.13 | 2020-01-31 | 0
GO.311.000.01 | Refurbish plant grounds | Wastewater | KY-Great Oaks-WW | 354004 Sewer - S&I - 30 Years | 1012.5 | 2020-01-31 | 0
GA.311.000.01 | Rock for Road | Wastewater | KY-Golden Acres-WW | 354004 Sewer - S&I - 30 Years | 6447.12 | 2020-01-31 | 0
FR.311.000.01 | Plant & Site Cleanup | Wastewater | KY-Fox Run-WW | 354004 Sewer - S&I - 30 Years | 3768.46 | 2020-01-31 | 0
BR.311.000.01 | Site Cleanup | Wastewater | KY-Brocklyn-WW | 354004 Sewer - S&I - 30 Years | 4043.08 | 2020-01-31 | 0
AV.311.000.02 | Rehab Handrail | Wastewater | KY-Airview-WW | 354004 Sewer - S&I - 30 Years | 3367.25 | 2020-02-29 | 0
AV.311.000.03 | Site Cleanup | Wastewater | KY-Airview-WW | 354004 Sewer - S&I - 30 Years | 735 | 2020-03-31 | 0
PR.311.000.01 | Refurbish plant gate | Wastewater | KY-Persimmon Ridge-WW | 354004 Sewer - S&I - 30 Years | 175 | 2020-03-31 | 0
LC.311.000.02 | Upgrade to Plant Structure | Wastewater | KY-Lake Columbia-WW | 354004 Sewer - S&I - 30 Years | 8138.25 | 2020-03-31 | 0
KW.311.000.02 | Plant Structure Upgrades | Wastewater | KY-Kingswood-WW | 354004 Sewer - S&I - 30 Years | 6771.76 | 2020-03-31 | 0
FR.311.000.02 | Fencing & Road Updates | Wastewater | KY-Fox Run-WW | 354004 Sewer - S&I - 30 Years | 6778.28 | 2020-03-31 | 0
BR.311.000.02 | New Walkway | Wastewater | KY-Brocklyn-WW | 354004 Sewer - S&I - 30 Years | 6438.04 | 2020-03-31 | 0
AV.311.000.04 | Safety Rails/Walkways for Aeration tank and Clarifier | Wastewater | KY-Airview-WW | 354004 Sewer - S&I - 30 Years | 6088.88 | 2020-04-30 | 0
RB.311.000.01 | Operations | Wastewater | KY-River Bluffs-WW | 354004 Sewer - S&I - 30 Years | 2575 | 2020-05-31 | 0
AV.311.000.05 | Safety Rails/Walkways for Aeration tank and Clarifier | Wastewater | KY-Airview-WW | 354004 Sewer - S&I - 30 Years | 26168.26 | 2020-06-30 | 0
PR.311.000.02 | Gravel Road Rehab | Wastewater | KY-Persimmon Ridge-WW | 354004 Sewer - S&I - 30 Years | 8843.5 | 2020-06-30 | 0
LH.311.000.02 | Safety Rails | Wastewater | KY-LH Treatment-WW | 354004 Sewer - S&I - 30 Years | 614.62 | 2020-06-30 | 0
GO.311.000.02 | Plant structure upgrades - paint, tank coating, floor work | Wastewater | KY-Great Oaks-WW | 354004 Sewer - S&I - 30 Years | 6600.47 | 2020-06-30 | 0
TL.311.000.01 | Site Work | Wastewater | KY-Timberland-WW | 354004 Sewer - S&I - 30 Years | 560 | 2020-12-31 | 0
RB.311.000.05 | Grading/Cleanup | Wastewater | KY-River Bluffs-WW | 354004 Sewer - S&I - 30 Years | 15000 | 2020-12-31 | 0
RB.311.000.04 | Structural steel and cat walks | Wastewater | KY-River Bluffs-WW | 354004 Sewer - S&I - 30 Years | 25265 | 2020-12-31 | 0
RB.311.000.03 | Installed conduit and lighting over aeration two | Wastewater | KY-River Bluffs-WW | 354004 Sewer - S&I - 30 Years | 6856.18 | 2020-12-31 | 0
RB.311.000.02 | new cross supports & grating on digester | Wastewater | KY-River Bluffs-WW | 354004 Sewer - S&I - 30 Years | 17529.1 | 2020-12-31 | 0
PR.311.000.03 | install gate & put fence around perimeter | Wastewater | KY-Persimmon Ridge-WW | 354004 Sewer - S&I - 30 Years | 5470.95 | 2020-12-31 | 0
LC.311.000.03 | Site improvements | Wastewater | KY-Lake Columbia-WW | 354004 Sewer - S&I - 30 Years | 12881.85 | 2020-12-31 | 0
KW.311.000.04 | Sitework | Wastewater | KY-Kingswood-WW | 354004 Sewer - S&I - 30 Years | 7822.16 | 2020-12-31 | 0
GO.311.000.03 | Gate | Wastewater | KY-Great Oaks-WW | 354004 Sewer - S&I - 30 Years | 2221 | 2020-12-31 | 0
GA.311.000.02 | Sitework | Wastewater | KY-Golden Acres-WW | 354004 Sewer - S&I - 30 Years | 1494.24 | 2020-12-31 | 0
FR.311.000.03 | Acquisition - Legal & Engineering | Wastewater | KY-Fox Run-WW | 354004 Sewer - S&I - 30 Years | 23977.79 | 2020-12-31 | 0
BR.311.000.03 | equipment/operator rate, pumping of lagoon, disposal fee | Wastewater | KY-Brocklyn-WW | 354004 Sewer - S&I - 30 Years | 226484.87 | 2020-12-31 | 0
AV.311.000.07 | Fencing | Wastewater | KY-Airview-WW | 354004 Sewer - S&I - 30 Years | 25000 | 2021-02-28 | 0
DP.311.000.01 | Acquisition - 2019 Annual Report Structures & Improv | Wastewater | KY-Delaplain Disposal-WW | 354004 Sewer - S&I - 30 Years | 16534 | 2021-02-28 | 16534
WA.311.000.01 | Grating to Eliminate Fall Hazard | Wastewater | KY-Woodland Acres-WW | 354004 Sewer - S&I - 30 Years | 1500 | 2021-06-01 | 0
RB.311.000.06 | Rehab Building | Wastewater | KY-River Bluffs-WW | 354004 Sewer - S&I - 30 Years | 4000 | 2021-06-01 | 0
HH.311.000.02 | Structural Grating & Hand Rails | Wastewater | KY-Herrington Haven-WW | 354004 Sewer - S&I - 30 Years | 4000 | 2021-06-01 | 0
HH.311.000.01 | Gravel Driveway | Wastewater | KY-Herrington Haven-WW | 354004 Sewer - S&I - 30 Years | 2000 | 2021-06-01 | 0
KW.311.000.05 | Paint & Weld Handrails | Wastewater | KY-Kingswood-WW | 354004 Sewer - S&I - 30 Years | 2485 | 2021-07-31 | 0
AV.311.000.08 | Sludge Holding Tank Renovation | Wastewater | KY-Airview-WW | 354004 Sewer - S&I - 30 Years | 7000 | 2021-09-01 | 0
CP.311.000.01 | Access Road | Wastewater | KY-Carriage Park-WW | 354004 Sewer - S&I - 30 Years | 13403 | 2021-10-01 | 0
TL.311.000.02 | Treatment Facility Refurbishment | Wastewater | KY-Timberland-WW | 354004 Sewer - S&I - 30 Years | 60935 | 2021-11-01 | 0
PR.311.000.04 | Fencing | Wastewater | KY-Persimmon Ridge-WW | 354004 Sewer - S&I - 30 Years | 6605 | 2021-11-01 | 0
LC.311.000.04 | Sludge Holding Tank & Blower | Wastewater | KY-Lake Columbia-WW | 354004 Sewer - S&I - 30 Years | 30986 | 2021-11-01 | 0
GO.311.000.04 | Sludge Holding Tank | Wastewater | KY-Great Oaks-WW | 354004 Sewer - S&I - 30 Years | 17136 | 2021-11-01 | 0
GO. 311.000.05 | painting steps & handrails | Wastewater | KY-Great Oaks-WW | 354004 Sewer - S&I - 30 Years | 980 | 2022-01-01 | 0
AV.311.000.09 | Site Cleanup | Wastewater | KY-Airview-WW | 354004 Sewer - S&I - 30 Years | 19765.38 | 2022-01-01 | 0
WA.311.000.02 | Reseeding aeration bay with seed sludge | Wastewater | KY-Woodland Acres-WW | 354004 Sewer - S&I - 30 Years | 1390 | 2022-01-01 | 0
TL.311.000.03 | Site work | Wastewater | KY-Timberland-WW | 354004 Sewer - S&I - 30 Years | 28233.96 | 2022-01-01 | 0
RB.311.000.09 | Site Cleanup | Wastewater | KY-River Bluffs-WW | 354004 Sewer - S&I - 30 Years | 1440.12 | 2022-01-01 | 0
RB.311.000.07 | Bar Grating, riprap, construction materials | Wastewater | KY-River Bluffs-WW | 354004 Sewer - S&I - 30 Years | 62113.82 | 2022-01-01 | 0
PR.311.000.05 | Site Work | Wastewater | KY-Persimmon Ridge-WW | 354004 Sewer - S&I - 30 Years | 4889.01 | 2022-01-01 | 0
LH.311.000.03 | Site Work | Wastewater | KY-LH Treatment-WW | 354004 Sewer - S&I - 30 Years | 2532 | 2022-01-01 | 0
LC.311.000.05 | Site Work; fence, paint tank | Wastewater | KY-Lake Columbia-WW | 354004 Sewer - S&I - 30 Years | 24867.89 | 2022-01-01 | 0
KW.311.000.06 | Site work cleanup | Wastewater | KY-Kingswood-WW | 354004 Sewer - S&I - 30 Years | 5812.25 | 2022-01-01 | 0
GA.311.000.04 | patch cracks/add concrete around colvert & driveway | Wastewater | KY-Golden Acres-WW | 354004 Sewer - S&I - 30 Years | 2612.52 | 2022-01-01 | 0
GA.311.000.03 | Concrete Pad for Blower | Wastewater | KY-Golden Acres-WW | 354004 Sewer - S&I - 30 Years | 2766.66 | 2022-01-01 | 0
FR.311.000.05 | Built new Shed | Wastewater | KY-Fox Run-WW | 354004 Sewer - S&I - 30 Years | 3129.94 | 2022-01-01 | 0
FR.311.000.04 | Site work Cleanup | Wastewater | KY-Fox Run-WW | 354004 Sewer - S&I - 30 Years | 22203.04 | 2022-01-01 | 0
BR.311.000.04 | New Control Panel | Wastewater | KY-Brocklyn-WW | 354004 Sewer - S&I - 30 Years | 9035.87 | 2022-01-01 | 0
AV.352.100.06 | Collection Sewers - Force | Wastewater | KY-Airview-WW | 360001 Sewer - Collection Sewers - Force - 50 Years | 14609.91 | 2020-01-31 | 0
AV.352.100.01 | Treatment & Disposal Equipment | Wastewater | KY-Airview-WW | 360001 Sewer - Collection Sewers - Force - 50 Years | 19031.46 | 2020-01-31 | 0
PR.352.100.01 | Alarms at 3 lift Stations | Wastewater | KY-Persimmon Ridge-WW | 360001 Sewer - Collection Sewers - Force - 50 Years | 825.02 | 2020-01-31 | 0
LC.352.100.01 | Refurbish and jet sewer lines | Wastewater | KY-Lake Columbia-WW | 360001 Sewer - Collection Sewers - Force - 50 Years | 18510.04 | 2020-01-31 | 0
KW.352.100.01 | Recondition sewer lines/LS | Wastewater | KY-Kingswood-WW | 360001 Sewer - Collection Sewers - Force - 50 Years | 10085.68 | 2020-01-31 | 0
GO.352.100.01 | LS Refurbishment | Wastewater | KY-Great Oaks-WW | 360001 Sewer - Collection Sewers - Force - 50 Years | 15049.45 | 2020-01-31 | 0
GA.352.100.01 | Smoke test TREKK | Wastewater | KY-Golden Acres-WW | 360001 Sewer - Collection Sewers - Force - 50 Years | 5316.28 | 2020-01-31 | 0
FR.352.100.01 | LS Rehab | Wastewater | KY-Fox Run-WW | 360001 Sewer - Collection Sewers - Force - 50 Years | 16629.16 | 2020-01-31 | 0
BR.352.100.01 | Jet Sewer Lines | Wastewater | KY-Brocklyn-WW | 360001 Sewer - Collection Sewers - Force - 50 Years | 6392.6 | 2020-01-31 | 0
AV.352.100.02 | Manhole Risers | Wastewater | KY-Airview-WW | 360001 Sewer - Collection Sewers - Force - 50 Years | 19742.71 | 2020-02-29 | 0
AV.352.100.03 | Acquisition - Legal & Engineering | Wastewater | KY-Airview-WW | 360001 Sewer - Collection Sewers - Force - 50 Years | 105024.1 | 2020-03-31 | 0
PR.352.100.03 | Acquisition - Legal & Engineering | Wastewater | KY-Persimmon Ridge-WW | 360001 Sewer - Collection Sewers - Force - 50 Years | 155688.63 | 2020-03-31 | 0
PR.352.100.02 | Manhole/LS Project | Wastewater | KY-Persimmon Ridge-WW | 360001 Sewer - Collection Sewers - Force - 50 Years | 1203 | 2020-03-31 | 0
LH.352.100.01 | Acquisition - Legal & Engineering | Wastewater | KY-LH Treatment-WW | 360001 Sewer - Collection Sewers - Force - 50 Years | 152948.71 | 2020-03-31 | 0
LC.352.100.03 | Acquisition - Legal & Engineering | Wastewater | KY-Lake Columbia-WW | 360001 Sewer - Collection Sewers - Force - 50 Years | 80421.01 | 2020-03-31 | 0
LC.352.100.02 | Manhole/LS Project | Wastewater | KY-Lake Columbia-WW | 360001 Sewer - Collection Sewers - Force - 50 Years | 1448 | 2020-03-31 | 0
KW.352.100.02 | Acquisition - Legal & Engineering | Wastewater | KY-Kingswood-WW | 360001 Sewer - Collection Sewers - Force - 50 Years | 91493.54 | 2020-03-31 | 0
GO.352.100.02 | Acquisition - Legal & Engineering | Wastewater | KY-Great Oaks-WW | 360001 Sewer - Collection Sewers - Force - 50 Years | 73057.42 | 2020-03-31 | 0
GA.352.100.02 | Acquisition - Legal & Engineering | Wastewater | KY-Golden Acres-WW | 360001 Sewer - Collection Sewers - Force - 50 Years | 96822.59 | 2020-03-31 | 0
FR.352.100.02 | Acquisition - Legal & Engineering | Wastewater | KY-Fox Run-WW | 360001 Sewer - Collection Sewers - Force - 50 Years | 97577.98 | 2020-03-31 | 0
BR.352.100.02 | Acquisition - Legal & Engineering | Wastewater | KY-Brocklyn-WW | 360001 Sewer - Collection Sewers - Force - 50 Years | 72719.76 | 2020-03-31 | 0
FR.352.100.03 | Acquisition - Legal & Engineering | Wastewater | KY-Fox Run-WW | 360001 Sewer - Collection Sewers - Force - 50 Years | 724 | 2020-04-30 | 0
BR.352.100.03 | Acquisition - Legal & Engineering | Wastewater | KY-Brocklyn-WW | 360001 Sewer - Collection Sewers - Force - 50 Years | 327.68 | 2020-04-30 | 0
KW.352.100.03 | Check Valves | Wastewater | KY-Kingswood-WW | 360001 Sewer - Collection Sewers - Force - 50 Years | 700 | 2020-05-31 | 0
RB.352.100.01 | LS Work | Wastewater | KY-River Bluffs-WW | 360001 Sewer - Collection Sewers - Force - 50 Years | 6821.37 | 2020-06-30 | 0
PR.352.100.04 | LS work | Wastewater | KY-Persimmon Ridge-WW | 360001 Sewer - Collection Sewers - Force - 50 Years | 5012.58 | 2020-06-30 | 0
GO.352.100.03 | Refurbish LS/clairifier | Wastewater | KY-Great Oaks-WW | 360001 Sewer - Collection Sewers - Force - 50 Years | 1820 | 2020-06-30 | 0
GA.352.100.03 | Build LS Control Panels | Wastewater | KY-Golden Acres-WW | 360001 Sewer - Collection Sewers - Force - 50 Years | 4179.71 | 2020-06-30 | 0
GO.352.100.06 | Weld and installed lift station force main | Wastewater | KY-Great Oaks-WW | 360001 Sewer - Collection Sewers - Force - 50 Years | 4987.96 | 2020-12-31 | 0
GO.352.100.05 | Site work, Lateral refurbishment | Wastewater | KY-Great Oaks-WW | 360001 Sewer - Collection Sewers - Force - 50 Years | 3480 | 2020-12-31 | 0
GO.352.100.04 | Ran push camera in sewer lines | Wastewater | KY-Great Oaks-WW | 360001 Sewer - Collection Sewers - Force - 50 Years | 2335 | 2020-12-31 | 0
AV.352.100.05 | Collection Sewers - Force | Wastewater | KY-Airview-WW | 360001 Sewer - Collection Sewers - Force - 50 Years | 3493.18 | 2021-01-31 | 0
AV.352.100.04 | Collection Sewers - Force | Wastewater | KY-Airview-WW | 360001 Sewer - Collection Sewers - Force - 50 Years | 12964.67 | 2021-01-31 | 0
TL.352.100.02 | Acquisition - Legal & Engineering | Wastewater | KY-Timberland-WW | 360001 Sewer - Collection Sewers - Force - 50 Years | 53664.49 | 2021-01-31 | 0
TL.352.100.01 | Acquisition - Legal & Engineering | Wastewater | KY-Timberland-WW | 360001 Sewer - Collection Sewers - Force - 50 Years | 12100 | 2021-01-31 | 0
RB.352.100.03 | Acquisition - Legal & Engineering | Wastewater | KY-River Bluffs-WW | 360001 Sewer - Collection Sewers - Force - 50 Years | 68883.19 | 2021-01-31 | 0
RB.352.100.02 | Acquisition - Legal & Engineering | Wastewater | KY-River Bluffs-WW | 360001 Sewer - Collection Sewers - Force - 50 Years | 30670 | 2021-01-31 | 0
PR.352.100.06 | Acquisition - Legal & Engineering | Wastewater | KY-Persimmon Ridge-WW | 360001 Sewer - Collection Sewers - Force - 50 Years | 1317.34 | 2021-01-31 | 0
PR.352.100.05 | Acquisition - Legal & Engineering | Wastewater | KY-Persimmon Ridge-WW | 360001 Sewer - Collection Sewers - Force - 50 Years | 71869.47 | 2021-01-31 | 0
MR.352.100.01 | Acquisition - Legal & Engineering | Wastewater | KY-Marshall Ridge-WW | 360001 Sewer - Collection Sewers - Force - 50 Years | 10213.85 | 2021-01-31 | 0
LH.352.100.03 | Acquisition - Legal & Engineering | Wastewater | KY-LH Treatment-WW | 360001 Sewer - Collection Sewers - Force - 50 Years | 2712.59 | 2021-01-31 | 0
LH.352.100.02 | Acquisition - Legal & Engineering | Wastewater | KY-LH Treatment-WW | 360001 Sewer - Collection Sewers - Force - 50 Years | 12105.96 | 2021-01-31 | 0
LC.352.100.05 | Acquisition - Legal & Engineering | Wastewater | KY-Lake Columbia-WW | 360001 Sewer - Collection Sewers - Force - 50 Years | 1308.34 | 2021-01-31 | 0
LC.352.100.04 | Acquisition - Legal & Engineering | Wastewater | KY-Lake Columbia-WW | 360001 Sewer - Collection Sewers - Force - 50 Years | 5928.33 | 2021-01-31 | 0
KW.352.100.05 | Acquisition - Legal & Engineering | Wastewater | KY-Kingswood-WW | 360001 Sewer - Collection Sewers - Force - 50 Years | 2227.34 | 2021-01-31 | 0
KW.352.100.04 | Acquisition - Legal & Engineering | Wastewater | KY-Kingswood-WW | 360001 Sewer - Collection Sewers - Force - 50 Years | 5250 | 2021-01-31 | 0
GO.352.100.08 | Acquisition - Legal & Engineering | Wastewater | KY-Great Oaks-WW | 360001 Sewer - Collection Sewers - Force - 50 Years | 3625.85 | 2021-01-31 | 0
GO.352.100.07 | Acquisition - Legal & Engineering | Wastewater | KY-Great Oaks-WW | 360001 Sewer - Collection Sewers - Force - 50 Years | 5855 | 2021-01-31 | 0
GA.352.100.04 | Acquisition - Legal & Engineering | Wastewater | KY-Golden Acres-WW | 360001 Sewer - Collection Sewers - Force - 50 Years | 5854.51 | 2021-01-31 | 0
FR.352.100.04 | Acquisition - Legal & Engineering | Wastewater | KY-Fox Run-WW | 360001 Sewer - Collection Sewers - Force - 50 Years | 4838.33 | 2021-01-31 | 0
CP.352.100.01 | Collection Sewers - Force | Wastewater | KY-Carriage Park-WW | 360001 Sewer - Collection Sewers - Force - 50 Years | 10792.29 | 2021-01-31 | 0
BR.352.100.06 | Collection Sewers - Force | Wastewater | KY-Brocklyn-WW | 360001 Sewer - Collection Sewers - Force - 50 Years | 1038.26 | 2021-01-31 | 0
BR.352.100.05 | Collection Sewers - Force | Wastewater | KY-Brocklyn-WW | 360001 Sewer - Collection Sewers - Force - 50 Years | 12751.32 | 2021-01-31 | 0
AP.352.100.01 | Collection Sewers - Force | Wastewater | KY-Arcadia Pines-WW | 360001 Sewer - Collection Sewers - Force - 50 Years | 14650.16 | 2021-01-31 | 0
WA.352.100.01 | Acquisition - 2018 Annual Report Collections Sewers - Force | Wastewater | KY-Woodland Acres-WW | 360001 Sewer - Collection Sewers - Force - 50 Years | 11218 | 2021-04-01 | 11218
GA.352.100.06 | Collection System Rehab | Wastewater | KY-Golden Acres-WW | 360001 Sewer - Collection Sewers - Force - 50 Years | 15811 | 2021-08-01 | 0
SC.352.100.01 | Acquisition - Legal & Engineering | Wastewater | KY-Springcrest-WW | 360001 Sewer - Collection Sewers - Force - 50 Years | 46216.06 | 2021-10-31 | 0
TL.352.100.03 | LS Rehab | Wastewater | KY-Timberland-WW | 360001 Sewer - Collection Sewers - Force - 50 Years | 15464.34 | 2022-01-01 | 0
LH.352.200.01 | Acquisition Purchase Acctg - 2018 Annual Report - Collection Sewers-Gravity | Wastewater | KY-LH Treatment-WW | 361001 Sewer - Collection Sewers - Gravity - 50 Years | 242051 | 2019-09-30 | 0
KW.352.200.01 | Acquisition Purchase Acctg - 2018 Annual Report - Collection Sewers-Gravity | Wastewater | KY-Kingswood-WW | 361001 Sewer - Collection Sewers - Gravity - 50 Years | 122523.41 | 2019-09-30 | 0
GO.352.200.01 | Acquisition Purchase Acctg - 2016 Annual Report - Collection Sewers Gravity | Wastewater | KY-Great Oaks-WW | 361001 Sewer - Collection Sewers - Gravity - 50 Years | 98244.59 | 2019-09-30 | 0
GA.352.200.01 | Acquisition Purchase Acctg - 2016 Annual Report - Collection Sewers Gravity | Wastewater | KY-Golden Acres-WW | 361001 Sewer - Collection Sewers - Gravity - 50 Years | 98244.6 | 2019-09-30 | 0
LC.352.200.01 | Acquisition Purchase Acctg - 2018 Annual Report - Collection Sewers-Gravity | Wastewater | KY-Lake Columbia-WW | 361001 Sewer - Collection Sewers - Gravity - 50 Years | 60000 | 2019-09-30 | 60000
PR.352.200.01 | Install manhole risers | Wastewater | KY-Persimmon Ridge-WW | 361001 Sewer - Collection Sewers - Gravity - 50 Years | 1120 | 2020-09-30 | 0
LC.352.200.02 | Pump Holding Tank at lift station | Wastewater | KY-Lake Columbia-WW | 361001 Sewer - Collection Sewers - Gravity - 50 Years | 1365 | 2020-09-30 | 0
MR.352.200.01 | Acquistion - Collection Sewers-Gravity allocated from Flinn Eng Val Rpt | Wastewater | KY-Marshall Ridge-WW | 361001 Sewer - Collection Sewers - Gravity - 50 Years | 12570.04 | 2020-12-31 | 0
LH.352.200.02 | Clean Collection System | Wastewater | KY-LH Treatment-WW | 361001 Sewer - Collection Sewers - Gravity - 50 Years | 18729.43 | 2020-12-31 | 0
CP.352.200.01 | Acquisition - Gravity Sewer & Manholes alloc from Flinn Evaluation Rpt | Wastewater | KY-Carriage Park-WW | 361001 Sewer - Collection Sewers - Gravity - 50 Years | 4397.02 | 2020-12-31 | 0
AP.352.200.01 | Acquisition - Gravity Sewer & Manholes alloc from Flinn Evaluation Rpt | Wastewater | KY-Arcadia Pines-WW | 361001 Sewer - Collection Sewers - Gravity - 50 Years | 10402.71 | 2020-12-31 | 0
SC.352.200.02 | Acquisition - Allocated Value from Engineering Report | Wastewater | KY-Springcrest-WW | 361001 Sewer - Collection Sewers - Gravity - 50 Years | 15000 | 2021-02-28 | 0
SC.352.200.01 | Acquisition - 2019 Annual Report Collection Sewer - Gravity | Wastewater | KY-Springcrest-WW | 361001 Sewer - Collection Sewers - Gravity - 50 Years | 82500 | 2021-02-28 | 0
HH.352.200.02 | Collection Sewers - Gravity | Wastewater | KY-Herrington Haven-WW | 361001 Sewer - Collection Sewers - Gravity - 50 Years | 14500 | 2021-02-28 | 0
DP.352.200.01 | Acquisition - 2019 Annual Report Collection Sewer - Gravity | Wastewater | KY-Delaplain Disposal-WW | 361001 Sewer - Collection Sewers - Gravity - 50 Years | 573623 | 2021-02-28 | 0
HH.352.200.01 | Collection Sewers - Gravity | Wastewater | KY-Herrington Haven-WW | 361001 Sewer - Collection Sewers - Gravity - 50 Years | 10008 | 2021-02-28 | 10008
WA.352.200.01 | Acquisition - 2018 Annual Report Collections Sewers - Gravity | Wastewater | KY-Woodland Acres-WW | 361001 Sewer - Collection Sewers - Gravity - 50 Years | 169761 | 2021-04-01 | 0
MR.352.200.02 | Acquisition - Legal & Engineering | Wastewater | KY-Marshall Ridge-WW | 361001 Sewer - Collection Sewers - Gravity - 50 Years | 43474.94 | 2021-04-30 | 0
CP.352.200.02 | Acquisition - Legal & Engineering | Wastewater | KY-Carriage Park-WW | 361001 Sewer - Collection Sewers - Gravity - 50 Years | 51269.23 | 2021-06-30 | 0
AP.352.200.02 | Acquisition - Legal & Engineering | Wastewater | KY-Arcadia Pines-WW | 361001 Sewer - Collection Sewers - Gravity - 50 Years | 54222.27 | 2021-06-30 | 0
WA.352.200.03 | Acquisition - Legal & Engineering | Wastewater | KY-Woodland Acres-WW | 361001 Sewer - Collection Sewers - Gravity - 50 Years | 60572.65 | 2021-10-31 | 0
HH.352.200.03 | Acquisition - Legal & Engineering | Wastewater | KY-Herrington Haven-WW | 361001 Sewer - Collection Sewers - Gravity - 50 Years | 61187.64 | 2021-10-31 | 0
DP.352.200.02 | Acquisition - Legal & Engineering | Wastewater | KY-Delaplain Disposal-WW | 361001 Sewer - Collection Sewers - Gravity - 50 Years | 62945.12 | 2021-10-31 | 0
FR.352.200.01 | Rehab Leaks | Wastewater | KY-Fox Run-WW | 361001 Sewer - Collection Sewers - Gravity - 50 Years | 4962.32 | 2022-01-01 | 0
DC.352.200.01 | Legal & Engineering | Wastewater | KY-Darlington Creek-WW | 361001 Sewer - Collection Sewers - Gravity - 50 Years | 125152.03 | 2022-11-30 | 0
RB.353.000.01 | Acquisition Purchase Acctg - 2018 Annual Report - Other Collection Plant | Wastewater | KY-River Bluffs-WW | 363000 Sewer - Services to Customers | 304332 | 2020-05-31 | 0
MR.353.000.01 | Acquisition - Laterals allocated from Flinn Eng Valuation Rpt | Wastewater | KY-Marshall Ridge-WW | 363000 Sewer - Services to Customers | 760.05 | 2020-12-31 | 0
CP.353.000.01 | Acquisition - Laterals allocated from Flinn Eng Valuation Rpt | Wastewater | KY-Carriage Park-WW | 363000 Sewer - Services to Customers | 247.75 | 2020-12-31 | 0
AP.353.000.01 | Acquisition - Laterals allocated from Flinn Eng Valuation Rpt | Wastewater | KY-Arcadia Pines-WW | 363000 Sewer - Services to Customers | 633.69 | 2020-12-31 | 0
DP.353.000.01 | Acquisition - 2019 Annual Report Other Collection Facilities | Wastewater | KY-Delaplain Disposal-WW | 363000 Sewer - Services to Customers | 400897 | 2021-02-28 | 0
AV.355.000.01 | Acquisition - Legal & Engineering | Wastewater | KY-Airview-WW | 364002 Sewer - Flow Measuring Devices - 30 Years | 475 | 2020-01-31 | 0
TL.355.000.01 | Flowmeter | Wastewater | KY-Timberland-WW | 364002 Sewer - Flow Measuring Devices - 30 Years | 3405.35 | 2020-12-31 | 0
DP.355.000.01 | Acquisition - 2019 Annual Report Flow Measuring Devices | Wastewater | KY-Delaplain Disposal-WW | 364002 Sewer - Flow Measuring Devices - 30 Years | 2035 | 2021-02-28 | 2035
GA.355.000.01 | Flow Monitor | Wastewater | KY-Golden Acres-WW | 364002 Sewer - Flow Measuring Devices - 30 Years | 7898.73 | 2022-01-01 | 0
GO.363.000.02 | Acquisition Purchase Acctg - Closing Costs | Wastewater | KY-Great Oaks-WW | 371002 Sewer - Pumping Equip - 10 Years | 2601.07 | 2019-09-30 | 0
GA.363.000.02 | Acquisition Purchase Acctg - Closing Costs | Wastewater | KY-Golden Acres-WW | 371002 Sewer - Pumping Equip - 10 Years | 2601.06 | 2019-09-30 | 0
LC.363.000.01 | Acquisition Purchase Acctg - 2018 Annual Report - Electronic Pumping Equip | Wastewater | KY-Lake Columbia-WW | 371002 Sewer - Pumping Equip - 10 Years | 10000 | 2019-09-30 | 10000
FR.363.000.01 | Acquisition Purchase Acctg - 2018 Annual Report - Electronic Pumping Equip | Wastewater | KY-Fox Run-WW | 371002 Sewer - Pumping Equip - 10 Years | 14385 | 2019-09-30 | 14385
AV.363.000.01 | Pumping Equipment | Wastewater | KY-Airview-WW | 371002 Sewer - Pumping Equip - 10 Years | 9047.09 | 2020-01-31 | 9047.09
PR.363.000.01 | Capacitor, check pumps and lift stations | Wastewater | KY-Persimmon Ridge-WW | 371002 Sewer - Pumping Equip - 10 Years | 1681.13 | 2020-01-31 | 0
BR.363.000.01 | Effluent Pump Work | Wastewater | KY-Brocklyn-WW | 371002 Sewer - Pumping Equip - 10 Years | 96.67 | 2020-01-31 | 0
FR.363.000.02 | Refurbish Pump | Wastewater | KY-Fox Run-WW | 371002 Sewer - Pumping Equip - 10 Years | 620 | 2020-01-31 | 620
AV.363.000.02 | Pumping Equipment | Wastewater | KY-Airview-WW | 371002 Sewer - Pumping Equip - 10 Years | 1223.19 | 2020-02-29 | 0
AV.363.000.03 | Pump | Wastewater | KY-Airview-WW | 371002 Sewer - Pumping Equip - 10 Years | 932.5 | 2020-03-31 | 932.5
GO.363.000.01 | Pump for LS | Wastewater | KY-Great Oaks-WW | 371002 Sewer - Pumping Equip - 10 Years | 2676.49 | 2020-03-31 | 0
KW.363.000.01 | LS Pump | Wastewater | KY-Kingswood-WW | 371002 Sewer - Pumping Equip - 10 Years | 3183.24 | 2020-03-31 | 3183.24
AV.363.000.04 | New Motor-Starter for LS | Wastewater | KY-Airview-WW | 371002 Sewer - Pumping Equip - 10 Years | 3583.88 | 2020-04-30 | 3583.88
BR.363.000.02 | Pump | Wastewater | KY-Brocklyn-WW | 371002 Sewer - Pumping Equip - 10 Years | 5363.84 | 2020-04-30 | 0
AV.363.000.05 | New Motor-Starter for Pump | Wastewater | KY-Airview-WW | 371002 Sewer - Pumping Equip - 10 Years | 635 | 2020-06-30 | 0
TL.363.000.01 | LS Pump | Wastewater | KY-Timberland-WW | 371002 Sewer - Pumping Equip - 10 Years | 6565.41 | 2020-06-30 | 0
TL.363.000.02 | Unclog LS Manhole | Wastewater | KY-Timberland-WW | 371002 Sewer - Pumping Equip - 10 Years | 1187.5 | 2020-12-31 | 0
RB.363.000.01 | Pump | Wastewater | KY-River Bluffs-WW | 371002 Sewer - Pumping Equip - 10 Years | 5040.24 | 2020-12-31 | 0
KW.363.000.02 | Pump | Wastewater | KY-Kingswood-WW | 371002 Sewer - Pumping Equip - 10 Years | 399.93 | 2020-12-31 | 399.93
GA.363.000.01 | New Pump | Wastewater | KY-Golden Acres-WW | 371002 Sewer - Pumping Equip - 10 Years | 3878.69 | 2020-12-31 | 3878.69
SC.363.000.01 | Pump Replacement | Wastewater | KY-Springcrest-WW | 371002 Sewer - Pumping Equip - 10 Years | 4627 | 2022-01-01 | 0
RB.363.000.03 | Sludge tank Work | Wastewater | KY-River Bluffs-WW | 371002 Sewer - Pumping Equip - 10 Years | 21504.19 | 2022-01-01 | 0
RB.363.000.02 | LS pump failed- pump & haul from station | Wastewater | KY-River Bluffs-WW | 371002 Sewer - Pumping Equip - 10 Years | 6474.51 | 2022-01-01 | 0
PR.363.000.02 | Rebuilt 2 pumps | Wastewater | KY-Persimmon Ridge-WW | 371002 Sewer - Pumping Equip - 10 Years | 31442.45 | 2022-01-01 | 0
KW.363.000.03 | Pump | Wastewater | KY-Kingswood-WW | 371002 Sewer - Pumping Equip - 10 Years | 10921.24 | 2022-01-01 | 0
FR.363.000.03 | Install Pump Station | Wastewater | KY-Fox Run-WW | 371002 Sewer - Pumping Equip - 10 Years | 28168.13 | 2022-01-01 | 0
DP.363.000.01 | Pump | Wastewater | KY-Delaplain Disposal-WW | 371002 Sewer - Pumping Equip - 10 Years | 23285.39 | 2022-01-01 | 23285.39
AV.372.000.01 | Acquisition Purchase Acctg - 2018 Annual Report - Treatment & Disposal Equip | Wastewater | KY-Airview-WW | 380003 Sewer - Treatment & Disposal Equip - 20 Years | 76579 | 2019-09-30
LH.372.000.02 | Acquisition Purchase Acctg - Treatment & Disposal Equip | Wastewater | KY-LH Treatment-WW | 380003 Sewer - Treatment & Disposal Equip - 20 Years | 195921 | 2019-09-30
LH.372.000.01 | Acquisition Purchase Acctg - Other Treatment & Disposal Equip | Wastewater | KY-LH Treatment-WW | 380003 Sewer - Treatment & Disposal Equip - 20 Years | 10075 | 2019-09-30
AV.372.000.11 | Treatment & Disposal Equipment | Wastewater | KY-Airview-WW | 380003 Sewer - Treatment & Disposal Equip - 20 Years | 3544.76 | 2020-01-31
AV.372.000.10 | Treatment & Disposal Equipment | Wastewater | KY-Airview-WW | 380003 Sewer - Treatment & Disposal Equip - 20 Years | 1439.58 | 2020-01-31
AV.372.000.09 | Treatment & Disposal Equipment | Wastewater | KY-Airview-WW | 380003 Sewer - Treatment & Disposal Equip - 20 Years | 2514.99 | 2020-01-31
AV.372.000.08 | Treatment & Disposal Equipment | Wastewater | KY-Airview-WW | 380003 Sewer - Treatment & Disposal Equip - 20 Years | 2164.16 | 2020-01-31
AV.372.000.03 | Treatment & Disposal Equipment | Wastewater | KY-Airview-WW | 380003 Sewer - Treatment & Disposal Equip - 20 Years | 10018.61 | 2020-01-31
LC.372.000.01 | Chlorine system | Wastewater | KY-Lake Columbia-WW | 380003 Sewer - Treatment & Disposal Equip - 20 Years | 362.55 | 2020-01-31
KW.372.000.01 | Site Renovations/Replace Skimmer Motor | Wastewater | KY-Kingswood-WW | 380003 Sewer - Treatment & Disposal Equip - 20 Years | 4250.25 | 2020-01-31
GO.372.000.01 | Refurbish sludge holding/pumping equip | Wastewater | KY-Great Oaks-WW | 380003 Sewer - Treatment & Disposal Equip - 20 Years | 10088.13 | 2020-01-31
GA.372.000.01 | New main in control panel, replace motor pulleys, | Wastewater | KY-Golden Acres-WW | 380003 Sewer - Treatment & Disposal Equip - 20 Years | 8143.13 | 2020-01-31
FR.372.000.04 | Blower/Pump Refurb | Wastewater | KY-Fox Run-WW | 380003 Sewer - Treatment & Disposal Equip - 20 Years | 24960.6 | 2020-01-31
BR.372.000.02 | New Blower | Wastewater | KY-Brocklyn-WW | 380003 Sewer - Treatment & Disposal Equip - 20 Years | 21011.21 | 2020-01-31
AV.372.000.02 | Treatment & Disposal Equipment | Wastewater | KY-Airview-WW | 380003 Sewer - Treatment & Disposal Equip - 20 Years | 867.54 | 2020-02-29
AV.372.000.05 | Upgrades to plant | Wastewater | KY-Airview-WW | 380003 Sewer - Treatment & Disposal Equip - 20 Years | 9251.16 | 2020-03-31
PR.372.000.01 | Refurbish Chemical Discharge | Wastewater | KY-Persimmon Ridge-WW | 380003 Sewer - Treatment & Disposal Equip - 20 Years | 8778.89 | 2020-03-31
LH.372.000.03 | Rehab Blower/Basin | Wastewater | KY-LH Treatment-WW | 380003 Sewer - Treatment & Disposal Equip - 20 Years | 9045.67 | 2020-03-31
LC.372.000.02 | Disinfection Equipment Install Bar Screen | Wastewater | KY-Lake Columbia-WW | 380003 Sewer - Treatment & Disposal Equip - 20 Years | 12315.46 | 2020-03-31
KW.372.000.02 | Startup Ops & Plant Eval | Wastewater | KY-Kingswood-WW | 380003 Sewer - Treatment & Disposal Equip - 20 Years | 10250.14 | 2020-03-31
GO.372.000.02 | Blower + equipment/labor | Wastewater | KY-Great Oaks-WW | 380003 Sewer - Treatment & Disposal Equip - 20 Years | 16545.84 | 2020-03-31
GA.372.000.02 | Blower + New control panel | Wastewater | KY-Golden Acres-WW | 380003 Sewer - Treatment & Disposal Equip - 20 Years | 19490.47 | 2020-03-31
FR.372.000.02 | Blower/Pump Refurb | Wastewater | KY-Fox Run-WW | 380003 Sewer - Treatment & Disposal Equip - 20 Years | 21100.77 | 2020-03-31
BR.372.000.03 | Aeration System & Blower Parts & Control Panel | Wastewater | KY-Brocklyn-WW | 380003 Sewer - Treatment & Disposal Equip - 20 Years | 14615.48 | 2020-03-31
BR.372.000.04 | Mounting Brackets and Brace for Skimmer/Clarifier | Wastewater | KY-Brocklyn-WW | 380003 Sewer - Treatment & Disposal Equip - 20 Years | 375 | 2020-04-30
AV.372.000.04 | Aeration system & Blower work | Wastewater | KY-Airview-WW | 380003 Sewer - Treatment & Disposal Equip - 20 Years | 2610.25 | 2020-06-30
RB.372.000.01 | Grinder Pump | Wastewater | KY-River Bluffs-WW | 380003 Sewer - Treatment & Disposal Equip - 20 Years | 8869.75 | 2020-06-30
PR.372.000.02 | Acquisition - Legal & Engineering | Wastewater | KY-Persimmon Ridge-WW | 380003 Sewer - Treatment & Disposal Equip - 20 Years | 17711.81 | 2020-06-30
LH.372.000.04 | Chemical Tank | Wastewater | KY-LH Treatment-WW | 380003 Sewer - Treatment & Disposal Equip - 20 Years | 9082.36 | 2020-06-30
LC.372.000.03 | Baffle reconstruction, new wiring, new Weir | Wastewater | KY-Lake Columbia-WW | 380003 Sewer - Treatment & Disposal Equip - 20 Years | 33923.03 | 2020-06-30
KW.372.000.03 | Treatment & Disposal Equipment | Wastewater | KY-Kingswood-WW | 380003 Sewer - Treatment & Disposal Equip - 20 Years | 10490 | 2020-06-30
GO.372.000.03 | Refurbish digester | Wastewater | KY-Great Oaks-WW | 380003 Sewer - Treatment & Disposal Equip - 20 Years | 25744.38 | 2020-06-30
GA.372.000.03 | Pipes, Plugs, Panel, Timing Range | Wastewater | KY-Golden Acres-WW | 380003 Sewer - Treatment & Disposal Equip - 20 Years | 3447.62 | 2020-06-30
FR.372.000.03 | Acquisition - Legal & Engineering | Wastewater | KY-Fox Run-WW | 380003 Sewer - Treatment & Disposal Equip - 20 Years | 277.82 | 2020-06-30
BR.372.000.05 | Bar Grating | Wastewater | KY-Brocklyn-WW | 380003 Sewer - Treatment & Disposal Equip - 20 Years | 4082.55 | 2020-06-30
AV.372.000.06 | Plant Improvements, Paint, install new bar screen | Wastewater | KY-Airview-WW | 380003 Sewer - Treatment & Disposal Equip - 20 Years | 9287.84 | 2020-12-31
RB.372.000.04 | Aeration | Wastewater | KY-River Bluffs-WW | 380003 Sewer - Treatment & Disposal Equip - 20 Years | 35000 | 2020-12-31
RB.372.000.02 | Clean Contact Tank | Wastewater | KY-River Bluffs-WW | 380003 Sewer - Treatment & Disposal Equip - 20 Years | 9765 | 2020-12-31
MR.372.000.01 | Acquisition - Treatment Equip allocated from Flinn Valuation Rpt | Wastewater | KY-Marshall Ridge-WW | 380003 Sewer - Treatment & Disposal Equip - 20 Years | 2473.61 | 2020-12-31
LH.372.000.05 | Pumping Sludge from both digesters | Wastewater | KY-LH Treatment-WW | 380003 Sewer - Treatment & Disposal Equip - 20 Years | 420 | 2020-12-31
GO.372.000.04 | Cleaned Clarifiers | Wastewater | KY-Great Oaks-WW | 380003 Sewer - Treatment & Disposal Equip - 20 Years | 6806.81 | 2020-12-31
CP.372.000.01 | Acquisition - Water Treatment Plt alloc from Flinn Eval Rpt | Wastewater | KY-Carriage Park-WW | 380003 Sewer - Treatment & Disposal Equip - 20 Years | 969 | 2020-12-31
BR.372.000.06 | Installed Blower | Wastewater | KY-Brocklyn-WW | 380003 Sewer - Treatment & Disposal Equip - 20 Years | 2306.19 | 2020-12-31
AP.372.000.01 | Acquisition - Water Treatment Plt alloc from Flinn Eval Rpt | Wastewater | KY-Arcadia Pines-WW | 380003 Sewer - Treatment & Disposal Equip - 20 Years | 2782 | 2020-12-31
RB.372.000.03 | Blowers | Wastewater | KY-River Bluffs-WW | 380003 Sewer - Treatment & Disposal Equip - 20 Years | 20000 | 2020-12-31
AV.372.000.07 | Acquisition - Legal & Engineering | Wastewater | KY-Airview-WW | 380003 Sewer - Treatment & Disposal Equip - 20 Years | 1485 | 2021-01-31
KW.372.000.04 | Acquisition - Legal & Engineering | Wastewater | KY-Kingswood-WW | 380003 Sewer - Treatment & Disposal Equip - 20 Years | 1625 | 2021-01-31
PR.372.000.03 | Lagoon Baffle Refurbishment | Wastewater | KY-Persimmon Ridge-WW | 380003 Sewer - Treatment & Disposal Equip - 20 Years | 4993 | 2021-02-01
SC.372.000.01 | Acquisition - 2019 Annual Report Treatment & Disposal Equipment | Wastewater | KY-Springcrest-WW | 380003 Sewer - Treatment & Disposal Equip - 20 Years | 93600 | 2021-02-28
DP.376.000.01 | Acquisition - 2019 Annual Report Other Treatment Equip | Wastewater | KY-Delaplain Disposal-WW | 380003 Sewer - Treatment & Disposal Equip - 20 Years | 959 | 2021-02-28
DP.372.000.01 | Acquisition - 2019 Annual Report Treatment & Disposal Equipment | Wastewater | KY-Delaplain Disposal-WW | 380003 Sewer - Treatment & Disposal Equip - 20 Years | 649371 | 2021-02-28
WA.372.000.01 | Acquisition - 2018 Annual Report Treatment & Disposal Equip | Wastewater | KY-Woodland Acres-WW | 380003 Sewer - Treatment & Disposal Equip - 20 Years | 15000 | 2021-04-01
KW.372.000.05 | Diffusers | Wastewater | KY-Kingswood-WW | 380003 Sewer - Treatment & Disposal Equip - 20 Years | 13076 | 2021-07-31
LC.372.000.04 | Aeration Install | Wastewater | KY-Lake Columbia-WW | 380003 Sewer - Treatment & Disposal Equip - 20 Years | 4637 | 2021-08-01
GA.372.000.04 | D.O. Aeration | Wastewater | KY-Golden Acres-WW | 380003 Sewer - Treatment & Disposal Equip - 20 Years | 2245 | 2021-08-01
TL.372.000.01 | Blowers & Diffusers | Wastewater | KY-Timberland-WW | 380003 Sewer - Treatment & Disposal Equip - 20 Years | 25000 | 2021-09-01
GO.372.000.05 | Blowers | Wastewater | KY-Great Oaks-WW | 380003 Sewer - Treatment & Disposal Equip - 20 Years | 15000 | 2021-09-01
LC.372.000.05 | Motor for Blower | Wastewater | KY-Lake Columbia-WW | 380003 Sewer - Treatment & Disposal Equip - 20 Years | 5062 | 2021-10-01
AV.372.000.12 | Blower Refrubishment | Wastewater | KY-Airview-WW | 380003 Sewer - Treatment & Disposal Equip - 20 Years | 5560.19 | 2022-01-01
RB.372.000.07 | Assemble Digester Air Manifold | Wastewater | KY-River Bluffs-WW | 380003 Sewer - Treatment & Disposal Equip - 20 Years | 1100 | 2022-01-01
RB.372.000.06 | Aeration/Digester Installation | Wastewater | KY-River Bluffs-WW | 380003 Sewer - Treatment & Disposal Equip - 20 Years | 7625 | 2022-01-01
PR.372.000.05 | Aerator | Wastewater | KY-Persimmon Ridge-WW | 380003 Sewer - Treatment & Disposal Equip - 20 Years | 49818.91 | 2022-01-01
PR.372.000.04 | Lagoon reconditioning | Wastewater | KY-Persimmon Ridge-WW | 380003 Sewer - Treatment & Disposal Equip - 20 Years | 1165 | 2022-01-01
LH.372.000.06 | Digester Improvements | Wastewater | KY-LH Treatment-WW | 380003 Sewer - Treatment & Disposal Equip - 20 Years | 4712.49 | 2022-01-01
KW.372.000.06 | Rebuild Blower | Wastewater | KY-Kingswood-WW | 380003 Sewer - Treatment & Disposal Equip - 20 Years | 11500.14 | 2022-01-01
GO.372.000.06 | Build new Aeration System | Wastewater | KY-Great Oaks-WW | 380003 Sewer - Treatment & Disposal Equip - 20 Years | 8560.01 | 2022-01-01
BR.372.000.07 | Blower | Wastewater | KY-Brocklyn-WW | 380003 Sewer - Treatment & Disposal Equip - 20 Years | 6995.46 | 2022-01-01
PR.373.000.01 | Acquistion Purchase Acctg - 2018 Ann Report - Plant Sewer | Wastewater | KY-Persimmon Ridge-WW | 381001 Sewer - Plant Sewers - 40 Years | 192288 | 2019-09-30
HH.373.000.01 | Plant Sewers | Wastewater | KY-Herrington Haven-WW | 381001 Sewer - Plant Sewers - 40 Years | 10000 | 2021-02-28
GO.373.000.01 | Yard Piping | Wastewater | KY-Great Oaks-WW | 381001 Sewer - Plant Sewers - 40 Years | 3446 | 2021-09-01
AV.375.000.05 | Outfall sewer lines | Wastewater | KY-Airview-WW | 382001 Sewer - Outfall Sewer Lines - 50 Years | 1212.07 | 2020-01-31
AV.375.000.01 | Outfall sewer lines | Wastewater | KY-Airview-WW | 382001 Sewer - Outfall Sewer Lines - 50 Years | 520 | 2020-02-29
AV.375.000.02 | Effluent Lines | Wastewater | KY-Airview-WW | 382001 Sewer - Outfall Sewer Lines - 50 Years | 652.5 | 2020-03-31
AV.375.000.03 | Installed Gravity Effluent at Plant | Wastewater | KY-Airview-WW | 382001 Sewer - Outfall Sewer Lines - 50 Years | 3583.88 | 2020-04-30
TL.375.000.01 | Acquisition Purchase Acctg - 2018 Annual Report - Plant Sewers | Wastewater | KY-Timberland-WW | 382001 Sewer - Outfall Sewer Lines - 50 Years | 55358 | 2020-04-30
RB.375.00001 | Reinstalled on pump with rail brackets, Hydromatic 5HP | Wastewater | KY-River Bluffs-WW | 382001 Sewer - Outfall Sewer Lines - 50 Years | 6348.5 | 2020-05-31
AV.375.000.04 | Foundation/Brackets/Conduit | Wastewater | KY-Airview-WW | 382001 Sewer - Outfall Sewer Lines - 50 Years | 1887.09 | 2020-05-31
GA.374.000.01 | Effluent Pipe Replacement | Wastewater | KY-Golden Acres-WW | 382001 Sewer - Outfall Sewer Lines - 50 Years | 22240 | 2021-10-01
RB.391.000.01 | Acquisition Purchase Acctg - 2018 Annual Report - Office Furniture & Equip | Wastewater | KY-River Bluffs-WW | 390004 Sewer - Office Furniture and Equip - 20 Years | 2440 | 2020-05-31
7075450.9

## 2023
Asset Id | Name | Class | Location | Fixed Asset Account | Amount | In Service Date
CR.303.000.03 | Acquisition Purchase Acctg - Allocated Easement appraisal | Water | KY-Center Ridge-W | 303000 Water - Land and Land Rights | 32726.91 | 2020-05-31
CR.303.000.02 | Acquisition Purchase Acctg - Allocated Plant Land appraisal | Water | KY-Center Ridge-W | 303000 Water - Land and Land Rights | 10363.52 | 2020-05-31
CR.303.000.01 | Acquisition - 2018 Annual Report Land & Land Rights | Water | KY-Center Ridge-W | 303000 Water - Land and Land Rights | 2000 | 2020-05-31
CR.304.000.02 | Acquisition - 2018 Pumping Equipment | Water | KY-Center Ridge-W | 304005 Water - S&I - 30 Years | 40412 | 2020-05-31
CR4.304.000.01 | Well House rehab | Water | KY-Center Ridge 4-W | 304005 Water - S&I - 30 Years | 27309.03 | 2020-12-31
CR3.304.000.01 | Well house Refurbishment, site work | Water | KY-Center Ridge 3-W | 304005 Water - S&I - 30 Years | 16861.94 | 2020-12-31
CR2.304.000.05 | Site Work | Water | KY-Center Ridge 2-W | 304005 Water - S&I - 30 Years | 10966.68 | 2020-12-31
CR2.304.000.04 | Convert well head to pitless unit | Water | KY-Center Ridge 2-W | 304005 Water - S&I - 30 Years | 7908 | 2020-12-31
CR2.304.000.03 | New heater in building | Water | KY-Center Ridge 2-W | 304005 Water - S&I - 30 Years | 5000 | 2020-12-31
CR2.304.000.02 | Gravel for all weather road | Water | KY-Center Ridge 2-W | 304005 Water - S&I - 30 Years | 5000 | 2020-12-31
CR1.304.000.03 | Well House insulation, electric, paint | Water | KY-Center Ridge-W | 304005 Water - S&I - 30 Years | 4116.37 | 2020-12-31
CR1.304.000.02 | Rehab & Maint | Water | KY-Center Ridge-W | 304005 Water - S&I - 30 Years | 11701.76 | 2020-12-31
CR1.304.000.01 | Site Cleanup | Water | KY-Center Ridge-W | 304005 Water - S&I - 30 Years | 490 | 2020-12-31
CR2.304.000.01 | Fencing around well house | Water | KY-Center Ridge 2-W | 304005 Water - S&I - 30 Years | 9000 | 2020-12-31
CR4.304.000.02 | Well House refurbishment + Site Work | Water | KY-Center Ridge 4-W | 304005 Water - S&I - 30 Years | 2706.95 | 2022-01-01
CR3.304.000.08 | Electrical | Water | KY-Center Ridge 3-W | 304005 Water - S&I - 30 Years | 5400.59 | 2022-01-01
CR2.304.000.07 | Well House Improvements | Water | KY-Center Ridge 2-W | 304005 Water - S&I - 30 Years | 2850 | 2022-01-01
CR2.304.000.06 | Well House Refrubish | Water | KY-Center Ridge 2-W | 304005 Water - S&I - 30 Years | 1400 | 2022-01-01
CR4.304.000.07 | Generator - Pay App | Water | KY-Center Ridge 4-W | 304005 Water - S&I - 30 Years | 13092 | 2023-07-31
CR4.304.000.06 | Fencing around well house - Pay App | Water | KY-Center Ridge 4-W | 304005 Water - S&I - 30 Years | 1442 | 2023-07-31
CR4.304.000.05 | Gravel for all weather road - Pay App | Water | KY-Center Ridge 4-W | 304005 Water - S&I - 30 Years | 965 | 2023-07-31
CR4.304.000.04 | Chlorine Room - Pay App | Water | KY-Center Ridge 4-W | 304005 Water - S&I - 30 Years | 11884 | 2023-07-31
CR4.304.000.03 | Building modifications (inside and outside) - Pay App | Water | KY-Center Ridge 4-W | 304005 Water - S&I - 30 Years | 2997 | 2023-07-31
CR3.304.000.14 | Generator - Pay App | Water | KY-Center Ridge 3-W | 304005 Water - S&I - 30 Years | 15639 | 2023-07-31
CR3.304.000.13 | Fencing around well house - Pay App | Water | KY-Center Ridge 3-W | 304005 Water - S&I - 30 Years | 1389.45 | 2023-07-31
CR3.304.000.12 | New well house - Pay App | Water | KY-Center Ridge 3-W | 304005 Water - S&I - 30 Years | 64766 | 2023-07-31
CR3.304.000.11 | Gravel for all weather road - Pay App | Water | KY-Center Ridge 3-W | 304005 Water - S&I - 30 Years | 3190 | 2023-07-31
CR3.304.000.09 | Chlorine Room - Pay App | Water | KY-Center Ridge 3-W | 304005 Water - S&I - 30 Years | 9950 | 2023-07-31
CR2.304.000.10 | Generator - Pay App | Water | KY-Center Ridge 2-W | 304005 Water - S&I - 30 Years | 12317 | 2023-07-31
CR2.304.000.09 | Convert well head to pitless unit - Pay App | Water | KY-Center Ridge 2-W | 304005 Water - S&I - 30 Years | 1176 | 2023-07-31
CR2.304.000.08 | Chlorine Room - Pay App | Water | KY-Center Ridge 2-W | 304005 Water - S&I - 30 Years | 2873 | 2023-07-31
CR.304.000.05 | Building modifications (inside and outside) - Pay App | Water | KY-Center Ridge-W | 304005 Water - S&I - 30 Years | 5390 | 2023-07-31
CR.304.000.04 | New heater in building - Pay App | Water | KY-Center Ridge-W | 304005 Water - S&I - 30 Years | 522 | 2023-07-31
CR.304.000.03 | Chlorine Room - Pay App | Water | KY-Center Ridge-W | 304005 Water - S&I - 30 Years | 1469 | 2023-07-31
CR.307.000.01 | Acquisition - 2018 Wells & Springs | Water | KY-Center Ridge-W | 307003 Water - Wells and Springs - 50 Years | 1110 | 2020-05-31
CR3.307.000.01 | Convert well head to pitless unit - Pay App | Water | KY-Center Ridge 3-W | 307003 Water - Wells and Springs - 50 Years | 1432 | 2023-07-31
CR4.396.000.01 | Mission monitoring - Pay App | Water | KY-Center Ridge 4-W | 310000 Water - Power Generation Equip | 110 | 2023-07-31
CR2.396.000.01 | Mission monitoring - Pay App | Water | KY-Center Ridge 2-W | 310000 Water - Power Generation Equip | 2418 | 2023-07-31
CR4.325.000.01 | Electrical upgrades in well house - Pay App | Water | KY-Center Ridge 4-W | 311002 Water - Pumping Equip - 10 Years | 11241 | 2023-07-31
CR3.325.000.01 | Well pump and wiring - Pay App | Water | KY-Center Ridge 3-W | 311002 Water - Pumping Equip - 10 Years | 520 | 2023-07-31
CR1.320.000.01 | Pumps for Chlorine Feed | Water | KY-Center Ridge-W | 320002 Water - Treatment Equip - 20 Years | 9914.22 | 2020-12-31
CR1.320.000.02 | Gate Valves, construction materials | Water | KY-Center Ridge-W | 320002 Water - Treatment Equip - 20 Years | 19888.39 | 2022-01-01
CR4.320.000.01 | Chlorine equipment - Pay App | Water | KY-Center Ridge 4-W | 320002 Water - Treatment Equip - 20 Years | 1569 | 2023-07-31
CR3.320.000.01 | Chlorine equipment - Pay App | Water | KY-Center Ridge 3-W | 320002 Water - Treatment Equip - 20 Years | 2818 | 2023-07-31
CR2.320.000.03 | Quick connect - Pay App | Water | KY-Center Ridge 2-W | 320002 Water - Treatment Equip - 20 Years | 1055 | 2023-07-31
CR2.320.000.02 | Chlorine equipment - Pay App | Water | KY-Center Ridge 2-W | 320002 Water - Treatment Equip - 20 Years | 4130 | 2023-07-31
CR.320.000.02 | Chlorine equipment - Pay App | Water | KY-Center Ridge-W | 320002 Water - Treatment Equip - 20 Years | 706 | 2023-07-31
CR2.332.000.01 | Flow meter - Pay App | Water | KY-Center Ridge 2-W | 320002 Water - Treatment Equip - 20 Years | 2616 | 2023-07-31
CR.330.000.01 | Acquisition - 2018 Dist Reservoirs & Standpipes | Water | KY-Center Ridge-W | 330003 Water - Dist, Resevoirs, Standpipes - 50 Years | 54530 | 2020-05-31
CR2.330.000.01 | Hydropneumatic tanks - Pay App | Water | KY-Center Ridge 2-W | 330003 Water - Dist, Resevoirs, Standpipes - 50 Years | 3007 | 2023-07-31
CR.330.000.02 | Hydropneumatic tank Modification - Pay App | Water | KY-Center Ridge-W | 330003 Water - Dist, Resevoirs, Standpipes - 50 Years | 213 | 2023-07-31
CR.331.000.01 | Acquisition - 2018 Annual Report Transmission & Dist Mains | Water | KY-Center Ridge-W | 331002 Water - Transmission & Distribution Mains - 50 Years | 291621 | 2020-05-31
CR3.331.000.01 | Rehab Water Lines | Water | KY-Center Ridge 3-W | 331002 Water - Transmission & Distribution Mains - 50 Years | 2665 | 2020-12-31
CR2.331.000.01 | Main Rehab | Water | KY-Center Ridge 2-W | 331002 Water - Transmission & Distribution Mains - 50 Years | 18906.74 | 2020-12-31
CR4.331.000.02 | Acquisition - Legal & Engineering | Water | KY-Center Ridge 4-W | 331002 Water - Transmission & Distribution Mains - 50 Years | 2756.95 | 2021-01-31
CR3.331.000.02 | Acquisition - Legal & Engineering | Water | KY-Center Ridge 3-W | 331002 Water - Transmission & Distribution Mains - 50 Years | 2756.95 | 2021-01-31
CR2.331.000.02 | Acquisition - Legal & Engineering | Water | KY-Center Ridge 2-W | 331002 Water - Transmission & Distribution Mains - 50 Years | 2756.95 | 2021-01-31
CR.331.000.03 | Water - Distribution System | Water | KY-Center Ridge-W | 331002 Water - Transmission & Distribution Mains - 50 Years | 87842.44 | 2021-01-31
CR.331.000.02 | Water - Distribution System | Water | KY-Center Ridge-W | 331002 Water - Transmission & Distribution Mains - 50 Years | 28191.25 | 2021-01-31
CR4.331.000.03 | Valve Replacement & Water Main Reconfig | Water | KY-Center Ridge 4-W | 331002 Water - Transmission & Distribution Mains - 50 Years | 1485 | 2022-01-01
CR2.331.000.05 | Well Screens | Water | KY-Center Ridge 2-W | 331002 Water - Transmission & Distribution Mains - 50 Years | 875 | 2022-01-01
CR2.331.000.04 | Mainline Issue Rehab | Water | KY-Center Ridge 2-W | 331002 Water - Transmission & Distribution Mains - 50 Years | 27412.07 | 2022-01-01
CR2.331.000.03 | Refurbish Leak | Water | KY-Center Ridge 2-W | 331002 Water - Transmission & Distribution Mains - 50 Years | 4359.21 | 2022-01-01
CR4.331.000.01 | Fix Water Main | Water | KY-Center Ridge 4-W | 331003 Water - Transmission & Distribution Mains - 30 Years | 1821.7 | 2020-12-31
CR.333.000.01 | Acquisition - 2018 Annual Report Land & Land Rights | Water | KY-Center Ridge-W | 333001 Water - Services to Customers - 20 Years | 9250 | 2020-05-31
CR2.333.000.01 | Fix Leaks on Water Line | Water | KY-Center Ridge 2-W | 333001 Water - Services to Customers - 20 Years | 3800.76 | 2020-12-31
CR1.333.000.01 | Water Line Rehab | Water | KY-Center Ridge-W | 333001 Water - Services to Customers - 20 Years | 5757.73 | 2020-12-31
CR2.334.000.01 | Water Meters | Water | KY-Center Ridge 2-W | 334001 Water - Meters and Installation - 10 Years | 4908.47 | 2020-12-31
CR4.334.000.01 | Meter Rehab | Water | KY-Center Ridge 4-W | 334001 Water - Meters and Installation - 10 Years | 2004 | 2022-01-01
CR1.334.000.02 | New Meter & Pipes | Water | KY-Center Ridge-W | 334001 Water - Meters and Installation - 10 Years | 4803.94 | 2022-01-01
CR.340.000.01 | Acquisiton - 2018 Annual Report Office Furniture & Equip | Water | KY-Center Ridge-W | 340004 Water - Office Furniture and Equip - 20 Years | 4795.41 | 2020-05-31
CR4.346.000.01 | Mission Unit | Water | KY-Center Ridge 4-W | 346000 Water - Communication Equip | 1155 | 2020-12-31
CR3.346.000.01 | Mission Unit | Water | KY-Center Ridge 3-W | 346000 Water - Communication Equip | 5000 | 2020-12-31
CR2.346.000.01 | Mission Unit | Water | KY-Center Ridge 2-W | 346000 Water - Communication Equip | 700 | 2020-12-31
CR1.346.000.01 | Mission Unit | Water | KY-Center Ridge-W | 346000 Water - Communication Equip | 730 | 2020-12-31
LH.303.000.01 | Acquisition Purchase Acctg - 2018 Annual Report - Misc Intangible Plant | Wastewater | KY-LH Treatment-WW | 351001 Sewer - Organization - 0 Years | 3700 | 2019-09-30
RB.303.000.01 | Acquisition - 2018 Annual Report Misc Intangible Plant | Wastewater | KY-River Bluffs-WW | 351001 Sewer - Organization - 0 Years | 16623 | 2020-05-31
AV.370.000.01 | Acquisition - Closing Costs | Wastewater | KY-Airview-WW | 353000 Sewer - Land and Land Rights | 1756 | 2019-09-30
PR.370.000.01 | Acquisition Purchase Acctg - Closing Costs | Wastewater | KY-Persimmon Ridge-WW | 353000 Sewer - Land and Land Rights | 1466 | 2019-09-30
PR.310.100.01 | Acquisition Purchase Acctg - 2018 Annual Report - Land & Land Rights | Wastewater | KY-Persimmon Ridge-WW | 353000 Sewer - Land and Land Rights | 27650 | 2019-09-30
LH.370.000.01 | Acquisition Purchase Acctg - Closing Costs | Wastewater | KY-LH Treatment-WW | 353000 Sewer - Land and Land Rights | 1712.86 | 2019-09-30
LH.310.100.01 | Acquisition Purchase Acctg - 2018 Annual Report - Land & Land Rights | Wastewater | KY-LH Treatment-WW | 353000 Sewer - Land and Land Rights | 20000 | 2019-09-30
LC.370.000.01 | Acquisition Purchase Acctg - Closing Costs | Wastewater | KY-Lake Columbia-WW | 353000 Sewer - Land and Land Rights | 1077.25 | 2019-09-30
KW.370.000.01 | Acquisition Purchase Acctg - Closing Costs | Wastewater | KY-Kingswood-WW | 353000 Sewer - Land and Land Rights | 803 | 2019-09-30
KW.310.100.01 | Acquisition Purchase Acctg - 2018 Annual Report - Land & Land Rights | Wastewater | KY-Kingswood-WW | 353000 Sewer - Land and Land Rights | 2600 | 2019-09-30
GO.370.000.01 | Acquisition Purchase Acctg - Closing Costs | Wastewater | KY-Great Oaks-WW | 353000 Sewer - Land and Land Rights | 702.7 | 2019-09-30
GA.370.000.01 | Acquisition Purchase Acctg - Closing Costs | Wastewater | KY-Golden Acres-WW | 353000 Sewer - Land and Land Rights | 702.7 | 2019-09-30
FR.370.000.01 | Acquisition Purchase Acctg - Closing Costs | Wastewater | KY-Fox Run-WW | 353000 Sewer - Land and Land Rights | 958.2 | 2019-09-30
BR.370.000.01 | Acquisition Purchase Acctg - Closing Costs | Wastewater | KY-Brocklyn-WW | 353000 Sewer - Land and Land Rights | 1577.96 | 2019-09-30
RB.310.100.02 | Acquisition Purchase Acctg - Allocated Easement appraisal | Wastewater | KY-River Bluffs-WW | 353000 Sewer - Land and Land Rights | 56953.75 | 2020-05-31
RB.310.100.01 | Acquisition Purchase Acctg - Allocated Plant Land appraisal | Wastewater | KY-River Bluffs-WW | 353000 Sewer - Land and Land Rights | 33729.89 | 2020-05-31
MR.370.100.01 | Acquisition - Oxidation Lagoon Land allocated from Flinn Eng Valuation Rpt | Wastewater | KY-Marshall Ridge-WW | 353000 Sewer - Land and Land Rights | 2196.3 | 2020-12-31
MR.370.000.01 | Acquisition - Closing Costs | Wastewater | KY-Marshall Ridge-WW | 353000 Sewer - Land and Land Rights | 12655.6 | 2020-12-31
CP.370.100.01 | Acquisition - Land Rights - Lagoon alloc from Flinn Eval Rpt | Wastewater | KY-Carriage Park-WW | 353000 Sewer - Land and Land Rights | 211.22 | 2020-12-31
CP.370.000.01 | Acquisition - Closing Costs | Wastewater | KY-Carriage Park-WW | 353000 Sewer - Land and Land Rights | 12641.63 | 2020-12-31
AP.370.100.01 | Acquisition - Land Rights - Lagoon alloc from Flinn Eval Rpt | Wastewater | KY-Arcadia Pines-WW | 353000 Sewer - Land and Land Rights | 1181.59 | 2020-12-31
AP.370.000.01 | Acquisition - Closing Costs | Wastewater | KY-Arcadia Pines-WW | 353000 Sewer - Land and Land Rights | 10707.89 | 2020-12-31
SC.310.100.01 | Acquisition - Closing Costs | Wastewater | KY-Springcrest-WW | 353000 Sewer - Land and Land Rights | 521 | 2021-02-28
HH.310.100.02 | Land & Land Rights | Wastewater | KY-Herrington Haven-WW | 353000 Sewer - Land and Land Rights | 500 | 2021-02-28
HH.310.100.01 | Land & Land Rights | Wastewater | KY-Herrington Haven-WW | 353000 Sewer - Land and Land Rights | 855 | 2021-02-28
DP.310.100.03 | Acquisition - Pro-rated from appraisal | Wastewater | KY-Delaplain Disposal-WW | 353000 Sewer - Land and Land Rights | 135214.54 | 2021-02-28
DP.310.100.02 | Acquisition - Pro-rated from appraisal | Wastewater | KY-Delaplain Disposal-WW | 353000 Sewer - Land and Land Rights | 472557.48 | 2021-02-28
DP.310.100.01 | Acquisition - Closing Costs | Wastewater | KY-Delaplain Disposal-WW | 353000 Sewer - Land and Land Rights | 10464.47 | 2021-02-28
WA.310.100.01 | Acquisition - 2018 Annual Report Closing Costs | Wastewater | KY-Woodland Acres-WW | 353000 Sewer - Land and Land Rights | 1494 | 2021-04-01
AV.370.100.01 | Clear Lagoon Berm | Wastewater | KY-Airview-WW | 353000 Sewer - Land and Land Rights | 35000 | 2021-06-01
LH.370.000.02 | Site Work | Wastewater | KY-LH Treatment-WW | 353000 Sewer - Land and Land Rights | 14784 | 2021-07-31
DP.310.000.04 | Earnest Money for Acquisition | Wastewater | KY-Delaplain Disposal-WW | 353000 Sewer - Land and Land Rights | 22000 | 2022-01-01
DC.370.000.01 | Acquisition Purchase Acctg - Closing Costs | Wastewater | KY-Darlington Creek-WW | 353000 Sewer - Land and Land Rights | 4120 | 2022-03-31
LH.311.000.01 | Acquisition Purchase Acctg - 2018 Annual Report - Structures & Improvements | Wastewater | KY-LH Treatment-WW | 354004 Sewer - S&I - 30 Years | 1924 | 2019-09-30
KW.311.000.01 | Acquisition Purchase Acctg - 2018 Annual Report - Structures & Improvements | Wastewater | KY-Kingswood-WW | 354004 Sewer - S&I - 30 Years | 72811.3 | 2019-09-30
AV.311.000.06 | Structures & Improvements - Sewer | Wastewater | KY-Airview-WW | 354004 Sewer - S&I - 30 Years | 1072.49 | 2020-01-31
AV.311.000.01 | Plant Cleanup | Wastewater | KY-Airview-WW | 354004 Sewer - S&I - 30 Years | 4539.26 | 2020-01-31
LC.311.000.01 | Upgrade to Plant Structure | Wastewater | KY-Lake Columbia-WW | 354004 Sewer - S&I - 30 Years | 843.06 | 2020-01-31
KW.311.000.03 | Plant Structure Upgrades | Wastewater | KY-Kingswood-WW | 354004 Sewer - S&I - 30 Years | 10201.13 | 2020-01-31
GO.311.000.01 | Refurbish plant grounds | Wastewater | KY-Great Oaks-WW | 354004 Sewer - S&I - 30 Years | 1012.5 | 2020-01-31
GA.311.000.01 | Rock for Road | Wastewater | KY-Golden Acres-WW | 354004 Sewer - S&I - 30 Years | 6447.12 | 2020-01-31
FR.311.000.01 | Plant & Site Cleanup | Wastewater | KY-Fox Run-WW | 354004 Sewer - S&I - 30 Years | 3768.46 | 2020-01-31
BR.311.000.01 | Site Cleanup | Wastewater | KY-Brocklyn-WW | 354004 Sewer - S&I - 30 Years | 4043.08 | 2020-01-31
AV.311.000.02 | Rehab Handrail | Wastewater | KY-Airview-WW | 354004 Sewer - S&I - 30 Years | 3367.25 | 2020-02-29
AV.311.000.03 | Site Cleanup | Wastewater | KY-Airview-WW | 354004 Sewer - S&I - 30 Years | 735 | 2020-03-31
PR.311.000.01 | Refurbish plant gate | Wastewater | KY-Persimmon Ridge-WW | 354004 Sewer - S&I - 30 Years | 175 | 2020-03-31
LC.311.000.02 | Upgrade to Plant Structure | Wastewater | KY-Lake Columbia-WW | 354004 Sewer - S&I - 30 Years | 8138.25 | 2020-03-31
KW.311.000.02 | Plant Structure Upgrades | Wastewater | KY-Kingswood-WW | 354004 Sewer - S&I - 30 Years | 6771.76 | 2020-03-31
FR.311.000.02 | Fencing & Road Updates | Wastewater | KY-Fox Run-WW | 354004 Sewer - S&I - 30 Years | 6778.28 | 2020-03-31
BR.311.000.02 | New Walkway | Wastewater | KY-Brocklyn-WW | 354004 Sewer - S&I - 30 Years | 6438.04 | 2020-03-31
AV.311.000.04 | Safety Rails/Walkways for Aeration tank and Clarifier | Wastewater | KY-Airview-WW | 354004 Sewer - S&I - 30 Years | 6088.88 | 2020-04-30
RB.311.000.01 | Operations | Wastewater | KY-River Bluffs-WW | 354004 Sewer - S&I - 30 Years | 2575 | 2020-05-31
AV.311.000.05 | Safety Rails/Walkways for Aeration tank and Clarifier | Wastewater | KY-Airview-WW | 354004 Sewer - S&I - 30 Years | 26168.26 | 2020-06-30
PR.311.000.02 | Gravel Road Rehab | Wastewater | KY-Persimmon Ridge-WW | 354004 Sewer - S&I - 30 Years | 8843.5 | 2020-06-30
LH.311.000.02 | Safety Rails | Wastewater | KY-LH Treatment-WW | 354004 Sewer - S&I - 30 Years | 614.62 | 2020-06-30
GO.311.000.02 | Plant structure upgrades - paint, tank coating, floor work | Wastewater | KY-Great Oaks-WW | 354004 Sewer - S&I - 30 Years | 6600.47 | 2020-06-30
TL.311.000.01 | Site Work | Wastewater | KY-Timberland-WW | 354004 Sewer - S&I - 30 Years | 560 | 2020-12-31
RB.311.000.05 | Grading/Cleanup | Wastewater | KY-River Bluffs-WW | 354004 Sewer - S&I - 30 Years | 15000 | 2020-12-31
RB.311.000.04 | Structural steel and cat walks | Wastewater | KY-River Bluffs-WW | 354004 Sewer - S&I - 30 Years | 25265 | 2020-12-31
RB.311.000.03 | Installed conduit and lighting over aeration two | Wastewater | KY-River Bluffs-WW | 354004 Sewer - S&I - 30 Years | 6856.18 | 2020-12-31
RB.311.000.02 | new cross supports & grating on digester | Wastewater | KY-River Bluffs-WW | 354004 Sewer - S&I - 30 Years | 17529.1 | 2020-12-31
PR.311.000.03 | install gate & put fence around perimeter | Wastewater | KY-Persimmon Ridge-WW | 354004 Sewer - S&I - 30 Years | 5470.95 | 2020-12-31
LC.311.000.03 | Site improvements | Wastewater | KY-Lake Columbia-WW | 354004 Sewer - S&I - 30 Years | 12881.85 | 2020-12-31
KW.311.000.04 | Sitework | Wastewater | KY-Kingswood-WW | 354004 Sewer - S&I - 30 Years | 7822.16 | 2020-12-31
GO.311.000.03 | Gate | Wastewater | KY-Great Oaks-WW | 354004 Sewer - S&I - 30 Years | 2221 | 2020-12-31
GA.311.000.02 | Sitework | Wastewater | KY-Golden Acres-WW | 354004 Sewer - S&I - 30 Years | 1494.24 | 2020-12-31
FR.311.000.03 | Acquisition - Legal & Engineering | Wastewater | KY-Fox Run-WW | 354004 Sewer - S&I - 30 Years | 23977.79 | 2020-12-31
BR.311.000.03 | equipment/operator rate, pumping of lagoon, disposal fee | Wastewater | KY-Brocklyn-WW | 354004 Sewer - S&I - 30 Years | 226484.87 | 2020-12-31
AV.311.000.07 | Fencing | Wastewater | KY-Airview-WW | 354004 Sewer - S&I - 30 Years | 25000 | 2021-02-28
DP.311.000.01 | Acquisition - 2019 Annual Report Structures & Improv | Wastewater | KY-Delaplain Disposal-WW | 354004 Sewer - S&I - 30 Years | 16534 | 2021-02-28
WA.311.000.01 | Grating to Eliminate Fall Hazard | Wastewater | KY-Woodland Acres-WW | 354004 Sewer - S&I - 30 Years | 1500 | 2021-06-01
RB.311.000.06 | Rehab Building | Wastewater | KY-River Bluffs-WW | 354004 Sewer - S&I - 30 Years | 4000 | 2021-06-01
HH.311.000.02 | Structural Grating & Hand Rails | Wastewater | KY-Herrington Haven-WW | 354004 Sewer - S&I - 30 Years | 4000 | 2021-06-01
HH.311.000.01 | Gravel Driveway | Wastewater | KY-Herrington Haven-WW | 354004 Sewer - S&I - 30 Years | 2000 | 2021-06-01
KW.311.000.05 | Paint & Weld Handrails | Wastewater | KY-Kingswood-WW | 354004 Sewer - S&I - 30 Years | 2485 | 2021-07-31
AV.311.000.08 | Sludge Holding Tank Renovation | Wastewater | KY-Airview-WW | 354004 Sewer - S&I - 30 Years | 7000 | 2021-09-01
CP.311.000.01 | Access Road | Wastewater | KY-Carriage Park-WW | 354004 Sewer - S&I - 30 Years | 13403 | 2021-10-01
TL.311.000.02 | Treatment Facility Refurbishment | Wastewater | KY-Timberland-WW | 354004 Sewer - S&I - 30 Years | 60935 | 2021-11-01
PR.311.000.04 | Fencing | Wastewater | KY-Persimmon Ridge-WW | 354004 Sewer - S&I - 30 Years | 6605 | 2021-11-01
LC.311.000.04 | Sludge Holding Tank & Blower | Wastewater | KY-Lake Columbia-WW | 354004 Sewer - S&I - 30 Years | 30986 | 2021-11-01
GO.311.000.04 | Sludge Holding Tank | Wastewater | KY-Great Oaks-WW | 354004 Sewer - S&I - 30 Years | 17136 | 2021-11-01
GO. 311.000.05 | painting steps & handrails | Wastewater | KY-Great Oaks-WW | 354004 Sewer - S&I - 30 Years | 980 | 2022-01-01
AV.311.000.09 | Site Cleanup | Wastewater | KY-Airview-WW | 354004 Sewer - S&I - 30 Years | 19765.38 | 2022-01-01
WA.311.000.02 | Reseeding aeration bay with seed sludge | Wastewater | KY-Woodland Acres-WW | 354004 Sewer - S&I - 30 Years | 1390 | 2022-01-01
TL.311.000.03 | Site work | Wastewater | KY-Timberland-WW | 354004 Sewer - S&I - 30 Years | 28233.96 | 2022-01-01
RB.311.000.09 | Site Cleanup | Wastewater | KY-River Bluffs-WW | 354004 Sewer - S&I - 30 Years | 1440.12 | 2022-01-01
RB.311.000.07 | Bar Grating, riprap, construction materials | Wastewater | KY-River Bluffs-WW | 354004 Sewer - S&I - 30 Years | 62113.82 | 2022-01-01
PR.311.000.05 | Site Work | Wastewater | KY-Persimmon Ridge-WW | 354004 Sewer - S&I - 30 Years | 4889.01 | 2022-01-01
LH.311.000.03 | Site Work | Wastewater | KY-LH Treatment-WW | 354004 Sewer - S&I - 30 Years | 2532 | 2022-01-01
LC.311.000.05 | Site Work; fence, paint tank | Wastewater | KY-Lake Columbia-WW | 354004 Sewer - S&I - 30 Years | 24867.89 | 2022-01-01
KW.311.000.06 | Site work cleanup | Wastewater | KY-Kingswood-WW | 354004 Sewer - S&I - 30 Years | 5812.25 | 2022-01-01
GA.311.000.04 | patch cracks/add concrete around colvert & driveway | Wastewater | KY-Golden Acres-WW | 354004 Sewer - S&I - 30 Years | 2612.52 | 2022-01-01
GA.311.000.03 | Concrete Pad for Blower | Wastewater | KY-Golden Acres-WW | 354004 Sewer - S&I - 30 Years | 2766.66 | 2022-01-01
FR.311.000.05 | Built new Shed | Wastewater | KY-Fox Run-WW | 354004 Sewer - S&I - 30 Years | 3129.94 | 2022-01-01
FR.311.000.04 | Site work Cleanup | Wastewater | KY-Fox Run-WW | 354004 Sewer - S&I - 30 Years | 22203.04 | 2022-01-01
BR.311.000.04 | New Control Panel | Wastewater | KY-Brocklyn-WW | 354004 Sewer - S&I - 30 Years | 9035.87 | 2022-01-01
TL.311.000.06 | Treatment facility Modifications - Pay App | Wastewater | KY-Timberland-WW | 354004 Sewer - S&I - 30 Years | 4065 | 2023-07-31
TL.311.000.05 | Lagoon berm Modifications - Pay App | Wastewater | KY-Timberland-WW | 354004 Sewer - S&I - 30 Years | 50000 | 2023-07-31
TL.311.000.04 | Electrical service and panel - Pay App | Wastewater | KY-Timberland-WW | 354004 Sewer - S&I - 30 Years | 25000 | 2023-07-31
SC.311.000.01 | New Roof - Pay App | Wastewater | KY-Springcrest-WW | 354004 Sewer - S&I - 30 Years | 11500 | 2023-07-31
RB.311.000.12 | Structural steel and cat walks - Pay App | Wastewater | KY-River Bluffs-WW | 354004 Sewer - S&I - 30 Years | 90783 | 2023-07-31
RB.311.000.11 | Site Work - Pay App | Wastewater | KY-River Bluffs-WW | 354004 Sewer - S&I - 30 Years | 20000 | 2023-07-31
RB.311.000.10 | New blower building - Pay App | Wastewater | KY-River Bluffs-WW | 354004 Sewer - S&I - 30 Years | 30000 | 2023-07-31
MR.311.000.01 | Access road - Pay App | Wastewater | KY-Marshall Ridge-WW | 354004 Sewer - S&I - 30 Years | 1000 | 2023-07-31
LC.311.000.08 | Site Work - Pay App | Wastewater | KY-Lake Columbia-WW | 354004 Sewer - S&I - 30 Years | 10000 | 2023-07-31
LC.311.000.07 | New building enclosure - Pay App | Wastewater | KY-Lake Columbia-WW | 354004 Sewer - S&I - 30 Years | 20000 | 2023-07-31
LC.311.000.06 | Fencing - Pay App | Wastewater | KY-Lake Columbia-WW | 354004 Sewer - S&I - 30 Years | 15000 | 2023-07-31
GA.311.000.06 | Grading - Pay App | Wastewater | KY-Golden Acres-WW | 354004 Sewer - S&I - 30 Years | 6708 | 2023-07-31
GA.311.000.05 | Site Work - Pay App | Wastewater | KY-Golden Acres-WW | 354004 Sewer - S&I - 30 Years | 10357 | 2023-07-31
CP.311.000.02 | Access road - Pay App | Wastewater | KY-Carriage Park-WW | 354004 Sewer - S&I - 30 Years | 1597 | 2023-07-31
BR.311.000.05 | Regrade around lagoon - Pay App | Wastewater | KY-Brocklyn-WW | 354004 Sewer - S&I - 30 Years | 4000 | 2023-07-31
AP.311.000.01 | Fence Modification - Pay App | Wastewater | KY-Arcadia Pines-WW | 354004 Sewer - S&I - 30 Years | 1000 | 2023-07-31
AV.311.000.10 | Site Piping - Pay App | Wastewater | KY-Airview-WW | 354004 Sewer - S&I - 30 Years | 27207 | 2023-07-31
AV.352.100.06 | Collection Sewers - Force | Wastewater | KY-Airview-WW | 360001 Sewer - Collection Sewers - Force - 50 Years | 14609.91 | 2020-01-31
AV.352.100.01 | Treatment & Disposal Equipment | Wastewater | KY-Airview-WW | 360001 Sewer - Collection Sewers - Force - 50 Years | 19031.46 | 2020-01-31
PR.352.100.01 | Alarms at 3 lift Stations | Wastewater | KY-Persimmon Ridge-WW | 360001 Sewer - Collection Sewers - Force - 50 Years | 825.02 | 2020-01-31
LC.352.100.01 | Refurbish and jet sewer lines | Wastewater | KY-Lake Columbia-WW | 360001 Sewer - Collection Sewers - Force - 50 Years | 18510.04 | 2020-01-31
KW.352.100.01 | Recondition sewer lines/LS | Wastewater | KY-Kingswood-WW | 360001 Sewer - Collection Sewers - Force - 50 Years | 10085.68 | 2020-01-31
GO.352.100.01 | LS Refurbishment | Wastewater | KY-Great Oaks-WW | 360001 Sewer - Collection Sewers - Force - 50 Years | 15049.45 | 2020-01-31
GA.352.100.01 | Smoke test TREKK | Wastewater | KY-Golden Acres-WW | 360001 Sewer - Collection Sewers - Force - 50 Years | 5316.28 | 2020-01-31
FR.352.100.01 | LS Rehab | Wastewater | KY-Fox Run-WW | 360001 Sewer - Collection Sewers - Force - 50 Years | 16629.16 | 2020-01-31
BR.352.100.01 | Jet Sewer Lines | Wastewater | KY-Brocklyn-WW | 360001 Sewer - Collection Sewers - Force - 50 Years | 6392.6 | 2020-01-31
AV.352.100.02 | Manhole Risers | Wastewater | KY-Airview-WW | 360001 Sewer - Collection Sewers - Force - 50 Years | 19742.71 | 2020-02-29
AV.352.100.03 | Acquisition - Legal & Engineering | Wastewater | KY-Airview-WW | 360001 Sewer - Collection Sewers - Force - 50 Years | 105024.1 | 2020-03-31
PR.352.100.03 | Acquisition - Legal & Engineering | Wastewater | KY-Persimmon Ridge-WW | 360001 Sewer - Collection Sewers - Force - 50 Years | 155688.63 | 2020-03-31
PR.352.100.02 | Manhole/LS Project | Wastewater | KY-Persimmon Ridge-WW | 360001 Sewer - Collection Sewers - Force - 50 Years | 1203 | 2020-03-31
LH.352.100.01 | Acquisition - Legal & Engineering | Wastewater | KY-LH Treatment-WW | 360001 Sewer - Collection Sewers - Force - 50 Years | 152948.71 | 2020-03-31
LC.352.100.03 | Acquisition - Legal & Engineering | Wastewater | KY-Lake Columbia-WW | 360001 Sewer - Collection Sewers - Force - 50 Years | 80421.01 | 2020-03-31
LC.352.100.02 | Manhole/LS Project | Wastewater | KY-Lake Columbia-WW | 360001 Sewer - Collection Sewers - Force - 50 Years | 1448 | 2020-03-31
KW.352.100.02 | Acquisition - Legal & Engineering | Wastewater | KY-Kingswood-WW | 360001 Sewer - Collection Sewers - Force - 50 Years | 91493.54 | 2020-03-31
GO.352.100.02 | Acquisition - Legal & Engineering | Wastewater | KY-Great Oaks-WW | 360001 Sewer - Collection Sewers - Force - 50 Years | 73057.42 | 2020-03-31
GA.352.100.02 | Acquisition - Legal & Engineering | Wastewater | KY-Golden Acres-WW | 360001 Sewer - Collection Sewers - Force - 50 Years | 96822.59 | 2020-03-31
FR.352.100.02 | Acquisition - Legal & Engineering | Wastewater | KY-Fox Run-WW | 360001 Sewer - Collection Sewers - Force - 50 Years | 97577.98 | 2020-03-31
BR.352.100.02 | Acquisition - Legal & Engineering | Wastewater | KY-Brocklyn-WW | 360001 Sewer - Collection Sewers - Force - 50 Years | 72719.76 | 2020-03-31
FR.352.100.03 | Acquisition - Legal & Engineering | Wastewater | KY-Fox Run-WW | 360001 Sewer - Collection Sewers - Force - 50 Years | 724 | 2020-04-30
BR.352.100.03 | Acquisition - Legal & Engineering | Wastewater | KY-Brocklyn-WW | 360001 Sewer - Collection Sewers - Force - 50 Years | 327.68 | 2020-04-30
KW.352.100.03 | Check Valves | Wastewater | KY-Kingswood-WW | 360001 Sewer - Collection Sewers - Force - 50 Years | 700 | 2020-05-31
RB.352.100.01 | LS Work | Wastewater | KY-River Bluffs-WW | 360001 Sewer - Collection Sewers - Force - 50 Years | 6821.37 | 2020-06-30
PR.352.100.04 | LS work | Wastewater | KY-Persimmon Ridge-WW | 360001 Sewer - Collection Sewers - Force - 50 Years | 5012.58 | 2020-06-30
GO.352.100.03 | Refurbish LS/clairifier | Wastewater | KY-Great Oaks-WW | 360001 Sewer - Collection Sewers - Force - 50 Years | 1820 | 2020-06-30
GA.352.100.03 | Build LS Control Panels | Wastewater | KY-Golden Acres-WW | 360001 Sewer - Collection Sewers - Force - 50 Years | 4179.71 | 2020-06-30
GO.352.100.06 | Weld and installed lift station force main | Wastewater | KY-Great Oaks-WW | 360001 Sewer - Collection Sewers - Force - 50 Years | 4987.96 | 2020-12-31
GO.352.100.05 | Site work, Lateral refurbishment | Wastewater | KY-Great Oaks-WW | 360001 Sewer - Collection Sewers - Force - 50 Years | 3480 | 2020-12-31
GO.352.100.04 | Ran push camera in sewer lines | Wastewater | KY-Great Oaks-WW | 360001 Sewer - Collection Sewers - Force - 50 Years | 2335 | 2020-12-31
AV.352.100.05 | Collection Sewers - Force | Wastewater | KY-Airview-WW | 360001 Sewer - Collection Sewers - Force - 50 Years | 3493.18 | 2021-01-31
AV.352.100.04 | Collection Sewers - Force | Wastewater | KY-Airview-WW | 360001 Sewer - Collection Sewers - Force - 50 Years | 12964.67 | 2021-01-31
TL.352.100.02 | Acquisition - Legal & Engineering | Wastewater | KY-Timberland-WW | 360001 Sewer - Collection Sewers - Force - 50 Years | 53664.49 | 2021-01-31
TL.352.100.01 | Acquisition - Legal & Engineering | Wastewater | KY-Timberland-WW | 360001 Sewer - Collection Sewers - Force - 50 Years | 12100 | 2021-01-31
RB.352.100.03 | Acquisition - Legal & Engineering | Wastewater | KY-River Bluffs-WW | 360001 Sewer - Collection Sewers - Force - 50 Years | 68883.19 | 2021-01-31
RB.352.100.02 | Acquisition - Legal & Engineering | Wastewater | KY-River Bluffs-WW | 360001 Sewer - Collection Sewers - Force - 50 Years | 30670 | 2021-01-31
PR.352.100.06 | Acquisition - Legal & Engineering | Wastewater | KY-Persimmon Ridge-WW | 360001 Sewer - Collection Sewers - Force - 50 Years | 1317.34 | 2021-01-31
PR.352.100.05 | Acquisition - Legal & Engineering | Wastewater | KY-Persimmon Ridge-WW | 360001 Sewer - Collection Sewers - Force - 50 Years | 71869.47 | 2021-01-31
MR.352.100.01 | Acquisition - Legal & Engineering | Wastewater | KY-Marshall Ridge-WW | 360001 Sewer - Collection Sewers - Force - 50 Years | 10213.85 | 2021-01-31
LH.352.100.03 | Acquisition - Legal & Engineering | Wastewater | KY-LH Treatment-WW | 360001 Sewer - Collection Sewers - Force - 50 Years | 2712.59 | 2021-01-31
LH.352.100.02 | Acquisition - Legal & Engineering | Wastewater | KY-LH Treatment-WW | 360001 Sewer - Collection Sewers - Force - 50 Years | 12105.96 | 2021-01-31
LC.352.100.05 | Acquisition - Legal & Engineering | Wastewater | KY-Lake Columbia-WW | 360001 Sewer - Collection Sewers - Force - 50 Years | 1308.34 | 2021-01-31
LC.352.100.04 | Acquisition - Legal & Engineering | Wastewater | KY-Lake Columbia-WW | 360001 Sewer - Collection Sewers - Force - 50 Years | 5928.33 | 2021-01-31
KW.352.100.05 | Acquisition - Legal & Engineering | Wastewater | KY-Kingswood-WW | 360001 Sewer - Collection Sewers - Force - 50 Years | 2227.34 | 2021-01-31
KW.352.100.04 | Acquisition - Legal & Engineering | Wastewater | KY-Kingswood-WW | 360001 Sewer - Collection Sewers - Force - 50 Years | 5250 | 2021-01-31
GO.352.100.08 | Acquisition - Legal & Engineering | Wastewater | KY-Great Oaks-WW | 360001 Sewer - Collection Sewers - Force - 50 Years | 3625.85 | 2021-01-31
GO.352.100.07 | Acquisition - Legal & Engineering | Wastewater | KY-Great Oaks-WW | 360001 Sewer - Collection Sewers - Force - 50 Years | 5855 | 2021-01-31
GA.352.100.04 | Acquisition - Legal & Engineering | Wastewater | KY-Golden Acres-WW | 360001 Sewer - Collection Sewers - Force - 50 Years | 5854.51 | 2021-01-31
FR.352.100.04 | Acquisition - Legal & Engineering | Wastewater | KY-Fox Run-WW | 360001 Sewer - Collection Sewers - Force - 50 Years | 4838.33 | 2021-01-31
CP.352.100.01 | Collection Sewers - Force | Wastewater | KY-Carriage Park-WW | 360001 Sewer - Collection Sewers - Force - 50 Years | 10792.29 | 2021-01-31
BR.352.100.06 | Collection Sewers - Force | Wastewater | KY-Brocklyn-WW | 360001 Sewer - Collection Sewers - Force - 50 Years | 1038.26 | 2021-01-31
BR.352.100.05 | Collection Sewers - Force | Wastewater | KY-Brocklyn-WW | 360001 Sewer - Collection Sewers - Force - 50 Years | 12751.32 | 2021-01-31
AP.352.100.01 | Collection Sewers - Force | Wastewater | KY-Arcadia Pines-WW | 360001 Sewer - Collection Sewers - Force - 50 Years | 14650.16 | 2021-01-31
WA.352.100.01 | Acquisition - 2018 Annual Report Collections Sewers - Force | Wastewater | KY-Woodland Acres-WW | 360001 Sewer - Collection Sewers - Force - 50 Years | 11218 | 2021-04-01
GA.352.100.06 | Collection System Rehab | Wastewater | KY-Golden Acres-WW | 360001 Sewer - Collection Sewers - Force - 50 Years | 15811 | 2021-08-01
SC.352.100.01 | Acquisition - Legal & Engineering | Wastewater | KY-Springcrest-WW | 360001 Sewer - Collection Sewers - Force - 50 Years | 46216.06 | 2021-10-31
TL.352.100.03 | LS Rehab | Wastewater | KY-Timberland-WW | 360001 Sewer - Collection Sewers - Force - 50 Years | 15464.34 | 2022-01-01
SC.352.100.02 | Influent Lift Station - Pay App | Wastewater | KY-Springcrest-WW | 360001 Sewer - Collection Sewers - Force - 50 Years | 12500 | 2023-07-31
LH.352.200.01 | Acquisition Purchase Acctg - 2018 Annual Report - Collection Sewers-Gravity | Wastewater | KY-LH Treatment-WW | 361001 Sewer - Collection Sewers - Gravity - 50 Years | 242051 | 2019-09-30
KW.352.200.01 | Acquisition Purchase Acctg - 2018 Annual Report - Collection Sewers-Gravity | Wastewater | KY-Kingswood-WW | 361001 Sewer - Collection Sewers - Gravity - 50 Years | 122523.41 | 2019-09-30
GO.352.200.01 | Acquisition Purchase Acctg - 2016 Annual Report - Collection Sewers Gravity | Wastewater | KY-Great Oaks-WW | 361001 Sewer - Collection Sewers - Gravity - 50 Years | 98244.59 | 2019-09-30
GA.352.200.01 | Acquisition Purchase Acctg - 2016 Annual Report - Collection Sewers Gravity | Wastewater | KY-Golden Acres-WW | 361001 Sewer - Collection Sewers - Gravity - 50 Years | 98244.6 | 2019-09-30
LC.352.200.01 | Acquisition Purchase Acctg - 2018 Annual Report - Collection Sewers-Gravity | Wastewater | KY-Lake Columbia-WW | 361001 Sewer - Collection Sewers - Gravity - 50 Years | 60000 | 2019-09-30
PR.352.200.01 | Install manhole risers | Wastewater | KY-Persimmon Ridge-WW | 361001 Sewer - Collection Sewers - Gravity - 50 Years | 1120 | 2020-09-30
LC.352.200.02 | Pump Holding Tank at lift station | Wastewater | KY-Lake Columbia-WW | 361001 Sewer - Collection Sewers - Gravity - 50 Years | 1365 | 2020-09-30
MR.352.200.01 | Acquistion - Collection Sewers-Gravity allocated from Flinn Eng Val Rpt | Wastewater | KY-Marshall Ridge-WW | 361001 Sewer - Collection Sewers - Gravity - 50 Years | 12570.04 | 2020-12-31
LH.352.200.02 | Clean Collection System | Wastewater | KY-LH Treatment-WW | 361001 Sewer - Collection Sewers - Gravity - 50 Years | 18729.43 | 2020-12-31
CP.352.200.01 | Acquisition - Gravity Sewer & Manholes alloc from Flinn Evaluation Rpt | Wastewater | KY-Carriage Park-WW | 361001 Sewer - Collection Sewers - Gravity - 50 Years | 4397.02 | 2020-12-31
AP.352.200.01 | Acquisition - Gravity Sewer & Manholes alloc from Flinn Evaluation Rpt | Wastewater | KY-Arcadia Pines-WW | 361001 Sewer - Collection Sewers - Gravity - 50 Years | 10402.71 | 2020-12-31
SC.352.200.02 | Acquisition - Allocated Value from Engineering Report | Wastewater | KY-Springcrest-WW | 361001 Sewer - Collection Sewers - Gravity - 50 Years | 15000 | 2021-02-28
SC.352.200.01 | Acquisition - 2019 Annual Report Collection Sewer - Gravity | Wastewater | KY-Springcrest-WW | 361001 Sewer - Collection Sewers - Gravity - 50 Years | 82500 | 2021-02-28
HH.352.200.02 | Collection Sewers - Gravity | Wastewater | KY-Herrington Haven-WW | 361001 Sewer - Collection Sewers - Gravity - 50 Years | 14500 | 2021-02-28
DP.352.200.01 | Acquisition - 2019 Annual Report Collection Sewer - Gravity | Wastewater | KY-Delaplain Disposal-WW | 361001 Sewer - Collection Sewers - Gravity - 50 Years | 573623 | 2021-02-28
HH.352.200.01 | Collection Sewers - Gravity | Wastewater | KY-Herrington Haven-WW | 361001 Sewer - Collection Sewers - Gravity - 50 Years | 10008 | 2021-02-28
WA.352.200.01 | Acquisition - 2018 Annual Report Collections Sewers - Gravity | Wastewater | KY-Woodland Acres-WW | 361001 Sewer - Collection Sewers - Gravity - 50 Years | 169761 | 2021-04-01
MR.352.200.02 | Acquisition - Legal & Engineering | Wastewater | KY-Marshall Ridge-WW | 361001 Sewer - Collection Sewers - Gravity - 50 Years | 43474.94 | 2021-04-30
CP.352.200.02 | Acquisition - Legal & Engineering | Wastewater | KY-Carriage Park-WW | 361001 Sewer - Collection Sewers - Gravity - 50 Years | 51269.23 | 2021-06-30
AP.352.200.02 | Acquisition - Legal & Engineering | Wastewater | KY-Arcadia Pines-WW | 361001 Sewer - Collection Sewers - Gravity - 50 Years | 54222.27 | 2021-06-30
WA.352.200.03 | Acquisition - Legal & Engineering | Wastewater | KY-Woodland Acres-WW | 361001 Sewer - Collection Sewers - Gravity - 50 Years | 60572.65 | 2021-10-31
HH.352.200.03 | Acquisition - Legal & Engineering | Wastewater | KY-Herrington Haven-WW | 361001 Sewer - Collection Sewers - Gravity - 50 Years | 61187.64 | 2021-10-31
DP.352.200.02 | Acquisition - Legal & Engineering | Wastewater | KY-Delaplain Disposal-WW | 361001 Sewer - Collection Sewers - Gravity - 50 Years | 62945.12 | 2021-10-31
FR.352.200.01 | Rehab Leaks | Wastewater | KY-Fox Run-WW | 361001 Sewer - Collection Sewers - Gravity - 50 Years | 4962.32 | 2022-01-01
DC.352.200.01 | Legal & Engineering | Wastewater | KY-Darlington Creek-WW | 361001 Sewer - Collection Sewers - Gravity - 50 Years | 125152.03 | 2022-11-30
TL.352.200.02 | Yard Piping - Pay App | Wastewater | KY-Timberland-WW | 361001 Sewer - Collection Sewers - Gravity - 50 Years | 19876 | 2023-07-31
TL.352.200.01 | Inflow and infiltration - Pay App | Wastewater | KY-Timberland-WW | 361001 Sewer - Collection Sewers - Gravity - 50 Years | 20000 | 2023-07-31
AV.352.200.01 | Manhole Installation - Pay App | Wastewater | KY-Airview-WW | 361001 Sewer - Collection Sewers - Gravity - 50 Years | 18808 | 2023-07-31
RB.353.000.01 | Acquisition Purchase Acctg - 2018 Annual Report - Other Collection Plant | Wastewater | KY-River Bluffs-WW | 363000 Sewer - Services to Customers | 304332 | 2020-05-31
MR.353.000.01 | Acquisition - Laterals allocated from Flinn Eng Valuation Rpt | Wastewater | KY-Marshall Ridge-WW | 363000 Sewer - Services to Customers | 760.05 | 2020-12-31
CP.353.000.01 | Acquisition - Laterals allocated from Flinn Eng Valuation Rpt | Wastewater | KY-Carriage Park-WW | 363000 Sewer - Services to Customers | 247.75 | 2020-12-31
AP.353.000.01 | Acquisition - Laterals allocated from Flinn Eng Valuation Rpt | Wastewater | KY-Arcadia Pines-WW | 363000 Sewer - Services to Customers | 633.69 | 2020-12-31
DP.353.000.01 | Acquisition - 2019 Annual Report Other Collection Facilities | Wastewater | KY-Delaplain Disposal-WW | 363000 Sewer - Services to Customers | 400897 | 2021-02-28
AV.355.000.01 | Acquisition - Legal & Engineering | Wastewater | KY-Airview-WW | 364002 Sewer - Flow Measuring Devices - 30 Years | 475 | 2020-01-31
TL.355.000.01 | Flowmeter | Wastewater | KY-Timberland-WW | 364002 Sewer - Flow Measuring Devices - 30 Years | 3405.35 | 2020-12-31
DP.355.000.01 | Acquisition - 2019 Annual Report Flow Measuring Devices | Wastewater | KY-Delaplain Disposal-WW | 364002 Sewer - Flow Measuring Devices - 30 Years | 2035 | 2021-02-28
GA.355.000.01 | Flow Monitor | Wastewater | KY-Golden Acres-WW | 364002 Sewer - Flow Measuring Devices - 30 Years | 7898.73 | 2022-01-01
TL.355.000.02 | Flow meter - Pay App | Wastewater | KY-Timberland-WW | 364002 Sewer - Flow Measuring Devices - 30 Years | 5000 | 2023-07-31
GO.363.000.02 | Acquisition Purchase Acctg - Closing Costs | Wastewater | KY-Great Oaks-WW | 371002 Sewer - Pumping Equip - 10 Years | 2601.07 | 2019-09-30
GA.363.000.02 | Acquisition Purchase Acctg - Closing Costs | Wastewater | KY-Golden Acres-WW | 371002 Sewer - Pumping Equip - 10 Years | 2601.06 | 2019-09-30
LC.363.000.01 | Acquisition Purchase Acctg - 2018 Annual Report - Electronic Pumping Equip | Wastewater | KY-Lake Columbia-WW | 371002 Sewer - Pumping Equip - 10 Years | 10000 | 2019-09-30
FR.363.000.01 | Acquisition Purchase Acctg - 2018 Annual Report - Electronic Pumping Equip | Wastewater | KY-Fox Run-WW | 371002 Sewer - Pumping Equip - 10 Years | 14385 | 2019-09-30
AV.363.000.01 | Pumping Equipment | Wastewater | KY-Airview-WW | 371002 Sewer - Pumping Equip - 10 Years | 9047.09 | 2020-01-31
PR.363.000.01 | Capacitor, check pumps and lift stations | Wastewater | KY-Persimmon Ridge-WW | 371002 Sewer - Pumping Equip - 10 Years | 1681.13 | 2020-01-31
BR.363.000.01 | Effluent Pump Work | Wastewater | KY-Brocklyn-WW | 371002 Sewer - Pumping Equip - 10 Years | 96.67 | 2020-01-31
FR.363.000.02 | Refurbish Pump | Wastewater | KY-Fox Run-WW | 371002 Sewer - Pumping Equip - 10 Years | 620 | 2020-01-31
AV.363.000.02 | Pumping Equipment | Wastewater | KY-Airview-WW | 371002 Sewer - Pumping Equip - 10 Years | 1223.19 | 2020-02-29
AV.363.000.03 | Pump | Wastewater | KY-Airview-WW | 371002 Sewer - Pumping Equip - 10 Years | 932.5 | 2020-03-31
GO.363.000.01 | Pump for LS | Wastewater | KY-Great Oaks-WW | 371002 Sewer - Pumping Equip - 10 Years | 2676.49 | 2020-03-31
KW.363.000.01 | LS Pump | Wastewater | KY-Kingswood-WW | 371002 Sewer - Pumping Equip - 10 Years | 3183.24 | 2020-03-31
AV.363.000.04 | New Motor-Starter for LS | Wastewater | KY-Airview-WW | 371002 Sewer - Pumping Equip - 10 Years | 3583.88 | 2020-04-30
BR.363.000.02 | Pump | Wastewater | KY-Brocklyn-WW | 371002 Sewer - Pumping Equip - 10 Years | 5363.84 | 2020-04-30
AV.363.000.05 | New Motor-Starter for Pump | Wastewater | KY-Airview-WW | 371002 Sewer - Pumping Equip - 10 Years | 635 | 2020-06-30
TL.363.000.01 | LS Pump | Wastewater | KY-Timberland-WW | 371002 Sewer - Pumping Equip - 10 Years | 6565.41 | 2020-06-30
TL.363.000.02 | Unclog LS Manhole | Wastewater | KY-Timberland-WW | 371002 Sewer - Pumping Equip - 10 Years | 1187.5 | 2020-12-31
RB.363.000.01 | Pump | Wastewater | KY-River Bluffs-WW | 371002 Sewer - Pumping Equip - 10 Years | 5040.24 | 2020-12-31
KW.363.000.02 | Pump | Wastewater | KY-Kingswood-WW | 371002 Sewer - Pumping Equip - 10 Years | 399.93 | 2020-12-31
GA.363.000.01 | New Pump | Wastewater | KY-Golden Acres-WW | 371002 Sewer - Pumping Equip - 10 Years | 3878.69 | 2020-12-31
SC.363.000.01 | Pump Replacement | Wastewater | KY-Springcrest-WW | 371002 Sewer - Pumping Equip - 10 Years | 4627 | 2022-01-01
RB.363.000.03 | Sludge tank Work | Wastewater | KY-River Bluffs-WW | 371002 Sewer - Pumping Equip - 10 Years | 21504.19 | 2022-01-01
RB.363.000.02 | LS pump failed- pump & haul from station | Wastewater | KY-River Bluffs-WW | 371002 Sewer - Pumping Equip - 10 Years | 6474.51 | 2022-01-01
PR.363.000.02 | Rebuilt 2 pumps | Wastewater | KY-Persimmon Ridge-WW | 371002 Sewer - Pumping Equip - 10 Years | 31442.45 | 2022-01-01
KW.363.000.03 | Pump | Wastewater | KY-Kingswood-WW | 371002 Sewer - Pumping Equip - 10 Years | 10921.24 | 2022-01-01
FR.363.000.03 | Install Pump Station | Wastewater | KY-Fox Run-WW | 371002 Sewer - Pumping Equip - 10 Years | 28168.13 | 2022-01-01
DP.363.000.01 | Pump | Wastewater | KY-Delaplain Disposal-WW | 371002 Sewer - Pumping Equip - 10 Years | 23285.39 | 2022-01-01
LC.363.000.02 | Electrical upgrades - Pay App | Wastewater | KY-Lake Columbia-WW | 371002 Sewer - Pumping Equip - 10 Years | 15000 | 2023-07-31
AV.363.000.08 | Electrical Work - Pay App | Wastewater | KY-Airview-WW | 371002 Sewer - Pumping Equip - 10 Years | 19884 | 2023-07-31
AV.363.000.07 | Electrical service upgrade - Pay App | Wastewater | KY-Airview-WW | 371002 Sewer - Pumping Equip - 10 Years | 40000 | 2023-07-31
AV.363.000.06 | Influent Pumps - Pay App | Wastewater | KY-Airview-WW | 371002 Sewer - Pumping Equip - 10 Years | 14547 | 2023-07-31
AV.372.000.01 | Acquisition Purchase Acctg - 2018 Annual Report - Treatment & Disposal Equip | Wastewater | KY-Airview-WW | 380003 Sewer - Treatment & Disposal Equip - 20 Years | 76579 | 2019-09-30
LH.372.000.02 | Acquisition Purchase Acctg - Treatment & Disposal Equip | Wastewater | KY-LH Treatment-WW | 380003 Sewer - Treatment & Disposal Equip - 20 Years | 195921 | 2019-09-30
LH.372.000.01 | Acquisition Purchase Acctg - Other Treatment & Disposal Equip | Wastewater | KY-LH Treatment-WW | 380003 Sewer - Treatment & Disposal Equip - 20 Years | 10075 | 2019-09-30
AV.372.000.11 | Treatment & Disposal Equipment | Wastewater | KY-Airview-WW | 380003 Sewer - Treatment & Disposal Equip - 20 Years | 3544.76 | 2020-01-31
AV.372.000.10 | Treatment & Disposal Equipment | Wastewater | KY-Airview-WW | 380003 Sewer - Treatment & Disposal Equip - 20 Years | 1439.58 | 2020-01-31
AV.372.000.09 | Treatment & Disposal Equipment | Wastewater | KY-Airview-WW | 380003 Sewer - Treatment & Disposal Equip - 20 Years | 2514.99 | 2020-01-31
AV.372.000.08 | Treatment & Disposal Equipment | Wastewater | KY-Airview-WW | 380003 Sewer - Treatment & Disposal Equip - 20 Years | 2164.16 | 2020-01-31
AV.372.000.03 | Treatment & Disposal Equipment | Wastewater | KY-Airview-WW | 380003 Sewer - Treatment & Disposal Equip - 20 Years | 10018.61 | 2020-01-31
LC.372.000.01 | Chlorine system | Wastewater | KY-Lake Columbia-WW | 380003 Sewer - Treatment & Disposal Equip - 20 Years | 362.55 | 2020-01-31
KW.372.000.01 | Site Renovations/Replace Skimmer Motor | Wastewater | KY-Kingswood-WW | 380003 Sewer - Treatment & Disposal Equip - 20 Years | 4250.25 | 2020-01-31
GO.372.000.01 | Refurbish sludge holding/pumping equip | Wastewater | KY-Great Oaks-WW | 380003 Sewer - Treatment & Disposal Equip - 20 Years | 10088.13 | 2020-01-31
GA.372.000.01 | New main in control panel, replace motor pulleys, | Wastewater | KY-Golden Acres-WW | 380003 Sewer - Treatment & Disposal Equip - 20 Years | 8143.13 | 2020-01-31
FR.372.000.04 | Blower/Pump Refurb | Wastewater | KY-Fox Run-WW | 380003 Sewer - Treatment & Disposal Equip - 20 Years | 24960.6 | 2020-01-31
BR.372.000.02 | New Blower | Wastewater | KY-Brocklyn-WW | 380003 Sewer - Treatment & Disposal Equip - 20 Years | 21011.21 | 2020-01-31
AV.372.000.02 | Treatment & Disposal Equipment | Wastewater | KY-Airview-WW | 380003 Sewer - Treatment & Disposal Equip - 20 Years | 867.54 | 2020-02-29
AV.372.000.05 | Upgrades to plant | Wastewater | KY-Airview-WW | 380003 Sewer - Treatment & Disposal Equip - 20 Years | 9251.16 | 2020-03-31
PR.372.000.01 | Refurbish Chemical Discharge | Wastewater | KY-Persimmon Ridge-WW | 380003 Sewer - Treatment & Disposal Equip - 20 Years | 8778.89 | 2020-03-31
LH.372.000.03 | Rehab Blower/Basin | Wastewater | KY-LH Treatment-WW | 380003 Sewer - Treatment & Disposal Equip - 20 Years | 9045.67 | 2020-03-31
LC.372.000.02 | Disinfection Equipment Install Bar Screen | Wastewater | KY-Lake Columbia-WW | 380003 Sewer - Treatment & Disposal Equip - 20 Years | 12315.46 | 2020-03-31
KW.372.000.02 | Startup Ops & Plant Eval | Wastewater | KY-Kingswood-WW | 380003 Sewer - Treatment & Disposal Equip - 20 Years | 10250.14 | 2020-03-31
GO.372.000.02 | Blower + equipment/labor | Wastewater | KY-Great Oaks-WW | 380003 Sewer - Treatment & Disposal Equip - 20 Years | 16545.84 | 2020-03-31
GA.372.000.02 | Blower + New control panel | Wastewater | KY-Golden Acres-WW | 380003 Sewer - Treatment & Disposal Equip - 20 Years | 19490.47 | 2020-03-31
FR.372.000.02 | Blower/Pump Refurb | Wastewater | KY-Fox Run-WW | 380003 Sewer - Treatment & Disposal Equip - 20 Years | 21100.77 | 2020-03-31
BR.372.000.03 | Aeration System & Blower Parts & Control Panel | Wastewater | KY-Brocklyn-WW | 380003 Sewer - Treatment & Disposal Equip - 20 Years | 14615.48 | 2020-03-31
BR.372.000.04 | Mounting Brackets and Brace for Skimmer/Clarifier | Wastewater | KY-Brocklyn-WW | 380003 Sewer - Treatment & Disposal Equip - 20 Years | 375 | 2020-04-30
AV.372.000.04 | Aeration system & Blower work | Wastewater | KY-Airview-WW | 380003 Sewer - Treatment & Disposal Equip - 20 Years | 2610.25 | 2020-06-30
RB.372.000.01 | Grinder Pump | Wastewater | KY-River Bluffs-WW | 380003 Sewer - Treatment & Disposal Equip - 20 Years | 8869.75 | 2020-06-30
PR.372.000.02 | Acquisition - Legal & Engineering | Wastewater | KY-Persimmon Ridge-WW | 380003 Sewer - Treatment & Disposal Equip - 20 Years | 17711.81 | 2020-06-30
LH.372.000.04 | Chemical Tank | Wastewater | KY-LH Treatment-WW | 380003 Sewer - Treatment & Disposal Equip - 20 Years | 9082.36 | 2020-06-30
LC.372.000.03 | Baffle reconstruction, new wiring, new Weir | Wastewater | KY-Lake Columbia-WW | 380003 Sewer - Treatment & Disposal Equip - 20 Years | 33923.03 | 2020-06-30
KW.372.000.03 | Treatment & Disposal Equipment | Wastewater | KY-Kingswood-WW | 380003 Sewer - Treatment & Disposal Equip - 20 Years | 10490 | 2020-06-30
GO.372.000.03 | Refurbish digester | Wastewater | KY-Great Oaks-WW | 380003 Sewer - Treatment & Disposal Equip - 20 Years | 25744.38 | 2020-06-30
GA.372.000.03 | Pipes, Plugs, Panel, Timing Range | Wastewater | KY-Golden Acres-WW | 380003 Sewer - Treatment & Disposal Equip - 20 Years | 3447.62 | 2020-06-30
FR.372.000.03 | Acquisition - Legal & Engineering | Wastewater | KY-Fox Run-WW | 380003 Sewer - Treatment & Disposal Equip - 20 Years | 277.82 | 2020-06-30
BR.372.000.05 | Bar Grating | Wastewater | KY-Brocklyn-WW | 380003 Sewer - Treatment & Disposal Equip - 20 Years | 4082.55 | 2020-06-30
AV.372.000.06 | Plant Improvements, Paint, install new bar screen | Wastewater | KY-Airview-WW | 380003 Sewer - Treatment & Disposal Equip - 20 Years | 9287.84 | 2020-12-31
RB.372.000.04 | Aeration | Wastewater | KY-River Bluffs-WW | 380003 Sewer - Treatment & Disposal Equip - 20 Years | 35000 | 2020-12-31
RB.372.000.02 | Clean Contact Tank | Wastewater | KY-River Bluffs-WW | 380003 Sewer - Treatment & Disposal Equip - 20 Years | 9765 | 2020-12-31
MR.372.000.01 | Acquisition - Treatment Equip allocated from Flinn Valuation Rpt | Wastewater | KY-Marshall Ridge-WW | 380003 Sewer - Treatment & Disposal Equip - 20 Years | 2473.61 | 2020-12-31
LH.372.000.05 | Pumping Sludge from both digesters | Wastewater | KY-LH Treatment-WW | 380003 Sewer - Treatment & Disposal Equip - 20 Years | 420 | 2020-12-31
GO.372.000.04 | Cleaned Clarifiers | Wastewater | KY-Great Oaks-WW | 380003 Sewer - Treatment & Disposal Equip - 20 Years | 6806.81 | 2020-12-31
CP.372.000.01 | Acquisition - Water Treatment Plt alloc from Flinn Eval Rpt | Wastewater | KY-Carriage Park-WW | 380003 Sewer - Treatment & Disposal Equip - 20 Years | 969 | 2020-12-31
BR.372.000.06 | Installed Blower | Wastewater | KY-Brocklyn-WW | 380003 Sewer - Treatment & Disposal Equip - 20 Years | 2306.19 | 2020-12-31
AP.372.000.01 | Acquisition - Water Treatment Plt alloc from Flinn Eval Rpt | Wastewater | KY-Arcadia Pines-WW | 380003 Sewer - Treatment & Disposal Equip - 20 Years | 2782 | 2020-12-31
RB.372.000.03 | Blowers | Wastewater | KY-River Bluffs-WW | 380003 Sewer - Treatment & Disposal Equip - 20 Years | 20000 | 2020-12-31
AV.372.000.07 | Acquisition - Legal & Engineering | Wastewater | KY-Airview-WW | 380003 Sewer - Treatment & Disposal Equip - 20 Years | 1485 | 2021-01-31
KW.372.000.04 | Acquisition - Legal & Engineering | Wastewater | KY-Kingswood-WW | 380003 Sewer - Treatment & Disposal Equip - 20 Years | 1625 | 2021-01-31
PR.372.000.03 | Lagoon Baffle Refurbishment | Wastewater | KY-Persimmon Ridge-WW | 380003 Sewer - Treatment & Disposal Equip - 20 Years | 4993 | 2021-02-01
SC.372.000.01 | Acquisition - 2019 Annual Report Treatment & Disposal Equipment | Wastewater | KY-Springcrest-WW | 380003 Sewer - Treatment & Disposal Equip - 20 Years | 93600 | 2021-02-28
DP.376.000.01 | Acquisition - 2019 Annual Report Other Treatment Equip | Wastewater | KY-Delaplain Disposal-WW | 380003 Sewer - Treatment & Disposal Equip - 20 Years | 959 | 2021-02-28
DP.372.000.01 | Acquisition - 2019 Annual Report Treatment & Disposal Equipment | Wastewater | KY-Delaplain Disposal-WW | 380003 Sewer - Treatment & Disposal Equip - 20 Years | 649371 | 2021-02-28
WA.372.000.01 | Acquisition - 2018 Annual Report Treatment & Disposal Equip | Wastewater | KY-Woodland Acres-WW | 380003 Sewer - Treatment & Disposal Equip - 20 Years | 15000 | 2021-04-01
KW.372.000.05 | Diffusers | Wastewater | KY-Kingswood-WW | 380003 Sewer - Treatment & Disposal Equip - 20 Years | 13076 | 2021-07-31
LC.372.000.04 | Aeration Install | Wastewater | KY-Lake Columbia-WW | 380003 Sewer - Treatment & Disposal Equip - 20 Years | 4637 | 2021-08-01
GA.372.000.04 | D.O. Aeration | Wastewater | KY-Golden Acres-WW | 380003 Sewer - Treatment & Disposal Equip - 20 Years | 2245 | 2021-08-01
TL.372.000.01 | Blowers & Diffusers | Wastewater | KY-Timberland-WW | 380003 Sewer - Treatment & Disposal Equip - 20 Years | 25000 | 2021-09-01
GO.372.000.05 | Blowers | Wastewater | KY-Great Oaks-WW | 380003 Sewer - Treatment & Disposal Equip - 20 Years | 15000 | 2021-09-01
LC.372.000.05 | Motor for Blower | Wastewater | KY-Lake Columbia-WW | 380003 Sewer - Treatment & Disposal Equip - 20 Years | 5062 | 2021-10-01
AV.372.000.12 | Blower Refrubishment | Wastewater | KY-Airview-WW | 380003 Sewer - Treatment & Disposal Equip - 20 Years | 5560.19 | 2022-01-01
RB.372.000.07 | Assemble Digester Air Manifold | Wastewater | KY-River Bluffs-WW | 380003 Sewer - Treatment & Disposal Equip - 20 Years | 1100 | 2022-01-01
RB.372.000.06 | Aeration/Digester Installation | Wastewater | KY-River Bluffs-WW | 380003 Sewer - Treatment & Disposal Equip - 20 Years | 7625 | 2022-01-01
PR.372.000.05 | Aerator | Wastewater | KY-Persimmon Ridge-WW | 380003 Sewer - Treatment & Disposal Equip - 20 Years | 49818.91 | 2022-01-01
PR.372.000.04 | Lagoon reconditioning | Wastewater | KY-Persimmon Ridge-WW | 380003 Sewer - Treatment & Disposal Equip - 20 Years | 1165 | 2022-01-01
LH.372.000.06 | Digester Improvements | Wastewater | KY-LH Treatment-WW | 380003 Sewer - Treatment & Disposal Equip - 20 Years | 4712.49 | 2022-01-01
KW.372.000.06 | Rebuild Blower | Wastewater | KY-Kingswood-WW | 380003 Sewer - Treatment & Disposal Equip - 20 Years | 11500.14 | 2022-01-01
GO.372.000.06 | Build new Aeration System | Wastewater | KY-Great Oaks-WW | 380003 Sewer - Treatment & Disposal Equip - 20 Years | 8560.01 | 2022-01-01
BR.372.000.07 | Blower | Wastewater | KY-Brocklyn-WW | 380003 Sewer - Treatment & Disposal Equip - 20 Years | 6995.46 | 2022-01-01
WA.372.000.02 | Digester - Pay App | Wastewater | KY-Woodland Acres-WW | 380003 Sewer - Treatment & Disposal Equip - 20 Years | 15000 | 2023-07-31
TL.372.000.04 | MBBR pod construction - Pay App | Wastewater | KY-Timberland-WW | 380003 Sewer - Treatment & Disposal Equip - 20 Years | 45000 | 2023-07-31
TL.372.000.02 | Contact chamber - Pay App | Wastewater | KY-Timberland-WW | 380003 Sewer - Treatment & Disposal Equip - 20 Years | 20000 | 2023-07-31
RB.372.000.09 | Digester - Pay App | Wastewater | KY-River Bluffs-WW | 380003 Sewer - Treatment & Disposal Equip - 20 Years | 463 | 2023-07-31
RB.372.000.08 | Blowers - Pay App | Wastewater | KY-River Bluffs-WW | 380003 Sewer - Treatment & Disposal Equip - 20 Years | 5000 | 2023-07-31
LC.372.000.08 | Motor for Blower - Pay App | Wastewater | KY-Lake Columbia-WW | 380003 Sewer - Treatment & Disposal Equip - 20 Years | 1452 | 2023-07-31
LC.372.000.07 | Collection System Modification - Pay App | Wastewater | KY-Lake Columbia-WW | 380003 Sewer - Treatment & Disposal Equip - 20 Years | 26000 | 2023-07-31
LC.372.000.06 | Aeration Install - Pay App | Wastewater | KY-Lake Columbia-WW | 380003 Sewer - Treatment & Disposal Equip - 20 Years | 1863 | 2023-07-31
GA.372.000.07 | Diffusers - Pay App | Wastewater | KY-Golden Acres-WW | 380003 Sewer - Treatment & Disposal Equip - 20 Years | 2433 | 2023-07-31
GA.372.000.06 | Flow equalization storage - Pay App | Wastewater | KY-Golden Acres-WW | 380003 Sewer - Treatment & Disposal Equip - 20 Years | 1500 | 2023-07-31
GA.372.000.05 | Peracetic Acid Disinfection - Pay App | Wastewater | KY-Golden Acres-WW | 380003 Sewer - Treatment & Disposal Equip - 20 Years | 19706 | 2023-07-31
DP.372.000.02 | Effluent Filter - Pay App | Wastewater | KY-Delaplain Disposal-WW | 380003 Sewer - Treatment & Disposal Equip - 20 Years | 143000 | 2023-07-31
BR.372.000.09 | Blower - Pay App | Wastewater | KY-Brocklyn-WW | 380003 Sewer - Treatment & Disposal Equip - 20 Years | 3699 | 2023-07-31
BR.372.000.08 | RAS lines from clarifier - Pay App | Wastewater | KY-Brocklyn-WW | 380003 Sewer - Treatment & Disposal Equip - 20 Years | 3301 | 2023-07-31
AV.372.000.16 | Diffusers - Pay App | Wastewater | KY-Airview-WW | 380003 Sewer - Treatment & Disposal Equip - 20 Years | 11947 | 2023-07-31
AV.372.000.15 | Remove contact chamber from creek - Pay App | Wastewater | KY-Airview-WW | 380003 Sewer - Treatment & Disposal Equip - 20 Years | 5000 | 2023-07-31
AV.372.000.14 | Flow equalization storage - Pay App | Wastewater | KY-Airview-WW | 380003 Sewer - Treatment & Disposal Equip - 20 Years | 29273 | 2023-07-31
AV.372.000.13 | Blower - Pay App | Wastewater | KY-Airview-WW | 380003 Sewer - Treatment & Disposal Equip - 20 Years | 5877 | 2023-07-31
PR.373.000.01 | Acquistion Purchase Acctg - 2018 Ann Report - Plant Sewer | Wastewater | KY-Persimmon Ridge-WW | 381001 Sewer - Plant Sewers - 40 Years | 192288 | 2019-09-30
HH.373.000.01 | Plant Sewers | Wastewater | KY-Herrington Haven-WW | 381001 Sewer - Plant Sewers - 40 Years | 10000 | 2021-02-28
GO.373.000.01 | Yard Piping | Wastewater | KY-Great Oaks-WW | 381001 Sewer - Plant Sewers - 40 Years | 3446 | 2021-09-01
AV.375.000.05 | Outfall sewer lines | Wastewater | KY-Airview-WW | 382001 Sewer - Outfall Sewer Lines - 50 Years | 1212.07 | 2020-01-31
AV.375.000.01 | Outfall sewer lines | Wastewater | KY-Airview-WW | 382001 Sewer - Outfall Sewer Lines - 50 Years | 520 | 2020-02-29
AV.375.000.02 | Effluent Lines | Wastewater | KY-Airview-WW | 382001 Sewer - Outfall Sewer Lines - 50 Years | 652.5 | 2020-03-31
AV.375.000.03 | Installed Gravity Effluent at Plant | Wastewater | KY-Airview-WW | 382001 Sewer - Outfall Sewer Lines - 50 Years | 3583.88 | 2020-04-30
TL.375.000.01 | Acquisition Purchase Acctg - 2018 Annual Report - Plant Sewers | Wastewater | KY-Timberland-WW | 382001 Sewer - Outfall Sewer Lines - 50 Years | 55358 | 2020-04-30
RB.375.00001 | Reinstalled on pump with rail brackets, Hydromatic 5HP | Wastewater | KY-River Bluffs-WW | 382001 Sewer - Outfall Sewer Lines - 50 Years | 6348.5 | 2020-05-31
AV.375.000.04 | Foundation/Brackets/Conduit | Wastewater | KY-Airview-WW | 382001 Sewer - Outfall Sewer Lines - 50 Years | 1887.09 | 2020-05-31
GA.374.000.01 | Effluent Pipe Replacement | Wastewater | KY-Golden Acres-WW | 382001 Sewer - Outfall Sewer Lines - 50 Years | 22240 | 2021-10-01
TL.374.000.02 | Yard Piping - Pay App | Wastewater | KY-Timberland-WW | 382001 Sewer - Outfall Sewer Lines - 50 Years | 124 | 2023-07-31
RB.391.000.01 | Acquisition Purchase Acctg - 2018 Annual Report - Office Furniture & Equip | Wastewater | KY-River Bluffs-WW | 390004 Sewer - Office Furniture and Equip - 20 Years | 2440 | 2020-05-31
3526 | CIP Transfer - High Tide | Wastewater | KY-Timberland-WW | 396001 Sewer - Communication Equip - 15 Years | 3139.3 | 2023-01-01
3524 | CIP Transfer - High Tide | Wastewater | KY-River Bluffs-WW | 396001 Sewer - Communication Equip - 15 Years | 2442.64 | 2023-01-01
3523 | CIP Transfer - High Tide | Wastewater | KY-River Bluffs-WW | 396001 Sewer - Communication Equip - 15 Years | 2442.64 | 2023-01-01
3521 | CIP Transfer - High Tide | Wastewater | KY-Persimmon Ridge-WW | 396001 Sewer - Communication Equip - 15 Years | 2712.98 | 2023-01-01
3520 | CIP Transfer - High Tide | Wastewater | KY-Persimmon Ridge-WW | 396001 Sewer - Communication Equip - 15 Years | 2712.98 | 2023-01-01
3519 | CIP Transfer - High Tide | Wastewater | KY-Persimmon Ridge-WW | 396001 Sewer - Communication Equip - 15 Years | 2712.98 | 2023-01-01
3518 | CIP Transfer - High Tide | Wastewater | KY-Persimmon Ridge-WW | 396001 Sewer - Communication Equip - 15 Years | 2712.98 | 2023-01-01
3517 | CIP Transfer - High Tide | Wastewater | KY-Persimmon Ridge-WW | 396001 Sewer - Communication Equip - 15 Years | 2712.98 | 2023-01-01
3515 | CIP Transfer - High Tide | Wastewater | KY-Persimmon Ridge-WW | 396001 Sewer - Communication Equip - 15 Years | 2712.98 | 2023-01-01
3514 | CIP Transfer - High Tide | Wastewater | KY-LH Treatment-WW | 396001 Sewer - Communication Equip - 15 Years | 3139.3 | 2023-01-01
3513 | CIP Transfer - High Tide | Wastewater | KY-Lake Columbia-WW | 396001 Sewer - Communication Equip - 15 Years | 3139.3 | 2023-01-01
3512 | CIP Transfer - High Tide | Wastewater | KY-Kingswood-WW | 396001 Sewer - Communication Equip - 15 Years | 2659.31 | 2023-01-01
3511 | CIP Transfer - High Tide | Wastewater | KY-Kingswood-WW | 396001 Sewer - Communication Equip - 15 Years | 2659.31 | 2023-01-01
3509 | CIP Transfer - High Tide | Wastewater | KY-Golden Acres-WW | 396001 Sewer - Communication Equip - 15 Years | 3139.31 | 2023-01-01
3508 | CIP Transfer - High Tide | Wastewater | KY-Golden Acres-WW | 396001 Sewer - Communication Equip - 15 Years | 3139.31 | 2023-01-01
3507 | CIP Transfer - High Tide | Wastewater | KY-Fox Run-WW | 396001 Sewer - Communication Equip - 15 Years | 1813.1 | 2023-01-01
3506 | CIP Transfer - High Tide | Wastewater | KY-Fox Run-WW | 396001 Sewer - Communication Equip - 15 Years | 1813.1 | 2023-01-01
3505 | CIP Transfer - High Tide | Wastewater | KY-Fox Run-WW | 396001 Sewer - Communication Equip - 15 Years | 1813.1 | 2023-01-01
3504 | CIP Transfer - High Tide | Wastewater | KY-Delaplain Disposal-WW | 396001 Sewer - Communication Equip - 15 Years | 9117.44 | 2023-01-01
3503 | CIP Transfer - High Tide | Wastewater | KY-Delaplain Disposal-WW | 396001 Sewer - Communication Equip - 15 Years | 9117.44 | 2023-01-01
3502 | CIP Transfer - High Tide | Wastewater | KY-Delaplain Disposal-WW | 396001 Sewer - Communication Equip - 15 Years | 9117.44 | 2023-01-01
3499 | CIP Transfer - High Tide | Wastewater | KY-Brocklyn-WW | 396001 Sewer - Communication Equip - 15 Years | 3139.3 | 2023-01-01
3498 | CIP Transfer - High Tide | Wastewater | KY-Airview-WW | 396001 Sewer - Communication Equip - 15 Years | 2129.31 | 2023-01-01
3497 | CIP Transfer - High Tide | Wastewater | KY-Airview-WW | 396001 Sewer - Communication Equip - 15 Years | 2129.31 | 2023-01-01
3527 | CIP Transfer - High Tide | Wastewater | KY-Woodland Acres-WW | 396001 Sewer - Communication Equip - 15 Years | 6369.98 | 2023-02-28
3525 | CIP Transfer - High Tide | Wastewater | KY-Springcrest-WW | 396001 Sewer - Communication Equip - 15 Years | 6639.98 | 2023-02-28
3516 | CIP Transfer - High Tide | Wastewater | KY-Persimmon Ridge-WW | 396001 Sewer - Communication Equip - 15 Years | 2712.98 | 2023-02-28
3510 | CIP Transfer - High Tide | Wastewater | KY-Herrington Haven-WW | 396001 Sewer - Communication Equip - 15 Years | 6922.46 | 2023-02-28
3501 | CIP Transfer - High Tide | Wastewater | KY-Delaplain Disposal-WW | 396001 Sewer - Communication Equip - 15 Years | 9117.44 | 2023-02-28
3500 | CIP Transfer - High Tide | Wastewater | KY-Darlington Creek-WW | 396001 Sewer - Communication Equip - 15 Years | 6789.96 | 2023-02-28
3522 | CIP Transfer - High Tide | Wastewater | KY-River Bluffs-WW | 396001 Sewer - Communication Equip - 15 Years | 2442.64 | 2023-08-31

## 2024
Asset Id | Name | Class | Location | Fixed Asset Account | Amount | In Service Date
CR.303.000.03 | Acquisition Purchase Acctg - Allocated Easement appraisal | Water | KY-Center Ridge-W | 303000 Water - Land and Land Rights | 32726.91 | 2020-05-31
CR.303.000.02 | Acquisition Purchase Acctg - Allocated Plant Land appraisal | Water | KY-Center Ridge-W | 303000 Water - Land and Land Rights | 10363.52 | 2020-05-31
CR.303.000.01 | Acquisition - 2018 Annual Report Land & Land Rights | Water | KY-Center Ridge-W | 303000 Water - Land and Land Rights | 2000 | 2020-05-31
CR.304.000.02 | Acquisition - 2018 Pumping Equipment | Water | KY-Center Ridge-W | 304005 Water - S&I - 30 Years | 40412 | 2020-05-31
CR4.304.000.01 | Well House rehab | Water | KY-Center Ridge 4-W | 304005 Water - S&I - 30 Years | 27309.03 | 2020-12-31
CR3.304.000.01 | Well house Refurbishment, site work | Water | KY-Center Ridge 3-W | 304005 Water - S&I - 30 Years | 16861.94 | 2020-12-31
CR2.304.000.05 | Site Work | Water | KY-Center Ridge 2-W | 304005 Water - S&I - 30 Years | 10966.68 | 2020-12-31
CR2.304.000.04 | Convert well head to pitless unit | Water | KY-Center Ridge 2-W | 304005 Water - S&I - 30 Years | 7908 | 2020-12-31
CR2.304.000.03 | New heater in building | Water | KY-Center Ridge 2-W | 304005 Water - S&I - 30 Years | 5000 | 2020-12-31
CR2.304.000.02 | Gravel for all weather road | Water | KY-Center Ridge 2-W | 304005 Water - S&I - 30 Years | 5000 | 2020-12-31
CR1.304.000.03 | Well House insulation, electric, paint | Water | KY-Center Ridge-W | 304005 Water - S&I - 30 Years | 4116.37 | 2020-12-31
CR1.304.000.02 | Rehab & Maint | Water | KY-Center Ridge-W | 304005 Water - S&I - 30 Years | 11701.76 | 2020-12-31
CR1.304.000.01 | Site Cleanup | Water | KY-Center Ridge-W | 304005 Water - S&I - 30 Years | 490 | 2020-12-31
CR2.304.000.01 | Fencing around well house | Water | KY-Center Ridge 2-W | 304005 Water - S&I - 30 Years | 9000 | 2020-12-31
CR4.304.000.02 | Well House refurbishment + Site Work | Water | KY-Center Ridge 4-W | 304005 Water - S&I - 30 Years | 2706.95 | 2022-01-01
CR3.304.000.08 | Electrical | Water | KY-Center Ridge 3-W | 304005 Water - S&I - 30 Years | 5400.59 | 2022-01-01
CR2.304.000.07 | Well House Improvements | Water | KY-Center Ridge 2-W | 304005 Water - S&I - 30 Years | 2850 | 2022-01-01
CR2.304.000.06 | Well House Refrubish | Water | KY-Center Ridge 2-W | 304005 Water - S&I - 30 Years | 1400 | 2022-01-01
CR4.304.000.07 | Generator - Pay App | Water | KY-Center Ridge 4-W | 304005 Water - S&I - 30 Years | 13092 | 2023-07-31
CR4.304.000.06 | Fencing around well house - Pay App | Water | KY-Center Ridge 4-W | 304005 Water - S&I - 30 Years | 1442 | 2023-07-31
CR4.304.000.05 | Gravel for all weather road - Pay App | Water | KY-Center Ridge 4-W | 304005 Water - S&I - 30 Years | 965 | 2023-07-31
CR4.304.000.04 | Chlorine Room - Pay App | Water | KY-Center Ridge 4-W | 304005 Water - S&I - 30 Years | 11884 | 2023-07-31
CR4.304.000.03 | Building modifications (inside and outside) - Pay App | Water | KY-Center Ridge 4-W | 304005 Water - S&I - 30 Years | 2997 | 2023-07-31
CR3.304.000.14 | Generator - Pay App | Water | KY-Center Ridge 3-W | 304005 Water - S&I - 30 Years | 15639 | 2023-07-31
CR3.304.000.13 | Fencing around well house - Pay App | Water | KY-Center Ridge 3-W | 304005 Water - S&I - 30 Years | 1389.45 | 2023-07-31
CR3.304.000.12 | New well house - Pay App | Water | KY-Center Ridge 3-W | 304005 Water - S&I - 30 Years | 64766 | 2023-07-31
CR3.304.000.11 | Gravel for all weather road - Pay App | Water | KY-Center Ridge 3-W | 304005 Water - S&I - 30 Years | 3190 | 2023-07-31
CR3.304.000.09 | Chlorine Room - Pay App | Water | KY-Center Ridge 3-W | 304005 Water - S&I - 30 Years | 9950 | 2023-07-31
CR2.304.000.10 | Generator - Pay App | Water | KY-Center Ridge 2-W | 304005 Water - S&I - 30 Years | 12317 | 2023-07-31
CR2.304.000.09 | Convert well head to pitless unit - Pay App | Water | KY-Center Ridge 2-W | 304005 Water - S&I - 30 Years | 1176 | 2023-07-31
CR2.304.000.08 | Chlorine Room - Pay App | Water | KY-Center Ridge 2-W | 304005 Water - S&I - 30 Years | 2873 | 2023-07-31
CR.304.000.05 | Building modifications (inside and outside) - Pay App | Water | KY-Center Ridge-W | 304005 Water - S&I - 30 Years | 5390 | 2023-07-31
CR.304.000.04 | New heater in building - Pay App | Water | KY-Center Ridge-W | 304005 Water - S&I - 30 Years | 522 | 2023-07-31
CR.304.000.03 | Chlorine Room - Pay App | Water | KY-Center Ridge-W | 304005 Water - S&I - 30 Years | 1469 | 2023-07-31
CR.307.000.01 | Acquisition - 2018 Wells & Springs | Water | KY-Center Ridge-W | 307003 Water - Wells and Springs - 50 Years | 1110 | 2020-05-31
CR3.307.000.01 | Convert well head to pitless unit - Pay App | Water | KY-Center Ridge 3-W | 307003 Water - Wells and Springs - 50 Years | 1432 | 2023-07-31
CR4.396.000.01 | Mission monitoring - Pay App | Water | KY-Center Ridge 4-W | 310000 Water - Power Generation Equip | 110 | 2023-07-31
CR2.396.000.01 | Mission monitoring - Pay App | Water | KY-Center Ridge 2-W | 310000 Water - Power Generation Equip | 2418 | 2023-07-31
CR4.325.000.01 | Electrical upgrades in well house - Pay App | Water | KY-Center Ridge 4-W | 311002 Water - Pumping Equip - 10 Years | 11241 | 2023-07-31
CR3.325.000.01 | Well pump and wiring - Pay App | Water | KY-Center Ridge 3-W | 311002 Water - Pumping Equip - 10 Years | 520 | 2023-07-31
CR1.320.000.01 | Pumps for Chlorine Feed | Water | KY-Center Ridge-W | 320002 Water - Treatment Equip - 20 Years | 9914.22 | 2020-12-31
CR1.320.000.02 | Gate Valves, construction materials | Water | KY-Center Ridge-W | 320002 Water - Treatment Equip - 20 Years | 19888.39 | 2022-01-01
CR4.320.000.01 | Chlorine equipment - Pay App | Water | KY-Center Ridge 4-W | 320002 Water - Treatment Equip - 20 Years | 1569 | 2023-07-31
CR3.320.000.01 | Chlorine equipment - Pay App | Water | KY-Center Ridge 3-W | 320002 Water - Treatment Equip - 20 Years | 2818 | 2023-07-31
CR2.320.000.03 | Quick connect - Pay App | Water | KY-Center Ridge 2-W | 320002 Water - Treatment Equip - 20 Years | 1055 | 2023-07-31
CR2.320.000.02 | Chlorine equipment - Pay App | Water | KY-Center Ridge 2-W | 320002 Water - Treatment Equip - 20 Years | 4130 | 2023-07-31
CR.320.000.02 | Chlorine equipment - Pay App | Water | KY-Center Ridge-W | 320002 Water - Treatment Equip - 20 Years | 706 | 2023-07-31
CR2.332.000.01 | Flow meter - Pay App | Water | KY-Center Ridge 2-W | 320002 Water - Treatment Equip - 20 Years | 2616 | 2023-07-31
CR.330.000.01 | Acquisition - 2018 Dist Reservoirs & Standpipes | Water | KY-Center Ridge-W | 330003 Water - Dist, Resevoirs, Standpipes - 50 Years | 54530 | 2020-05-31
CR2.330.000.01 | Hydropneumatic tanks - Pay App | Water | KY-Center Ridge 2-W | 330003 Water - Dist, Resevoirs, Standpipes - 50 Years | 3007 | 2023-07-31
CR.330.000.02 | Hydropneumatic tank Modification - Pay App | Water | KY-Center Ridge-W | 330003 Water - Dist, Resevoirs, Standpipes - 50 Years | 213 | 2023-07-31
CR.331.000.01 | Acquisition - 2018 Annual Report Transmission & Dist Mains | Water | KY-Center Ridge-W | 331002 Water - Transmission & Distribution Mains - 50 Years | 291621 | 2020-05-31
CR3.331.000.01 | Rehab Water Lines | Water | KY-Center Ridge 3-W | 331002 Water - Transmission & Distribution Mains - 50 Years | 2665 | 2020-12-31
CR2.331.000.01 | Main Rehab | Water | KY-Center Ridge 2-W | 331002 Water - Transmission & Distribution Mains - 50 Years | 18906.74 | 2020-12-31
CR4.331.000.02 | Acquisition - Legal & Engineering | Water | KY-Center Ridge 4-W | 331002 Water - Transmission & Distribution Mains - 50 Years | 2756.95 | 2021-01-31
CR3.331.000.02 | Acquisition - Legal & Engineering | Water | KY-Center Ridge 3-W | 331002 Water - Transmission & Distribution Mains - 50 Years | 2756.95 | 2021-01-31
CR2.331.000.02 | Acquisition - Legal & Engineering | Water | KY-Center Ridge 2-W | 331002 Water - Transmission & Distribution Mains - 50 Years | 2756.95 | 2021-01-31
CR.331.000.03 | Water - Distribution System | Water | KY-Center Ridge-W | 331002 Water - Transmission & Distribution Mains - 50 Years | 87842.44 | 2021-01-31
CR.331.000.02 | Water - Distribution System | Water | KY-Center Ridge-W | 331002 Water - Transmission & Distribution Mains - 50 Years | 28191.25 | 2021-01-31
CR4.331.000.03 | Valve Replacement & Water Main Reconfig | Water | KY-Center Ridge 4-W | 331002 Water - Transmission & Distribution Mains - 50 Years | 1485 | 2022-01-01
CR2.331.000.05 | Well Screens | Water | KY-Center Ridge 2-W | 331002 Water - Transmission & Distribution Mains - 50 Years | 875 | 2022-01-01
CR2.331.000.04 | Mainline Issue Rehab | Water | KY-Center Ridge 2-W | 331002 Water - Transmission & Distribution Mains - 50 Years | 27412.07 | 2022-01-01
CR2.331.000.03 | Refurbish Leak | Water | KY-Center Ridge 2-W | 331002 Water - Transmission & Distribution Mains - 50 Years | 4359.21 | 2022-01-01
CR4.331.000.01 | Fix Water Main | Water | KY-Center Ridge 4-W | 331003 Water - Transmission & Distribution Mains - 30 Years | 1821.7 | 2020-12-31
CR.333.000.01 | Acquisition - 2018 Annual Report Land & Land Rights | Water | KY-Center Ridge-W | 333001 Water - Services to Customers - 20 Years | 9250 | 2020-05-31
CR2.333.000.01 | Fix Leaks on Water Line | Water | KY-Center Ridge 2-W | 333001 Water - Services to Customers - 20 Years | 3800.76 | 2020-12-31
CR1.333.000.01 | Water Line Rehab | Water | KY-Center Ridge-W | 333001 Water - Services to Customers - 20 Years | 5757.73 | 2020-12-31
CR2.334.000.01 | Water Meters | Water | KY-Center Ridge 2-W | 334001 Water - Meters and Installation - 10 Years | 4908.47 | 2020-12-31
CR4.334.000.01 | Meter Rehab | Water | KY-Center Ridge 4-W | 334001 Water - Meters and Installation - 10 Years | 2004 | 2022-01-01
CR1.334.000.02 | New Meter & Pipes | Water | KY-Center Ridge-W | 334001 Water - Meters and Installation - 10 Years | 4803.94 | 2022-01-01
CR.340.000.01 | Acquisiton - 2018 Annual Report Office Furniture & Equip | Water | KY-Center Ridge-W | 340004 Water - Office Furniture and Equip - 20 Years | 4795.41 | 2020-05-31
CR4.346.000.01 | Mission Unit | Water | KY-Center Ridge 4-W | 346000 Water - Communication Equip | 1155 | 2020-12-31
CR3.346.000.01 | Mission Unit | Water | KY-Center Ridge 3-W | 346000 Water - Communication Equip | 5000 | 2020-12-31
CR2.346.000.01 | Mission Unit | Water | KY-Center Ridge 2-W | 346000 Water - Communication Equip | 700 | 2020-12-31
CR1.346.000.01 | Mission Unit | Water | KY-Center Ridge-W | 346000 Water - Communication Equip | 730 | 2020-12-31
LH.303.000.01 | Acquisition Purchase Acctg - 2018 Annual Report - Misc Intangible Plant | Wastewater | KY-LH Treatment-WW | 351001 Sewer - Organization - 0 Years | 3700 | 2019-09-30 | 0
RB.303.000.01 | Acquisition - 2018 Annual Report Misc Intangible Plant | Wastewater | KY-River Bluffs-WW | 351001 Sewer - Organization - 0 Years | 16623 | 2020-05-31 | 0
AV.370.000.01 | Acquisition - Closing Costs | Wastewater | KY-Airview-WW | 353000 Sewer - Land and Land Rights | 1756 | 2019-09-30
PR.370.000.01 | Acquisition Purchase Acctg - Closing Costs | Wastewater | KY-Persimmon Ridge-WW | 353000 Sewer - Land and Land Rights | 1466 | 2019-09-30
PR.310.100.01 | Acquisition Purchase Acctg - 2018 Annual Report - Land & Land Rights | Wastewater | KY-Persimmon Ridge-WW | 353000 Sewer - Land and Land Rights | 27650 | 2019-09-30 | 0
LH.370.000.01 | Acquisition Purchase Acctg - Closing Costs | Wastewater | KY-LH Treatment-WW | 353000 Sewer - Land and Land Rights | 1712.86 | 2019-09-30 | 0
LH.310.100.01 | Acquisition Purchase Acctg - 2018 Annual Report - Land & Land Rights | Wastewater | KY-LH Treatment-WW | 353000 Sewer - Land and Land Rights | 20000 | 2019-09-30 | 0
LC.370.000.01 | Acquisition Purchase Acctg - Closing Costs | Wastewater | KY-Lake Columbia-WW | 353000 Sewer - Land and Land Rights | 1077.25 | 2019-09-30 | 0
KW.370.000.01 | Acquisition Purchase Acctg - Closing Costs | Wastewater | KY-Kingswood-WW | 353000 Sewer - Land and Land Rights | 803 | 2019-09-30 | 0
KW.310.100.01 | Acquisition Purchase Acctg - 2018 Annual Report - Land & Land Rights | Wastewater | KY-Kingswood-WW | 353000 Sewer - Land and Land Rights | 2600 | 2019-09-30 | 0
GO.370.000.01 | Acquisition Purchase Acctg - Closing Costs | Wastewater | KY-Great Oaks-WW | 353000 Sewer - Land and Land Rights | 702.7 | 2019-09-30 | 0
GA.370.000.01 | Acquisition Purchase Acctg - Closing Costs | Wastewater | KY-Golden Acres-WW | 353000 Sewer - Land and Land Rights | 702.7 | 2019-09-30 | 0
FR.370.000.01 | Acquisition Purchase Acctg - Closing Costs | Wastewater | KY-Fox Run-WW | 353000 Sewer - Land and Land Rights | 958.2 | 2019-09-30 | 0
BR.370.000.01 | Acquisition Purchase Acctg - Closing Costs | Wastewater | KY-Brocklyn-WW | 353000 Sewer - Land and Land Rights | 1577.96 | 2019-09-30 | 0
RB.310.100.02 | Acquisition Purchase Acctg - Allocated Easement appraisal | Wastewater | KY-River Bluffs-WW | 353000 Sewer - Land and Land Rights | 56953.75 | 2020-05-31 | 0
RB.310.100.01 | Acquisition Purchase Acctg - Allocated Plant Land appraisal | Wastewater | KY-River Bluffs-WW | 353000 Sewer - Land and Land Rights | 33729.89 | 2020-05-31 | 0
MR.370.100.01 | Acquisition - Oxidation Lagoon Land allocated from Flinn Eng Valuation Rpt | Wastewater | KY-Marshall Ridge-WW | 353000 Sewer - Land and Land Rights | 2196.3 | 2020-12-31 | 0
MR.370.000.01 | Acquisition - Closing Costs | Wastewater | KY-Marshall Ridge-WW | 353000 Sewer - Land and Land Rights | 12655.6 | 2020-12-31 | 0
CP.370.100.01 | Acquisition - Land Rights - Lagoon alloc from Flinn Eval Rpt | Wastewater | KY-Carriage Park-WW | 353000 Sewer - Land and Land Rights | 211.22 | 2020-12-31 | 0
CP.370.000.01 | Acquisition - Closing Costs | Wastewater | KY-Carriage Park-WW | 353000 Sewer - Land and Land Rights | 12641.63 | 2020-12-31 | 0
AP.370.100.01 | Acquisition - Land Rights - Lagoon alloc from Flinn Eval Rpt | Wastewater | KY-Arcadia Pines-WW | 353000 Sewer - Land and Land Rights | 1181.59 | 2020-12-31 | 0
AP.370.000.01 | Acquisition - Closing Costs | Wastewater | KY-Arcadia Pines-WW | 353000 Sewer - Land and Land Rights | 10707.89 | 2020-12-31 | 0
SC.310.100.01 | Acquisition - Closing Costs | Wastewater | KY-Springcrest-WW | 353000 Sewer - Land and Land Rights | 521 | 2021-02-28 | 0
HH.310.100.02 | Land & Land Rights | Wastewater | KY-Herrington Haven-WW | 353000 Sewer - Land and Land Rights | 500 | 2021-02-28 | 0
HH.310.100.01 | Land & Land Rights | Wastewater | KY-Herrington Haven-WW | 353000 Sewer - Land and Land Rights | 855 | 2021-02-28 | 0
DP.310.100.03 | Acquisition - Pro-rated from appraisal | Wastewater | KY-Delaplain Disposal-WW | 353000 Sewer - Land and Land Rights | 135214.54 | 2021-02-28 | 0
DP.310.100.02 | Acquisition - Pro-rated from appraisal | Wastewater | KY-Delaplain Disposal-WW | 353000 Sewer - Land and Land Rights | 472557.48 | 2021-02-28 | 0
DP.310.100.01 | Acquisition - Closing Costs | Wastewater | KY-Delaplain Disposal-WW | 353000 Sewer - Land and Land Rights | 10464.47 | 2021-02-28 | 0
WA.310.100.01 | Acquisition - 2018 Annual Report Closing Costs | Wastewater | KY-Woodland Acres-WW | 353000 Sewer - Land and Land Rights | 1494 | 2021-04-01 | 0
AV.370.100.01 | Clear Lagoon Berm | Wastewater | KY-Airview-WW | 353000 Sewer - Land and Land Rights | 35000 | 2021-06-01 | 0
LH.370.000.02 | Site Work | Wastewater | KY-LH Treatment-WW | 353000 Sewer - Land and Land Rights | 14784 | 2021-07-31 | 0
DP.310.000.04 | Earnest Money for Acquisition | Wastewater | KY-Delaplain Disposal-WW | 353000 Sewer - Land and Land Rights | 22000 | 2022-01-01 | 0
DC.370.000.01 | Acquisition Purchase Acctg - Closing Costs | Wastewater | KY-Darlington Creek-WW | 353000 Sewer - Land and Land Rights | 4120 | 2022-03-31 | 0
3163 | Purchase Accounting - Land and Land Rights | Wastewater | KY-Commonwealth | 353000 Sewer - Land and Land Rights | 722.68 | 2024-01-01 | 0
3164 | Purchase Accounting - S&I | Wastewater | KY-Commonwealth | 380003 Sewer - Treatment & Disposal Equip - 20 Years | 76100 | 2024-01-01 | 0
6238 | Purchase Accounting - Land and Land Rights | Wastewater | KY-Magruder Village | 353000 Sewer - Land and Land Rights | 1325.6 | 2024-02-01 | 0
467 | Land asset - Easement | Wastewater | KY-Golden Acres-WW | 353000 Sewer - Land and Land Rights | 10000 | 2024-12-01 | 0
466 | Land asset - Lilly Easement | Wastewater | KY-Fox Run-WW | 353000 Sewer - Land and Land Rights | 6029 | 2024-12-01 | 0
LH.311.000.01 | Acquisition Purchase Acctg - 2018 Annual Report - Structures & Improvements | Wastewater | KY-LH Treatment-WW | 354004 Sewer - S&I - 30 Years | 1924 | 2019-09-30 | 0
KW.311.000.01 | Acquisition Purchase Acctg - 2018 Annual Report - Structures & Improvements | Wastewater | KY-Kingswood-WW | 354004 Sewer - S&I - 30 Years | 72811.3 | 2019-09-30 | 0
AV.311.000.06 | Structures & Improvements - Sewer | Wastewater | KY-Airview-WW | 354004 Sewer - S&I - 30 Years | 1072.49 | 2020-01-31 | 0
AV.311.000.01 | Plant Cleanup | Wastewater | KY-Airview-WW | 354004 Sewer - S&I - 30 Years | 4539.26 | 2020-01-31 | 0
LC.311.000.01 | Upgrade to Plant Structure | Wastewater | KY-Lake Columbia-WW | 354004 Sewer - S&I - 30 Years | 843.06 | 2020-01-31 | 0
KW.311.000.03 | Plant Structure Upgrades | Wastewater | KY-Kingswood-WW | 354004 Sewer - S&I - 30 Years | 10201.13 | 2020-01-31 | 0
GO.311.000.01 | Refurbish plant grounds | Wastewater | KY-Great Oaks-WW | 354004 Sewer - S&I - 30 Years | 1012.5 | 2020-01-31 | 0
GA.311.000.01 | Rock for Road | Wastewater | KY-Golden Acres-WW | 354004 Sewer - S&I - 30 Years | 6447.12 | 2020-01-31 | 0
FR.311.000.01 | Plant & Site Cleanup | Wastewater | KY-Fox Run-WW | 354004 Sewer - S&I - 30 Years | 3768.46 | 2020-01-31 | 0
BR.311.000.01 | Site Cleanup | Wastewater | KY-Brocklyn-WW | 354004 Sewer - S&I - 30 Years | 4043.08 | 2020-01-31 | 0
AV.311.000.02 | Rehab Handrail | Wastewater | KY-Airview-WW | 354004 Sewer - S&I - 30 Years | 3367.25 | 2020-02-29 | 0
AV.311.000.03 | Site Cleanup | Wastewater | KY-Airview-WW | 354004 Sewer - S&I - 30 Years | 735 | 2020-03-31 | 0
PR.311.000.01 | Refurbish plant gate | Wastewater | KY-Persimmon Ridge-WW | 354004 Sewer - S&I - 30 Years | 175 | 2020-03-31 | 0
LC.311.000.02 | Upgrade to Plant Structure | Wastewater | KY-Lake Columbia-WW | 354004 Sewer - S&I - 30 Years | 8138.25 | 2020-03-31 | 0
KW.311.000.02 | Plant Structure Upgrades | Wastewater | KY-Kingswood-WW | 354004 Sewer - S&I - 30 Years | 6771.76 | 2020-03-31 | 0
FR.311.000.02 | Fencing & Road Updates | Wastewater | KY-Fox Run-WW | 354004 Sewer - S&I - 30 Years | 6778.28 | 2020-03-31 | 0
BR.311.000.02 | New Walkway | Wastewater | KY-Brocklyn-WW | 354004 Sewer - S&I - 30 Years | 6438.04 | 2020-03-31 | 0
AV.311.000.04 | Safety Rails/Walkways for Aeration tank and Clarifier | Wastewater | KY-Airview-WW | 354004 Sewer - S&I - 30 Years | 6088.88 | 2020-04-30 | 0
RB.311.000.01 | Operations | Wastewater | KY-River Bluffs-WW | 354004 Sewer - S&I - 30 Years | 2575 | 2020-05-31 | 0
AV.311.000.05 | Safety Rails/Walkways for Aeration tank and Clarifier | Wastewater | KY-Airview-WW | 354004 Sewer - S&I - 30 Years | 26168.26 | 2020-06-30 | 0
PR.311.000.02 | Gravel Road Rehab | Wastewater | KY-Persimmon Ridge-WW | 354004 Sewer - S&I - 30 Years | 8843.5 | 2020-06-30 | 0
LH.311.000.02 | Safety Rails | Wastewater | KY-LH Treatment-WW | 354004 Sewer - S&I - 30 Years | 614.62 | 2020-06-30 | 0
GO.311.000.02 | Plant structure upgrades - paint, tank coating, floor work | Wastewater | KY-Great Oaks-WW | 354004 Sewer - S&I - 30 Years | 6600.47 | 2020-06-30 | 0
TL.311.000.01 | Site Work | Wastewater | KY-Timberland-WW | 354004 Sewer - S&I - 30 Years | 560 | 2020-12-31 | 0
RB.311.000.05 | Grading/Cleanup | Wastewater | KY-River Bluffs-WW | 354004 Sewer - S&I - 30 Years | 15000 | 2020-12-31 | 0
RB.311.000.04 | Structural steel and cat walks | Wastewater | KY-River Bluffs-WW | 354004 Sewer - S&I - 30 Years | 25265 | 2020-12-31 | 0
RB.311.000.03 | Installed conduit and lighting over aeration two | Wastewater | KY-River Bluffs-WW | 354004 Sewer - S&I - 30 Years | 6856.18 | 2020-12-31 | 0
RB.311.000.02 | new cross supports & grating on digester | Wastewater | KY-River Bluffs-WW | 354004 Sewer - S&I - 30 Years | 17529.1 | 2020-12-31 | 0
PR.311.000.03 | install gate & put fence around perimeter | Wastewater | KY-Persimmon Ridge-WW | 354004 Sewer - S&I - 30 Years | 5470.95 | 2020-12-31 | 0
LC.311.000.03 | Site improvements | Wastewater | KY-Lake Columbia-WW | 354004 Sewer - S&I - 30 Years | 12881.85 | 2020-12-31 | 0
KW.311.000.04 | Sitework | Wastewater | KY-Kingswood-WW | 354004 Sewer - S&I - 30 Years | 7822.16 | 2020-12-31 | 0
GO.311.000.03 | Gate | Wastewater | KY-Great Oaks-WW | 354004 Sewer - S&I - 30 Years | 2221 | 2020-12-31 | 0
GA.311.000.02 | Sitework | Wastewater | KY-Golden Acres-WW | 354004 Sewer - S&I - 30 Years | 1494.24 | 2020-12-31 | 0
FR.311.000.03 | Acquisition - Legal & Engineering | Wastewater | KY-Fox Run-WW | 354004 Sewer - S&I - 30 Years | 23977.79 | 2020-12-31 | 0
BR.311.000.03 | equipment/operator rate, pumping of lagoon, disposal fee | Wastewater | KY-Brocklyn-WW | 354004 Sewer - S&I - 30 Years | 226484.87 | 2020-12-31 | 0
AV.311.000.07 | Fencing | Wastewater | KY-Airview-WW | 354004 Sewer - S&I - 30 Years | 25000 | 2021-02-28 | 0
DP.311.000.01 | Acquisition - 2019 Annual Report Structures & Improv | Wastewater | KY-Delaplain Disposal-WW | 354004 Sewer - S&I - 30 Years | 16534 | 2021-02-28 | 16534
WA.311.000.01 | Grating to Eliminate Fall Hazard | Wastewater | KY-Woodland Acres-WW | 354004 Sewer - S&I - 30 Years | 1500 | 2021-06-01 | 0
RB.311.000.06 | Rehab Building | Wastewater | KY-River Bluffs-WW | 354004 Sewer - S&I - 30 Years | 4000 | 2021-06-01 | 0
HH.311.000.02 | Structural Grating & Hand Rails | Wastewater | KY-Herrington Haven-WW | 354004 Sewer - S&I - 30 Years | 4000 | 2021-06-01 | 0
HH.311.000.01 | Gravel Driveway | Wastewater | KY-Herrington Haven-WW | 354004 Sewer - S&I - 30 Years | 2000 | 2021-06-01 | 0
KW.311.000.05 | Paint & Weld Handrails | Wastewater | KY-Kingswood-WW | 354004 Sewer - S&I - 30 Years | 2485 | 2021-07-31 | 0
AV.311.000.08 | Sludge Holding Tank Renovation | Wastewater | KY-Airview-WW | 354004 Sewer - S&I - 30 Years | 7000 | 2021-09-01 | 0
CP.311.000.01 | Access Road | Wastewater | KY-Carriage Park-WW | 354004 Sewer - S&I - 30 Years | 13403 | 2021-10-01 | 0
TL.311.000.02 | Treatment Facility Refurbishment | Wastewater | KY-Timberland-WW | 354004 Sewer - S&I - 30 Years | 60935 | 2021-11-01 | 0
PR.311.000.04 | Fencing | Wastewater | KY-Persimmon Ridge-WW | 354004 Sewer - S&I - 30 Years | 6605 | 2021-11-01 | 0
LC.311.000.04 | Sludge Holding Tank & Blower | Wastewater | KY-Lake Columbia-WW | 354004 Sewer - S&I - 30 Years | 30986 | 2021-11-01 | 0
GO.311.000.04 | Sludge Holding Tank | Wastewater | KY-Great Oaks-WW | 354004 Sewer - S&I - 30 Years | 17136 | 2021-11-01 | 0
GO. 311.000.05 | painting steps & handrails | Wastewater | KY-Great Oaks-WW | 354004 Sewer - S&I - 30 Years | 980 | 2022-01-01 | 0
AV.311.000.09 | Site Cleanup | Wastewater | KY-Airview-WW | 354004 Sewer - S&I - 30 Years | 19765.38 | 2022-01-01 | 0
WA.311.000.02 | Reseeding aeration bay with seed sludge | Wastewater | KY-Woodland Acres-WW | 354004 Sewer - S&I - 30 Years | 1390 | 2022-01-01 | 0
TL.311.000.03 | Site work | Wastewater | KY-Timberland-WW | 354004 Sewer - S&I - 30 Years | 28233.96 | 2022-01-01 | 0
RB.311.000.09 | Site Cleanup | Wastewater | KY-River Bluffs-WW | 354004 Sewer - S&I - 30 Years | 1440.12 | 2022-01-01 | 0
RB.311.000.07 | Bar Grating, riprap, construction materials | Wastewater | KY-River Bluffs-WW | 354004 Sewer - S&I - 30 Years | 62113.82 | 2022-01-01 | 0
PR.311.000.05 | Site Work | Wastewater | KY-Persimmon Ridge-WW | 354004 Sewer - S&I - 30 Years | 4889.01 | 2022-01-01 | 0
LH.311.000.03 | Site Work | Wastewater | KY-LH Treatment-WW | 354004 Sewer - S&I - 30 Years | 2532 | 2022-01-01 | 0
LC.311.000.05 | Site Work; fence, paint tank | Wastewater | KY-Lake Columbia-WW | 354004 Sewer - S&I - 30 Years | 24867.89 | 2022-01-01 | 0
KW.311.000.06 | Site work cleanup | Wastewater | KY-Kingswood-WW | 354004 Sewer - S&I - 30 Years | 5812.25 | 2022-01-01 | 0
GA.311.000.04 | patch cracks/add concrete around colvert & driveway | Wastewater | KY-Golden Acres-WW | 354004 Sewer - S&I - 30 Years | 2612.52 | 2022-01-01 | 0
GA.311.000.03 | Concrete Pad for Blower | Wastewater | KY-Golden Acres-WW | 354004 Sewer - S&I - 30 Years | 2766.66 | 2022-01-01 | 0
FR.311.000.05 | Built new Shed | Wastewater | KY-Fox Run-WW | 354004 Sewer - S&I - 30 Years | 3129.94 | 2022-01-01 | 0
FR.311.000.04 | Site work Cleanup | Wastewater | KY-Fox Run-WW | 354004 Sewer - S&I - 30 Years | 22203.04 | 2022-01-01 | 0
BR.311.000.04 | New Control Panel | Wastewater | KY-Brocklyn-WW | 354004 Sewer - S&I - 30 Years | 9035.87 | 2022-01-01 | 0
TL.311.000.06 | Treatment facility Modifications - Pay App | Wastewater | KY-Timberland-WW | 354004 Sewer - S&I - 30 Years | 4065 | 2023-07-31 | 0
TL.311.000.05 | Lagoon berm Modifications - Pay App | Wastewater | KY-Timberland-WW | 354004 Sewer - S&I - 30 Years | 50000 | 2023-07-31 | 0
TL.311.000.04 | Electrical service and panel - Pay App | Wastewater | KY-Timberland-WW | 354004 Sewer - S&I - 30 Years | 25000 | 2023-07-31 | 0
SC.311.000.01 | New Roof - Pay App | Wastewater | KY-Springcrest-WW | 354004 Sewer - S&I - 30 Years | 11500 | 2023-07-31 | 0
RB.311.000.12 | Structural steel and cat walks - Pay App | Wastewater | KY-River Bluffs-WW | 354004 Sewer - S&I - 30 Years | 90783 | 2023-07-31 | 0
RB.311.000.11 | Site Work - Pay App | Wastewater | KY-River Bluffs-WW | 354004 Sewer - S&I - 30 Years | 20000 | 2023-07-31 | 0
RB.311.000.10 | New blower building - Pay App | Wastewater | KY-River Bluffs-WW | 354004 Sewer - S&I - 30 Years | 30000 | 2023-07-31 | 0
MR.311.000.01 | Access road - Pay App | Wastewater | KY-Marshall Ridge-WW | 354004 Sewer - S&I - 30 Years | 1000 | 2023-07-31 | 0
LC.311.000.08 | Site Work - Pay App | Wastewater | KY-Lake Columbia-WW | 354004 Sewer - S&I - 30 Years | 10000 | 2023-07-31 | 0
LC.311.000.07 | New building enclosure - Pay App | Wastewater | KY-Lake Columbia-WW | 354004 Sewer - S&I - 30 Years | 20000 | 2023-07-31 | 0
LC.311.000.06 | Fencing - Pay App | Wastewater | KY-Lake Columbia-WW | 354004 Sewer - S&I - 30 Years | 15000 | 2023-07-31 | 0
GA.311.000.06 | Grading - Pay App | Wastewater | KY-Golden Acres-WW | 354004 Sewer - S&I - 30 Years | 6708 | 2023-07-31 | 0
GA.311.000.05 | Site Work - Pay App | Wastewater | KY-Golden Acres-WW | 354004 Sewer - S&I - 30 Years | 10357 | 2023-07-31 | 0
CP.311.000.02 | Access road - Pay App | Wastewater | KY-Carriage Park-WW | 354004 Sewer - S&I - 30 Years | 1597 | 2023-07-31 | 0
BR.311.000.05 | Regrade around lagoon - Pay App | Wastewater | KY-Brocklyn-WW | 354004 Sewer - S&I - 30 Years | 4000 | 2023-07-31 | 0
AP.311.000.01 | Fence Modification - Pay App | Wastewater | KY-Arcadia Pines-WW | 354004 Sewer - S&I - 30 Years | 1000 | 2023-07-31 | 0
AV.311.000.10 | Site Piping - Pay App | Wastewater | KY-Airview-WW | 354004 Sewer - S&I - 30 Years | 27207 | 2023-07-31 | 0
AV.352.100.06 | Collection Sewers - Force | Wastewater | KY-Airview-WW | 360001 Sewer - Collection Sewers - Force - 50 Years | 14609.91 | 2020-01-31 | 0
AV.352.100.01 | Treatment & Disposal Equipment | Wastewater | KY-Airview-WW | 360001 Sewer - Collection Sewers - Force - 50 Years | 19031.46 | 2020-01-31 | 0
PR.352.100.01 | Alarms at 3 lift Stations | Wastewater | KY-Persimmon Ridge-WW | 360001 Sewer - Collection Sewers - Force - 50 Years | 825.02 | 2020-01-31 | 0
LC.352.100.01 | Refurbish and jet sewer lines | Wastewater | KY-Lake Columbia-WW | 360001 Sewer - Collection Sewers - Force - 50 Years | 18510.04 | 2020-01-31 | 0
KW.352.100.01 | Recondition sewer lines/LS | Wastewater | KY-Kingswood-WW | 360001 Sewer - Collection Sewers - Force - 50 Years | 10085.68 | 2020-01-31 | 0
GO.352.100.01 | LS Refurbishment | Wastewater | KY-Great Oaks-WW | 360001 Sewer - Collection Sewers - Force - 50 Years | 15049.45 | 2020-01-31 | 0
GA.352.100.01 | Smoke test TREKK | Wastewater | KY-Golden Acres-WW | 360001 Sewer - Collection Sewers - Force - 50 Years | 5316.28 | 2020-01-31 | 0
FR.352.100.01 | LS Rehab | Wastewater | KY-Fox Run-WW | 360001 Sewer - Collection Sewers - Force - 50 Years | 16629.16 | 2020-01-31 | 0
BR.352.100.01 | Jet Sewer Lines | Wastewater | KY-Brocklyn-WW | 360001 Sewer - Collection Sewers - Force - 50 Years | 6392.6 | 2020-01-31 | 0
AV.352.100.02 | Manhole Risers | Wastewater | KY-Airview-WW | 360001 Sewer - Collection Sewers - Force - 50 Years | 19742.71 | 2020-02-29 | 0
AV.352.100.03 | Acquisition - Legal & Engineering | Wastewater | KY-Airview-WW | 360001 Sewer - Collection Sewers - Force - 50 Years | 105024.1 | 2020-03-31 | 0
PR.352.100.03 | Acquisition - Legal & Engineering | Wastewater | KY-Persimmon Ridge-WW | 360001 Sewer - Collection Sewers - Force - 50 Years | 155688.63 | 2020-03-31 | 0
PR.352.100.02 | Manhole/LS Project | Wastewater | KY-Persimmon Ridge-WW | 360001 Sewer - Collection Sewers - Force - 50 Years | 1203 | 2020-03-31 | 0
LH.352.100.01 | Acquisition - Legal & Engineering | Wastewater | KY-LH Treatment-WW | 360001 Sewer - Collection Sewers - Force - 50 Years | 152948.71 | 2020-03-31 | 0
LC.352.100.03 | Acquisition - Legal & Engineering | Wastewater | KY-Lake Columbia-WW | 360001 Sewer - Collection Sewers - Force - 50 Years | 80421.01 | 2020-03-31 | 0
LC.352.100.02 | Manhole/LS Project | Wastewater | KY-Lake Columbia-WW | 360001 Sewer - Collection Sewers - Force - 50 Years | 1448 | 2020-03-31 | 0
KW.352.100.02 | Acquisition - Legal & Engineering | Wastewater | KY-Kingswood-WW | 360001 Sewer - Collection Sewers - Force - 50 Years | 91493.54 | 2020-03-31 | 0
GO.352.100.02 | Acquisition - Legal & Engineering | Wastewater | KY-Great Oaks-WW | 360001 Sewer - Collection Sewers - Force - 50 Years | 73057.42 | 2020-03-31 | 0
GA.352.100.02 | Acquisition - Legal & Engineering | Wastewater | KY-Golden Acres-WW | 360001 Sewer - Collection Sewers - Force - 50 Years | 96822.59 | 2020-03-31 | 0
FR.352.100.02 | Acquisition - Legal & Engineering | Wastewater | KY-Fox Run-WW | 360001 Sewer - Collection Sewers - Force - 50 Years | 97577.98 | 2020-03-31 | 0
BR.352.100.02 | Acquisition - Legal & Engineering | Wastewater | KY-Brocklyn-WW | 360001 Sewer - Collection Sewers - Force - 50 Years | 72719.76 | 2020-03-31 | 0
FR.352.100.03 | Acquisition - Legal & Engineering | Wastewater | KY-Fox Run-WW | 360001 Sewer - Collection Sewers - Force - 50 Years | 724 | 2020-04-30 | 0
BR.352.100.03 | Acquisition - Legal & Engineering | Wastewater | KY-Brocklyn-WW | 360001 Sewer - Collection Sewers - Force - 50 Years | 327.68 | 2020-04-30 | 0
KW.352.100.03 | Check Valves | Wastewater | KY-Kingswood-WW | 360001 Sewer - Collection Sewers - Force - 50 Years | 700 | 2020-05-31 | 0
RB.352.100.01 | LS Work | Wastewater | KY-River Bluffs-WW | 360001 Sewer - Collection Sewers - Force - 50 Years | 6821.37 | 2020-06-30 | 0
PR.352.100.04 | LS work | Wastewater | KY-Persimmon Ridge-WW | 360001 Sewer - Collection Sewers - Force - 50 Years | 5012.58 | 2020-06-30 | 0
GO.352.100.03 | Refurbish LS/clairifier | Wastewater | KY-Great Oaks-WW | 360001 Sewer - Collection Sewers - Force - 50 Years | 1820 | 2020-06-30 | 0
GA.352.100.03 | Build LS Control Panels | Wastewater | KY-Golden Acres-WW | 360001 Sewer - Collection Sewers - Force - 50 Years | 4179.71 | 2020-06-30 | 0
GO.352.100.06 | Weld and installed lift station force main | Wastewater | KY-Great Oaks-WW | 360001 Sewer - Collection Sewers - Force - 50 Years | 4987.96 | 2020-12-31 | 0
GO.352.100.05 | Site work, Lateral refurbishment | Wastewater | KY-Great Oaks-WW | 360001 Sewer - Collection Sewers - Force - 50 Years | 3480 | 2020-12-31 | 0
GO.352.100.04 | Ran push camera in sewer lines | Wastewater | KY-Great Oaks-WW | 360001 Sewer - Collection Sewers - Force - 50 Years | 2335 | 2020-12-31 | 0
AV.352.100.05 | Collection Sewers - Force | Wastewater | KY-Airview-WW | 360001 Sewer - Collection Sewers - Force - 50 Years | 3493.18 | 2021-01-31 | 0
AV.352.100.04 | Collection Sewers - Force | Wastewater | KY-Airview-WW | 360001 Sewer - Collection Sewers - Force - 50 Years | 12964.67 | 2021-01-31 | 0
TL.352.100.02 | Acquisition - Legal & Engineering | Wastewater | KY-Timberland-WW | 360001 Sewer - Collection Sewers - Force - 50 Years | 53664.49 | 2021-01-31 | 0
TL.352.100.01 | Acquisition - Legal & Engineering | Wastewater | KY-Timberland-WW | 360001 Sewer - Collection Sewers - Force - 50 Years | 12100 | 2021-01-31 | 0
RB.352.100.03 | Acquisition - Legal & Engineering | Wastewater | KY-River Bluffs-WW | 360001 Sewer - Collection Sewers - Force - 50 Years | 68883.19 | 2021-01-31 | 0
RB.352.100.02 | Acquisition - Legal & Engineering | Wastewater | KY-River Bluffs-WW | 360001 Sewer - Collection Sewers - Force - 50 Years | 30670 | 2021-01-31 | 0
PR.352.100.06 | Acquisition - Legal & Engineering | Wastewater | KY-Persimmon Ridge-WW | 360001 Sewer - Collection Sewers - Force - 50 Years | 1317.34 | 2021-01-31 | 0
PR.352.100.05 | Acquisition - Legal & Engineering | Wastewater | KY-Persimmon Ridge-WW | 360001 Sewer - Collection Sewers - Force - 50 Years | 71869.47 | 2021-01-31 | 0
MR.352.100.01 | Acquisition - Legal & Engineering | Wastewater | KY-Marshall Ridge-WW | 360001 Sewer - Collection Sewers - Force - 50 Years | 10213.85 | 2021-01-31 | 0
LH.352.100.03 | Acquisition - Legal & Engineering | Wastewater | KY-LH Treatment-WW | 360001 Sewer - Collection Sewers - Force - 50 Years | 2712.59 | 2021-01-31 | 0
LH.352.100.02 | Acquisition - Legal & Engineering | Wastewater | KY-LH Treatment-WW | 360001 Sewer - Collection Sewers - Force - 50 Years | 12105.96 | 2021-01-31 | 0
LC.352.100.05 | Acquisition - Legal & Engineering | Wastewater | KY-Lake Columbia-WW | 360001 Sewer - Collection Sewers - Force - 50 Years | 1308.34 | 2021-01-31 | 0
LC.352.100.04 | Acquisition - Legal & Engineering | Wastewater | KY-Lake Columbia-WW | 360001 Sewer - Collection Sewers - Force - 50 Years | 5928.33 | 2021-01-31 | 0
KW.352.100.05 | Acquisition - Legal & Engineering | Wastewater | KY-Kingswood-WW | 360001 Sewer - Collection Sewers - Force - 50 Years | 2227.34 | 2021-01-31 | 0
KW.352.100.04 | Acquisition - Legal & Engineering | Wastewater | KY-Kingswood-WW | 360001 Sewer - Collection Sewers - Force - 50 Years | 5250 | 2021-01-31 | 0
GO.352.100.08 | Acquisition - Legal & Engineering | Wastewater | KY-Great Oaks-WW | 360001 Sewer - Collection Sewers - Force - 50 Years | 3625.85 | 2021-01-31 | 0
GO.352.100.07 | Acquisition - Legal & Engineering | Wastewater | KY-Great Oaks-WW | 360001 Sewer - Collection Sewers - Force - 50 Years | 5855 | 2021-01-31 | 0
GA.352.100.04 | Acquisition - Legal & Engineering | Wastewater | KY-Golden Acres-WW | 360001 Sewer - Collection Sewers - Force - 50 Years | 5854.51 | 2021-01-31 | 0
FR.352.100.04 | Acquisition - Legal & Engineering | Wastewater | KY-Fox Run-WW | 360001 Sewer - Collection Sewers - Force - 50 Years | 4838.33 | 2021-01-31 | 0
CP.352.100.01 | Collection Sewers - Force | Wastewater | KY-Carriage Park-WW | 360001 Sewer - Collection Sewers - Force - 50 Years | 10792.29 | 2021-01-31 | 0
BR.352.100.06 | Collection Sewers - Force | Wastewater | KY-Brocklyn-WW | 360001 Sewer - Collection Sewers - Force - 50 Years | 1038.26 | 2021-01-31 | 0
BR.352.100.05 | Collection Sewers - Force | Wastewater | KY-Brocklyn-WW | 360001 Sewer - Collection Sewers - Force - 50 Years | 12751.32 | 2021-01-31 | 0
AP.352.100.01 | Collection Sewers - Force | Wastewater | KY-Arcadia Pines-WW | 360001 Sewer - Collection Sewers - Force - 50 Years | 14650.16 | 2021-01-31 | 0
WA.352.100.01 | Acquisition - 2018 Annual Report Collections Sewers - Force | Wastewater | KY-Woodland Acres-WW | 360001 Sewer - Collection Sewers - Force - 50 Years | 11218 | 2021-04-01 | 11218
GA.352.100.06 | Collection System Rehab | Wastewater | KY-Golden Acres-WW | 360001 Sewer - Collection Sewers - Force - 50 Years | 15811 | 2021-08-01 | 0
SC.352.100.01 | Acquisition - Legal & Engineering | Wastewater | KY-Springcrest-WW | 360001 Sewer - Collection Sewers - Force - 50 Years | 46216.06 | 2021-10-31 | 0
TL.352.100.03 | LS Rehab | Wastewater | KY-Timberland-WW | 360001 Sewer - Collection Sewers - Force - 50 Years | 15464.34 | 2022-01-01 | 0
SC.352.100.02 | Influent Lift Station - Pay App | Wastewater | KY-Springcrest-WW | 360001 Sewer - Collection Sewers - Force - 50 Years | 12500 | 2023-07-31 | 0
LH.352.200.01 | Acquisition Purchase Acctg - 2018 Annual Report - Collection Sewers-Gravity | Wastewater | KY-LH Treatment-WW | 361001 Sewer - Collection Sewers - Gravity - 50 Years | 242051 | 2019-09-30 | 0
KW.352.200.01 | Acquisition Purchase Acctg - 2018 Annual Report - Collection Sewers-Gravity | Wastewater | KY-Kingswood-WW | 361001 Sewer - Collection Sewers - Gravity - 50 Years | 122523.41 | 2019-09-30 | 0
GO.352.200.01 | Acquisition Purchase Acctg - 2016 Annual Report - Collection Sewers Gravity | Wastewater | KY-Great Oaks-WW | 361001 Sewer - Collection Sewers - Gravity - 50 Years | 98244.59 | 2019-09-30 | 0
GA.352.200.01 | Acquisition Purchase Acctg - 2016 Annual Report - Collection Sewers Gravity | Wastewater | KY-Golden Acres-WW | 361001 Sewer - Collection Sewers - Gravity - 50 Years | 98244.6 | 2019-09-30 | 0
LC.352.200.01 | Acquisition Purchase Acctg - 2018 Annual Report - Collection Sewers-Gravity | Wastewater | KY-Lake Columbia-WW | 361001 Sewer - Collection Sewers - Gravity - 50 Years | 60000 | 2019-09-30 | 60000
PR.352.200.01 | Install manhole risers | Wastewater | KY-Persimmon Ridge-WW | 361001 Sewer - Collection Sewers - Gravity - 50 Years | 1120 | 2020-09-30 | 0
LC.352.200.02 | Pump Holding Tank at lift station | Wastewater | KY-Lake Columbia-WW | 361001 Sewer - Collection Sewers - Gravity - 50 Years | 1365 | 2020-09-30 | 0
MR.352.200.01 | Acquistion - Collection Sewers-Gravity allocated from Flinn Eng Val Rpt | Wastewater | KY-Marshall Ridge-WW | 361001 Sewer - Collection Sewers - Gravity - 50 Years | 12570.04 | 2020-12-31 | 0
LH.352.200.02 | Clean Collection System | Wastewater | KY-LH Treatment-WW | 361001 Sewer - Collection Sewers - Gravity - 50 Years | 18729.43 | 2020-12-31 | 0
CP.352.200.01 | Acquisition - Gravity Sewer & Manholes alloc from Flinn Evaluation Rpt | Wastewater | KY-Carriage Park-WW | 361001 Sewer - Collection Sewers - Gravity - 50 Years | 4397.02 | 2020-12-31 | 0
AP.352.200.01 | Acquisition - Gravity Sewer & Manholes alloc from Flinn Evaluation Rpt | Wastewater | KY-Arcadia Pines-WW | 361001 Sewer - Collection Sewers - Gravity - 50 Years | 10402.71 | 2020-12-31 | 0
SC.352.200.02 | Acquisition - Allocated Value from Engineering Report | Wastewater | KY-Springcrest-WW | 361001 Sewer - Collection Sewers - Gravity - 50 Years | 15000 | 2021-02-28 | 0
SC.352.200.01 | Acquisition - 2019 Annual Report Collection Sewer - Gravity | Wastewater | KY-Springcrest-WW | 361001 Sewer - Collection Sewers - Gravity - 50 Years | 82500 | 2021-02-28 | 0
HH.352.200.02 | Collection Sewers - Gravity | Wastewater | KY-Herrington Haven-WW | 361001 Sewer - Collection Sewers - Gravity - 50 Years | 14500 | 2021-02-28 | 0
DP.352.200.01 | Acquisition - 2019 Annual Report Collection Sewer - Gravity | Wastewater | KY-Delaplain Disposal-WW | 361001 Sewer - Collection Sewers - Gravity - 50 Years | 573623 | 2021-02-28 | 0
HH.352.200.01 | Collection Sewers - Gravity | Wastewater | KY-Herrington Haven-WW | 361001 Sewer - Collection Sewers - Gravity - 50 Years | 10008 | 2021-02-28 | 10008
WA.352.200.01 | Acquisition - 2018 Annual Report Collections Sewers - Gravity | Wastewater | KY-Woodland Acres-WW | 361001 Sewer - Collection Sewers - Gravity - 50 Years | 169761 | 2021-04-01 | 0
MR.352.200.02 | Acquisition - Legal & Engineering | Wastewater | KY-Marshall Ridge-WW | 361001 Sewer - Collection Sewers - Gravity - 50 Years | 43474.94 | 2021-04-30 | 0
CP.352.200.02 | Acquisition - Legal & Engineering | Wastewater | KY-Carriage Park-WW | 361001 Sewer - Collection Sewers - Gravity - 50 Years | 51269.23 | 2021-06-30 | 0
AP.352.200.02 | Acquisition - Legal & Engineering | Wastewater | KY-Arcadia Pines-WW | 361001 Sewer - Collection Sewers - Gravity - 50 Years | 54222.27 | 2021-06-30 | 0
WA.352.200.03 | Acquisition - Legal & Engineering | Wastewater | KY-Woodland Acres-WW | 361001 Sewer - Collection Sewers - Gravity - 50 Years | 60572.65 | 2021-10-31 | 0
HH.352.200.03 | Acquisition - Legal & Engineering | Wastewater | KY-Herrington Haven-WW | 361001 Sewer - Collection Sewers - Gravity - 50 Years | 61187.64 | 2021-10-31 | 0
DP.352.200.02 | Acquisition - Legal & Engineering | Wastewater | KY-Delaplain Disposal-WW | 361001 Sewer - Collection Sewers - Gravity - 50 Years | 62945.12 | 2021-10-31 | 0
FR.352.200.01 | Rehab Leaks | Wastewater | KY-Fox Run-WW | 361001 Sewer - Collection Sewers - Gravity - 50 Years | 4962.32 | 2022-01-01 | 0
DC.352.200.01 | Legal & Engineering | Wastewater | KY-Darlington Creek-WW | 361001 Sewer - Collection Sewers - Gravity - 50 Years | 125152.03 | 2022-11-30 | 0
TL.352.200.02 | Yard Piping - Pay App | Wastewater | KY-Timberland-WW | 361001 Sewer - Collection Sewers - Gravity - 50 Years | 19876 | 2023-07-31 | 0
TL.352.200.01 | Inflow and infiltration - Pay App | Wastewater | KY-Timberland-WW | 361001 Sewer - Collection Sewers - Gravity - 50 Years | 20000 | 2023-07-31 | 0
AV.352.200.01 | Manhole Installation - Pay App | Wastewater | KY-Airview-WW | 361001 Sewer - Collection Sewers - Gravity - 50 Years | 18808 | 2023-07-31 | 0
RB.353.000.01 | Acquisition Purchase Acctg - 2018 Annual Report - Other Collection Plant | Wastewater | KY-River Bluffs-WW | 363000 Sewer - Services to Customers | 304332 | 2020-05-31 | 0
MR.353.000.01 | Acquisition - Laterals allocated from Flinn Eng Valuation Rpt | Wastewater | KY-Marshall Ridge-WW | 363000 Sewer - Services to Customers | 760.05 | 2020-12-31 | 0
CP.353.000.01 | Acquisition - Laterals allocated from Flinn Eng Valuation Rpt | Wastewater | KY-Carriage Park-WW | 363000 Sewer - Services to Customers | 247.75 | 2020-12-31 | 0
AP.353.000.01 | Acquisition - Laterals allocated from Flinn Eng Valuation Rpt | Wastewater | KY-Arcadia Pines-WW | 363000 Sewer - Services to Customers | 633.69 | 2020-12-31 | 0
DP.353.000.01 | Acquisition - 2019 Annual Report Other Collection Facilities | Wastewater | KY-Delaplain Disposal-WW | 363000 Sewer - Services to Customers | 400897 | 2021-02-28 | 0
AV.355.000.01 | Acquisition - Legal & Engineering | Wastewater | KY-Airview-WW | 364002 Sewer - Flow Measuring Devices - 30 Years | 475 | 2020-01-31 | 0
TL.355.000.01 | Flowmeter | Wastewater | KY-Timberland-WW | 364002 Sewer - Flow Measuring Devices - 30 Years | 3405.35 | 2020-12-31 | 0
DP.355.000.01 | Acquisition - 2019 Annual Report Flow Measuring Devices | Wastewater | KY-Delaplain Disposal-WW | 364002 Sewer - Flow Measuring Devices - 30 Years | 2035 | 2021-02-28 | 2035
GA.355.000.01 | Flow Monitor | Wastewater | KY-Golden Acres-WW | 364002 Sewer - Flow Measuring Devices - 30 Years | 7898.73 | 2022-01-01 | 0
TL.355.000.02 | Flow meter - Pay App | Wastewater | KY-Timberland-WW | 364002 Sewer - Flow Measuring Devices - 30 Years | 5000 | 2023-07-31 | 0
GO.363.000.02 | Acquisition Purchase Acctg - Closing Costs | Wastewater | KY-Great Oaks-WW | 371002 Sewer - Pumping Equip - 10 Years | 2601.07 | 2019-09-30 | 0
GA.363.000.02 | Acquisition Purchase Acctg - Closing Costs | Wastewater | KY-Golden Acres-WW | 371002 Sewer - Pumping Equip - 10 Years | 2601.06 | 2019-09-30 | 0
LC.363.000.01 | Acquisition Purchase Acctg - 2018 Annual Report - Electronic Pumping Equip | Wastewater | KY-Lake Columbia-WW | 371002 Sewer - Pumping Equip - 10 Years | 10000 | 2019-09-30 | 10000
FR.363.000.01 | Acquisition Purchase Acctg - 2018 Annual Report - Electronic Pumping Equip | Wastewater | KY-Fox Run-WW | 371002 Sewer - Pumping Equip - 10 Years | 14385 | 2019-09-30 | 14385
AV.363.000.01 | Pumping Equipment | Wastewater | KY-Airview-WW | 371002 Sewer - Pumping Equip - 10 Years | 9047.09 | 2020-01-31 | 9047.09
PR.363.000.01 | Capacitor, check pumps and lift stations | Wastewater | KY-Persimmon Ridge-WW | 371002 Sewer - Pumping Equip - 10 Years | 1681.13 | 2020-01-31 | 0
BR.363.000.01 | Effluent Pump Work | Wastewater | KY-Brocklyn-WW | 371002 Sewer - Pumping Equip - 10 Years | 96.67 | 2020-01-31 | 0
FR.363.000.02 | Refurbish Pump | Wastewater | KY-Fox Run-WW | 371002 Sewer - Pumping Equip - 10 Years | 620 | 2020-01-31 | 620
AV.363.000.02 | Pumping Equipment | Wastewater | KY-Airview-WW | 371002 Sewer - Pumping Equip - 10 Years | 1223.19 | 2020-02-29 | 0
AV.363.000.03 | Pump | Wastewater | KY-Airview-WW | 371002 Sewer - Pumping Equip - 10 Years | 932.5 | 2020-03-31 | 932.5
GO.363.000.01 | Pump for LS | Wastewater | KY-Great Oaks-WW | 371002 Sewer - Pumping Equip - 10 Years | 2676.49 | 2020-03-31 | 0
KW.363.000.01 | LS Pump | Wastewater | KY-Kingswood-WW | 371002 Sewer - Pumping Equip - 10 Years | 3183.24 | 2020-03-31 | 3183.24
AV.363.000.04 | New Motor-Starter for LS | Wastewater | KY-Airview-WW | 371002 Sewer - Pumping Equip - 10 Years | 3583.88 | 2020-04-30 | 3583.88
BR.363.000.02 | Pump | Wastewater | KY-Brocklyn-WW | 371002 Sewer - Pumping Equip - 10 Years | 5363.84 | 2020-04-30 | 0
AV.363.000.05 | New Motor-Starter for Pump | Wastewater | KY-Airview-WW | 371002 Sewer - Pumping Equip - 10 Years | 635 | 2020-06-30 | 0
TL.363.000.01 | LS Pump | Wastewater | KY-Timberland-WW | 371002 Sewer - Pumping Equip - 10 Years | 6565.41 | 2020-06-30 | 0
TL.363.000.02 | Unclog LS Manhole | Wastewater | KY-Timberland-WW | 371002 Sewer - Pumping Equip - 10 Years | 1187.5 | 2020-12-31 | 0
RB.363.000.01 | Pump | Wastewater | KY-River Bluffs-WW | 371002 Sewer - Pumping Equip - 10 Years | 5040.24 | 2020-12-31 | 0
KW.363.000.02 | Pump | Wastewater | KY-Kingswood-WW | 371002 Sewer - Pumping Equip - 10 Years | 399.93 | 2020-12-31 | 399.93
GA.363.000.01 | New Pump | Wastewater | KY-Golden Acres-WW | 371002 Sewer - Pumping Equip - 10 Years | 3878.69 | 2020-12-31 | 3878.69
SC.363.000.01 | Pump Replacement | Wastewater | KY-Springcrest-WW | 371002 Sewer - Pumping Equip - 10 Years | 4627 | 2022-01-01 | 0
RB.363.000.03 | Sludge tank Work | Wastewater | KY-River Bluffs-WW | 371002 Sewer - Pumping Equip - 10 Years | 21504.19 | 2022-01-01 | 0
RB.363.000.02 | LS pump failed- pump & haul from station | Wastewater | KY-River Bluffs-WW | 371002 Sewer - Pumping Equip - 10 Years | 6474.51 | 2022-01-01 | 0
PR.363.000.02 | Rebuilt 2 pumps | Wastewater | KY-Persimmon Ridge-WW | 371002 Sewer - Pumping Equip - 10 Years | 31442.45 | 2022-01-01 | 0
KW.363.000.03 | Pump | Wastewater | KY-Kingswood-WW | 371002 Sewer - Pumping Equip - 10 Years | 10921.24 | 2022-01-01 | 0
FR.363.000.03 | Install Pump Station | Wastewater | KY-Fox Run-WW | 371002 Sewer - Pumping Equip - 10 Years | 28168.13 | 2022-01-01 | 0
DP.363.000.01 | Pump | Wastewater | KY-Delaplain Disposal-WW | 371002 Sewer - Pumping Equip - 10 Years | 23285.39 | 2022-01-01 | 23285.39
LC.363.000.02 | Electrical upgrades - Pay App | Wastewater | KY-Lake Columbia-WW | 371002 Sewer - Pumping Equip - 10 Years | 15000 | 2023-07-31 | 0
AV.363.000.08 | Electrical Work - Pay App | Wastewater | KY-Airview-WW | 371002 Sewer - Pumping Equip - 10 Years | 19884 | 2023-07-31 | 0
AV.363.000.07 | Electrical service upgrade - Pay App | Wastewater | KY-Airview-WW | 371002 Sewer - Pumping Equip - 10 Years | 40000 | 2023-07-31 | 0
AV.363.000.06 | Influent Pumps - Pay App | Wastewater | KY-Airview-WW | 371002 Sewer - Pumping Equip - 10 Years | 14547 | 2023-07-31 | 0
AV.372.000.01 | Acquisition Purchase Acctg - 2018 Annual Report - Treatment & Disposal Equip | Wastewater | KY-Airview-WW | 380003 Sewer - Treatment & Disposal Equip - 20 Years | 76579 | 2019-09-30
LH.372.000.02 | Acquisition Purchase Acctg - Treatment & Disposal Equip | Wastewater | KY-LH Treatment-WW | 380003 Sewer - Treatment & Disposal Equip - 20 Years | 195921 | 2019-09-30
LH.372.000.01 | Acquisition Purchase Acctg - Other Treatment & Disposal Equip | Wastewater | KY-LH Treatment-WW | 380003 Sewer - Treatment & Disposal Equip - 20 Years | 10075 | 2019-09-30
AV.372.000.11 | Treatment & Disposal Equipment | Wastewater | KY-Airview-WW | 380003 Sewer - Treatment & Disposal Equip - 20 Years | 3544.76 | 2020-01-31
AV.372.000.10 | Treatment & Disposal Equipment | Wastewater | KY-Airview-WW | 380003 Sewer - Treatment & Disposal Equip - 20 Years | 1439.58 | 2020-01-31
AV.372.000.09 | Treatment & Disposal Equipment | Wastewater | KY-Airview-WW | 380003 Sewer - Treatment & Disposal Equip - 20 Years | 2514.99 | 2020-01-31
AV.372.000.08 | Treatment & Disposal Equipment | Wastewater | KY-Airview-WW | 380003 Sewer - Treatment & Disposal Equip - 20 Years | 2164.16 | 2020-01-31
AV.372.000.03 | Treatment & Disposal Equipment | Wastewater | KY-Airview-WW | 380003 Sewer - Treatment & Disposal Equip - 20 Years | 10018.61 | 2020-01-31
LC.372.000.01 | Chlorine system | Wastewater | KY-Lake Columbia-WW | 380003 Sewer - Treatment & Disposal Equip - 20 Years | 362.55 | 2020-01-31
KW.372.000.01 | Site Renovations/Replace Skimmer Motor | Wastewater | KY-Kingswood-WW | 380003 Sewer - Treatment & Disposal Equip - 20 Years | 4250.25 | 2020-01-31
GO.372.000.01 | Refurbish sludge holding/pumping equip | Wastewater | KY-Great Oaks-WW | 380003 Sewer - Treatment & Disposal Equip - 20 Years | 10088.13 | 2020-01-31
GA.372.000.01 | New main in control panel, replace motor pulleys, | Wastewater | KY-Golden Acres-WW | 380003 Sewer - Treatment & Disposal Equip - 20 Years | 8143.13 | 2020-01-31
FR.372.000.04 | Blower/Pump Refurb | Wastewater | KY-Fox Run-WW | 380003 Sewer - Treatment & Disposal Equip - 20 Years | 24960.6 | 2020-01-31
BR.372.000.02 | New Blower | Wastewater | KY-Brocklyn-WW | 380003 Sewer - Treatment & Disposal Equip - 20 Years | 21011.21 | 2020-01-31
AV.372.000.02 | Treatment & Disposal Equipment | Wastewater | KY-Airview-WW | 380003 Sewer - Treatment & Disposal Equip - 20 Years | 867.54 | 2020-02-29
AV.372.000.05 | Upgrades to plant | Wastewater | KY-Airview-WW | 380003 Sewer - Treatment & Disposal Equip - 20 Years | 9251.16 | 2020-03-31
PR.372.000.01 | Refurbish Chemical Discharge | Wastewater | KY-Persimmon Ridge-WW | 380003 Sewer - Treatment & Disposal Equip - 20 Years | 8778.89 | 2020-03-31
LH.372.000.03 | Rehab Blower/Basin | Wastewater | KY-LH Treatment-WW | 380003 Sewer - Treatment & Disposal Equip - 20 Years | 9045.67 | 2020-03-31
LC.372.000.02 | Disinfection Equipment Install Bar Screen | Wastewater | KY-Lake Columbia-WW | 380003 Sewer - Treatment & Disposal Equip - 20 Years | 12315.46 | 2020-03-31
KW.372.000.02 | Startup Ops & Plant Eval | Wastewater | KY-Kingswood-WW | 380003 Sewer - Treatment & Disposal Equip - 20 Years | 10250.14 | 2020-03-31
GO.372.000.02 | Blower + equipment/labor | Wastewater | KY-Great Oaks-WW | 380003 Sewer - Treatment & Disposal Equip - 20 Years | 16545.84 | 2020-03-31
GA.372.000.02 | Blower + New control panel | Wastewater | KY-Golden Acres-WW | 380003 Sewer - Treatment & Disposal Equip - 20 Years | 19490.47 | 2020-03-31
FR.372.000.02 | Blower/Pump Refurb | Wastewater | KY-Fox Run-WW | 380003 Sewer - Treatment & Disposal Equip - 20 Years | 21100.77 | 2020-03-31
BR.372.000.03 | Aeration System & Blower Parts & Control Panel | Wastewater | KY-Brocklyn-WW | 380003 Sewer - Treatment & Disposal Equip - 20 Years | 14615.48 | 2020-03-31
BR.372.000.04 | Mounting Brackets and Brace for Skimmer/Clarifier | Wastewater | KY-Brocklyn-WW | 380003 Sewer - Treatment & Disposal Equip - 20 Years | 375 | 2020-04-30
AV.372.000.04 | Aeration system & Blower work | Wastewater | KY-Airview-WW | 380003 Sewer - Treatment & Disposal Equip - 20 Years | 2610.25 | 2020-06-30
RB.372.000.01 | Grinder Pump | Wastewater | KY-River Bluffs-WW | 380003 Sewer - Treatment & Disposal Equip - 20 Years | 8869.75 | 2020-06-30
PR.372.000.02 | Acquisition - Legal & Engineering | Wastewater | KY-Persimmon Ridge-WW | 380003 Sewer - Treatment & Disposal Equip - 20 Years | 17711.81 | 2020-06-30
LH.372.000.04 | Chemical Tank | Wastewater | KY-LH Treatment-WW | 380003 Sewer - Treatment & Disposal Equip - 20 Years | 9082.36 | 2020-06-30
LC.372.000.03 | Baffle reconstruction, new wiring, new Weir | Wastewater | KY-Lake Columbia-WW | 380003 Sewer - Treatment & Disposal Equip - 20 Years | 33923.03 | 2020-06-30
KW.372.000.03 | Treatment & Disposal Equipment | Wastewater | KY-Kingswood-WW | 380003 Sewer - Treatment & Disposal Equip - 20 Years | 10490 | 2020-06-30
GO.372.000.03 | Refurbish digester | Wastewater | KY-Great Oaks-WW | 380003 Sewer - Treatment & Disposal Equip - 20 Years | 25744.38 | 2020-06-30
GA.372.000.03 | Pipes, Plugs, Panel, Timing Range | Wastewater | KY-Golden Acres-WW | 380003 Sewer - Treatment & Disposal Equip - 20 Years | 3447.62 | 2020-06-30
FR.372.000.03 | Acquisition - Legal & Engineering | Wastewater | KY-Fox Run-WW | 380003 Sewer - Treatment & Disposal Equip - 20 Years | 277.82 | 2020-06-30
BR.372.000.05 | Bar Grating | Wastewater | KY-Brocklyn-WW | 380003 Sewer - Treatment & Disposal Equip - 20 Years | 4082.55 | 2020-06-30
AV.372.000.06 | Plant Improvements, Paint, install new bar screen | Wastewater | KY-Airview-WW | 380003 Sewer - Treatment & Disposal Equip - 20 Years | 9287.84 | 2020-12-31
RB.372.000.04 | Aeration | Wastewater | KY-River Bluffs-WW | 380003 Sewer - Treatment & Disposal Equip - 20 Years | 35000 | 2020-12-31
RB.372.000.02 | Clean Contact Tank | Wastewater | KY-River Bluffs-WW | 380003 Sewer - Treatment & Disposal Equip - 20 Years | 9765 | 2020-12-31
MR.372.000.01 | Acquisition - Treatment Equip allocated from Flinn Valuation Rpt | Wastewater | KY-Marshall Ridge-WW | 380003 Sewer - Treatment & Disposal Equip - 20 Years | 2473.61 | 2020-12-31
LH.372.000.05 | Pumping Sludge from both digesters | Wastewater | KY-LH Treatment-WW | 380003 Sewer - Treatment & Disposal Equip - 20 Years | 420 | 2020-12-31
GO.372.000.04 | Cleaned Clarifiers | Wastewater | KY-Great Oaks-WW | 380003 Sewer - Treatment & Disposal Equip - 20 Years | 6806.81 | 2020-12-31
CP.372.000.01 | Acquisition - Water Treatment Plt alloc from Flinn Eval Rpt | Wastewater | KY-Carriage Park-WW | 380003 Sewer - Treatment & Disposal Equip - 20 Years | 969 | 2020-12-31
BR.372.000.06 | Installed Blower | Wastewater | KY-Brocklyn-WW | 380003 Sewer - Treatment & Disposal Equip - 20 Years | 2306.19 | 2020-12-31
AP.372.000.01 | Acquisition - Water Treatment Plt alloc from Flinn Eval Rpt | Wastewater | KY-Arcadia Pines-WW | 380003 Sewer - Treatment & Disposal Equip - 20 Years | 2782 | 2020-12-31
RB.372.000.03 | Blowers | Wastewater | KY-River Bluffs-WW | 380003 Sewer - Treatment & Disposal Equip - 20 Years | 20000 | 2020-12-31
AV.372.000.07 | Acquisition - Legal & Engineering | Wastewater | KY-Airview-WW | 380003 Sewer - Treatment & Disposal Equip - 20 Years | 1485 | 2021-01-31
KW.372.000.04 | Acquisition - Legal & Engineering | Wastewater | KY-Kingswood-WW | 380003 Sewer - Treatment & Disposal Equip - 20 Years | 1625 | 2021-01-31
PR.372.000.03 | Lagoon Baffle Refurbishment | Wastewater | KY-Persimmon Ridge-WW | 380003 Sewer - Treatment & Disposal Equip - 20 Years | 4993 | 2021-02-01
SC.372.000.01 | Acquisition - 2019 Annual Report Treatment & Disposal Equipment | Wastewater | KY-Springcrest-WW | 380003 Sewer - Treatment & Disposal Equip - 20 Years | 93600 | 2021-02-28
DP.376.000.01 | Acquisition - 2019 Annual Report Other Treatment Equip | Wastewater | KY-Delaplain Disposal-WW | 380003 Sewer - Treatment & Disposal Equip - 20 Years | 959 | 2021-02-28
DP.372.000.01 | Acquisition - 2019 Annual Report Treatment & Disposal Equipment | Wastewater | KY-Delaplain Disposal-WW | 380003 Sewer - Treatment & Disposal Equip - 20 Years | 649371 | 2021-02-28
WA.372.000.01 | Acquisition - 2018 Annual Report Treatment & Disposal Equip | Wastewater | KY-Woodland Acres-WW | 380003 Sewer - Treatment & Disposal Equip - 20 Years | 15000 | 2021-04-01
KW.372.000.05 | Diffusers | Wastewater | KY-Kingswood-WW | 380003 Sewer - Treatment & Disposal Equip - 20 Years | 13076 | 2021-07-31
LC.372.000.04 | Aeration Install | Wastewater | KY-Lake Columbia-WW | 380003 Sewer - Treatment & Disposal Equip - 20 Years | 4637 | 2021-08-01
GA.372.000.04 | D.O. Aeration | Wastewater | KY-Golden Acres-WW | 380003 Sewer - Treatment & Disposal Equip - 20 Years | 2245 | 2021-08-01
TL.372.000.01 | Blowers & Diffusers | Wastewater | KY-Timberland-WW | 380003 Sewer - Treatment & Disposal Equip - 20 Years | 25000 | 2021-09-01
GO.372.000.05 | Blowers | Wastewater | KY-Great Oaks-WW | 380003 Sewer - Treatment & Disposal Equip - 20 Years | 15000 | 2021-09-01
LC.372.000.05 | Motor for Blower | Wastewater | KY-Lake Columbia-WW | 380003 Sewer - Treatment & Disposal Equip - 20 Years | 5062 | 2021-10-01
AV.372.000.12 | Blower Refrubishment | Wastewater | KY-Airview-WW | 380003 Sewer - Treatment & Disposal Equip - 20 Years | 5560.19 | 2022-01-01
RB.372.000.07 | Assemble Digester Air Manifold | Wastewater | KY-River Bluffs-WW | 380003 Sewer - Treatment & Disposal Equip - 20 Years | 1100 | 2022-01-01
RB.372.000.06 | Aeration/Digester Installation | Wastewater | KY-River Bluffs-WW | 380003 Sewer - Treatment & Disposal Equip - 20 Years | 7625 | 2022-01-01
PR.372.000.05 | Aerator | Wastewater | KY-Persimmon Ridge-WW | 380003 Sewer - Treatment & Disposal Equip - 20 Years | 49818.91 | 2022-01-01
PR.372.000.04 | Lagoon reconditioning | Wastewater | KY-Persimmon Ridge-WW | 380003 Sewer - Treatment & Disposal Equip - 20 Years | 1165 | 2022-01-01
LH.372.000.06 | Digester Improvements | Wastewater | KY-LH Treatment-WW | 380003 Sewer - Treatment & Disposal Equip - 20 Years | 4712.49 | 2022-01-01
KW.372.000.06 | Rebuild Blower | Wastewater | KY-Kingswood-WW | 380003 Sewer - Treatment & Disposal Equip - 20 Years | 11500.14 | 2022-01-01
GO.372.000.06 | Build new Aeration System | Wastewater | KY-Great Oaks-WW | 380003 Sewer - Treatment & Disposal Equip - 20 Years | 8560.01 | 2022-01-01
BR.372.000.07 | Blower | Wastewater | KY-Brocklyn-WW | 380003 Sewer - Treatment & Disposal Equip - 20 Years | 6995.46 | 2022-01-01
WA.372.000.02 | Digester - Pay App | Wastewater | KY-Woodland Acres-WW | 380003 Sewer - Treatment & Disposal Equip - 20 Years | 15000 | 2023-07-31
TL.372.000.04 | MBBR pod construction - Pay App | Wastewater | KY-Timberland-WW | 380003 Sewer - Treatment & Disposal Equip - 20 Years | 45000 | 2023-07-31
TL.372.000.02 | Contact chamber - Pay App | Wastewater | KY-Timberland-WW | 380003 Sewer - Treatment & Disposal Equip - 20 Years | 20000 | 2023-07-31
RB.372.000.09 | Digester - Pay App | Wastewater | KY-River Bluffs-WW | 380003 Sewer - Treatment & Disposal Equip - 20 Years | 463 | 2023-07-31
RB.372.000.08 | Blowers - Pay App | Wastewater | KY-River Bluffs-WW | 380003 Sewer - Treatment & Disposal Equip - 20 Years | 5000 | 2023-07-31
LC.372.000.08 | Motor for Blower - Pay App | Wastewater | KY-Lake Columbia-WW | 380003 Sewer - Treatment & Disposal Equip - 20 Years | 1452 | 2023-07-31
LC.372.000.07 | Collection System Modification - Pay App | Wastewater | KY-Lake Columbia-WW | 380003 Sewer - Treatment & Disposal Equip - 20 Years | 26000 | 2023-07-31
LC.372.000.06 | Aeration Install - Pay App | Wastewater | KY-Lake Columbia-WW | 380003 Sewer - Treatment & Disposal Equip - 20 Years | 1863 | 2023-07-31
GA.372.000.07 | Diffusers - Pay App | Wastewater | KY-Golden Acres-WW | 380003 Sewer - Treatment & Disposal Equip - 20 Years | 2433 | 2023-07-31
GA.372.000.06 | Flow equalization storage - Pay App | Wastewater | KY-Golden Acres-WW | 380003 Sewer - Treatment & Disposal Equip - 20 Years | 1500 | 2023-07-31
GA.372.000.05 | Peracetic Acid Disinfection - Pay App | Wastewater | KY-Golden Acres-WW | 380003 Sewer - Treatment & Disposal Equip - 20 Years | 19706 | 2023-07-31
DP.372.000.02 | Effluent Filter - Pay App | Wastewater | KY-Delaplain Disposal-WW | 380003 Sewer - Treatment & Disposal Equip - 20 Years | 143000 | 2023-07-31
BR.372.000.09 | Blower - Pay App | Wastewater | KY-Brocklyn-WW | 380003 Sewer - Treatment & Disposal Equip - 20 Years | 3699 | 2023-07-31
BR.372.000.08 | RAS lines from clarifier - Pay App | Wastewater | KY-Brocklyn-WW | 380003 Sewer - Treatment & Disposal Equip - 20 Years | 3301 | 2023-07-31
AV.372.000.16 | Diffusers - Pay App | Wastewater | KY-Airview-WW | 380003 Sewer - Treatment & Disposal Equip - 20 Years | 11947 | 2023-07-31
AV.372.000.15 | Remove contact chamber from creek - Pay App | Wastewater | KY-Airview-WW | 380003 Sewer - Treatment & Disposal Equip - 20 Years | 5000 | 2023-07-31
AV.372.000.14 | Flow equalization storage - Pay App | Wastewater | KY-Airview-WW | 380003 Sewer - Treatment & Disposal Equip - 20 Years | 29273 | 2023-07-31
AV.372.000.13 | Blower - Pay App | Wastewater | KY-Airview-WW | 380003 Sewer - Treatment & Disposal Equip - 20 Years | 5877 | 2023-07-31
6212 | Purchase Accounting - Land and Land Rights | Wastewater | KY-Yung Farm | 353000 Sewer - Land and Land Rights | 1385.3 | 2024-01-01
PR.373.000.01 | Acquistion Purchase Acctg - 2018 Ann Report - Plant Sewer | Wastewater | KY-Persimmon Ridge-WW | 381001 Sewer - Plant Sewers - 40 Years | 192288 | 2019-09-30
HH.373.000.01 | Plant Sewers | Wastewater | KY-Herrington Haven-WW | 381001 Sewer - Plant Sewers - 40 Years | 10000 | 2021-02-28
GO.373.000.01 | Yard Piping | Wastewater | KY-Great Oaks-WW | 381001 Sewer - Plant Sewers - 40 Years | 3446 | 2021-09-01
AV.375.000.05 | Outfall sewer lines | Wastewater | KY-Airview-WW | 382001 Sewer - Outfall Sewer Lines - 50 Years | 1212.07 | 2020-01-31
AV.375.000.01 | Outfall sewer lines | Wastewater | KY-Airview-WW | 382001 Sewer - Outfall Sewer Lines - 50 Years | 520 | 2020-02-29
AV.375.000.02 | Effluent Lines | Wastewater | KY-Airview-WW | 382001 Sewer - Outfall Sewer Lines - 50 Years | 652.5 | 2020-03-31
AV.375.000.03 | Installed Gravity Effluent at Plant | Wastewater | KY-Airview-WW | 382001 Sewer - Outfall Sewer Lines - 50 Years | 3583.88 | 2020-04-30
TL.375.000.01 | Acquisition Purchase Acctg - 2018 Annual Report - Plant Sewers | Wastewater | KY-Timberland-WW | 382001 Sewer - Outfall Sewer Lines - 50 Years | 55358 | 2020-04-30
RB.375.00001 | Reinstalled on pump with rail brackets, Hydromatic 5HP | Wastewater | KY-River Bluffs-WW | 382001 Sewer - Outfall Sewer Lines - 50 Years | 6348.5 | 2020-05-31
AV.375.000.04 | Foundation/Brackets/Conduit | Wastewater | KY-Airview-WW | 382001 Sewer - Outfall Sewer Lines - 50 Years | 1887.09 | 2020-05-31
GA.374.000.01 | Effluent Pipe Replacement | Wastewater | KY-Golden Acres-WW | 382001 Sewer - Outfall Sewer Lines - 50 Years | 22240 | 2021-10-01
TL.374.000.02 | Yard Piping - Pay App | Wastewater | KY-Timberland-WW | 382001 Sewer - Outfall Sewer Lines - 50 Years | 124 | 2023-07-31
RB.391.000.01 | Acquisition Purchase Acctg - 2018 Annual Report - Office Furniture & Equip | Wastewater | KY-River Bluffs-WW | 390004 Sewer - Office Furniture and Equip - 20 Years | 2440 | 2020-05-31
3526 | CIP Transfer - High Tide | Wastewater | KY-Timberland-WW | 396001 Sewer - Communication Equip - 15 Years | 3139.3 | 2023-01-01
3524 | CIP Transfer - High Tide | Wastewater | KY-River Bluffs-WW | 396001 Sewer - Communication Equip - 15 Years | 2442.64 | 2023-01-01
3523 | CIP Transfer - High Tide | Wastewater | KY-River Bluffs-WW | 396001 Sewer - Communication Equip - 15 Years | 2442.64 | 2023-01-01
3521 | CIP Transfer - High Tide | Wastewater | KY-Persimmon Ridge-WW | 396001 Sewer - Communication Equip - 15 Years | 2712.98 | 2023-01-01
3520 | CIP Transfer - High Tide | Wastewater | KY-Persimmon Ridge-WW | 396001 Sewer - Communication Equip - 15 Years | 2712.98 | 2023-01-01
3519 | CIP Transfer - High Tide | Wastewater | KY-Persimmon Ridge-WW | 396001 Sewer - Communication Equip - 15 Years | 2712.98 | 2023-01-01
3518 | CIP Transfer - High Tide | Wastewater | KY-Persimmon Ridge-WW | 396001 Sewer - Communication Equip - 15 Years | 2712.98 | 2023-01-01
3517 | CIP Transfer - High Tide | Wastewater | KY-Persimmon Ridge-WW | 396001 Sewer - Communication Equip - 15 Years | 2712.98 | 2023-01-01
3515 | CIP Transfer - High Tide | Wastewater | KY-Persimmon Ridge-WW | 396001 Sewer - Communication Equip - 15 Years | 2712.98 | 2023-01-01
3514 | CIP Transfer - High Tide | Wastewater | KY-LH Treatment-WW | 396001 Sewer - Communication Equip - 15 Years | 3139.3 | 2023-01-01
3513 | CIP Transfer - High Tide | Wastewater | KY-Lake Columbia-WW | 396001 Sewer - Communication Equip - 15 Years | 3139.3 | 2023-01-01
3512 | CIP Transfer - High Tide | Wastewater | KY-Kingswood-WW | 396001 Sewer - Communication Equip - 15 Years | 2659.31 | 2023-01-01
3511 | CIP Transfer - High Tide | Wastewater | KY-Kingswood-WW | 396001 Sewer - Communication Equip - 15 Years | 2659.31 | 2023-01-01
3509 | CIP Transfer - High Tide | Wastewater | KY-Golden Acres-WW | 396001 Sewer - Communication Equip - 15 Years | 3139.31 | 2023-01-01
3508 | CIP Transfer - High Tide | Wastewater | KY-Golden Acres-WW | 396001 Sewer - Communication Equip - 15 Years | 3139.31 | 2023-01-01
3507 | CIP Transfer - High Tide | Wastewater | KY-Fox Run-WW | 396001 Sewer - Communication Equip - 15 Years | 1813.1 | 2023-01-01
3506 | CIP Transfer - High Tide | Wastewater | KY-Fox Run-WW | 396001 Sewer - Communication Equip - 15 Years | 1813.1 | 2023-01-01
3505 | CIP Transfer - High Tide | Wastewater | KY-Fox Run-WW | 396001 Sewer - Communication Equip - 15 Years | 1813.1 | 2023-01-01
3504 | CIP Transfer - High Tide | Wastewater | KY-Delaplain Disposal-WW | 396001 Sewer - Communication Equip - 15 Years | 9117.44 | 2023-01-01
3503 | CIP Transfer - High Tide | Wastewater | KY-Delaplain Disposal-WW | 396001 Sewer - Communication Equip - 15 Years | 9117.44 | 2023-01-01
3502 | CIP Transfer - High Tide | Wastewater | KY-Delaplain Disposal-WW | 396001 Sewer - Communication Equip - 15 Years | 9117.44 | 2023-01-01
3499 | CIP Transfer - High Tide | Wastewater | KY-Brocklyn-WW | 396001 Sewer - Communication Equip - 15 Years | 3139.3 | 2023-01-01
3498 | CIP Transfer - High Tide | Wastewater | KY-Airview-WW | 396001 Sewer - Communication Equip - 15 Years | 2129.31 | 2023-01-01
3497 | CIP Transfer - High Tide | Wastewater | KY-Airview-WW | 396001 Sewer - Communication Equip - 15 Years | 2129.31 | 2023-01-01
3527 | CIP Transfer - High Tide | Wastewater | KY-Woodland Acres-WW | 396001 Sewer - Communication Equip - 15 Years | 6369.98 | 2023-02-28
3525 | CIP Transfer - High Tide | Wastewater | KY-Springcrest-WW | 396001 Sewer - Communication Equip - 15 Years | 6639.98 | 2023-02-28
3516 | CIP Transfer - High Tide | Wastewater | KY-Persimmon Ridge-WW | 396001 Sewer - Communication Equip - 15 Years | 2712.98 | 2023-02-28
3510 | CIP Transfer - High Tide | Wastewater | KY-Herrington Haven-WW | 396001 Sewer - Communication Equip - 15 Years | 6922.46 | 2023-02-28
3501 | CIP Transfer - High Tide | Wastewater | KY-Delaplain Disposal-WW | 396001 Sewer - Communication Equip - 15 Years | 9117.44 | 2023-02-28
3500 | CIP Transfer - High Tide | Wastewater | KY-Darlington Creek-WW | 396001 Sewer - Communication Equip - 15 Years | 6789.96 | 2023-02-28
3522 | CIP Transfer - High Tide | Wastewater | KY-River Bluffs-WW | 396001 Sewer - Communication Equip - 15 Years | 2442.64 | 2023-08-31

## 2025
Bluegrass Water Utility Operating Company LLC
Case No 2025-00354
Asset Id | Name | Class | Location | Fixed Asset Account | Amount | In Service Date
KY.WA.372.000.02 | Digester - Pay App | Wastewater | KY-Woodland Acres-WW | 380003 Sewer - Treatment & Disposal Equip - 20 Years | 15000 | 2023-07-31
KY.WA.352.200.03 | Acquisition - Legal & Engineering | Wastewater | KY-Woodland Acres-WW | 361001 Sewer - Collection Sewers - Gravity - 50 Years | 60572.65 | 2021-10-31
KY.WA.352.200.01 | Acquisition - 2018 Annual Report Collections Sewers - Gravity | Wastewater | KY-Woodland Acres-WW | 361001 Sewer - Collection Sewers - Gravity - 50 Years | 169761 | 2021-04-01
KY.WA.311.000.02 | Reseeding aeration bay with seed sludge | Wastewater | KY-Woodland Acres-WW | 354004 Sewer - S&I - 30 Years | 1390 | 2022-01-01
KY.WA.311.000.01 | Grating to Eliminate Fall Hazard | Wastewater | KY-Woodland Acres-WW | 354004 Sewer - S&I - 30 Years | 1500 | 2021-06-01
KY.WA.310.100.01 | Acquisition - 2018 Annual Report Closing Costs | Wastewater | KY-Woodland Acres-WW | 353000 Sewer - Land and Land Rights | 1494 | 2021-04-01
KY.TL.375.000.01 | Acquisition Purchase Acctg - 2018 Annual Report - Plant Sewers | Wastewater | KY-Timberland-WW | 382001 Sewer - Outfall Sewer Lines - 50 Years | 55358 | 2020-04-30
KY.TL.374.000.02 | Yard Piping - Pay App | Wastewater | KY-Timberland-WW | 382001 Sewer - Outfall Sewer Lines - 50 Years | 124 | 2023-07-31
KY.TL.372.000.04 | MBBR pod construction - Pay App | Wastewater | KY-Timberland-WW | 380003 Sewer - Treatment & Disposal Equip - 20 Years | 45000 | 2023-07-31
KY.TL.372.000.02 | Contact chamber - Pay App | Wastewater | KY-Timberland-WW | 380003 Sewer - Treatment & Disposal Equip - 20 Years | 20000 | 2023-07-31
KY.TL.372.000.01 | Blowers & Diffusers | Wastewater | KY-Timberland-WW | 380003 Sewer - Treatment & Disposal Equip - 20 Years | 25000 | 2021-09-01
KY.TL.363.000.02 | Unclog LS Manhole | Wastewater | KY-Timberland-WW | 371002 Sewer - Pumping Equip - 10 Years | 1187.5 | 2020-12-31
KY.TL.363.000.01 | LS Pump | Wastewater | KY-Timberland-WW | 371002 Sewer - Pumping Equip - 10 Years | 6565.41 | 2020-06-30
KY.TL.355.000.02 | Flow meter - Pay App | Wastewater | KY-Timberland-WW | 364002 Sewer - Flow Measuring Devices - 30 Years | 5000 | 2023-07-31
KY.TL.355.000.01 | Flowmeter | Wastewater | KY-Timberland-WW | 364002 Sewer - Flow Measuring Devices - 30 Years | 3405.35 | 2020-12-31
KY.TL.352.200.02 | Yard Piping - Pay App | Wastewater | KY-Timberland-WW | 361001 Sewer - Collection Sewers - Gravity - 50 Years | 19876 | 2023-07-31
KY.TL.352.200.01 | Inflow and infiltration - Pay App | Wastewater | KY-Timberland-WW | 361001 Sewer - Collection Sewers - Gravity - 50 Years | 20000 | 2023-07-31
KY.TL.352.100.03 | LS Rehab | Wastewater | KY-Timberland-WW | 360001 Sewer - Collection Sewers - Force - 50 Years | 15464.34 | 2022-01-01
KY.TL.352.100.02 | Acquisition - Legal & Engineering | Wastewater | KY-Timberland-WW | 360001 Sewer - Collection Sewers - Force - 50 Years | 53664.49 | 2021-01-31
KY.TL.352.100.01 | Acquisition - Legal & Engineering | Wastewater | KY-Timberland-WW | 360001 Sewer - Collection Sewers - Force - 50 Years | 12100 | 2021-01-31
KY.TL.311.000.06 | Treatment facility Modifications - Pay App | Wastewater | KY-Timberland-WW | 354004 Sewer - S&I - 30 Years | 4065 | 2023-07-31
KY.TL.311.000.05 | Lagoon berm Modifications - Pay App | Wastewater | KY-Timberland-WW | 354004 Sewer - S&I - 30 Years | 50000 | 2023-07-31
KY.TL.311.000.04 | Electrical service and panel - Pay App | Wastewater | KY-Timberland-WW | 354004 Sewer - S&I - 30 Years | 25000 | 2023-07-31
KY.TL.311.000.03 | Site work | Wastewater | KY-Timberland-WW | 354004 Sewer - S&I - 30 Years | 28233.96 | 2022-01-01
KY.TL.311.000.02 | Treatment Facility Refurbishment | Wastewater | KY-Timberland-WW | 354004 Sewer - S&I - 30 Years | 60935 | 2021-11-01
KY.TL.311.000.01 | Site Work | Wastewater | KY-Timberland-WW | 354004 Sewer - S&I - 30 Years | 560 | 2020-12-31
KY.SC.372.000.01 | Acquisition - 2019 Annual Report Treatment & Disposal Equipment | Wastewater | KY-Springcrest-WW | 380003 Sewer - Treatment & Disposal Equip - 20 Years | 93600 | 2021-02-28
KY.SC.363.000.01 | Pump Replacement | Wastewater | KY-Springcrest-WW | 371002 Sewer - Pumping Equip - 10 Years | 4627 | 2022-01-01
KY.SC.352.200.02 | Acquisition - Allocated Value from Engineering Report | Wastewater | KY-Springcrest-WW | 361001 Sewer - Collection Sewers - Gravity - 50 Years | 15000 | 2021-02-28
KY.SC.352.200.01 | Acquisition - 2019 Annual Report Collection Sewer - Gravity | Wastewater | KY-Springcrest-WW | 361001 Sewer - Collection Sewers - Gravity - 50 Years | 82500 | 2021-02-28
KY.SC.352.100.02 | Influent Lift Station - Pay App | Wastewater | KY-Springcrest-WW | 360001 Sewer - Collection Sewers - Force - 50 Years | 12500 | 2023-07-31
KY.SC.352.100.01 | Acquisition - Legal & Engineering | Wastewater | KY-Springcrest-WW | 360001 Sewer - Collection Sewers - Force - 50 Years | 46216.06 | 2021-10-31
KY.SC.311.000.01 | New Roof - Pay App | Wastewater | KY-Springcrest-WW | 354004 Sewer - S&I - 30 Years | 11500 | 2023-07-31
KY.SC.310.100.01 | Acquisition - Closing Costs | Wastewater | KY-Springcrest-WW | 353000 Sewer - Land and Land Rights | 521 | 2021-02-28
KY.RB.391.000.01 | Acquisition Purchase Acctg - 2018 Annual Report - Office Furniture & Equip | Wastewater | KY-River Bluffs-WW | 390004 Sewer - Office Furniture and Equip - 20 Years | 2440 | 2020-05-31
KY.RB.375.00001 | Reinstalled on pump with rail brackets, Hydromatic 5HP | Wastewater | KY-River Bluffs-WW | 382001 Sewer - Outfall Sewer Lines - 50 Years | 6348.5 | 2020-05-31
KY.RB.372.000.09 | Digester - Pay App | Wastewater | KY-River Bluffs-WW | 380003 Sewer - Treatment & Disposal Equip - 20 Years | 463 | 2023-07-31
KY.RB.372.000.08 | Blowers - Pay App | Wastewater | KY-River Bluffs-WW | 380003 Sewer - Treatment & Disposal Equip - 20 Years | 5000 | 2023-07-31
KY.RB.372.000.07 | Assemble Digester Air Manifold | Wastewater | KY-River Bluffs-WW | 380003 Sewer - Treatment & Disposal Equip - 20 Years | 1100 | 2022-01-01
KY.RB.372.000.06 | Aeration/Digester Installation | Wastewater | KY-River Bluffs-WW | 380003 Sewer - Treatment & Disposal Equip - 20 Years | 7625 | 2022-01-01
KY.RB.372.000.04 | Aeration | Wastewater | KY-River Bluffs-WW | 380003 Sewer - Treatment & Disposal Equip - 20 Years | 35000 | 2020-12-31
KY.RB.372.000.02 | Clean Contact Tank | Wastewater | KY-River Bluffs-WW | 380003 Sewer - Treatment & Disposal Equip - 20 Years | 9765 | 2020-12-31
KY.RB.372.000.01 | Grinder Pump | Wastewater | KY-River Bluffs-WW | 380003 Sewer - Treatment & Disposal Equip - 20 Years | 8869.75 | 2020-06-30
KY.RB.363.000.03 | Sludge tank Work | Wastewater | KY-River Bluffs-WW | 371002 Sewer - Pumping Equip - 10 Years | 21504.19 | 2022-01-01
KY.RB.363.000.02 | LS pump failed- pump & haul from station | Wastewater | KY-River Bluffs-WW | 371002 Sewer - Pumping Equip - 10 Years | 6474.51 | 2022-01-01
KY.RB.363.000.01 | Pump | Wastewater | KY-River Bluffs-WW | 371002 Sewer - Pumping Equip - 10 Years | 5040.24 | 2020-12-31
KY.RB.353.000.01 | Acquisition Purchase Acctg - 2018 Annual Report - Other Collection Plant | Wastewater | KY-River Bluffs-WW | 363000 Sewer - Services to Customers | 304332 | 2020-05-31
KY.RB.352.100.03 | Acquisition - Legal & Engineering | Wastewater | KY-River Bluffs-WW | 360001 Sewer - Collection Sewers - Force - 50 Years | 68883.19 | 2021-01-31
KY.RB.352.100.02 | Acquisition - Legal & Engineering | Wastewater | KY-River Bluffs-WW | 360001 Sewer - Collection Sewers - Force - 50 Years | 30670 | 2021-01-31
KY.RB.352.100.01 | LS Work | Wastewater | KY-River Bluffs-WW | 360001 Sewer - Collection Sewers - Force - 50 Years | 6821.37 | 2020-06-30
KY.RB.311.000.12 | Structural steel and cat walks - Pay App | Wastewater | KY-River Bluffs-WW | 354004 Sewer - S&I - 30 Years | 90783 | 2023-07-31
KY.RB.311.000.11 | Site Work - Pay App | Wastewater | KY-River Bluffs-WW | 354004 Sewer - S&I - 30 Years | 20000 | 2023-07-31
KY.RB.311.000.10 | New blower building - Pay App | Wastewater | KY-River Bluffs-WW | 354004 Sewer - S&I - 30 Years | 30000 | 2023-07-31
KY.RB.311.000.09 | Site Cleanup | Wastewater | KY-River Bluffs-WW | 354004 Sewer - S&I - 30 Years | 1440.12 | 2022-01-01
KY.RB.311.000.07 | Bar Grating, riprap, construction materials | Wastewater | KY-River Bluffs-WW | 354004 Sewer - S&I - 30 Years | 62113.82 | 2022-01-01
KY.RB.311.000.06 | Rehab Building | Wastewater | KY-River Bluffs-WW | 354004 Sewer - S&I - 30 Years | 4000 | 2021-06-01
KY.RB.311.000.05 | Grading/Cleanup | Wastewater | KY-River Bluffs-WW | 354004 Sewer - S&I - 30 Years | 15000 | 2020-12-31
KY.RB.311.000.04 | Structural steel and cat walks | Wastewater | KY-River Bluffs-WW | 354004 Sewer - S&I - 30 Years | 25265 | 2020-12-31
KY.RB.311.000.03 | Installed conduit and lighting over aeration two | Wastewater | KY-River Bluffs-WW | 354004 Sewer - S&I - 30 Years | 6856.18 | 2020-12-31
KY.RB.311.000.02 | new cross supports & grating on digester | Wastewater | KY-River Bluffs-WW | 354004 Sewer - S&I - 30 Years | 17529.1 | 2020-12-31
KY.RB.311.000.01 | Operations | Wastewater | KY-River Bluffs-WW | 354004 Sewer - S&I - 30 Years | 2575 | 2020-05-31
KY.RB.310.100.02 | Acquisition Purchase Acctg - Allocated Easement appraisal | Wastewater | KY-River Bluffs-WW | 353000 Sewer - Land and Land Rights | 56953.75 | 2020-05-31
KY.RB.310.100.01 | Acquisition Purchase Acctg - Allocated Plant Land appraisal | Wastewater | KY-River Bluffs-WW | 353000 Sewer - Land and Land Rights | 33729.89 | 2020-05-31
KY.RB.303.000.01 | Acquisition - 2018 Annual Report Misc Intangible Plant | Wastewater | KY-River Bluffs-WW | 351001 Sewer - Organization - 0 Years | 16623 | 2020-05-31
KY.PR.372.000.05 | Aerator | Wastewater | KY-Persimmon Ridge-WW | 380003 Sewer - Treatment & Disposal Equip - 20 Years | 49818.91 | 2022-01-01
KY.PR.372.000.04 | Lagoon reconditioning | Wastewater | KY-Persimmon Ridge-WW | 380003 Sewer - Treatment & Disposal Equip - 20 Years | 1165 | 2022-01-01
KY.PR.372.000.03 | Lagoon Baffle Refurbishment | Wastewater | KY-Persimmon Ridge-WW | 380003 Sewer - Treatment & Disposal Equip - 20 Years | 4993 | 2021-02-01
KY.PR.372.000.02 | Acquisition - Legal & Engineering | Wastewater | KY-Persimmon Ridge-WW | 380003 Sewer - Treatment & Disposal Equip - 20 Years | 17711.81 | 2020-06-30
KY.PR.372.000.01 | Refurbish Chemical Discharge | Wastewater | KY-Persimmon Ridge-WW | 380003 Sewer - Treatment & Disposal Equip - 20 Years | 8778.89 | 2020-03-31
KY.PR.370.000.01 | Acquisition Purchase Acctg - Closing Costs | Wastewater | KY-Persimmon Ridge-WW | 353000 Sewer - Land and Land Rights | 1466 | 2019-09-30
KY.PR.363.000.02 | Rebuilt 2 pumps | Wastewater | KY-Persimmon Ridge-WW | 371002 Sewer - Pumping Equip - 10 Years | 31442.45 | 2022-01-01
KY.PR.363.000.01 | Capacitor, check pumps and lift stations | Wastewater | KY-Persimmon Ridge-WW | 371002 Sewer - Pumping Equip - 10 Years | 1681.13 | 2020-01-31
KY.PR.352.200.01 | Install manhole risers | Wastewater | KY-Persimmon Ridge-WW | 361001 Sewer - Collection Sewers - Gravity - 50 Years | 1120 | 2020-09-30
KY.PR.352.100.06 | Acquisition - Legal & Engineering | Wastewater | KY-Persimmon Ridge-WW | 360001 Sewer - Collection Sewers - Force - 50 Years | 1317.34 | 2021-01-31
KY.PR.352.100.05 | Acquisition - Legal & Engineering | Wastewater | KY-Persimmon Ridge-WW | 360001 Sewer - Collection Sewers - Force - 50 Years | 71869.47 | 2021-01-31
KY.PR.352.100.04 | LS work | Wastewater | KY-Persimmon Ridge-WW | 360001 Sewer - Collection Sewers - Force - 50 Years | 5012.58 | 2020-06-30
KY.PR.352.100.03 | Acquisition - Legal & Engineering | Wastewater | KY-Persimmon Ridge-WW | 360001 Sewer - Collection Sewers - Force - 50 Years | 155688.63 | 2020-03-31
KY.PR.352.100.02 | Manhole/LS Project | Wastewater | KY-Persimmon Ridge-WW | 360001 Sewer - Collection Sewers - Force - 50 Years | 1203 | 2020-03-31
KY.PR.352.100.01 | Alarms at 3 lift Stations | Wastewater | KY-Persimmon Ridge-WW | 360001 Sewer - Collection Sewers - Force - 50 Years | 825.02 | 2020-01-31
KY.PR.311.000.05 | Site Work | Wastewater | KY-Persimmon Ridge-WW | 354004 Sewer - S&I - 30 Years | 4889.01 | 2022-01-01
KY.PR.311.000.04 | Fencing | Wastewater | KY-Persimmon Ridge-WW | 354004 Sewer - S&I - 30 Years | 6605 | 2021-11-01
KY.PR.311.000.03 | install gate & put fence around perimeter | Wastewater | KY-Persimmon Ridge-WW | 354004 Sewer - S&I - 30 Years | 5470.95 | 2020-12-31
KY.PR.311.000.02 | Gravel Road Rehab | Wastewater | KY-Persimmon Ridge-WW | 354004 Sewer - S&I - 30 Years | 8843.5 | 2020-06-30
KY.PR.311.000.01 | Refurbish plant gate | Wastewater | KY-Persimmon Ridge-WW | 354004 Sewer - S&I - 30 Years | 175 | 2020-03-31
KY.PR.310.100.01 | Acquisition Purchase Acctg - 2018 Annual Report - Land & Land Rights | Wastewater | KY-Persimmon Ridge-WW | 353000 Sewer - Land and Land Rights | 27650 | 2019-09-30
KY.MR.372.000.01 | Acquisition - Treatment Equip allocated from Flinn Valuation Rpt | Wastewater | KY-Marshall Ridge-WW | 380003 Sewer - Treatment & Disposal Equip - 20 Years | 2473.61 | 2020-12-31
KY.MR.370.100.01 | Acquisition - Oxidation Lagoon Land allocated from Flinn Eng Valuation Rpt | Wastewater | KY-Marshall Ridge-WW | 353000 Sewer - Land and Land Rights | 2196.3 | 2020-12-31
KY.MR.370.000.01 | Acquisition - Closing Costs | Wastewater | KY-Marshall Ridge-WW | 353000 Sewer - Land and Land Rights | 12655.6 | 2020-12-31
KY.MR.353.000.01 | Acquisition - Laterals allocated from Flinn Eng Valuation Rpt | Wastewater | KY-Marshall Ridge-WW | 363000 Sewer - Services to Customers | 760.05 | 2020-12-31
KY.MR.352.200.02 | Acquisition - Legal & Engineering | Wastewater | KY-Marshall Ridge-WW | 361001 Sewer - Collection Sewers - Gravity - 50 Years | 43474.94 | 2021-04-30
KY.MR.352.200.01 | Acquistion - Collection Sewers-Gravity allocated from Flinn Eng Val Rpt | Wastewater | KY-Marshall Ridge-WW | 361001 Sewer - Collection Sewers - Gravity - 50 Years | 12570.04 | 2020-12-31
KY.MR.352.100.01 | Acquisition - Legal & Engineering | Wastewater | KY-Marshall Ridge-WW | 360001 Sewer - Collection Sewers - Force - 50 Years | 10213.85 | 2021-01-31
KY.MR.311.000.01 | Access road - Pay App | Wastewater | KY-Marshall Ridge-WW | 354004 Sewer - S&I - 30 Years | 1000 | 2023-07-31
KY.LH.372.000.06 | Digester Improvements | Wastewater | KY-LH Treatment-WW | 380003 Sewer - Treatment & Disposal Equip - 20 Years | 4712.49 | 2022-01-01
KY.LH.372.000.05 | Pumping Sludge from both digesters | Wastewater | KY-LH Treatment-WW | 380003 Sewer - Treatment & Disposal Equip - 20 Years | 420 | 2020-12-31
KY.LH.372.000.04 | Chemical Tank | Wastewater | KY-LH Treatment-WW | 380003 Sewer - Treatment & Disposal Equip - 20 Years | 9082.36 | 2020-06-30
KY.LH.372.000.03 | Rehab Blower/Basin | Wastewater | KY-LH Treatment-WW | 380003 Sewer - Treatment & Disposal Equip - 20 Years | 9045.67 | 2020-03-31
KY.LH.372.000.02 | Acquisition Purchase Acctg - Treatment & Disposal Equip | Wastewater | KY-LH Treatment-WW | 380003 Sewer - Treatment & Disposal Equip - 20 Years | 195921 | 2019-09-30
KY.LH.372.000.01 | Acquisition Purchase Acctg - Other Treatment & Disposal Equip | Wastewater | KY-LH Treatment-WW | 380003 Sewer - Treatment & Disposal Equip - 20 Years | 10075 | 2019-09-30
KY.LH.370.000.02 | Site Work | Wastewater | KY-LH Treatment-WW | 353000 Sewer - Land and Land Rights | 14784 | 2021-07-31
KY.LH.370.000.01 | Acquisition Purchase Acctg - Closing Costs | Wastewater | KY-LH Treatment-WW | 353000 Sewer - Land and Land Rights | 1712.86 | 2019-09-30
KY.LH.352.200.02 | Clean Collection System | Wastewater | KY-LH Treatment-WW | 361001 Sewer - Collection Sewers - Gravity - 50 Years | 18729.43 | 2020-12-31
KY.LH.352.200.01 | Acquisition Purchase Acctg - 2018 Annual Report - Collection Sewers-Gravity | Wastewater | KY-LH Treatment-WW | 361001 Sewer - Collection Sewers - Gravity - 50 Years | 242051 | 2019-09-30
KY.LH.352.100.03 | Acquisition - Legal & Engineering | Wastewater | KY-LH Treatment-WW | 360001 Sewer - Collection Sewers - Force - 50 Years | 2712.59 | 2021-01-31
KY.LH.352.100.02 | Acquisition - Legal & Engineering | Wastewater | KY-LH Treatment-WW | 360001 Sewer - Collection Sewers - Force - 50 Years | 12105.96 | 2021-01-31
KY.LH.352.100.01 | Acquisition - Legal & Engineering | Wastewater | KY-LH Treatment-WW | 360001 Sewer - Collection Sewers - Force - 50 Years | 152948.71 | 2020-03-31
KY.LH.311.000.03 | Site Work | Wastewater | KY-LH Treatment-WW | 354004 Sewer - S&I - 30 Years | 2532 | 2022-01-01
KY.LH.311.000.02 | Safety Rails | Wastewater | KY-LH Treatment-WW | 354004 Sewer - S&I - 30 Years | 614.62 | 2020-06-30
KY.LH.311.000.01 | Acquisition Purchase Acctg - 2018 Annual Report - Structures & Improvements | Wastewater | KY-LH Treatment-WW | 354004 Sewer - S&I - 30 Years | 1924 | 2019-09-30
KY.LH.310.100.01 | Acquisition Purchase Acctg - 2018 Annual Report - Land & Land Rights | Wastewater | KY-LH Treatment-WW | 353000 Sewer - Land and Land Rights | 20000 | 2019-09-30
KY.LH.303.000.01 | Acquisition Purchase Acctg - 2018 Annual Report - Misc Intangible Plant | Wastewater | KY-LH Treatment-WW | 351001 Sewer - Organization - 0 Years | 3700 | 2019-09-30
KY.LC.372.000.08 | Motor for Blower - Pay App | Wastewater | KY-Lake Columbia-WW | 380003 Sewer - Treatment & Disposal Equip - 20 Years | 1452 | 2023-07-31
KY.LC.372.000.07 | Collection System Modification - Pay App | Wastewater | KY-Lake Columbia-WW | 380003 Sewer - Treatment & Disposal Equip - 20 Years | 26000 | 2023-07-31
KY.LC.372.000.06 | Aeration Install - Pay App | Wastewater | KY-Lake Columbia-WW | 380003 Sewer - Treatment & Disposal Equip - 20 Years | 1863 | 2023-07-31
KY.LC.372.000.05 | Motor for Blower | Wastewater | KY-Lake Columbia-WW | 380003 Sewer - Treatment & Disposal Equip - 20 Years | 5062 | 2021-10-01
KY.LC.372.000.04 | Aeration Install | Wastewater | KY-Lake Columbia-WW | 380003 Sewer - Treatment & Disposal Equip - 20 Years | 4637 | 2021-08-01
KY.LC.372.000.03 | Baffle reconstruction, new wiring, new Weir | Wastewater | KY-Lake Columbia-WW | 380003 Sewer - Treatment & Disposal Equip - 20 Years | 33923.03 | 2020-06-30
KY.LC.372.000.02 | Disinfection Equipment Install Bar Screen | Wastewater | KY-Lake Columbia-WW | 380003 Sewer - Treatment & Disposal Equip - 20 Years | 12315.46 | 2020-03-31
KY.LC.372.000.01 | Chlorine system | Wastewater | KY-Lake Columbia-WW | 380003 Sewer - Treatment & Disposal Equip - 20 Years | 362.55 | 2020-01-31
KY.LC.370.000.01 | Acquisition Purchase Acctg - Closing Costs | Wastewater | KY-Lake Columbia-WW | 353000 Sewer - Land and Land Rights | 1077.25 | 2019-09-30
KY.LC.363.000.02 | Electrical upgrades - Pay App | Wastewater | KY-Lake Columbia-WW | 371002 Sewer - Pumping Equip - 10 Years | 15000 | 2023-07-31
KY.LC.352.200.02 | Pump Holding Tank at lift station | Wastewater | KY-Lake Columbia-WW | 361001 Sewer - Collection Sewers - Gravity - 50 Years | 1365 | 2020-09-30
KY.LC.352.100.05 | Acquisition - Legal & Engineering | Wastewater | KY-Lake Columbia-WW | 360001 Sewer - Collection Sewers - Force - 50 Years | 1308.34 | 2021-01-31
KY.LC.352.100.04 | Acquisition - Legal & Engineering | Wastewater | KY-Lake Columbia-WW | 360001 Sewer - Collection Sewers - Force - 50 Years | 5928.33 | 2021-01-31
KY.LC.352.100.03 | Acquisition - Legal & Engineering | Wastewater | KY-Lake Columbia-WW | 360001 Sewer - Collection Sewers - Force - 50 Years | 80421.01 | 2020-03-31
KY.LC.352.100.02 | Manhole/LS Project | Wastewater | KY-Lake Columbia-WW | 360001 Sewer - Collection Sewers - Force - 50 Years | 1448 | 2020-03-31
KY.LC.352.100.01 | Refurbish and jet sewer lines | Wastewater | KY-Lake Columbia-WW | 360001 Sewer - Collection Sewers - Force - 50 Years | 18510.04 | 2020-01-31
KY.LC.311.000.08 | Site Work - Pay App | Wastewater | KY-Lake Columbia-WW | 354004 Sewer - S&I - 30 Years | 10000 | 2023-07-31
KY.LC.311.000.07 | New building enclosure - Pay App | Wastewater | KY-Lake Columbia-WW | 354004 Sewer - S&I - 30 Years | 20000 | 2023-07-31
KY.LC.311.000.06 | Fencing - Pay App | Wastewater | KY-Lake Columbia-WW | 354004 Sewer - S&I - 30 Years | 15000 | 2023-07-31
KY.LC.311.000.05 | Site Work; fence, paint tank | Wastewater | KY-Lake Columbia-WW | 354004 Sewer - S&I - 30 Years | 24867.89 | 2022-01-01
KY.LC.311.000.04 | Sludge Holding Tank & Blower | Wastewater | KY-Lake Columbia-WW | 354004 Sewer - S&I - 30 Years | 30986 | 2021-11-01
KY.LC.311.000.03 | Site improvements | Wastewater | KY-Lake Columbia-WW | 354004 Sewer - S&I - 30 Years | 12881.85 | 2020-12-31
KY.LC.311.000.02 | Upgrade to Plant Structure | Wastewater | KY-Lake Columbia-WW | 354004 Sewer - S&I - 30 Years | 8138.25 | 2020-03-31
KY.LC.311.000.01 | Upgrade to Plant Structure | Wastewater | KY-Lake Columbia-WW | 354004 Sewer - S&I - 30 Years | 843.06 | 2020-01-31
KY.KW.372.000.06 | Rebuild Blower | Wastewater | KY-Kingswood-WW | 380003 Sewer - Treatment & Disposal Equip - 20 Years | 11500.14 | 2022-01-01
KY.KW.372.000.05 | Diffusers | Wastewater | KY-Kingswood-WW | 380003 Sewer - Treatment & Disposal Equip - 20 Years | 13076 | 2021-07-31
KY.KW.372.000.04 | Acquisition - Legal & Engineering | Wastewater | KY-Kingswood-WW | 380003 Sewer - Treatment & Disposal Equip - 20 Years | 1625 | 2021-01-31
KY.KW.372.000.03 | Treatment & Disposal Equipment | Wastewater | KY-Kingswood-WW | 380003 Sewer - Treatment & Disposal Equip - 20 Years | 10490 | 2020-06-30
KY.KW.372.000.02 | Startup Ops & Plant Eval | Wastewater | KY-Kingswood-WW | 380003 Sewer - Treatment & Disposal Equip - 20 Years | 10250.14 | 2020-03-31
KY.KW.372.000.01 | Site Renovations/Replace Skimmer Motor | Wastewater | KY-Kingswood-WW | 380003 Sewer - Treatment & Disposal Equip - 20 Years | 4250.25 | 2020-01-31
KY.KW.370.000.01 | Acquisition Purchase Acctg - Closing Costs | Wastewater | KY-Kingswood-WW | 353000 Sewer - Land and Land Rights | 803 | 2019-09-30
KY.KW.363.000.03 | Pump | Wastewater | KY-Kingswood-WW | 371002 Sewer - Pumping Equip - 10 Years | 10921.24 | 2022-01-01
KY.KW.352.200.01 | Acquisition Purchase Acctg - 2018 Annual Report - Collection Sewers-Gravity | Wastewater | KY-Kingswood-WW | 361001 Sewer - Collection Sewers - Gravity - 50 Years | 122523.41 | 2019-09-30
KY.KW.352.100.05 | Acquisition - Legal & Engineering | Wastewater | KY-Kingswood-WW | 360001 Sewer - Collection Sewers - Force - 50 Years | 2227.34 | 2021-01-31
KY.KW.352.100.04 | Acquisition - Legal & Engineering | Wastewater | KY-Kingswood-WW | 360001 Sewer - Collection Sewers - Force - 50 Years | 5250 | 2021-01-31
KY.KW.352.100.03 | Check Valves | Wastewater | KY-Kingswood-WW | 360001 Sewer - Collection Sewers - Force - 50 Years | 700 | 2020-05-31
KY.KW.352.100.02 | Acquisition - Legal & Engineering | Wastewater | KY-Kingswood-WW | 360001 Sewer - Collection Sewers - Force - 50 Years | 91493.54 | 2020-03-31
KY.KW.352.100.01 | Recondition sewer lines/LS | Wastewater | KY-Kingswood-WW | 360001 Sewer - Collection Sewers - Force - 50 Years | 10085.68 | 2020-01-31
KY.KW.311.000.06 | Site work cleanup | Wastewater | KY-Kingswood-WW | 354004 Sewer - S&I - 30 Years | 5812.25 | 2022-01-01
KY.KW.311.000.05 | Paint & Weld Handrails | Wastewater | KY-Kingswood-WW | 354004 Sewer - S&I - 30 Years | 2485 | 2021-07-31
KY.KW.311.000.04 | Sitework | Wastewater | KY-Kingswood-WW | 354004 Sewer - S&I - 30 Years | 7822.16 | 2020-12-31
KY.KW.311.000.03 | Plant Structure Upgrades | Wastewater | KY-Kingswood-WW | 354004 Sewer - S&I - 30 Years | 10201.13 | 2020-01-31
KY.KW.311.000.02 | Plant Structure Upgrades | Wastewater | KY-Kingswood-WW | 354004 Sewer - S&I - 30 Years | 6771.76 | 2020-03-31
KY.KW.311.000.01 | Acquisition Purchase Acctg - 2018 Annual Report - Structures & Improvements | Wastewater | KY-Kingswood-WW | 354004 Sewer - S&I - 30 Years | 72811.3 | 2019-09-30
KY.KW.310.100.01 | Acquisition Purchase Acctg - 2018 Annual Report - Land & Land Rights | Wastewater | KY-Kingswood-WW | 353000 Sewer - Land and Land Rights | 2600 | 2019-09-30
KY.HH.352.200.03 | Acquisition - Legal & Engineering | Wastewater | KY-Herrington Haven-WW | 361001 Sewer - Collection Sewers - Gravity - 50 Years | 61187.64 | 2021-10-31
KY.HH.352.200.02 | Collection Sewers - Gravity | Wastewater | KY-Herrington Haven-WW | 361001 Sewer - Collection Sewers - Gravity - 50 Years | 14500 | 2021-02-28
KY.HH.311.000.02 | Structural Grating & Hand Rails | Wastewater | KY-Herrington Haven-WW | 354004 Sewer - S&I - 30 Years | 4000 | 2021-06-01
KY.HH.311.000.01 | Gravel Driveway | Wastewater | KY-Herrington Haven-WW | 354004 Sewer - S&I - 30 Years | 2000 | 2021-06-01
KY.HH.310.100.02 | Land & Land Rights | Wastewater | KY-Herrington Haven-WW | 353000 Sewer - Land and Land Rights | 500 | 2021-02-28
KY.HH.310.100.01 | Land & Land Rights | Wastewater | KY-Herrington Haven-WW | 353000 Sewer - Land and Land Rights | 855 | 2021-02-28
KY.GO.373.000.01 | Yard Piping | Wastewater | KY-Great Oaks-WW | 381001 Sewer - Plant Sewers - 40 Years | 3446 | 2021-09-01
KY.GO.372.000.06 | Build new Aeration System | Wastewater | KY-Great Oaks-WW | 380003 Sewer - Treatment & Disposal Equip - 20 Years | 8560.01 | 2022-01-01
KY.GO.372.000.05 | Blowers | Wastewater | KY-Great Oaks-WW | 380003 Sewer - Treatment & Disposal Equip - 20 Years | 15000 | 2021-09-01
KY.GO.372.000.04 | Cleaned Clarifiers | Wastewater | KY-Great Oaks-WW | 380003 Sewer - Treatment & Disposal Equip - 20 Years | 6806.81 | 2020-12-31
KY.GO.372.000.03 | Refurbish digester | Wastewater | KY-Great Oaks-WW | 380003 Sewer - Treatment & Disposal Equip - 20 Years | 25744.38 | 2020-06-30
KY.GO.372.000.02 | Blower + equipment/labor | Wastewater | KY-Great Oaks-WW | 380003 Sewer - Treatment & Disposal Equip - 20 Years | 16545.84 | 2020-03-31
KY.GO.372.000.01 | Refurbish sludge holding/pumping equip | Wastewater | KY-Great Oaks-WW | 380003 Sewer - Treatment & Disposal Equip - 20 Years | 10088.13 | 2020-01-31
KY.GO.370.000.01 | Acquisition Purchase Acctg - Closing Costs | Wastewater | KY-Great Oaks-WW | 353000 Sewer - Land and Land Rights | 702.7 | 2019-09-30
KY.GO.363.000.02 | Acquisition Purchase Acctg - Closing Costs | Wastewater | KY-Great Oaks-WW | 371002 Sewer - Pumping Equip - 10 Years | 2601.07 | 2019-09-30
KY.GO.363.000.01 | Pump for LS | Wastewater | KY-Great Oaks-WW | 371002 Sewer - Pumping Equip - 10 Years | 2676.49 | 2020-03-31
KY.GO.352.200.01 | Acquisition Purchase Acctg - 2016 Annual Report - Collection Sewers Gravity | Wastewater | KY-Great Oaks-WW | 361001 Sewer - Collection Sewers - Gravity - 50 Years | 98244.59 | 2019-09-30
KY.GO.352.100.08 | Acquisition - Legal & Engineering | Wastewater | KY-Great Oaks-WW | 360001 Sewer - Collection Sewers - Force - 50 Years | 3625.85 | 2021-01-31
KY.GO.352.100.07 | Acquisition - Legal & Engineering | Wastewater | KY-Great Oaks-WW | 360001 Sewer - Collection Sewers - Force - 50 Years | 5855 | 2021-01-31
KY.GO.352.100.06 | Weld and installed lift station force main | Wastewater | KY-Great Oaks-WW | 360001 Sewer - Collection Sewers - Force - 50 Years | 4987.96 | 2020-12-31
KY.GO.352.100.05 | Site work, Lateral refurbishment | Wastewater | KY-Great Oaks-WW | 360001 Sewer - Collection Sewers - Force - 50 Years | 3480 | 2020-12-31
KY.GO.352.100.04 | Ran push camera in sewer lines | Wastewater | KY-Great Oaks-WW | 360001 Sewer - Collection Sewers - Force - 50 Years | 2335 | 2020-12-31
KY.GO.352.100.03 | Refurbish LS/clairifier | Wastewater | KY-Great Oaks-WW | 360001 Sewer - Collection Sewers - Force - 50 Years | 1820 | 2020-06-30
KY.GO.352.100.02 | Acquisition - Legal & Engineering | Wastewater | KY-Great Oaks-WW | 360001 Sewer - Collection Sewers - Force - 50 Years | 73057.42 | 2020-03-31
KY.GO.352.100.01 | LS Refurbishment | Wastewater | KY-Great Oaks-WW | 360001 Sewer - Collection Sewers - Force - 50 Years | 15049.45 | 2020-01-31
KY.GO.311.000.04 | Sludge Holding Tank | Wastewater | KY-Great Oaks-WW | 354004 Sewer - S&I - 30 Years | 17136 | 2021-11-01
KY.GO.311.000.03 | Gate | Wastewater | KY-Great Oaks-WW | 354004 Sewer - S&I - 30 Years | 2221 | 2020-12-31
KY.GO.311.000.02 | Plant structure upgrades - paint, tank coating, floor work | Wastewater | KY-Great Oaks-WW | 354004 Sewer - S&I - 30 Years | 6600.47 | 2020-06-30
KY.GO.311.000.01 | Refurbish plant grounds | Wastewater | KY-Great Oaks-WW | 354004 Sewer - S&I - 30 Years | 1012.5 | 2020-01-31
KY.GO. 311.000.05 | painting steps & handrails | Wastewater | KY-Great Oaks-WW | 354004 Sewer - S&I - 30 Years | 980 | 2022-01-01
KY.GA.374.000.01 | Effluent Pipe Replacement | Wastewater | KY-Golden Acres-WW | 382001 Sewer - Outfall Sewer Lines - 50 Years | 22240 | 2021-10-01
KY.GA.372.000.07 | Diffusers - Pay App | Wastewater | KY-Golden Acres-WW | 380003 Sewer - Treatment & Disposal Equip - 20 Years | 2433 | 2023-07-31
KY.GA.372.000.06 | Flow equalization storage - Pay App | Wastewater | KY-Golden Acres-WW | 380003 Sewer - Treatment & Disposal Equip - 20 Years | 1500 | 2023-07-31
KY.GA.372.000.05 | Peracetic Acid Disinfection - Pay App | Wastewater | KY-Golden Acres-WW | 380003 Sewer - Treatment & Disposal Equip - 20 Years | 19706 | 2023-07-31
KY.GA.372.000.04 | D.O. Aeration | Wastewater | KY-Golden Acres-WW | 380003 Sewer - Treatment & Disposal Equip - 20 Years | 2245 | 2021-08-01
KY.GA.372.000.03 | Pipes, Plugs, Panel, Timing Range | Wastewater | KY-Golden Acres-WW | 380003 Sewer - Treatment & Disposal Equip - 20 Years | 3447.62 | 2020-06-30
KY.GA.372.000.02 | Blower + New control panel | Wastewater | KY-Golden Acres-WW | 380003 Sewer - Treatment & Disposal Equip - 20 Years | 19490.47 | 2020-03-31
KY.GA.372.000.01 | New main in control panel, replace motor pulleys, | Wastewater | KY-Golden Acres-WW | 380003 Sewer - Treatment & Disposal Equip - 20 Years | 8143.13 | 2020-01-31
KY.GA.370.000.01 | Acquisition Purchase Acctg - Closing Costs | Wastewater | KY-Golden Acres-WW | 353000 Sewer - Land and Land Rights | 702.7 | 2019-09-30
KY.GA.363.000.02 | Acquisition Purchase Acctg - Closing Costs | Wastewater | KY-Golden Acres-WW | 371002 Sewer - Pumping Equip - 10 Years | 2601.06 | 2019-09-30
KY.GA.355.000.01 | Flow Monitor | Wastewater | KY-Golden Acres-WW | 364002 Sewer - Flow Measuring Devices - 30 Years | 7898.73 | 2022-01-01
KY.GA.352.200.01 | Acquisition Purchase Acctg - 2016 Annual Report - Collection Sewers Gravity | Wastewater | KY-Golden Acres-WW | 361001 Sewer - Collection Sewers - Gravity - 50 Years | 98244.6 | 2019-09-30
KY.GA.352.100.06 | Collection System Rehab | Wastewater | KY-Golden Acres-WW | 360001 Sewer - Collection Sewers - Force - 50 Years | 15811 | 2021-08-01
KY.GA.352.100.04 | Acquisition - Legal & Engineering | Wastewater | KY-Golden Acres-WW | 360001 Sewer - Collection Sewers - Force - 50 Years | 5854.51 | 2021-01-31
KY.GA.352.100.03 | Build LS Control Panels | Wastewater | KY-Golden Acres-WW | 360001 Sewer - Collection Sewers - Force - 50 Years | 4179.71 | 2020-06-30
KY.GA.352.100.02 | Acquisition - Legal & Engineering | Wastewater | KY-Golden Acres-WW | 360001 Sewer - Collection Sewers - Force - 50 Years | 96822.59 | 2020-03-31
KY.GA.352.100.01 | Smoke test TREKK | Wastewater | KY-Golden Acres-WW | 360001 Sewer - Collection Sewers - Force - 50 Years | 5316.28 | 2020-01-31
KY.GA.311.000.06 | Grading - Pay App | Wastewater | KY-Golden Acres-WW | 354004 Sewer - S&I - 30 Years | 6708 | 2023-07-31
KY.GA.311.000.05 | Site Work - Pay App | Wastewater | KY-Golden Acres-WW | 354004 Sewer - S&I - 30 Years | 10357 | 2023-07-31
KY.GA.311.000.04 | patch cracks/add concrete around colvert & driveway | Wastewater | KY-Golden Acres-WW | 354004 Sewer - S&I - 30 Years | 2612.52 | 2022-01-01
KY.GA.311.000.03 | Concrete Pad for Blower | Wastewater | KY-Golden Acres-WW | 354004 Sewer - S&I - 30 Years | 2766.66 | 2022-01-01
KY.GA.311.000.02 | Sitework | Wastewater | KY-Golden Acres-WW | 354004 Sewer - S&I - 30 Years | 1494.24 | 2020-12-31
KY.GA.311.000.01 | Rock for Road | Wastewater | KY-Golden Acres-WW | 354004 Sewer - S&I - 30 Years | 6447.12 | 2020-01-31
KY.FR.372.000.04 | Blower/Pump Refurb | Wastewater | KY-Fox Run-WW | 380003 Sewer - Treatment & Disposal Equip - 20 Years | 24960.6 | 2020-01-31
KY.FR.372.000.03 | Acquisition - Legal & Engineering | Wastewater | KY-Fox Run-WW | 380003 Sewer - Treatment & Disposal Equip - 20 Years | 277.82 | 2020-06-30
KY.FR.372.000.02 | Blower/Pump Refurb | Wastewater | KY-Fox Run-WW | 380003 Sewer - Treatment & Disposal Equip - 20 Years | 21100.77 | 2020-03-31
KY.FR.370.000.01 | Acquisition Purchase Acctg - Closing Costs | Wastewater | KY-Fox Run-WW | 353000 Sewer - Land and Land Rights | 958.2 | 2019-09-30
KY.FR.363.000.03 | Install Pump Station | Wastewater | KY-Fox Run-WW | 371002 Sewer - Pumping Equip - 10 Years | 28168.13 | 2022-01-01
KY.FR.352.200.01 | Rehab Leaks | Wastewater | KY-Fox Run-WW | 361001 Sewer - Collection Sewers - Gravity - 50 Years | 4962.32 | 2022-01-01
KY.FR.352.100.04 | Acquisition - Legal & Engineering | Wastewater | KY-Fox Run-WW | 360001 Sewer - Collection Sewers - Force - 50 Years | 4838.33 | 2021-01-31
KY.FR.352.100.03 | Acquisition - Legal & Engineering | Wastewater | KY-Fox Run-WW | 360001 Sewer - Collection Sewers - Force - 50 Years | 724 | 2020-04-30
KY.FR.352.100.02 | Acquisition - Legal & Engineering | Wastewater | KY-Fox Run-WW | 360001 Sewer - Collection Sewers - Force - 50 Years | 97577.98 | 2020-03-31
KY.FR.352.100.01 | LS Rehab | Wastewater | KY-Fox Run-WW | 360001 Sewer - Collection Sewers - Force - 50 Years | 16629.16 | 2020-01-31
KY.FR.311.000.05 | Built new Shed | Wastewater | KY-Fox Run-WW | 354004 Sewer - S&I - 30 Years | 3129.94 | 2022-01-01
KY.FR.311.000.04 | Site work Cleanup | Wastewater | KY-Fox Run-WW | 354004 Sewer - S&I - 30 Years | 22203.04 | 2022-01-01
KY.FR.311.000.03 | Acquisition - Legal & Engineering | Wastewater | KY-Fox Run-WW | 354004 Sewer - S&I - 30 Years | 23977.79 | 2020-12-31
KY.FR.311.000.02 | Fencing & Road Updates | Wastewater | KY-Fox Run-WW | 354004 Sewer - S&I - 30 Years | 6778.28 | 2020-03-31
KY.FR.311.000.01 | Plant & Site Cleanup | Wastewater | KY-Fox Run-WW | 354004 Sewer - S&I - 30 Years | 3768.46 | 2020-01-31
KY.DP.372.000.02 | Effluent Filter - Pay App | Wastewater | KY-Delaplain Disposal-WW | 380003 Sewer - Treatment & Disposal Equip - 20 Years | 143000 | 2023-07-31
KY.DP.353.000.01 | Acquisition - 2019 Annual Report Other Collection Facilities | Wastewater | KY-Delaplain Disposal-WW | 363000 Sewer - Services to Customers | 400897 | 2021-02-28
KY.DP.352.200.02 | Acquisition - Legal & Engineering | Wastewater | KY-Delaplain Disposal-WW | 361001 Sewer - Collection Sewers - Gravity - 50 Years | 62945.12 | 2021-10-31
KY.DP.352.200.01 | Acquisition - 2019 Annual Report Collection Sewer - Gravity | Wastewater | KY-Delaplain Disposal-WW | 361001 Sewer - Collection Sewers - Gravity - 50 Years | 573623 | 2021-02-28
KY.DP.310.100.03 | Acquisition - Pro-rated from appraisal | Wastewater | KY-Delaplain Disposal-WW | 353000 Sewer - Land and Land Rights | 135214.54 | 2021-02-28
KY.DP.310.100.02 | Acquisition - Pro-rated from appraisal | Wastewater | KY-Delaplain Disposal-WW | 353000 Sewer - Land and Land Rights | 472557.48 | 2021-02-28
KY.DP.310.100.01 | Acquisition - Closing Costs | Wastewater | KY-Delaplain Disposal-WW | 353000 Sewer - Land and Land Rights | 10464.47 | 2021-02-28
KY.DP.310.000.04 | Earnest Money for Acquisition | Wastewater | KY-Delaplain Disposal-WW | 353000 Sewer - Land and Land Rights | 22000 | 2022-01-01
KY.DC.370.000.01 | Acquisition Purchase Acctg - Closing Costs | Wastewater | KY-Darlington Creek-WW | 353000 Sewer - Land and Land Rights | 4120 | 2022-03-31
KY.DC.352.200.01 | Legal & Engineering | Wastewater | KY-Darlington Creek-WW | 361001 Sewer - Collection Sewers - Gravity - 50 Years | 125152.03 | 2022-11-30
KY.CR4.334.000.01 | Meter Rehab | Water | KY-Center Ridge 4-W | 334001 Water - Meters and Installation - 10 Years | 2004 | 2022-01-01
KY.CR4.331.000.03 | Valve Replacement & Water Main Reconfig | Water | KY-Center Ridge 4-W | 331002 Water - Transmission & Distribution Mains - 50 Years | 1485 | 2022-01-01
KY.CR4.331.000.02 | Acquisition - Legal & Engineering | Water | KY-Center Ridge 4-W | 331002 Water - Transmission & Distribution Mains - 50 Years | 2756.95 | 2021-01-31
KY.CR4.325.000.01 | Electrical upgrades in well house - Pay App | Water | KY-Center Ridge 4-W | 311002 Water - Pumping Equip - 10 Years | 11241 | 2023-07-31
KY.CR4.320.000.01 | Chlorine equipment - Pay App | Water | KY-Center Ridge 4-W | 320002 Water - Treatment Equip - 20 Years | 1569 | 2023-07-31
KY.CR4.304.000.07 | Generator - Pay App | Water | KY-Center Ridge 4-W | 304005 Water - S&I - 30 Years | 13092 | 2023-07-31
KY.CR4.304.000.06 | Fencing around well house - Pay App | Water | KY-Center Ridge 4-W | 304005 Water - S&I - 30 Years | 1442 | 2023-07-31
KY.CR4.304.000.05 | Gravel for all weather road - Pay App | Water | KY-Center Ridge 4-W | 304005 Water - S&I - 30 Years | 965 | 2023-07-31
KY.CR4.304.000.04 | Chlorine Room - Pay App | Water | KY-Center Ridge 4-W | 304005 Water - S&I - 30 Years | 11884 | 2023-07-31
KY.CR4.304.000.03 | Building modifications (inside and outside) - Pay App | Water | KY-Center Ridge 4-W | 304005 Water - S&I - 30 Years | 2997 | 2023-07-31
KY.CR4.304.000.02 | Well House refurbishment + Site Work | Water | KY-Center Ridge 4-W | 304005 Water - S&I - 30 Years | 2706.95 | 2022-01-01
KY.CR4.304.000.01 | Well House rehab | Water | KY-Center Ridge 4-W | 304005 Water - S&I - 30 Years | 27309.03 | 2020-12-31
KY.CR3.331.000.02 | Acquisition - Legal & Engineering | Water | KY-Center Ridge 3-W | 331002 Water - Transmission & Distribution Mains - 50 Years | 2756.95 | 2021-01-31
KY.CR3.331.000.01 | Rehab Water Lines | Water | KY-Center Ridge 3-W | 331002 Water - Transmission & Distribution Mains - 50 Years | 2665 | 2020-12-31
KY.CR3.325.000.01 | Well pump and wiring - Pay App | Water | KY-Center Ridge 3-W | 311002 Water - Pumping Equip - 10 Years | 520 | 2023-07-31
KY.CR3.320.000.01 | Chlorine equipment - Pay App | Water | KY-Center Ridge 3-W | 320002 Water - Treatment Equip - 20 Years | 2818 | 2023-07-31
KY.CR3.307.000.01 | Convert well head to pitless unit - Pay App | Water | KY-Center Ridge 3-W | 307003 Water - Wells and Springs - 50 Years | 1432 | 2023-07-31
KY.CR3.304.000.14 | Generator - Pay App | Water | KY-Center Ridge 3-W | 304005 Water - S&I - 30 Years | 15639 | 2023-07-31
KY.CR3.304.000.13 | Fencing around well house - Pay App | Water | KY-Center Ridge 3-W | 304005 Water - S&I - 30 Years | 1389.45 | 2023-07-31
KY.CR3.304.000.12 | New well house - Pay App | Water | KY-Center Ridge 3-W | 304005 Water - S&I - 30 Years | 64766 | 2023-07-31
KY.CR3.304.000.11 | Gravel for all weather road - Pay App | Water | KY-Center Ridge 3-W | 304005 Water - S&I - 30 Years | 3190 | 2023-07-31
KY.CR3.304.000.09 | Chlorine Room - Pay App | Water | KY-Center Ridge 3-W | 304005 Water - S&I - 30 Years | 9950 | 2023-07-31
KY.CR3.304.000.08 | Electrical | Water | KY-Center Ridge 3-W | 304005 Water - S&I - 30 Years | 5400.59 | 2022-01-01
KY.CR3.304.000.01 | Well house Refurbishment, site work | Water | KY-Center Ridge 3-W | 304005 Water - S&I - 30 Years | 16861.94 | 2020-12-31
KY.CR2.334.000.01 | Water Meters | Water | KY-Center Ridge 2-W | 334001 Water - Meters and Installation - 10 Years | 4908.47 | 2020-12-31
KY.CR2.333.000.01 | Fix Leaks on Water Line | Water | KY-Center Ridge 2-W | 333001 Water - Services to Customers - 20 Years | 3800.76 | 2020-12-31
KY.CR2.332.000.01 | Flow meter - Pay App | Water | KY-Center Ridge 2-W | 320002 Water - Treatment Equip - 20 Years | 2616 | 2023-07-31
KY.CR2.331.000.05 | Well Screens | Water | KY-Center Ridge 2-W | 331002 Water - Transmission & Distribution Mains - 50 Years | 875 | 2022-01-01
KY.CR2.331.000.04 | Mainline Issue Rehab | Water | KY-Center Ridge 2-W | 331002 Water - Transmission & Distribution Mains - 50 Years | 27412.07 | 2022-01-01
KY.CR2.331.000.03 | Refurbish Leak | Water | KY-Center Ridge 2-W | 331002 Water - Transmission & Distribution Mains - 50 Years | 4359.21 | 2022-01-01
KY.CR2.331.000.02 | Acquisition - Legal & Engineering | Water | KY-Center Ridge 2-W | 331002 Water - Transmission & Distribution Mains - 50 Years | 2756.95 | 2021-01-31
KY.CR2.331.000.01 | Main Rehab | Water | KY-Center Ridge 2-W | 331002 Water - Transmission & Distribution Mains - 50 Years | 18906.74 | 2020-12-31
KY.CR2.330.000.01 | Hydropneumatic tanks - Pay App | Water | KY-Center Ridge 2-W | 330003 Water - Dist, Resevoirs, Standpipes - 50 Years | 3007 | 2023-07-31
KY.CR2.320.000.03 | Quick connect - Pay App | Water | KY-Center Ridge 2-W | 320002 Water - Treatment Equip - 20 Years | 1055 | 2023-07-31
KY.CR2.320.000.02 | Chlorine equipment - Pay App | Water | KY-Center Ridge 2-W | 320002 Water - Treatment Equip - 20 Years | 4130 | 2023-07-31
KY.CR2.304.000.10 | Generator - Pay App | Water | KY-Center Ridge 2-W | 304005 Water - S&I - 30 Years | 12317 | 2023-07-31
KY.CR2.304.000.09 | Convert well head to pitless unit - Pay App | Water | KY-Center Ridge 2-W | 304005 Water - S&I - 30 Years | 1176 | 2023-07-31
KY.CR2.304.000.08 | Chlorine Room - Pay App | Water | KY-Center Ridge 2-W | 304005 Water - S&I - 30 Years | 2873 | 2023-07-31
KY.CR2.304.000.07 | Well House Improvements | Water | KY-Center Ridge 2-W | 304005 Water - S&I - 30 Years | 2850 | 2022-01-01
KY.CR2.304.000.06 | Well House Refrubish | Water | KY-Center Ridge 2-W | 304005 Water - S&I - 30 Years | 1400 | 2022-01-01
KY.CR2.304.000.05 | Site Work | Water | KY-Center Ridge 2-W | 304005 Water - S&I - 30 Years | 10966.68 | 2020-12-31
KY.CR2.304.000.04 | Convert well head to pitless unit | Water | KY-Center Ridge 2-W | 304005 Water - S&I - 30 Years | 7908 | 2020-12-31
KY.CR2.304.000.03 | New heater in building | Water | KY-Center Ridge 2-W | 304005 Water - S&I - 30 Years | 5000 | 2020-12-31
KY.CR2.304.000.02 | Gravel for all weather road | Water | KY-Center Ridge 2-W | 304005 Water - S&I - 30 Years | 5000 | 2020-12-31
KY.CR1.334.000.02 | New Meter & Pipes | Water | KY-Center Ridge-W | 334001 Water - Meters and Installation - 10 Years | 4803.94 | 2022-01-01
KY.CR1.333.000.01 | Water Line Rehab | Water | KY-Center Ridge-W | 333001 Water - Services to Customers - 20 Years | 5757.73 | 2020-12-31
KY.CR1.320.000.02 | Gate Valves, construction materials | Water | KY-Center Ridge-W | 320002 Water - Treatment Equip - 20 Years | 19888.39 | 2022-01-01
KY.CR1.320.000.01 | Pumps for Chlorine Feed | Water | KY-Center Ridge-W | 320002 Water - Treatment Equip - 20 Years | 9914.22 | 2020-12-31
KY.CR1.304.000.03 | Well House insulation, electric, paint | Water | KY-Center Ridge-W | 304005 Water - S&I - 30 Years | 4116.37 | 2020-12-31
KY.CR1.304.000.02 | Rehab & Maint | Water | KY-Center Ridge-W | 304005 Water - S&I - 30 Years | 11701.76 | 2020-12-31
KY.CR1.304.000.01 | Site Cleanup | Water | KY-Center Ridge-W | 304005 Water - S&I - 30 Years | 490 | 2020-12-31
KY.CR.333.000.01 | Acquisition - 2018 Annual Report Land & Land Rights | Water | KY-Center Ridge-W | 333001 Water - Services to Customers - 20 Years | 9250 | 2020-05-31
KY.CR.331.000.03 | Water - Distribution System | Water | KY-Center Ridge-W | 331002 Water - Transmission & Distribution Mains - 50 Years | 87842.44 | 2021-01-31
KY.CR.331.000.02 | Water - Distribution System | Water | KY-Center Ridge-W | 331002 Water - Transmission & Distribution Mains - 50 Years | 28191.25 | 2021-01-31
KY.CR.331.000.01 | Acquisition - 2018 Annual Report Transmission & Dist Mains | Water | KY-Center Ridge-W | 331002 Water - Transmission & Distribution Mains - 50 Years | 291621 | 2020-05-31
KY.CR.330.000.02 | Hydropneumatic tank Modification - Pay App | Water | KY-Center Ridge-W | 330003 Water - Dist, Resevoirs, Standpipes - 50 Years | 213 | 2023-07-31
KY.CR.330.000.01 | Acquisition - 2018 Dist Reservoirs & Standpipes | Water | KY-Center Ridge-W | 330003 Water - Dist, Resevoirs, Standpipes - 50 Years | 54530 | 2020-05-31
KY.CR.320.000.02 | Chlorine equipment - Pay App | Water | KY-Center Ridge-W | 320002 Water - Treatment Equip - 20 Years | 706 | 2023-07-31
KY.CR.304.000.05 | Building modifications (inside and outside) - Pay App | Water | KY-Center Ridge-W | 304005 Water - S&I - 30 Years | 5390 | 2023-07-31
KY.CR.304.000.04 | New heater in building - Pay App | Water | KY-Center Ridge-W | 304005 Water - S&I - 30 Years | 522 | 2023-07-31
KY.CR.304.000.03 | Chlorine Room - Pay App | Water | KY-Center Ridge-W | 304005 Water - S&I - 30 Years | 1469 | 2023-07-31
KY.CR.304.000.02 | Acquisition - 2018 Pumping Equipment | Water | KY-Center Ridge-W | 304005 Water - S&I - 30 Years | 40412 | 2020-05-31
KY.CR.303.000.03 | Acquisition Purchase Acctg - Allocated Easement appraisal | Water | KY-Center Ridge-W | 303000 Water - Land and Land Rights | 32726.91 | 2020-05-31
KY.CR.303.000.02 | Acquisition Purchase Acctg - Allocated Plant Land appraisal | Water | KY-Center Ridge-W | 303000 Water - Land and Land Rights | 10363.52 | 2020-05-31
KY.CR.303.000.01 | Acquisition - 2018 Annual Report Land & Land Rights | Water | KY-Center Ridge-W | 303000 Water - Land and Land Rights | 2000 | 2020-05-31
KY.CP.372.000.01 | Acquisition - Water Treatment Plt alloc from Flinn Eval Rpt | Wastewater | KY-Carriage Park-WW | 380003 Sewer - Treatment & Disposal Equip - 20 Years | 969 | 2020-12-31
KY.CP.370.100.01 | Acquisition - Land Rights - Lagoon alloc from Flinn Eval Rpt | Wastewater | KY-Carriage Park-WW | 353000 Sewer - Land and Land Rights | 211.22 | 2020-12-31
KY.CP.370.000.01 | Acquisition - Closing Costs | Wastewater | KY-Carriage Park-WW | 353000 Sewer - Land and Land Rights | 12641.63 | 2020-12-31
KY.CP.353.000.01 | Acquisition - Laterals allocated from Flinn Eng Valuation Rpt | Wastewater | KY-Carriage Park-WW | 363000 Sewer - Services to Customers | 247.75 | 2020-12-31
KY.CP.352.200.02 | Acquisition - Legal & Engineering | Wastewater | KY-Carriage Park-WW | 361001 Sewer - Collection Sewers - Gravity - 50 Years | 51269.23 | 2021-06-30
KY.CP.352.200.01 | Acquisition - Gravity Sewer & Manholes alloc from Flinn Evaluation Rpt | Wastewater | KY-Carriage Park-WW | 361001 Sewer - Collection Sewers - Gravity - 50 Years | 4397.02 | 2020-12-31
KY.CP.352.100.01 | Collection Sewers - Force | Wastewater | KY-Carriage Park-WW | 360001 Sewer - Collection Sewers - Force - 50 Years | 10792.29 | 2021-01-31
KY.CP.311.000.02 | Access road - Pay App | Wastewater | KY-Carriage Park-WW | 354004 Sewer - S&I - 30 Years | 1597 | 2023-07-31
KY.CP.311.000.01 | Access Road | Wastewater | KY-Carriage Park-WW | 354004 Sewer - S&I - 30 Years | 13403 | 2021-10-01
KY.BR.372.000.09 | Blower - Pay App | Wastewater | KY-Brocklyn-WW | 380003 Sewer - Treatment & Disposal Equip - 20 Years | 3699 | 2023-07-31
KY.BR.372.000.08 | RAS lines from clarifier - Pay App | Wastewater | KY-Brocklyn-WW | 380003 Sewer - Treatment & Disposal Equip - 20 Years | 3301 | 2023-07-31
KY.BR.372.000.07 | Blower | Wastewater | KY-Brocklyn-WW | 380003 Sewer - Treatment & Disposal Equip - 20 Years | 6995.46 | 2022-01-01
KY.BR.372.000.06 | Installed Blower | Wastewater | KY-Brocklyn-WW | 380003 Sewer - Treatment & Disposal Equip - 20 Years | 2306.19 | 2020-12-31
KY.BR.372.000.05 | Bar Grating | Wastewater | KY-Brocklyn-WW | 380003 Sewer - Treatment & Disposal Equip - 20 Years | 4082.55 | 2020-06-30
KY.BR.372.000.04 | Mounting Brackets and Brace for Skimmer/Clarifier | Wastewater | KY-Brocklyn-WW | 380003 Sewer - Treatment & Disposal Equip - 20 Years | 375 | 2020-04-30
KY.BR.372.000.03 | Aeration System & Blower Parts & Control Panel | Wastewater | KY-Brocklyn-WW | 380003 Sewer - Treatment & Disposal Equip - 20 Years | 14615.48 | 2020-03-31
KY.BR.372.000.02 | New Blower | Wastewater | KY-Brocklyn-WW | 380003 Sewer - Treatment & Disposal Equip - 20 Years | 21011.21 | 2020-01-31
KY.BR.370.000.01 | Acquisition Purchase Acctg - Closing Costs | Wastewater | KY-Brocklyn-WW | 353000 Sewer - Land and Land Rights | 1577.96 | 2019-09-30
KY.BR.363.000.02 | Pump | Wastewater | KY-Brocklyn-WW | 371002 Sewer - Pumping Equip - 10 Years | 5363.84 | 2020-04-30
KY.BR.363.000.01 | Effluent Pump Work | Wastewater | KY-Brocklyn-WW | 371002 Sewer - Pumping Equip - 10 Years | 96.67 | 2020-01-31
KY.BR.352.100.06 | Collection Sewers - Force | Wastewater | KY-Brocklyn-WW | 360001 Sewer - Collection Sewers - Force - 50 Years | 1038.26 | 2021-01-31
KY.BR.352.100.05 | Collection Sewers - Force | Wastewater | KY-Brocklyn-WW | 360001 Sewer - Collection Sewers - Force - 50 Years | 12751.32 | 2021-01-31
KY.BR.352.100.03 | Acquisition - Legal & Engineering | Wastewater | KY-Brocklyn-WW | 360001 Sewer - Collection Sewers - Force - 50 Years | 327.68 | 2020-04-30
KY.BR.352.100.02 | Acquisition - Legal & Engineering | Wastewater | KY-Brocklyn-WW | 360001 Sewer - Collection Sewers - Force - 50 Years | 72719.76 | 2020-03-31
KY.BR.352.100.01 | Jet Sewer Lines | Wastewater | KY-Brocklyn-WW | 360001 Sewer - Collection Sewers - Force - 50 Years | 6392.6 | 2020-01-31
KY.BR.311.000.05 | Regrade around lagoon - Pay App | Wastewater | KY-Brocklyn-WW | 354004 Sewer - S&I - 30 Years | 4000 | 2023-07-31
KY.BR.311.000.04 | New Control Panel | Wastewater | KY-Brocklyn-WW | 354004 Sewer - S&I - 30 Years | 9035.87 | 2022-01-01
KY.BR.311.000.03 | equipment/operator rate, pumping of lagoon, disposal fee | Wastewater | KY-Brocklyn-WW | 354004 Sewer - S&I - 30 Years | 226484.87 | 2020-12-31
KY.BR.311.000.02 | New Walkway | Wastewater | KY-Brocklyn-WW | 354004 Sewer - S&I - 30 Years | 6438.04 | 2020-03-31
KY.BR.311.000.01 | Site Cleanup | Wastewater | KY-Brocklyn-WW | 354004 Sewer - S&I - 30 Years | 4043.08 | 2020-01-31
KY.AV.375.000.05 | Outfall sewer lines | Wastewater | KY-Airview-WW | 382001 Sewer - Outfall Sewer Lines - 50 Years | 1212.07 | 2020-01-31
KY.AV.375.000.04 | Foundation/Brackets/Conduit | Wastewater | KY-Airview-WW | 382001 Sewer - Outfall Sewer Lines - 50 Years | 1887.09 | 2020-05-31
KY.AV.375.000.03 | Installed Gravity Effluent at Plant | Wastewater | KY-Airview-WW | 382001 Sewer - Outfall Sewer Lines - 50 Years | 3583.88 | 2020-04-30
KY.AV.375.000.02 | Effluent Lines | Wastewater | KY-Airview-WW | 382001 Sewer - Outfall Sewer Lines - 50 Years | 652.5 | 2020-03-31
KY.AV.375.000.01 | Outfall sewer lines | Wastewater | KY-Airview-WW | 382001 Sewer - Outfall Sewer Lines - 50 Years | 520 | 2020-02-29
KY.AV.372.000.16 | Diffusers - Pay App | Wastewater | KY-Airview-WW | 380003 Sewer - Treatment & Disposal Equip - 20 Years | 11947 | 2023-07-31
KY.AV.372.000.15 | Remove contact chamber from creek - Pay App | Wastewater | KY-Airview-WW | 380003 Sewer - Treatment & Disposal Equip - 20 Years | 5000 | 2023-07-31
KY.AV.372.000.14 | Flow equalization storage - Pay App | Wastewater | KY-Airview-WW | 380003 Sewer - Treatment & Disposal Equip - 20 Years | 29273 | 2023-07-31
KY.AV.372.000.13 | Blower - Pay App | Wastewater | KY-Airview-WW | 380003 Sewer - Treatment & Disposal Equip - 20 Years | 5877 | 2023-07-31
KY.AV.372.000.12 | Blower Refrubishment | Wastewater | KY-Airview-WW | 380003 Sewer - Treatment & Disposal Equip - 20 Years | 5560.19 | 2022-01-01
KY.AV.372.000.11 | Treatment & Disposal Equipment | Wastewater | KY-Airview-WW | 380003 Sewer - Treatment & Disposal Equip - 20 Years | 3544.76 | 2020-01-31
KY.AV.372.000.10 | Treatment & Disposal Equipment | Wastewater | KY-Airview-WW | 380003 Sewer - Treatment & Disposal Equip - 20 Years | 1439.58 | 2020-01-31
KY.AV.372.000.09 | Treatment & Disposal Equipment | Wastewater | KY-Airview-WW | 380003 Sewer - Treatment & Disposal Equip - 20 Years | 2514.99 | 2020-01-31
KY.AV.372.000.08 | Treatment & Disposal Equipment | Wastewater | KY-Airview-WW | 380003 Sewer - Treatment & Disposal Equip - 20 Years | 2164.16 | 2020-01-31
KY.AV.372.000.07 | Acquisition - Legal & Engineering | Wastewater | KY-Airview-WW | 380003 Sewer - Treatment & Disposal Equip - 20 Years | 1485 | 2021-01-31
KY.AV.372.000.06 | Plant Improvements, Paint, install new bar screen | Wastewater | KY-Airview-WW | 380003 Sewer - Treatment & Disposal Equip - 20 Years | 9287.84 | 2020-12-31
KY.AV.372.000.05 | Upgrades to plant | Wastewater | KY-Airview-WW | 380003 Sewer - Treatment & Disposal Equip - 20 Years | 9251.16 | 2020-03-31
KY.AV.372.000.04 | Aeration system & Blower work | Wastewater | KY-Airview-WW | 380003 Sewer - Treatment & Disposal Equip - 20 Years | 2610.25 | 2020-06-30
KY.AV.372.000.03 | Treatment & Disposal Equipment | Wastewater | KY-Airview-WW | 380003 Sewer - Treatment & Disposal Equip - 20 Years | 10018.61 | 2020-01-31
KY.AV.372.000.02 | Treatment & Disposal Equipment | Wastewater | KY-Airview-WW | 380003 Sewer - Treatment & Disposal Equip - 20 Years | 867.54 | 2020-02-29
KY.AV.370.100.01 | Clear Lagoon Berm | Wastewater | KY-Airview-WW | 353000 Sewer - Land and Land Rights | 35000 | 2021-06-01
KY.AV.370.000.01 | Acquisition - Closing Costs | Wastewater | KY-Airview-WW | 353000 Sewer - Land and Land Rights | 1756 | 2019-09-30
KY.AV.363.000.08 | Electrical Work - Pay App | Wastewater | KY-Airview-WW | 371002 Sewer - Pumping Equip - 10 Years | 19884 | 2023-07-31
KY.AV.363.000.07 | Electrical service upgrade - Pay App | Wastewater | KY-Airview-WW | 371002 Sewer - Pumping Equip - 10 Years | 40000 | 2023-07-31
KY.AV.363.000.06 | Influent Pumps - Pay App | Wastewater | KY-Airview-WW | 371002 Sewer - Pumping Equip - 10 Years | 14547 | 2023-07-31
KY.AV.363.000.05 | New Motor-Starter for Pump | Wastewater | KY-Airview-WW | 371002 Sewer - Pumping Equip - 10 Years | 635 | 2020-06-30
KY.AV.363.000.02 | Pumping Equipment | Wastewater | KY-Airview-WW | 371002 Sewer - Pumping Equip - 10 Years | 1223.19 | 2020-02-29
KY.AV.355.000.01 | Acquisition - Legal & Engineering | Wastewater | KY-Airview-WW | 364002 Sewer - Flow Measuring Devices - 30 Years | 475 | 2020-01-31
KY.AV.352.200.01 | Manhole Installation - Pay App | Wastewater | KY-Airview-WW | 361001 Sewer - Collection Sewers - Gravity - 50 Years | 18808 | 2023-07-31
KY.AV.352.100.06 | Collection Sewers - Force | Wastewater | KY-Airview-WW | 360001 Sewer - Collection Sewers - Force - 50 Years | 14609.91 | 2020-01-31
KY.AV.352.100.05 | Collection Sewers - Force | Wastewater | KY-Airview-WW | 360001 Sewer - Collection Sewers - Force - 50 Years | 3493.18 | 2021-01-31
KY.AV.352.100.04 | Collection Sewers - Force | Wastewater | KY-Airview-WW | 360001 Sewer - Collection Sewers - Force - 50 Years | 12964.67 | 2021-01-31
KY.AV.352.100.03 | Acquisition - Legal & Engineering | Wastewater | KY-Airview-WW | 360001 Sewer - Collection Sewers - Force - 50 Years | 105024.1 | 2020-03-31
KY.AV.352.100.02 | Manhole Risers | Wastewater | KY-Airview-WW | 360001 Sewer - Collection Sewers - Force - 50 Years | 19742.71 | 2020-02-29
KY.AV.352.100.01 | Treatment & Disposal Equipment | Wastewater | KY-Airview-WW | 360001 Sewer - Collection Sewers - Force - 50 Years | 19031.46 | 2020-01-31
KY.AV.311.000.10 | Site Piping - Pay App | Wastewater | KY-Airview-WW | 354004 Sewer - S&I - 30 Years | 27207 | 2023-07-31
KY.AV.311.000.09 | Site Cleanup | Wastewater | KY-Airview-WW | 354004 Sewer - S&I - 30 Years | 19765.38 | 2022-01-01
KY.AV.311.000.08 | Sludge Holding Tank Renovation | Wastewater | KY-Airview-WW | 354004 Sewer - S&I - 30 Years | 7000 | 2021-09-01
KY.AV.311.000.07 | Fencing | Wastewater | KY-Airview-WW | 354004 Sewer - S&I - 30 Years | 25000 | 2021-02-28
KY.AV.311.000.06 | Structures & Improvements - Sewer | Wastewater | KY-Airview-WW | 354004 Sewer - S&I - 30 Years | 1072.49 | 2020-01-31
KY.AV.311.000.05 | Safety Rails/Walkways for Aeration tank and Clarifier | Wastewater | KY-Airview-WW | 354004 Sewer - S&I - 30 Years | 26168.26 | 2020-06-30
KY.AV.311.000.04 | Safety Rails/Walkways for Aeration tank and Clarifier | Wastewater | KY-Airview-WW | 354004 Sewer - S&I - 30 Years | 6088.88 | 2020-04-30
KY.AV.311.000.03 | Site Cleanup | Wastewater | KY-Airview-WW | 354004 Sewer - S&I - 30 Years | 735 | 2020-03-31
KY.AV.311.000.02 | Rehab Handrail | Wastewater | KY-Airview-WW | 354004 Sewer - S&I - 30 Years | 3367.25 | 2020-02-29
KY.AV.311.000.01 | Plant Cleanup | Wastewater | KY-Airview-WW | 354004 Sewer - S&I - 30 Years | 4539.26 | 2020-01-31
KY.AP.372.000.01 | Acquisition - Water Treatment Plt alloc from Flinn Eval Rpt | Wastewater | KY-Arcadia Pines-WW | 380003 Sewer - Treatment & Disposal Equip - 20 Years | 2782 | 2020-12-31
KY.AP.370.100.01 | Acquisition - Land Rights - Lagoon alloc from Flinn Eval Rpt | Wastewater | KY-Arcadia Pines-WW | 353000 Sewer - Land and Land Rights | 1181.59 | 2020-12-31
KY.AP.370.000.01 | Acquisition - Closing Costs | Wastewater | KY-Arcadia Pines-WW | 353000 Sewer - Land and Land Rights | 10707.89 | 2020-12-31
KY.AP.353.000.01 | Acquisition - Laterals allocated from Flinn Eng Valuation Rpt | Wastewater | KY-Arcadia Pines-WW | 363000 Sewer - Services to Customers | 633.69 | 2020-12-31
KY.AP.352.200.02 | Acquisition - Legal & Engineering | Wastewater | KY-Arcadia Pines-WW | 361001 Sewer - Collection Sewers - Gravity - 50 Years | 54222.27 | 2021-06-30
KY.AP.352.200.01 | Acquisition - Gravity Sewer & Manholes alloc from Flinn Evaluation Rpt | Wastewater | KY-Arcadia Pines-WW | 361001 Sewer - Collection Sewers - Gravity - 50 Years | 10402.71 | 2020-12-31
KY.AP.352.100.01 | Collection Sewers - Force | Wastewater | KY-Arcadia Pines-WW | 360001 Sewer - Collection Sewers - Force - 50 Years | 14650.16 | 2021-01-31
KY.AP.311.000.01 | Fence Modification - Pay App | Wastewater | KY-Arcadia Pines-WW | 354004 Sewer - S&I - 30 Years | 1000 | 2023-07-31
FA36839 | High Tide | Wastewater | KY-Yung Farm-WW | 396001 Sewer - Communication Equip - 15 Years | 6375.68 | 2025-07-01
FA36838 | Flexcap coarse bubble diffuser | Wastewater | KY-Yung Farm-WW | 380003 Sewer - Treatment & Disposal Equip - 20 Years | 3125.36 | 2025-04-01
FA36837 | Rehab RAS line | Wastewater | KY-Woodland Acres-WW | 380003 Sewer - Treatment & Disposal Equip - 20 Years | 1183.26 | 2025-03-01
FA36836 | 3" line to clarifier | Wastewater | KY-Woodland Acres-WW | 380003 Sewer - Treatment & Disposal Equip - 20 Years | 1380.7 | 2025-01-01
FA36835 | New pump | Wastewater | KY-Woodland Acres-WW | 371002 Sewer - Pumping Equip - 10 Years | 1612.67 | 2025-01-01
FA36834 | Replaced water spigot | Wastewater | KY-Woodland Acres-WW | 354004 Sewer - S&I - 30 Years | 6064.49 | 2025-01-01
FA36833 | Install electric outlet and diffusers on panel box | Wastewater | KY-Woodland Acres-WW | 354004 Sewer - S&I - 30 Years | 2062.72 | 2025-01-01
FA36832 | Install new handrails around the plant | Wastewater | KY-Woodland Acres-WW | 354004 Sewer - S&I - 30 Years | 25176.84 | 2025-01-01
FA36831 | Lagoon Berm | Wastewater | KY-Timberland-WW | 380003 Sewer - Treatment & Disposal Equip - 20 Years | 22411.32 | 2025-01-01
FA36830 | New transformer for blower | Wastewater | KY-Timberland-WW | 371002 Sewer - Pumping Equip - 10 Years | 1238.17 | 2025-07-01
FA36829 | Replace wires in control panel | Wastewater | KY-Timberland-WW | 354004 Sewer - S&I - 30 Years | 1542.05 | 2025-01-01
FA36828 | 5HP Hydromatic grinder pump 4 | Wastewater | KY-Springcrest-WW | 371002 Sewer - Pumping Equip - 10 Years | 7559 | 2025-01-01
FA36827 | 5HP Hydromatic grinder pump 3 | Wastewater | KY-Springcrest-WW | 371002 Sewer - Pumping Equip - 10 Years | 7559 | 2025-01-01
FA36826 | 5HP Hydromatic grinder pump 2 | Wastewater | KY-Springcrest-WW | 371002 Sewer - Pumping Equip - 10 Years | 7559.01 | 2025-01-01
FA36825 | 5HP Hydromatic grinder pump 1 | Wastewater | KY-Springcrest-WW | 371002 Sewer - Pumping Equip - 10 Years | 7559.01 | 2025-01-01
FA36824 | Rehab sewer lateral | Wastewater | KY-Springcrest-WW | 361001 Sewer - Collection Sewers - Gravity - 50 Years | 6118.51 | 2025-01-01
FA36823 | Rehab lift station pump piping | Wastewater | KY-Springcrest-WW | 360001 Sewer - Collection Sewers - Force - 50 Years | 1837.7 | 2025-01-01
FA36822 | Changed control panel | Wastewater | KY-Springcrest-WW | 354004 Sewer - S&I - 30 Years | 3410.43 | 2025-01-01
FA36821 | Rehab leaking irrigation line | Wastewater | KY-Springcrest-WW | 354004 Sewer - S&I - 30 Years | 8759.86 | 2025-01-01
FA36820 | Rehab wiring in panel | Wastewater | KY-Springcrest-WW | 354004 Sewer - S&I - 30 Years | 1585.88 | 2025-01-01
FA36819 | Install new shelving in storage unit | Wastewater | KY-Springcrest-WW | 354004 Sewer - S&I - 30 Years | 3226.22 | 2025-01-01
FA36818 | Install new gate and fence | Wastewater | KY-Springcrest-WW | 354004 Sewer - S&I - 30 Years | 3683.96 | 2025-01-01
FA36817 | High Tide | Wastewater | KY-River Bluffs-WW | 396001 Sewer - Communication Equip - 15 Years | 2026.02 | 2025-01-01
FA36816 | Install new board in High Tide | Wastewater | KY-River Bluffs-WW | 396001 Sewer - Communication Equip - 15 Years | 975.1 | 2025-07-01
FA36815 | Replace belts for blower | Wastewater | KY-River Bluffs-WW | 380003 Sewer - Treatment & Disposal Equip - 20 Years | 712.58 | 2025-01-01
FA36814 | Rehab RAS line 1 | Wastewater | KY-River Bluffs-WW | 380003 Sewer - Treatment & Disposal Equip - 20 Years | 5967.8 | 2025-01-01
FA36813 | Replace tubing & vavles | Wastewater | KY-River Bluffs-WW | 380003 Sewer - Treatment & Disposal Equip - 20 Years | 2616.17 | 2025-01-01
FA36812 | Replace air fitting on broken raz line | Wastewater | KY-River Bluffs-WW | 380003 Sewer - Treatment & Disposal Equip - 20 Years | 3347.4 | 2025-01-01
FA36811 | Installed new valve operator & reinstalled pump | Wastewater | KY-River Bluffs-WW | 371002 Sewer - Pumping Equip - 10 Years | 7241.7 | 2025-01-01
FA36810 | Rebuilt pump & reinstalled | Wastewater | KY-River Bluffs-WW | 371002 Sewer - Pumping Equip - 10 Years | 7184.48 | 2025-01-01
FA36809 | Refurbished pump & replaced cutting impeller | Wastewater | KY-River Bluffs-WW | 371002 Sewer - Pumping Equip - 10 Years | 2651.39 | 2025-01-01
FA36808 | Installed new pump | Wastewater | KY-River Bluffs-WW | 371002 Sewer - Pumping Equip - 10 Years | 16553.39 | 2025-01-01
FA36807 | Pump Station - Rehab broken line | Wastewater | KY-River Bluffs-WW | 360001 Sewer - Collection Sewers - Force - 50 Years | 2294.21 | 2025-01-01
FA36806 | Lift station rehab | Wastewater | KY-River Bluffs-WW | 360001 Sewer - Collection Sewers - Force - 50 Years | 642.93 | 2025-01-01
FA36805 | Install lift station new power supply line | Wastewater | KY-River Bluffs-WW | 360001 Sewer - Collection Sewers - Force - 50 Years | 40368.58 | 2025-01-01
FA36804 | Rehab lift station power w/ generator | Wastewater | KY-River Bluffs-WW | 360001 Sewer - Collection Sewers - Force - 50 Years | 8772.14 | 2025-01-01
FA36803 | Force main rehab | Wastewater | KY-River Bluffs-WW | 360001 Sewer - Collection Sewers - Force - 50 Years | 9917.86 | 2025-01-01
FA36802 | Lift station rehab | Wastewater | KY-River Bluffs-WW | 360001 Sewer - Collection Sewers - Force - 50 Years | 27909.36 | 2025-01-01
FA36801 | Paint tank handrails | Wastewater | KY-River Bluffs-WW | 354004 Sewer - S&I - 30 Years | 4650.5 | 2025-01-01
FA36800 | Install handrails and crossmembers | Wastewater | KY-River Bluffs-WW | 354004 Sewer - S&I - 30 Years | 61602.17 | 2025-01-01
FA36799 | Blower motor rehab | Wastewater | KY-Persimmon Ridge-WW | 380003 Sewer - Treatment & Disposal Equip - 20 Years | 1808.23 | 2025-09-01
FA36798 | Installed new PAA containment unit | Wastewater | KY-Persimmon Ridge-WW | 380003 Sewer - Treatment & Disposal Equip - 20 Years | 707.22 | 2025-05-01
FA36797 | Lagoon rehab | Wastewater | KY-Persimmon Ridge-WW | 380003 Sewer - Treatment & Disposal Equip - 20 Years | 3182.48 | 2025-06-01
FA36796 | Aerator 3 rehab | Wastewater | KY-Persimmon Ridge-WW | 380003 Sewer - Treatment & Disposal Equip - 20 Years | 4045.86 | 2025-09-01
FA36795 | Aerator 1 rehab | Wastewater | KY-Persimmon Ridge-WW | 380003 Sewer - Treatment & Disposal Equip - 20 Years | 4045.86 | 2025-09-01
FA36794 | Aerator 2 rehab | Wastewater | KY-Persimmon Ridge-WW | 380003 Sewer - Treatment & Disposal Equip - 20 Years | 4045.87 | 2025-09-01
FA36793 | New aerator | Wastewater | KY-Persimmon Ridge-WW | 380003 Sewer - Treatment & Disposal Equip - 20 Years | 5759.54 | 2025-09-01
FA36792 | Rehab aerators and motors | Wastewater | KY-Persimmon Ridge-WW | 380003 Sewer - Treatment & Disposal Equip - 20 Years | 20734.66 | 2025-09-01
FA36791 | Replace chlorine pump & aeration float | Wastewater | KY-Persimmon Ridge-WW | 380003 Sewer - Treatment & Disposal Equip - 20 Years | 862.59 | 2025-01-01
FA36790 | Motor rebuilt/reinstalled & seal leak | Wastewater | KY-Persimmon Ridge-WW | 371002 Sewer - Pumping Equip - 10 Years | 6732.17 | 2025-01-01
FA36789 | Pump - replaced capacitor & reinstalled pumps | Wastewater | KY-Persimmon Ridge-WW | 371002 Sewer - Pumping Equip - 10 Years | 1307.28 | 2025-01-01
FA36788 | Replaced OEM Capacitor kits on pump | Wastewater | KY-Persimmon Ridge-WW | 371002 Sewer - Pumping Equip - 10 Years | 1680.66 | 2025-01-01
FA36787 | Replaced breaker and wiring on pump | Wastewater | KY-Persimmon Ridge-WW | 371002 Sewer - Pumping Equip - 10 Years | 2259.62 | 2025-01-01
FA36786 | Replaced O rings on pump | Wastewater | KY-Persimmon Ridge-WW | 371002 Sewer - Pumping Equip - 10 Years | 2035.93 | 2025-01-01
FA36785 | Rehab pump #2 | Wastewater | KY-Persimmon Ridge-WW | 371002 Sewer - Pumping Equip - 10 Years | 4478.08 | 2025-01-01
FA36784 | New Pump | Wastewater | KY-Persimmon Ridge-WW | 371002 Sewer - Pumping Equip - 10 Years | 4286.17 | 2025-09-01
FA36783 | Pump rehab | Wastewater | KY-Persimmon Ridge-WW | 371002 Sewer - Pumping Equip - 10 Years | 4579.11 | 2025-09-01
FA36782 | Pump rehab for Delaplain Industrial #1 | Wastewater | KY-Persimmon Ridge-WW | 371002 Sewer - Pumping Equip - 10 Years | 12158.73 | 2025-09-01
FA36781 | Replace pipes in manhole | Wastewater | KY-Brocklyn-WW | 361001 Sewer - Collection Sewers - Gravity - 50 Years | 5700.61 | 2025-01-01
FA36780 | Replaced pipe | Wastewater | KY-Persimmon Ridge-WW | 361001 Sewer - Collection Sewers - Gravity - 50 Years | 4967.83 | 2025-01-01
FA36779 | Replaced cast iron piping in the wet well | Wastewater | KY-Persimmon Ridge-WW | 360001 Sewer - Collection Sewers - Force - 50 Years | 4253.06 | 2025-01-01
FA36778 | Lift station rehab | Wastewater | KY-Persimmon Ridge-WW | 360001 Sewer - Collection Sewers - Force - 50 Years | 10221.93 | 2025-01-01
FA36777 | Lift station/manhole work | Wastewater | KY-Persimmon Ridge-WW | 360001 Sewer - Collection Sewers - Force - 50 Years | 1210.84 | 2025-01-01
FA36776 | Removal of old large steel cable, replaced contactor & capacitors for lift station | Wastewater | KY-Persimmon Ridge-WW | 360001 Sewer - Collection Sewers - Force - 50 Years | 2715.29 | 2025-01-01
FA36775 | Main line replacement | Wastewater | KY-Persimmon Ridge-WW | 360001 Sewer - Collection Sewers - Force - 50 Years | 3482.09 | 2025-01-01
FA36774 | Rehab main gate | Wastewater | KY-Persimmon Ridge-WW | 354004 Sewer - S&I - 30 Years | 3637.89 | 2025-01-01
FA36773 | Gate & fence installation | Wastewater | KY-Persimmon Ridge-WW | 354004 Sewer - S&I - 30 Years | 2100.22 | 2025-01-01
FA36772 | Install guard rail | Wastewater | KY-Persimmon Ridge-WW | 354004 Sewer - S&I - 30 Years | 2437.76 | 2025-01-01
FA36771 | Refurbish fence and gate | Wastewater | KY-Persimmon Ridge-WW | 354004 Sewer - S&I - 30 Years | 12750.29 | 2025-01-01
FA36770 | High Tide | Wastewater | KY-Magruder Village-WW | 396001 Sewer - Communication Equip - 15 Years | 2614.56 | 2025-07-01
FA36769 | Install Solar High Tide | Wastewater | KY-Marshall Ridge-WW | 396001 Sewer - Communication Equip - 15 Years | 3191.57 | 2025-07-01
FA36768 | Rewire blower | Wastewater | KY-LH Treatment-WW | 380003 Sewer - Treatment & Disposal Equip - 20 Years | 13045.59 | 2025-01-01
FA36767 | Replace blower, motor & breaker | Wastewater | KY-LH Treatment-WW | 380003 Sewer - Treatment & Disposal Equip - 20 Years | 9153.87 | 2025-01-01
FA36766 | Replace airlne and ball valves in chlorine tank | Wastewater | KY-LH Treatment-WW | 380003 Sewer - Treatment & Disposal Equip - 20 Years | 1871.26 | 2025-01-01
FA36765 | Tank rehab | Wastewater | KY-Lake Columbia-WW | 371002 Sewer - Pumping Equip - 10 Years | 2700.29 | 2025-01-01
FA36764 | New customer line | Wastewater | KY-Lake Columbia-WW | 363000 Sewer - Services to Customers | 2614.56 | 2025-01-01
FA36763 | Extend sewer main 275' | Wastewater | KY-Lake Columbia-WW | 361001 Sewer - Collection Sewers - Gravity - 50 Years | 10661.85 | 2025-01-01
FA36762 | New pipe for manhole | Wastewater | KY-Lake Columbia-WW | 361001 Sewer - Collection Sewers - Gravity - 50 Years | 7286.49 | 2025-01-01
FA36761 | Installing new main line & assisting contractor w/ clay line | Wastewater | KY-Lake Columbia-WW | 361001 Sewer - Collection Sewers - Gravity - 50 Years | 7918.7 | 2025-01-01
FA36760 | Install new fence and gate | Wastewater | KY-Lake Columbia-WW | 354004 Sewer - S&I - 30 Years | 2094.87 | 2025-01-01
FA36759 | Install High Tide external antenna kit | Wastewater | KY-Kingswood-WW | 396001 Sewer - Communication Equip - 15 Years | 533.57 | 2025-01-01
FA36758 | Rehab valve for airline | Wastewater | KY-Kingswood-WW | 380003 Sewer - Treatment & Disposal Equip - 20 Years | 1125.12 | 2025-01-01
FA36757 | Clarifier rehab | Wastewater | KY-Kingswood-WW | 380003 Sewer - Treatment & Disposal Equip - 20 Years | 30141.37 | 2025-01-01
FA36756 | Install new UV system | Wastewater | KY-Kingswood-WW | 380003 Sewer - Treatment & Disposal Equip - 20 Years | 1366.54 | 2025-01-01
FA36755 | Installed new bar screen | Wastewater | KY-Kingswood-WW | 380003 Sewer - Treatment & Disposal Equip - 20 Years | 1875.2 | 2025-01-01
FA36754 | Paint aeration tank | Wastewater | KY-Kingswood-WW | 380003 Sewer - Treatment & Disposal Equip - 20 Years | 4350.46 | 2025-01-01
FA36753 | Reinstalled pump, replaced pump capacitor & replaced cutting impeller & filpped ring | Wastewater | KY-Kingswood-WW | 371002 Sewer - Pumping Equip - 10 Years | 6959.08 | 2025-01-01
FA36752 | Installed new start capacitor on pump | Wastewater | KY-Kingswood-WW | 371002 Sewer - Pumping Equip - 10 Years | 562.56 | 2025-01-01
FA36751 | Pump 2 rehab | Wastewater | KY-Kingswood-WW | 371002 Sewer - Pumping Equip - 10 Years | 2756.39 | 2025-01-01
FA36750 | Replace start float on pump | Wastewater | KY-Kingswood-WW | 371002 Sewer - Pumping Equip - 10 Years | 950.13 | 2025-06-01
FA36749 | Replaced starter on pump | Wastewater | KY-Kingswood-WW | 371002 Sewer - Pumping Equip - 10 Years | 1477.38 | 2025-01-01
FA36748 | Replace bad chain on pump 2 | Wastewater | KY-Kingswood-WW | 371002 Sewer - Pumping Equip - 10 Years | 1628.75 | 2025-01-01
FA36747 | Pull and refurbish pump 2 | Wastewater | KY-Kingswood-WW | 371002 Sewer - Pumping Equip - 10 Years | 8367.56 | 2025-01-01
FA36746 | Pull and refurbish pump 1 | Wastewater | KY-Kingswood-WW | 371002 Sewer - Pumping Equip - 10 Years | 8367.57 | 2025-01-01
FA36745 | Installing risers & securing manhole | Wastewater | KY-Kingswood-WW | 360001 Sewer - Collection Sewers - Force - 50 Years | 2976.77 | 2025-01-01
FA36744 | New drain box | Wastewater | KY-Kingswood-WW | 354004 Sewer - S&I - 30 Years | 10325.79 | 2025-01-01
FA36743 | Install external antenna on outside of building | Wastewater | KY-Kingswood-WW | 354004 Sewer - S&I - 30 Years | 1071.72 | 2025-07-01
FA36742 | Rehab diffuser & air pipe | Wastewater | KY-Herrington Haven-WW | 380003 Sewer - Treatment & Disposal Equip - 20 Years | 1742.91 | 2025-01-01
FA36741 | Replaced blower & belt | Wastewater | KY-Herrington Haven-WW | 371002 Sewer - Pumping Equip - 10 Years | 10319.05 | 2025-01-01
FA36740 | Guard rail rehab | Wastewater | KY-Herrington Haven-WW | 354004 Sewer - S&I - 30 Years | 1725.18 | 2025-01-01
FA36739 | Install new handrails | Wastewater | KY-Herrington Haven-WW | 354004 Sewer - S&I - 30 Years | 2156.3 | 2025-01-01
FA36738 | High Tide | Wastewater | KY-Great Oaks-WW | 396001 Sewer - Communication Equip - 15 Years | 3363.89 | 2025-01-01
FA36737 | Replace lift station floats, coil, starter | Wastewater | KY-Great Oaks-WW | 371002 Sewer - Pumping Equip - 10 Years | 1257.91 | 2025-01-01
FA36736 | Replaced lift station control switches | Wastewater | KY-Great Oaks-WW | 360001 Sewer - Collection Sewers - Force - 50 Years | 825.09 | 2025-01-01
FA36735 | Expand road by station | Wastewater | KY-Great Oaks-WW | 354004 Sewer - S&I - 30 Years | 3182.48 | 2025-01-01
FA36734 | Warren Electric-Baldor Motor | Wastewater | KY-Golden Acres-WW | 380003 Sewer - Treatment & Disposal Equip - 20 Years | 2271.47 | 2025-01-01
FA36733 | Install primary pole in line | Wastewater | KY-Golden Acres-WW | 354004 Sewer - S&I - 30 Years | 1676.2 | 2025-01-01
FA36732 | Install new blower | Wastewater | KY-Fox Run-WW | 380003 Sewer - Treatment & Disposal Equip - 20 Years | 525.06 | 2025-01-01
FA36731 | Installed new 7 HP blower motor | Wastewater | KY-Fox Run-WW | 380003 Sewer - Treatment & Disposal Equip - 20 Years | 3824.48 | 2025-01-01
FA36730 | Installed new 3 HP blower motor | Wastewater | KY-Fox Run-WW | 380003 Sewer - Treatment & Disposal Equip - 20 Years | 3824.48 | 2025-01-01
FA36729 | Installed new 5 HP blower motor | Wastewater | KY-Fox Run-WW | 380003 Sewer - Treatment & Disposal Equip - 20 Years | 3824.49 | 2025-01-01
FA36728 | Installed rebuilt pumps & help install influent pumps | Wastewater | KY-Fox Run-WW | 371002 Sewer - Pumping Equip - 10 Years | 4407.94 | 2025-01-01
FA36727 | Install new pump | Wastewater | KY-Fox Run-WW | 371002 Sewer - Pumping Equip - 10 Years | 878.87 | 2025-01-01
FA36726 | Replaced pump capacitors | Wastewater | KY-Fox Run-WW | 371002 Sewer - Pumping Equip - 10 Years | 2005.36 | 2025-01-01
FA36725 | Installed new pump piping | Wastewater | KY-Fox Run-WW | 371002 Sewer - Pumping Equip - 10 Years | 3881.63 | 2025-01-01
FA36724 | Rehab grinder pump | Wastewater | KY-Fox Run-WW | 371002 Sewer - Pumping Equip - 10 Years | 6393.41 | 2025-01-01
FA36723 | Installing effluent flow meter | Wastewater | KY-Fox Run-WW | 364002 Sewer - Flow Measuring Devices - 30 Years | 2907.79 | 2025-01-01
FA36722 | Replace float at liftstation | Wastewater | KY-Fox Run-WW | 360001 Sewer - Collection Sewers - Force - 50 Years | 3277.02 | 2025-01-01
FA36721 | Rehab 1.5" force main outside of pump station | Wastewater | KY-Fox Run-WW | 360001 Sewer - Collection Sewers - Force - 50 Years | 5375.93 | 2025-08-01
FA36720 | Rewiring blower motor | Wastewater | KY-Fox Run-WW | 354004 Sewer - S&I - 30 Years | 1200.13 | 2025-01-01
FA36719 | Install metal siding for chlorine room | Wastewater | KY-Fox Run-WW | 354004 Sewer - S&I - 30 Years | 6208.54 | 2025-03-01
FA36718 | Repaired broken line | Wastewater | KY-Delaplain Disposal-WW | 361001 Sewer - Collection Sewers - Gravity - 50 Years | 562.56 | 2025-01-01
FA36717 | 150 LB Chlorine Cylinder | Wastewater | KY-Delaplain Disposal-WW | 380003 Sewer - Treatment & Disposal Equip - 20 Years | 715.77 | 2025-08-01
FA36716 | Replace leaking backflow preventor | Wastewater | KY-Delaplain Disposal-WW | 371002 Sewer - Pumping Equip - 10 Years | 2579.91 | 2025-01-01
FA36715 | Install crane hoist for pumps | Wastewater | KY-Delaplain Disposal-WW | 371002 Sewer - Pumping Equip - 10 Years | 1129.15 | 2025-01-01
FA36714 | Install pump 2 and replace float switches | Wastewater | KY-Delaplain Disposal-WW | 371002 Sewer - Pumping Equip - 10 Years | 8564.76 | 2025-01-01
FA36713 | Sanitary sewer line rehab | Wastewater | KY-Delaplain Disposal-WW | 361001 Sewer - Collection Sewers - Gravity - 50 Years | 5754.19 | 2025-01-01
FA36712 | Install 12" saddle wrap on pipe | Wastewater | KY-Delaplain Disposal-WW | 361001 Sewer - Collection Sewers - Gravity - 50 Years | 787.11 | 2025-01-01
FA36711 | Water line rehab | Wastewater | KY-Delaplain Disposal-WW | 361001 Sewer - Collection Sewers - Gravity - 50 Years | 1757.33 | 2025-01-01
FA36710 | Manhole rehab | Wastewater | KY-Delaplain Disposal-WW | 361001 Sewer - Collection Sewers - Gravity - 50 Years | 6914.45 | 2025-03-01
FA36709 | Raise casting w/ riser & reset manhole casting | Wastewater | KY-Delaplain Disposal-WW | 360001 Sewer - Collection Sewers - Force - 50 Years | 985.82 | 2025-01-01
FA36708 | Installing new diffusers for blower & aeration tank | Wastewater | KY-Darlington Creek-WW | 380003 Sewer - Treatment & Disposal Equip - 20 Years | 1928.78 | 2025-01-01
FA36707 | Install alternating switch for blowers | Wastewater | KY-Darlington Creek-WW | 371002 Sewer - Pumping Equip - 10 Years | 1226.38 | 2025-01-01
FA36706 | New motor for blower | Wastewater | KY-Darlington Creek-WW | 371002 Sewer - Pumping Equip - 10 Years | 8261.5 | 2025-01-01
FA36705 | Revamp backwash sludge pump | Wastewater | KY-Darlington Creek-WW | 371002 Sewer - Pumping Equip - 10 Years | 7367.18 | 2025-01-01
FA36704 | Alternating relay | Wastewater | KY-Darlington Creek-WW | 354004 Sewer - S&I - 30 Years | 1499.46 | 2025-01-01
FA36703 | High Tide | Wastewater | KY-Commonwealth(Wandering Hills)-WW | 396001 Sewer - Communication Equip - 15 Years | 6118.51 | 2025-07-01
FA36702 | Replaced missing shingles & rehab roof building | Water | KY-Center Ridge 4-W | 304005 Water - S&I - 30 Years | 670.46 | 2025-01-01
FA36701 | High Tide | Water | KY-Center Ridge 4-W | 346000 Water - Communication Equip | 3363.92 | 2025-01-01
FA36700 | Locate water main, tap & set new service line & meter | Water | KY-Center Ridge 4-W | 333001 Water - Services to Customers - 20 Years | 529.56 | 2025-01-01
FA36699 | Repalce water main | Water | KY-Center Ridge 4-W | 331002 Water - Transmission & Distribution Mains - 50 Years | 2475.26 | 2025-01-01
FA36698 | New tap into main line | Water | KY-Center Ridge 4-W | 331002 Water - Transmission & Distribution Mains - 50 Years | 3618.58 | 2025-01-01
FA36697 | Clean and paint tank | Water | KY-Center Ridge 4-W | 330003 Water - Dist, Resevoirs, Standpipes - 50 Years | 881.34 | 2025-01-01
FA36696 | 3 HP 1-phase water well motor | Water | KY-Center Ridge 4-W | 307003 Water - Wells and Springs - 50 Years | 3058.18 | 2025-09-01
FA36695 | High Tide | Water | KY-Center Ridge 3-W | 346000 Water - Communication Equip | 2195.45 | 2025-01-01
FA36694 | Replace water line | Water | KY-Center Ridge 3-W | 331002 Water - Transmission & Distribution Mains - 50 Years | 1757.33 | 2025-03-01
FA36693 | Water main rehab | Water | KY-Center Ridge 3-W | 331002 Water - Transmission & Distribution Mains - 50 Years | 1533.91 | 2025-01-01
FA36692 | Replace distribution and service lines | Water | KY-Center Ridge 3-W | 331002 Water - Transmission & Distribution Mains - 50 Years | 1083.87 | 2025-01-01
FA36691 | High Tide | Water | KY-Center Ridge 2-W | 346000 Water - Communication Equip | 1157.27 | 2025-01-01
FA36690 | Rehab 3” Waterline | Water | KY-Center Ridge 2-W | 333001 Water - Services to Customers - 20 Years | 2119.21 | 2025-01-01
FA36689 | Replace service lines | Water | KY-Center Ridge 2-W | 333001 Water - Services to Customers - 20 Years | 3281.09 | 2025-01-01
FA36688 | Tap/set valve, installed new service line | Water | KY-Center Ridge 2-W | 333001 Water - Services to Customers - 20 Years | 2506.18 | 2025-01-01
FA36687 | Rehab water leak line & install new valve in meter box | Water | KY-Center Ridge 2-W | 333001 Water - Services to Customers - 20 Years | 2512.77 | 2025-01-01
FA36686 | Replace 3" water line | Water | KY-Center Ridge 2-W | 331002 Water - Transmission & Distribution Mains - 50 Years | 2813.21 | 2025-01-01
FA36685 | Replaced fitting on pressure tanks & air valve | Water | KY-Center Ridge 2-W | 330003 Water - Dist, Resevoirs, Standpipes - 50 Years | 2635.82 | 2025-01-01
FA36684 | Install Solar High Tide | Wastewater | KY-Carriage Park-WW | 396001 Sewer - Communication Equip - 15 Years | 3686.11 | 2025-07-01
FA36683 | Replace pump | Wastewater | KY-Brocklyn-WW | 371002 Sewer - Pumping Equip - 10 Years | 675.07 | 2025-01-01
FA36682 | Paint hand rails | Wastewater | KY-Brocklyn-WW | 354004 Sewer - S&I - 30 Years | 2231.49 | 2025-01-01
FA36681 | Installed drain & drainage box | Wastewater | KY-Brocklyn-WW | 354004 Sewer - S&I - 30 Years | 4603.27 | 2025-01-01
FA36680 | Roof rehab | Wastewater | KY-Brocklyn-WW | 354004 Sewer - S&I - 30 Years | 5480.94 | 2025-01-01
FA36679 | Install new hydrant | Wastewater | KY-Brocklyn-WW | 354004 Sewer - S&I - 30 Years | 4114.95 | 2025-01-01
FA36678 | Machanical cap for discharge pipe | Wastewater | KY-Airview-WW | 382001 Sewer - Outfall Sewer Lines - 50 Years | 1634.42 | 2025-01-01
FA36677 | RAZ line rehab | Wastewater | KY-Airview-WW | 380003 Sewer - Treatment & Disposal Equip - 20 Years | 2710.7 | 2025-01-01
FA36676 | Blower Control Panel 1-Phase | Wastewater | KY-Airview-WW | 380003 Sewer - Treatment & Disposal Equip - 20 Years | 5638.48 | 2025-01-01
FA36675 | Clarifier motor rehab | Wastewater | KY-Airview-WW | 380003 Sewer - Treatment & Disposal Equip - 20 Years | 6229.44 | 2025-01-01
FA36674 | Clarifier motor refurbishment | Wastewater | KY-Airview-WW | 380003 Sewer - Treatment & Disposal Equip - 20 Years | 11514.03 | 2025-01-01
FA36673 | Aeration tank Rehab | Wastewater | KY-Airview-WW | 380003 Sewer - Treatment & Disposal Equip - 20 Years | 48169.14 | 2025-01-01
FA36672 | Replaced sump pump | Wastewater | KY-Airview-WW | 371002 Sewer - Pumping Equip - 10 Years | 750.08 | 2025-01-01
FA36671 | Pump rehab | Wastewater | KY-Airview-WW | 371002 Sewer - Pumping Equip - 10 Years | 3329.5 | 2025-01-01
FA36670 | Rehab main sewer line | Wastewater | KY-Airview-WW | 361001 Sewer - Collection Sewers - Gravity - 50 Years | 3368.87 | 2025-01-01
FA36669 | Replace broken pipe | Wastewater | KY-Airview-WW | 360001 Sewer - Collection Sewers - Force - 50 Years | 7729.04 | 2025-01-01
FA36668 | Force main replacement | Wastewater | KY-Airview-WW | 360001 Sewer - Collection Sewers - Force - 50 Years | 8186.36 | 2025-01-01
FA36667 | Replace station check vavles | Wastewater | KY-Airview-WW | 360001 Sewer - Collection Sewers - Force - 50 Years | 8933.53 | 2025-01-01
FA36666 | Built steps into hill | Wastewater | KY-Airview-WW | 354004 Sewer - S&I - 30 Years | 1050.11 | 2025-01-01
FA36665 | Shed for clarifier | Wastewater | KY-Airview-WW | 354004 Sewer - S&I - 30 Years | 3842.71 | 2025-01-01
FA36664 | Replaced outlet in panel box | Wastewater | KY-Airview-WW | 354004 Sewer - S&I - 30 Years | 600.06 | 2025-01-01
FA36663 | Replace fence | Wastewater | KY-Airview-WW | 354004 Sewer - S&I - 30 Years | 3573.54 | 2025-01-01
FA36662 | Paint tanks, handrails and supports | Wastewater | KY-Airview-WW | 354004 Sewer - S&I - 30 Years | 2099.18 | 2025-01-01
FA36661 | New Fence | Wastewater | KY-Airview-WW | 354004 Sewer - S&I - 30 Years | 16585.77 | 2025-01-01
FA36660 | High Tide | Wastewater | KY-Arcadia Pines-WW | 396001 Sewer - Communication Equip - 15 Years | 10561.82 | 2025-06-01
FA36659 | High Tide | Wastewater | KY-Arcadia Pines-WW | 396001 Sewer - Communication Equip - 15 Years | 12976.19 | 2025-07-01
FA36658 | 1/2 HP 2 disc sewage pump | Wastewater | KY-Arcadia Pines-WW | 371002 Sewer - Pumping Equip - 10 Years | 2334.38 | 2025-01-01
FA34736 | Rehab service line | Wastewater | KY-Woodland Acres-WW | 363000 Sewer - Services to Customers | 2112.95 | 2025-01-01
FA34735 | Installed clean out T 6" at 131 Hemlock Drive | Wastewater | KY-Woodland Acres-WW | 363000 Sewer - Services to Customers | 1950 | 2025-01-01
FA34734 | New pipe installed to replace damaged portion | Wastewater | KY-Springcrest-WW | 363000 Sewer - Services to Customers | 2766.37 | 2025-01-01
FA34733 | Refurb line @ 105 Club Ct | Wastewater | KY-Springcrest-WW | 363000 Sewer - Services to Customers | 1505 | 2025-01-01
FA34732 | Line refurbishment | Wastewater | KY-Springcrest-WW | 363000 Sewer - Services to Customers | 560 | 2025-01-01
FA34731 | Hydro-excavating customer line | Wastewater | KY-River Bluffs-WW | 363000 Sewer - Services to Customers | 7497.64 | 2025-01-01
FA34730 | Installed new pipe and cap to replace ones @ W Old Coach | Wastewater | KY-River Bluffs-WW | 363000 Sewer - Services to Customers | 8528.25 | 2025-01-01
FA34729 | Tap service line @ Plot 2 lot 139 | Wastewater | KY-Persimmon Ridge-WW | 363000 Sewer - Services to Customers | 2631.32 | 2025-01-01
FA34728 | Replace section of service line | Wastewater | KY-Lake Columbia-WW | 363000 Sewer - Services to Customers | 15755 | 2025-01-01
FA34727 | Rehab broken sewer lateral @ 261 Triport | Wastewater | KY-Delaplain Disposal-WW | 363000 Sewer - Services to Customers | 12981.51 | 2025-01-01
FA34726 | Tap connection | Wastewater | KY-Darlington Creek-WW | 363000 Sewer - Services to Customers | 1045 | 2025-03-01
FA34725 | Cut out section and installed new pipe and fitting | Wastewater | KY-Airview-WW | 363000 Sewer - Services to Customers | 605 | 2025-06-01
FA34724 | PayApp - IFAS System | Wastewater | KY-Woodland Acres-WW | 380003 Sewer - Treatment & Disposal Equip - 20 Years | 45853.78 | 2025-04-01
FA34723 | PayApp - Equalization Basin | Wastewater | KY-Woodland Acres-WW | 380003 Sewer - Treatment & Disposal Equip - 20 Years | 127389.52 | 2025-04-01
FA34722 | PayApp - Concrete | Wastewater | KY-Woodland Acres-WW | 380003 Sewer - Treatment & Disposal Equip - 20 Years | 11876.81 | 2025-04-01
FA34721 | PayApp - Blowers and Aeration System | Wastewater | KY-Woodland Acres-WW | 380003 Sewer - Treatment & Disposal Equip - 20 Years | 206654.19 | 2025-04-01
FA34720 | PayApp - Pump Station | Wastewater | KY-Woodland Acres-WW | 371002 Sewer - Pumping Equip - 10 Years | 78747.92 | 2025-04-01
FA34719 | PayApp - Mechanical & Piping | Wastewater | KY-Woodland Acres-WW | 360001 Sewer - Collection Sewers - Force - 50 Years | 46284.33 | 2025-04-01
FA34718 | PayApp - Sitework & Grading | Wastewater | KY-Woodland Acres-WW | 354004 Sewer - S&I - 30 Years | 52204.41 | 2025-04-01
FA34717 | PayApp - Electrical | Wastewater | KY-Woodland Acres-WW | 354004 Sewer - S&I - 30 Years | 135946.74 | 2025-04-01
FA34716 | PayApp - MBBR Media and Equipment | Wastewater | KY-Persimmon Ridge-WW | 380003 Sewer - Treatment & Disposal Equip - 20 Years | 114032.55 | 2025-01-01
FA34715 | PayApp - Blowers and Aeration System | Wastewater | KY-Persimmon Ridge-WW | 380003 Sewer - Treatment & Disposal Equip - 20 Years | 158048.54 | 2025-01-01
FA34714 | PayApp - Mechanical & Piping | Wastewater | KY-Persimmon Ridge-WW | 360001 Sewer - Collection Sewers - Force - 50 Years | 42782.1 | 2025-01-01
FA34713 | PayApp - Sitework & Grading | Wastewater | KY-Persimmon Ridge-WW | 354004 Sewer - S&I - 30 Years | 41637.61 | 2025-01-01
FA34712 | PayApp - Electrical | Wastewater | KY-Persimmon Ridge-WW | 354004 Sewer - S&I - 30 Years | 101314.53 | 2025-01-01
FA34711 | PayApp - Paracetic Acid Disinfection System | Wastewater | KY-Herrington Haven-WW | 380003 Sewer - Treatment & Disposal Equip - 20 Years | 18367.36 | 2025-01-01
FA34710 | PayApp - Mechanical & Piping | Wastewater | KY-Herrington Haven-WW | 380003 Sewer - Treatment & Disposal Equip - 20 Years | 36189.62 | 2025-01-01
FA34709 | PayApp - IFAS System | Wastewater | KY-Herrington Haven-WW | 380003 Sewer - Treatment & Disposal Equip - 20 Years | 78736.22 | 2025-01-01
FA34708 | PayApp - Blowers and Aeration System | Wastewater | KY-Herrington Haven-WW | 380003 Sewer - Treatment & Disposal Equip - 20 Years | 182579.14 | 2025-01-01
FA34707 | PayApp - Sitework & Grading | Wastewater | KY-Herrington Haven-WW | 354004 Sewer - S&I - 30 Years | 44557.8 | 2025-01-01
FA34706 | PayApp - Electrical | Wastewater | KY-Herrington Haven-WW | 354004 Sewer - S&I - 30 Years | 123938.4 | 2025-01-01
FA34705 | PayApp - Concrete | Wastewater | KY-Herrington Haven-WW | 354004 Sewer - S&I - 30 Years | 4229.93 | 2025-01-01
FA34704 | PayApp - Aeration in Digester | Wastewater | KY-Great Oaks-WW | 380003 Sewer - Treatment & Disposal Equip - 20 Years | 12500 | 2025-01-01
FA34703 | PayApp - Collection System Modification | Wastewater | KY-Great Oaks-WW | 360001 Sewer - Collection Sewers - Force - 50 Years | 1666.67 | 2025-01-01
FA34702 | PayApp - Gravel for Digester base due to poor soil | Wastewater | KY-Great Oaks-WW | 354004 Sewer - S&I - 30 Years | 7500 | 2025-01-01
FA34701 | PayApp - Grading, seeding and straw | Wastewater | KY-Great Oaks-WW | 354004 Sewer - S&I - 30 Years | 8333.33 | 2025-01-01
FA34700 | PayApp - Sludge Holding Tank | Wastewater | KY-Fox Run-WW | 380003 Sewer - Treatment & Disposal Equip - 20 Years | 13714.5 | 2025-01-01
FA34699 | PayApp - New blowers | Wastewater | KY-Fox Run-WW | 371002 Sewer - Pumping Equip - 10 Years | 74945 | 2025-01-01
FA34698 | PayApp - Flow equalization storage | Wastewater | KY-Fox Run-WW | 364002 Sewer - Flow Measuring Devices - 30 Years | 13102 | 2025-01-01
FA34697 | PayApp - Fencing | Wastewater | KY-Fox Run-WW | 354004 Sewer - S&I - 30 Years | 14253 | 2025-01-01
FA34696 | High Tide | Wastewater | KY-Yung Farm-WW | 396001 Sewer - Communication Equip - 15 Years | 6534.59 | 2025-02-01
FA34695 | Rehab aerators in aeration tank | Wastewater | KY-Yung Farm-WW | 380003 Sewer - Treatment & Disposal Equip - 20 Years | 2640 | 2025-01-01
FA34694 | Replace steel bracing over aeration bay | Wastewater | KY-Yung Farm-WW | 380003 Sewer - Treatment & Disposal Equip - 20 Years | 8568.57 | 2025-01-01
FA34693 | New blower motor | Wastewater | KY-Yung Farm-WW | 371002 Sewer - Pumping Equip - 10 Years | 5755.1 | 2025-01-01
FA34692 | Fence rehab, forming concrete pads and construction of walkway to outfall | Wastewater | KY-Yung Farm-WW | 354004 Sewer - S&I - 30 Years | 31788.81 | 2025-01-01
FA34691 | Install new stairs and handrail | Wastewater | KY-Yung Farm-WW | 354004 Sewer - S&I - 30 Years | 19581.65 | 2025-01-01
FA34690 | Installing new power station | Wastewater | KY-Yung Farm-WW | 354004 Sewer - S&I - 30 Years | 14188.51 | 2025-01-01
FA34689 | Installing second Influent pump | Wastewater | KY-Woodland Acres-WW | 371002 Sewer - Pumping Equip - 10 Years | 915.34 | 2025-04-01
FA34688 | Replacing Influent pump | Wastewater | KY-Woodland Acres-WW | 371002 Sewer - Pumping Equip - 10 Years | 993.02 | 2025-04-01
FA34687 | Tank piping rehab | Wastewater | KY-Woodland Acres-WW | 380003 Sewer - Treatment & Disposal Equip - 20 Years | 1980.77 | 2025-03-01
FA34686 | Cap sewer line & install riser | Wastewater | KY-Woodland Acres-WW | 382001 Sewer - Outfall Sewer Lines - 50 Years | 10076.69 | 2025-01-01
FA34685 | Installed the new chlorine feed in the troth | Wastewater | KY-Woodland Acres-WW | 380003 Sewer - Treatment & Disposal Equip - 20 Years | 6062.96 | 2025-01-01
FA34684 | Skimmer rehab | Wastewater | KY-Woodland Acres-WW | 380003 Sewer - Treatment & Disposal Equip - 20 Years | 1907.25 | 2025-01-01
FA34683 | Install declor dispencer | Wastewater | KY-Woodland Acres-WW | 380003 Sewer - Treatment & Disposal Equip - 20 Years | 8447.69 | 2025-01-01
FA34682 | Empty aeration tank and reseed | Wastewater | KY-Woodland Acres-WW | 380003 Sewer - Treatment & Disposal Equip - 20 Years | 7495.41 | 2025-01-01
FA34681 | Install pump on surge tank | Wastewater | KY-Woodland Acres-WW | 371002 Sewer - Pumping Equip - 10 Years | 1949.18 | 2025-01-01
FA34680 | Fuses for blower | Wastewater | KY-Woodland Acres-WW | 371002 Sewer - Pumping Equip - 10 Years | 5822.71 | 2025-01-01
FA34679 | Installed wench crane | Wastewater | KY-Woodland Acres-WW | 371002 Sewer - Pumping Equip - 10 Years | 3121.54 | 2025-01-01
FA34678 | Pull pump and camera main for clog | Wastewater | KY-Woodland Acres-WW | 360001 Sewer - Collection Sewers - Force - 50 Years | 4023.49 | 2025-01-01
FA34677 | Install new pipe | Wastewater | KY-Woodland Acres-WW | 360001 Sewer - Collection Sewers - Force - 50 Years | 997.5 | 2025-01-01
FA34676 | Install new 50 amp breaker | Wastewater | KY-Woodland Acres-WW | 354004 Sewer - S&I - 30 Years | 862.67 | 2025-01-01
FA34675 | Lay and spread gravel for driveway | Wastewater | KY-Woodland Acres-WW | 354004 Sewer - S&I - 30 Years | 7414.51 | 2025-01-01
FA34674 | Install concrete and metal risers | Wastewater | KY-Woodland Acres-WW | 354004 Sewer - S&I - 30 Years | 10594.95 | 2025-01-01
FA34673 | Poured concrete pad for water hydrant | Wastewater | KY-Woodland Acres-WW | 354004 Sewer - S&I - 30 Years | 787.5 | 2025-01-01
FA34672 | Blower cooling fans | Wastewater | KY-Timberland-WW | 371002 Sewer - Pumping Equip - 10 Years | 1744 | 2025-03-01
FA34671 | New drum to pump peracetic acid | Wastewater | KY-Timberland-WW | 380003 Sewer - Treatment & Disposal Equip - 20 Years | 2925.65 | 2025-01-01
FA34670 | Install new airlines at plant | Wastewater | KY-Timberland-WW | 380003 Sewer - Treatment & Disposal Equip - 20 Years | 4288.74 | 2025-01-01
FA3467 | Land asset - Easement | Wastewater | KY-Golden Acres-WW | 353000 Sewer - Land and Land Rights | 10000 | 2024-12-01
FA34669 | Rebuild lagoon berm | Wastewater | KY-Timberland-WW | 380003 Sewer - Treatment & Disposal Equip - 20 Years | 11863.49 | 2025-01-01
FA34668 | Install new float cables, new floats, new float hooks | Wastewater | KY-Timberland-WW | 380003 Sewer - Treatment & Disposal Equip - 20 Years | 2364.38 | 2025-01-01
FA34667 | Install blower cooling fans | Wastewater | KY-Timberland-WW | 380003 Sewer - Treatment & Disposal Equip - 20 Years | 1600 | 2025-01-01
FA34666 | Install new pumps in lift station | Wastewater | KY-Timberland-WW | 371002 Sewer - Pumping Equip - 10 Years | 1201.59 | 2025-01-01
FA34665 | Work on lift station pumps & contact chamber | Wastewater | KY-Timberland-WW | 360001 Sewer - Collection Sewers - Force - 50 Years | 1353.33 | 2025-01-01
FA34664 | Rehab Lift station | Wastewater | KY-Timberland-WW | 360001 Sewer - Collection Sewers - Force - 50 Years | 7763 | 2025-01-01
FA34663 | Seed and straw around lift station, roadway | Wastewater | KY-Timberland-WW | 354004 Sewer - S&I - 30 Years | 890 | 2025-01-01
FA34662 | Manhole top and riser | Wastewater | KY-Timberland-WW | 354004 Sewer - S&I - 30 Years | 1405.47 | 2025-01-01
FA34661 | Spreading and grading gravel around the top of the lagoon bank | Wastewater | KY-Timberland-WW | 354004 Sewer - S&I - 30 Years | 5574.47 | 2025-01-01
FA34660 | Fencing around lagoon | Wastewater | KY-Timberland-WW | 354004 Sewer - S&I - 30 Years | 32885.08 | 2025-01-01
FA3466 | Land asset - Lilly Easement | Wastewater | KY-Fox Run-WW | 353000 Sewer - Land and Land Rights | 6029 | 2024-12-01
FA34659 | Add lights, walkways, rails to treatement plant | Wastewater | KY-Timberland-WW | 354004 Sewer - S&I - 30 Years | 29390.39 | 2025-01-01
FA34658 | Installed electrical gfci plugs in plant | Wastewater | KY-Timberland-WW | 354004 Sewer - S&I - 30 Years | 3259.75 | 2025-01-01
FA34657 | Pour concrete | Wastewater | KY-Timberland-WW | 354004 Sewer - S&I - 30 Years | 1620.13 | 2025-01-01
FA34656 | Paint treatment plant with epoxy paint | Wastewater | KY-Timberland-WW | 354004 Sewer - S&I - 30 Years | 3364 | 2025-01-01
FA34655 | Work on road by culvert | Wastewater | KY-Timberland-WW | 354004 Sewer - S&I - 30 Years | 3391.6 | 2025-01-01
FA34654 | Install steps to bar screen basin | Wastewater | KY-Timberland-WW | 354004 Sewer - S&I - 30 Years | 3048.16 | 2025-01-01
FA34653 | Culverts | Wastewater | KY-Timberland-WW | 354004 Sewer - S&I - 30 Years | 6223.75 | 2025-01-01
FA34652 | Install new control box and wiring | Wastewater | KY-Timberland-WW | 354004 Sewer - S&I - 30 Years | 16552.32 | 2025-01-01
FA34651 | Replace gates | Wastewater | KY-Timberland-WW | 354004 Sewer - S&I - 30 Years | 1381.03 | 2025-01-01
FA34650 | Valve boxes | Wastewater | KY-Springcrest-WW | 361001 Sewer - Collection Sewers - Gravity - 50 Years | 970.06 | 2025-03-01
FA34649 | Replace pump relays and capacitors | Wastewater | KY-Springcrest-WW | 371002 Sewer - Pumping Equip - 10 Years | 4266.16 | 2025-01-01
FA34648 | Rehab pump one | Wastewater | KY-Springcrest-WW | 371002 Sewer - Pumping Equip - 10 Years | 4488.65 | 2025-01-01
FA34647 | Rewired pumps and control panel | Wastewater | KY-Springcrest-WW | 371002 Sewer - Pumping Equip - 10 Years | 916.33 | 2025-01-01
FA34646 | Replaced capacitor & floats on pump 3 | Wastewater | KY-Springcrest-WW | 371002 Sewer - Pumping Equip - 10 Years | 1771.92 | 2025-01-01
FA34645 | Pump rehab | Wastewater | KY-Springcrest-WW | 371002 Sewer - Pumping Equip - 10 Years | 9362.22 | 2025-01-01
FA34644 | Replace 2 floats | Wastewater | KY-Springcrest-WW | 371002 Sewer - Pumping Equip - 10 Years | 1711.92 | 2025-01-01
FA34643 | Replace relays in pump 2 | Wastewater | KY-Springcrest-WW | 371002 Sewer - Pumping Equip - 10 Years | 2901.29 | 2025-01-01
FA34642 | Replace relays in pump 1 | Wastewater | KY-Springcrest-WW | 371002 Sewer - Pumping Equip - 10 Years | 2901.29 | 2025-01-01
FA34641 | Hydromatic 5hp submersible pump | Wastewater | KY-Springcrest-WW | 371002 Sewer - Pumping Equip - 10 Years | 2367.94 | 2025-01-01
FA34640 | Hydromatic 5hp submersible pump | Wastewater | KY-Springcrest-WW | 371002 Sewer - Pumping Equip - 10 Years | 2367.94 | 2025-01-01
FA34639 | Hydromatic 5hp submersible pump | Wastewater | KY-Springcrest-WW | 371002 Sewer - Pumping Equip - 10 Years | 2367.94 | 2025-01-01
FA34638 | Hydromatic 5hp submersible pump | Wastewater | KY-Springcrest-WW | 371002 Sewer - Pumping Equip - 10 Years | 2367.95 | 2025-01-01
FA34637 | Install replacement cap on line | Wastewater | KY-Springcrest-WW | 371002 Sewer - Pumping Equip - 10 Years | 5915 | 2025-01-01
FA34636 | Replaced float switch & switch hanger | Wastewater | KY-Springcrest-WW | 371002 Sewer - Pumping Equip - 10 Years | 1403.22 | 2025-01-01
FA34635 | Installed current sencors, wired into Hightide | Wastewater | KY-Springcrest-WW | 364002 Sewer - Flow Measuring Devices - 30 Years | 2090.35 | 2025-01-01
FA34634 | Replaced cap and stop leak | Wastewater | KY-Springcrest-WW | 360001 Sewer - Collection Sewers - Force - 50 Years | 700 | 2025-01-01
FA34633 | Replace broken pipes and caps | Wastewater | KY-Springcrest-WW | 360001 Sewer - Collection Sewers - Force - 50 Years | 2310 | 2025-01-01
FA34632 | Pipe rehab | Wastewater | KY-Springcrest-WW | 360001 Sewer - Collection Sewers - Force - 50 Years | 6724.05 | 2025-01-01
FA34631 | Replace main line | Wastewater | KY-Springcrest-WW | 360001 Sewer - Collection Sewers - Force - 50 Years | 2370 | 2025-01-01
FA34630 | New farm gate at entrance | Wastewater | KY-Springcrest-WW | 354004 Sewer - S&I - 30 Years | 4615.43 | 2025-01-01
FA34629 | Chain link fence | Wastewater | KY-Springcrest-WW | 354004 Sewer - S&I - 30 Years | 14605.41 | 2025-01-01
FA34628 | Roof rehab | Wastewater | KY-Springcrest-WW | 354004 Sewer - S&I - 30 Years | 4172.31 | 2025-01-01
FA34627 | RAS line rehab | Wastewater | KY-River Bluffs-WW | 380003 Sewer - Treatment & Disposal Equip - 20 Years | 4290 | 2025-06-01
FA34626 | Blower rehab - replace belts | Wastewater | KY-River Bluffs-WW | 371002 Sewer - Pumping Equip - 10 Years | 3114.64 | 2025-06-01
FA34625 | Replaced circuit board for High Tide & liftstation | Wastewater | KY-River Bluffs-WW | 396001 Sewer - Communication Equip - 15 Years | 6803.25 | 2025-01-01
FA34624 | Generator for liftstation | Wastewater | KY-River Bluffs-WW | 395002 Sewer - Power Operated Equip - 10 Years | 4478.8 | 2025-01-01
FA34623 | Declor dispenser | Wastewater | KY-River Bluffs-WW | 380003 Sewer - Treatment & Disposal Equip - 20 Years | 1465.88 | 2025-01-01
FA34622 | Install plexiglass for chlorine tubes | Wastewater | KY-River Bluffs-WW | 380003 Sewer - Treatment & Disposal Equip - 20 Years | 1390.41 | 2025-01-01
FA34621 | Chemical storage bins | Wastewater | KY-River Bluffs-WW | 380003 Sewer - Treatment & Disposal Equip - 20 Years | 1266.94 | 2025-01-01
FA34620 | Replace air line | Wastewater | KY-River Bluffs-WW | 380003 Sewer - Treatment & Disposal Equip - 20 Years | 1460.52 | 2025-01-01
FA34619 | Installed new valve, move effluent air line to contact chamber | Wastewater | KY-River Bluffs-WW | 380003 Sewer - Treatment & Disposal Equip - 20 Years | 8029.64 | 2025-01-01
FA34618 | Replace blower | Wastewater | KY-River Bluffs-WW | 371002 Sewer - Pumping Equip - 10 Years | 15638.7 | 2025-05-01
FA34617 | New Blower | Wastewater | KY-River Bluffs-WW | 371002 Sewer - Pumping Equip - 10 Years | 5371.58 | 2025-01-01
FA34616 | Blower rehab | Wastewater | KY-River Bluffs-WW | 371002 Sewer - Pumping Equip - 10 Years | 3056.74 | 2025-01-01
FA34615 | Provide and install new pump | Wastewater | KY-River Bluffs-WW | 371002 Sewer - Pumping Equip - 10 Years | 3381.15 | 2025-01-01
FA34614 | Changed out bad transformer, fuses, bad motor starter and all four floats on pump #2 | Wastewater | KY-River Bluffs-WW | 371002 Sewer - Pumping Equip - 10 Years | 5099.84 | 2025-01-01
FA34613 | Replace start and stop floats on pumps | Wastewater | KY-River Bluffs-WW | 371002 Sewer - Pumping Equip - 10 Years | 1029.42 | 2025-01-01
FA34612 | Replaced ball valves, replce pipes and caps on sump pump | Wastewater | KY-River Bluffs-WW | 371002 Sewer - Pumping Equip - 10 Years | 1680 | 2025-01-01
FA34611 | Installed New Pulsar Flow and Transducer | Wastewater | KY-River Bluffs-WW | 364002 Sewer - Flow Measuring Devices - 30 Years | 5805.09 | 2025-01-01
FA34610 | Replace broken water line | Wastewater | KY-River Bluffs-WW | 360001 Sewer - Collection Sewers - Force - 50 Years | 1625 | 2025-01-01
FA34609 | New pipe installation & back fill | Wastewater | KY-River Bluffs-WW | 360001 Sewer - Collection Sewers - Force - 50 Years | 4545 | 2025-01-01
FA34608 | Liftstation rehab | Wastewater | KY-River Bluffs-WW | 360001 Sewer - Collection Sewers - Force - 50 Years | 6710 | 2025-01-01
FA34607 | Paint tank | Wastewater | KY-River Bluffs-WW | 354004 Sewer - S&I - 30 Years | 1765.15 | 2025-01-01
FA34606 | Seed and straw around plant | Wastewater | KY-River Bluffs-WW | 354004 Sewer - S&I - 30 Years | 11245 | 2025-01-01
FA34605 | Lay rock for driveway | Wastewater | KY-River Bluffs-WW | 354004 Sewer - S&I - 30 Years | 32126.16 | 2025-01-01
FA34604 | Chain link fence | Wastewater | KY-River Bluffs-WW | 354004 Sewer - S&I - 30 Years | 6387.4 | 2025-01-01
FA34603 | Build room for blower | Wastewater | KY-River Bluffs-WW | 354004 Sewer - S&I - 30 Years | 13049.81 | 2025-01-01
FA34602 | Blower rehab | Wastewater | KY-Persimmon Ridge-WW | 371002 Sewer - Pumping Equip - 10 Years | 2750 | 2025-06-01
FA34601 | Rewire panel box | Wastewater | KY-Persimmon Ridge-WW | 354004 Sewer - S&I - 30 Years | 660 | 2025-04-01
FA34600 | Tube for PA pump | Wastewater | KY-Persimmon Ridge-WW | 371002 Sewer - Pumping Equip - 10 Years | 2767.84 | 2025-04-01
FA34599 | Hook up high tide to SCADA system, install wireless transmitter | Wastewater | KY-Persimmon Ridge-WW | 396001 Sewer - Communication Equip - 15 Years | 2705.75 | 2025-01-01
FA34598 | Weld T fitting on pipe | Wastewater | KY-Persimmon Ridge-WW | 381001 Sewer - Plant Sewers - 40 Years | 1332.8 | 2025-01-01
FA34597 | Adjust floats on new transducer | Wastewater | KY-Persimmon Ridge-WW | 380003 Sewer - Treatment & Disposal Equip - 20 Years | 1980 | 2025-01-01
FA34596 | new blower | Wastewater | KY-Persimmon Ridge-WW | 380003 Sewer - Treatment & Disposal Equip - 20 Years | 2145 | 2025-01-01
FA34595 | Replace blower belts | Wastewater | KY-Persimmon Ridge-WW | 380003 Sewer - Treatment & Disposal Equip - 20 Years | 873.57 | 2025-01-01
FA34594 | Lagoon bank rehab | Wastewater | KY-Persimmon Ridge-WW | 380003 Sewer - Treatment & Disposal Equip - 20 Years | 7515.16 | 2025-01-01
FA34593 | Refurbishment of aerators | Wastewater | KY-Persimmon Ridge-WW | 380003 Sewer - Treatment & Disposal Equip - 20 Years | 25094.9 | 2025-01-01
FA34592 | Replacement of pump | Wastewater | KY-Persimmon Ridge-WW | 371002 Sewer - Pumping Equip - 10 Years | 5347.5 | 2025-01-01
FA34591 | Replaced broken pump station float | Wastewater | KY-Persimmon Ridge-WW | 371002 Sewer - Pumping Equip - 10 Years | 1393.47 | 2025-01-01
FA34590 | Replaced filter & blower | Wastewater | KY-Persimmon Ridge-WW | 371002 Sewer - Pumping Equip - 10 Years | 1995 | 2025-01-01
FA34589 | Install manhole risers | Wastewater | KY-Persimmon Ridge-WW | 361001 Sewer - Collection Sewers - Gravity - 50 Years | 6016.68 | 2025-01-01
FA34588 | Rewire lift station | Wastewater | KY-Persimmon Ridge-WW | 360001 Sewer - Collection Sewers - Force - 50 Years | 1282.5 | 2025-01-01
FA34587 | Revamp lift station | Wastewater | KY-Persimmon Ridge-WW | 360001 Sewer - Collection Sewers - Force - 50 Years | 7689.36 | 2025-01-01
FA34586 | Rehab liftstation | Wastewater | KY-Persimmon Ridge-WW | 360001 Sewer - Collection Sewers - Force - 50 Years | 5190 | 2025-01-01
FA34585 | Put a new post in the ground concreted it in place and installed new planks | Wastewater | KY-Persimmon Ridge-WW | 354004 Sewer - S&I - 30 Years | 1542.7 | 2025-01-01
FA34584 | Paint grate over contact chamber | Wastewater | KY-Persimmon Ridge-WW | 354004 Sewer - S&I - 30 Years | 891.98 | 2025-01-01
FA34583 | Replace breaker | Wastewater | KY-Persimmon Ridge-WW | 354004 Sewer - S&I - 30 Years | 2589 | 2025-01-01
FA34582 | Added 4 pump alternating relay & 2 float switched to wiring panel | Wastewater | KY-Persimmon Ridge-WW | 354004 Sewer - S&I - 30 Years | 3636.9 | 2025-01-01
FA34581 | Fence | Wastewater | KY-Persimmon Ridge-WW | 354004 Sewer - S&I - 30 Years | 1560 | 2025-01-01
FA34580 | High Tide | Wastewater | KY-Marshall Ridge-WW | 396001 Sewer - Communication Equip - 15 Years | 3500 | 2025-06-01
FA34579 | Build berm around drain field | Wastewater | KY-Marshall Ridge-WW | 380003 Sewer - Treatment & Disposal Equip - 20 Years | 1750 | 2025-04-01
FA34578 | High Tide | Wastewater | KY-Marshall Ridge-WW | 396001 Sewer - Communication Equip - 15 Years | 9149.82 | 2025-02-01
FA34577 | High Tide | Wastewater | KY-Marshall Ridge-WW | 396001 Sewer - Communication Equip - 15 Years | 7356.66 | 2025-02-01
FA34576 | Land Asset | Wastewater | KY-Magruder Village-WW | 353000 Sewer - Land and Land Rights | 13049.85 | 2025-01-01
FA34575 | High Tide | Wastewater | KY-Magruder Village-WW | 396001 Sewer - Communication Equip - 15 Years | 6534.59 | 2025-02-01
FA34574 | Upgrade aeration and return lines | Wastewater | KY-Magruder Village-WW | 380003 Sewer - Treatment & Disposal Equip - 20 Years | 51160.22 | 2025-01-01
FA34573 | Replace bad blower motor | Wastewater | KY-Magruder Village-WW | 380003 Sewer - Treatment & Disposal Equip - 20 Years | 1135.7 | 2025-01-01
FA34572 | Blower control panel | Wastewater | KY-Magruder Village-WW | 380003 Sewer - Treatment & Disposal Equip - 20 Years | 8864.71 | 2025-01-01
FA34571 | Run water line to hydrant | Wastewater | KY-Magruder Village-WW | 360001 Sewer - Collection Sewers - Force - 50 Years | 3479 | 2025-01-01
FA34570 | Gates for new fence | Wastewater | KY-Magruder Village-WW | 354004 Sewer - S&I - 30 Years | 523.63 | 2025-01-01
FA34569 | Add new electrical service, control panel and power to blowers | Wastewater | KY-Magruder Village-WW | 354004 Sewer - S&I - 30 Years | 17584.37 | 2025-01-01
FA34568 | New rails catwalk at treatment plant | Wastewater | KY-Magruder Village-WW | 354004 Sewer - S&I - 30 Years | 27432.1 | 2025-01-01
FA34567 | Form up and pour concrete for treatment plant blower | Wastewater | KY-Magruder Village-WW | 354004 Sewer - S&I - 30 Years | 30381.65 | 2025-01-01
FA34566 | Install additional primary OH to convert for 2HP to 3HP service for sewage pumping station | Wastewater | KY-Magruder Village-WW | 354004 Sewer - S&I - 30 Years | 8037 | 2025-01-01
FA34565 | Land Asset | Wastewater | KY-LH Treatment-WW | 353000 Sewer - Land and Land Rights | 175 | 2025-02-01
FA34564 | Replace starter and burnt wire on blower | Wastewater | KY-LH Treatment-WW | 371002 Sewer - Pumping Equip - 10 Years | 1859.4 | 2025-01-01
FA34563 | Replace pump | Wastewater | KY-LH Treatment-WW | 371002 Sewer - Pumping Equip - 10 Years | 4707.5 | 2025-01-01
FA34562 | Install High Tide | Wastewater | KY-LH Treatment-WW | 396001 Sewer - Communication Equip - 15 Years | 1684.84 | 2025-01-01
FA34561 | Oxygen meter | Wastewater | KY-LH Treatment-WW | 380003 Sewer - Treatment & Disposal Equip - 20 Years | 1336.62 | 2025-01-01
FA34560 | Replace galvanized pipe on contact tank | Wastewater | KY-LH Treatment-WW | 380003 Sewer - Treatment & Disposal Equip - 20 Years | 1191.6 | 2025-01-01
FA34559 | Replace contactors and stop float on pump | Wastewater | KY-LH Treatment-WW | 371002 Sewer - Pumping Equip - 10 Years | 6016.47 | 2025-01-01
FA34558 | New Pump | Wastewater | KY-LH Treatment-WW | 371002 Sewer - Pumping Equip - 10 Years | 5548.4 | 2025-01-01
FA34557 | Replaced motor, blower & breaker | Wastewater | KY-LH Treatment-WW | 371002 Sewer - Pumping Equip - 10 Years | 3145 | 2025-01-01
FA34556 | Installed the new risers and sealant strip in manhole | Wastewater | KY-LH Treatment-WW | 354004 Sewer - S&I - 30 Years | 4594.73 | 2025-01-01
FA34555 | Installed two new overloads | Wastewater | KY-LH Treatment-WW | 354004 Sewer - S&I - 30 Years | 1350 | 2025-01-01
FA34554 | Install drainage pipe and french drain across driveway | Wastewater | KY-LH Treatment-WW | 354004 Sewer - S&I - 30 Years | 4375 | 2025-01-01
FA34553 | New gate and fence | Wastewater | KY-LH Treatment-WW | 354004 Sewer - S&I - 30 Years | 24084.39 | 2025-01-01
FA34552 | Installing wench hoist | Wastewater | KY-LH Treatment-WW | 354004 Sewer - S&I - 30 Years | 1102.5 | 2025-01-01
FA34551 | Installing rag bracket | Wastewater | KY-LH Treatment-WW | 354004 Sewer - S&I - 30 Years | 3393.32 | 2025-01-01
FA34550 | New valve for the digester | Wastewater | KY-Lake Columbia-WW | 380003 Sewer - Treatment & Disposal Equip - 20 Years | 2063.06 | 2025-06-01
FA34549 | Replace fittings on airline | Wastewater | KY-Lake Columbia-WW | 380003 Sewer - Treatment & Disposal Equip - 20 Years | 550 | 2025-04-01
FA34548 | New valve to install on the digester | Wastewater | KY-Lake Columbia-WW | 380003 Sewer - Treatment & Disposal Equip - 20 Years | 1295.17 | 2025-03-01
FA34547 | Chlorine feeder tubes | Wastewater | KY-Lake Columbia-WW | 380003 Sewer - Treatment & Disposal Equip - 20 Years | 823.84 | 2025-01-01
FA34546 | New motor for blower | Wastewater | KY-Lake Columbia-WW | 371002 Sewer - Pumping Equip - 10 Years | 7710.25 | 2025-01-01
FA34545 | Replaced blower on digester | Wastewater | KY-Lake Columbia-WW | 371002 Sewer - Pumping Equip - 10 Years | 6396.37 | 2025-01-01
FA34544 | Replace parts on blower | Wastewater | KY-Lake Columbia-WW | 371002 Sewer - Pumping Equip - 10 Years | 2117.85 | 2025-01-01
FA34543 | Paint tank | Wastewater | KY-Lake Columbia-WW | 354004 Sewer - S&I - 30 Years | 2376.28 | 2025-01-01
FA34542 | Spread gravel and driveway grading | Wastewater | KY-Lake Columbia-WW | 354004 Sewer - S&I - 30 Years | 4383.44 | 2025-01-01
FA34541 | Pour concrete for steps | Wastewater | KY-Lake Columbia-WW | 354004 Sewer - S&I - 30 Years | 3640.77 | 2025-01-01
FA34540 | Building up of speed bump under gate | Wastewater | KY-Lake Columbia-WW | 354004 Sewer - S&I - 30 Years | 780.83 | 2025-01-01
FA34539 | Fence | Wastewater | KY-Lake Columbia-WW | 354004 Sewer - S&I - 30 Years | 2500 | 2025-01-01
FA34538 | Paint handrails | Wastewater | KY-Lake Columbia-WW | 354004 Sewer - S&I - 30 Years | 630 | 2025-01-01
FA34537 | Refurbish Driveway | Wastewater | KY-Lake Columbia-WW | 354004 Sewer - S&I - 30 Years | 3180.76 | 2025-01-01
FA34536 | Installed cabinet to store chlorine tablet | Wastewater | KY-Lake Columbia-WW | 354004 Sewer - S&I - 30 Years | 2210 | 2025-01-01
FA34535 | New Myers 1.5 HP pump | Wastewater | KY-Kingswood-WW | 371002 Sewer - Pumping Equip - 10 Years | 6516.3 | 2025-01-01
FA34534 | Pump rehab - install air release valve | Wastewater | KY-Kingswood-WW | 371002 Sewer - Pumping Equip - 10 Years | 5775 | 2025-04-01
FA34533 | Replace blower belts | Wastewater | KY-Kingswood-WW | 371002 Sewer - Pumping Equip - 10 Years | 1227.15 | 2025-04-01
FA34532 | Install wireless transmitters on high tide | Wastewater | KY-Kingswood-WW | 396001 Sewer - Communication Equip - 15 Years | 4692.43 | 2025-01-01
FA34531 | Replace fittings and wiring on the discharge pipe | Wastewater | KY-Kingswood-WW | 382001 Sewer - Outfall Sewer Lines - 50 Years | 5936.89 | 2025-01-01
FA34530 | Splash guard for tank | Wastewater | KY-Kingswood-WW | 380003 Sewer - Treatment & Disposal Equip - 20 Years | 1004.6 | 2025-01-01
FA34529 | install chemical feed pump to contact chamber | Wastewater | KY-Kingswood-WW | 380003 Sewer - Treatment & Disposal Equip - 20 Years | 440 | 2025-01-01
FA34528 | Install new uv lamps and quartz sleeves | Wastewater | KY-Kingswood-WW | 380003 Sewer - Treatment & Disposal Equip - 20 Years | 2700.29 | 2025-01-01
FA34527 | Install new bar screen In aeration tank | Wastewater | KY-Kingswood-WW | 380003 Sewer - Treatment & Disposal Equip - 20 Years | 5454.58 | 2025-01-01
FA34526 | Install UV system with transit boxes | Wastewater | KY-Kingswood-WW | 380003 Sewer - Treatment & Disposal Equip - 20 Years | 19875.9 | 2025-01-01
FA34525 | New Myers 1.5 HP pump | Wastewater | KY-Kingswood-WW | 371002 Sewer - Pumping Equip - 10 Years | 6516.3 | 2025-01-01
FA34524 | Blower motor rehab | Wastewater | KY-Kingswood-WW | 371002 Sewer - Pumping Equip - 10 Years | 5575.36 | 2025-01-01
FA34523 | Replace pump, contractor, and relay | Wastewater | KY-Kingswood-WW | 371002 Sewer - Pumping Equip - 10 Years | 9675.46 | 2025-01-01
FA34522 | New guiderails installed and upper guiderail brackets | Wastewater | KY-Kingswood-WW | 371002 Sewer - Pumping Equip - 10 Years | 5986.83 | 2025-01-01
FA34521 | Installed new blower | Wastewater | KY-Kingswood-WW | 371002 Sewer - Pumping Equip - 10 Years | 8999.62 | 2025-01-01
FA34520 | Rehab & reinstalled pumps | Wastewater | KY-Kingswood-WW | 371002 Sewer - Pumping Equip - 10 Years | 6588.5 | 2025-01-01
FA34519 | Install & program effluent flow meter | Wastewater | KY-Kingswood-WW | 364002 Sewer - Flow Measuring Devices - 30 Years | 5038.58 | 2025-01-01
FA34518 | Installing the cleanouts in the force main | Wastewater | KY-Kingswood-WW | 360001 Sewer - Collection Sewers - Force - 50 Years | 22158.6 | 2025-01-01
FA34517 | Liftstation rehab | Wastewater | KY-Kingswood-WW | 360001 Sewer - Collection Sewers - Force - 50 Years | 22112.86 | 2025-01-01
FA34516 | Liftstation rehab | Wastewater | KY-Kingswood-WW | 360001 Sewer - Collection Sewers - Force - 50 Years | 12595 | 2025-01-01
FA34515 | Level gound in yard | Wastewater | KY-Kingswood-WW | 354004 Sewer - S&I - 30 Years | 6896.73 | 2025-01-01
FA34514 | Paint hand rails | Wastewater | KY-Kingswood-WW | 354004 Sewer - S&I - 30 Years | 783.83 | 2025-01-01
FA34513 | Rehab driveway at plant | Wastewater | KY-Kingswood-WW | 354004 Sewer - S&I - 30 Years | 3492.51 | 2025-01-01
FA34512 | Rehab to skimmer return line | Wastewater | KY-Herrington Haven-WW | 380003 Sewer - Treatment & Disposal Equip - 20 Years | 1454.05 | 2025-01-01
FA34511 | New installation of air bubbler for effluent water line | Wastewater | KY-Herrington Haven-WW | 382001 Sewer - Outfall Sewer Lines - 50 Years | 1330 | 2025-01-01
FA34510 | Installed uv light | Wastewater | KY-Herrington Haven-WW | 380003 Sewer - Treatment & Disposal Equip - 20 Years | 825 | 2025-01-01
FA34509 | Tap air header and run air to last contact chamber | Wastewater | KY-Herrington Haven-WW | 380003 Sewer - Treatment & Disposal Equip - 20 Years | 1070.1 | 2025-01-01
FA34508 | Installed parasitic acid pump | Wastewater | KY-Herrington Haven-WW | 380003 Sewer - Treatment & Disposal Equip - 20 Years | 420 | 2025-01-01
FA34507 | Replace T in air line | Wastewater | KY-Herrington Haven-WW | 380003 Sewer - Treatment & Disposal Equip - 20 Years | 2991.17 | 2025-01-01
FA34506 | Installed UV light in secondary contact tank | Wastewater | KY-Herrington Haven-WW | 380003 Sewer - Treatment & Disposal Equip - 20 Years | 2404.23 | 2025-01-01
FA34505 | Install new blower | Wastewater | KY-Herrington Haven-WW | 371002 Sewer - Pumping Equip - 10 Years | 4200 | 2025-01-01
FA34504 | Install new 60 amp pole breaker | Wastewater | KY-Herrington Haven-WW | 354004 Sewer - S&I - 30 Years | 1039.88 | 2025-01-01
FA34503 | Build concrete steps for entry way | Wastewater | KY-Herrington Haven-WW | 354004 Sewer - S&I - 30 Years | 1031.35 | 2025-01-01
FA34502 | Replace fence boards | Wastewater | KY-Herrington Haven-WW | 354004 Sewer - S&I - 30 Years | 560 | 2025-01-01
FA34501 | Replace 3" Hayward Ball Valve | Wastewater | KY-Great Oaks-WW | 380003 Sewer - Treatment & Disposal Equip - 20 Years | 2343.96 | 2025-01-01
FA34500 | Blower rehab | Wastewater | KY-Great Oaks-WW | 371002 Sewer - Pumping Equip - 10 Years | 1466.89 | 2025-01-01
FA34499 | Rehab airline inside storage tank | Wastewater | KY-Great Oaks-WW | 380003 Sewer - Treatment & Disposal Equip - 20 Years | 1278.55 | 2025-01-01
FA34498 | Replace bad breaker | Wastewater | KY-Great Oaks-WW | 354004 Sewer - S&I - 30 Years | 1424.25 | 2025-01-01
FA34497 | Install High Tide | Wastewater | KY-Great Oaks-WW | 396001 Sewer - Communication Equip - 15 Years | 1684.83 | 2025-01-01
FA34496 | New belts and air filters for blowers | Wastewater | KY-Great Oaks-WW | 371002 Sewer - Pumping Equip - 10 Years | 674.11 | 2025-01-01
FA34495 | Install new fence | Wastewater | KY-Great Oaks-WW | 354004 Sewer - S&I - 30 Years | 4290 | 2025-01-01
FA34494 | Rehab lift station | Wastewater | KY-Great Oaks-WW | 360001 Sewer - Collection Sewers - Force - 50 Years | 38574 | 2025-01-01
FA34493 | Replace pump | Wastewater | KY-Golden Acres-WW | 371002 Sewer - Pumping Equip - 10 Years | 3190 | 2025-04-01
FA34492 | New chemical pump to plant | Wastewater | KY-Golden Acres-WW | 380003 Sewer - Treatment & Disposal Equip - 20 Years | 1301.72 | 2025-01-01
FA34491 | Replaced damaged electrical | Wastewater | KY-Golden Acres-WW | 354004 Sewer - S&I - 30 Years | 1255.02 | 2025-01-01
FA34490 | Replace bad blower motor | Wastewater | KY-Golden Acres-WW | 371002 Sewer - Pumping Equip - 10 Years | 2310.89 | 2025-01-01
FA34489 | Rehab air header - cut the t fitting out and the pipe replaced with all new fittings and lines | Wastewater | KY-Fox Run-WW | 380003 Sewer - Treatment & Disposal Equip - 20 Years | 1278.51 | 2025-03-01
FA34488 | Install new wasting line to digester | Wastewater | KY-Fox Run-WW | 380003 Sewer - Treatment & Disposal Equip - 20 Years | 11519.89 | 2025-01-01
FA34487 | New chlorine pumps | Wastewater | KY-Fox Run-WW | 380003 Sewer - Treatment & Disposal Equip - 20 Years | 1140.37 | 2025-01-01
FA34486 | Weld patch in tank | Wastewater | KY-Fox Run-WW | 380003 Sewer - Treatment & Disposal Equip - 20 Years | 3090 | 2025-01-01
FA34485 | Rebuild pumps | Wastewater | KY-Fox Run-WW | 371002 Sewer - Pumping Equip - 10 Years | 1794.38 | 2025-01-01
FA34484 | Replaced piping on bottom of blower, reconnect air header | Wastewater | KY-Fox Run-WW | 371002 Sewer - Pumping Equip - 10 Years | 1210 | 2025-01-01
FA34483 | Replace sump pump | Wastewater | KY-Fox Run-WW | 371002 Sewer - Pumping Equip - 10 Years | 613.94 | 2025-01-01
FA34482 | Replace pump for liftstation | Wastewater | KY-Fox Run-WW | 371002 Sewer - Pumping Equip - 10 Years | 1171.7 | 2025-01-01
FA34481 | Refurbish grinder pump, floats, capacitors, new lid for liftstation | Wastewater | KY-Fox Run-WW | 371002 Sewer - Pumping Equip - 10 Years | 1647.16 | 2025-01-01
FA34480 | Grinder pump | Wastewater | KY-Fox Run-WW | 371002 Sewer - Pumping Equip - 10 Years | 6747.01 | 2025-01-01
FA34479 | Calibrate pump and reinstall rubber wedge bushing and valve | Wastewater | KY-Fox Run-WW | 371002 Sewer - Pumping Equip - 10 Years | 2625 | 2025-01-01
FA34478 | Replace parts on blower | Wastewater | KY-Fox Run-WW | 371002 Sewer - Pumping Equip - 10 Years | 997.5 | 2025-01-01
FA34477 | Replaced float switch | Wastewater | KY-Fox Run-WW | 371002 Sewer - Pumping Equip - 10 Years | 2404.66 | 2025-01-01
FA34476 | Install and calibrate new flow meter | Wastewater | KY-Fox Run-WW | 364002 Sewer - Flow Measuring Devices - 30 Years | 7286.34 | 2025-01-01
FA34475 | Install air line | Wastewater | KY-Fox Run-WW | 360001 Sewer - Collection Sewers - Force - 50 Years | 767.48 | 2025-01-01
FA34474 | Lift station rehab | Wastewater | KY-Fox Run-WW | 360001 Sewer - Collection Sewers - Force - 50 Years | 9758.67 | 2025-01-01
FA34473 | New Building | Wastewater | KY-Fox Run-WW | 354004 Sewer - S&I - 30 Years | 24449.19 | 2025-01-01
FA34472 | Install ladder | Wastewater | KY-Fox Run-WW | 354004 Sewer - S&I - 30 Years | 1584.48 | 2025-01-01
FA34471 | New control panel & supplies | Wastewater | KY-Fox Run-WW | 354004 Sewer - S&I - 30 Years | 1987.42 | 2025-01-01
FA34470 | Lay and spread gravel for driveway | Wastewater | KY-Fox Run-WW | 354004 Sewer - S&I - 30 Years | 12056.05 | 2025-01-01
FA34469 | Replaced all electrical outlets | Wastewater | KY-Fox Run-WW | 354004 Sewer - S&I - 30 Years | 1450 | 2025-01-01
FA34468 | Install new fence | Wastewater | KY-Fox Run-WW | 354004 Sewer - S&I - 30 Years | 3025 | 2025-01-01
FA34467 | Lay concrete and move chlorine pump box | Wastewater | KY-Fox Run-WW | 354004 Sewer - S&I - 30 Years | 1836.67 | 2025-01-01
FA34466 | Install new pump breaker | Wastewater | KY-Fox Run-WW | 354004 Sewer - S&I - 30 Years | 4187.48 | 2025-01-01
FA34465 | Land Asset | Wastewater | KY-Delaplain Disposal-WW | 353000 Sewer - Land and Land Rights | 13627.46 | 2025-06-01
FA34464 | New Pump | Wastewater | KY-Delaplain Disposal-WW | 371002 Sewer - Pumping Equip - 10 Years | 11568.47 | 2025-06-01
FA34463 | Relocate Flow meter | Wastewater | KY-Delaplain Disposal-WW | 364002 Sewer - Flow Measuring Devices - 30 Years | 5016.8 | 2025-04-01
FA34462 | New pump install and lag float install | Wastewater | KY-Delaplain Disposal-WW | 371002 Sewer - Pumping Equip - 10 Years | 1700.96 | 2025-03-01
FA34461 | Pump rehab | Wastewater | KY-Delaplain Disposal-WW | 371002 Sewer - Pumping Equip - 10 Years | 14951.18 | 2025-04-01
FA34460 | High Tide | Wastewater | KY-Delaplain Disposal-WW | 396001 Sewer - Communication Equip - 15 Years | 1100 | 2025-04-01
FA34459 | Installed pump and cleaned debris from the other pump | Wastewater | KY-Delaplain Disposal-WW | 371002 Sewer - Pumping Equip - 10 Years | 2612.5 | 2025-04-01
FA34458 | Build up road to l/s | Wastewater | KY-Delaplain Disposal-WW | 354004 Sewer - S&I - 30 Years | 15938.3 | 2025-03-01
FA34457 | Rehabed airline at plant effluent replaced pvc pipe with metal piping | Wastewater | KY-Delaplain Disposal-WW | 380003 Sewer - Treatment & Disposal Equip - 20 Years | 1769.53 | 2025-01-01
FA34456 | Troubleshooting flow meter | Wastewater | KY-Delaplain Disposal-WW | 364002 Sewer - Flow Measuring Devices - 30 Years | 220 | 2025-01-01
FA34455 | Replace section of air line at plant | Wastewater | KY-Delaplain Disposal-WW | 380003 Sewer - Treatment & Disposal Equip - 20 Years | 1045 | 2025-01-01
FA34454 | Install new Cl2 and So2 equipment | Wastewater | KY-Delaplain Disposal-WW | 380003 Sewer - Treatment & Disposal Equip - 20 Years | 660 | 2025-01-01
FA34453 | Rehab diffusers | Wastewater | KY-Delaplain Disposal-WW | 380003 Sewer - Treatment & Disposal Equip - 20 Years | 3386.82 | 2025-01-01
FA34452 | Gemini Trail Pump and Guide Rail Adaptor and Lifting Bail | Wastewater | KY-Delaplain Disposal-WW | 371002 Sewer - Pumping Equip - 10 Years | 13821.75 | 2025-02-01
FA34451 | Replace surge pump | Wastewater | KY-Delaplain Disposal-WW | 371002 Sewer - Pumping Equip - 10 Years | 1550 | 2025-01-01
FA34450 | Install pump at Moonlake LS1 | Wastewater | KY-Delaplain Disposal-WW | 371002 Sewer - Pumping Equip - 10 Years | 30434.44 | 2025-02-01
FA34449 | Install pump at Moonlake LS1 | Wastewater | KY-Delaplain Disposal-WW | 371002 Sewer - Pumping Equip - 10 Years | 30434.44 | 2025-02-01
FA34448 | Rehab pump | Wastewater | KY-Delaplain Disposal-WW | 371002 Sewer - Pumping Equip - 10 Years | 10348.31 | 2025-01-01
FA34447 | Rehab pump | Wastewater | KY-Delaplain Disposal-WW | 371002 Sewer - Pumping Equip - 10 Years | 33035.22 | 2025-01-01
FA34446 | Install new surge pump | Wastewater | KY-Delaplain Disposal-WW | 371002 Sewer - Pumping Equip - 10 Years | 8022.1 | 2025-01-01
FA34445 | Changed overload in pump | Wastewater | KY-Delaplain Disposal-WW | 371002 Sewer - Pumping Equip - 10 Years | 4195 | 2025-01-01
FA34444 | Rebuild surge pump 2 | Wastewater | KY-Delaplain Disposal-WW | 371002 Sewer - Pumping Equip - 10 Years | 3445.4 | 2025-01-01
FA34443 | Rebuild surge pump 1 | Wastewater | KY-Delaplain Disposal-WW | 371002 Sewer - Pumping Equip - 10 Years | 3445.4 | 2025-01-01
FA34442 | New pump for lift station | Wastewater | KY-Delaplain Disposal-WW | 371002 Sewer - Pumping Equip - 10 Years | 28667 | 2025-01-01
FA34441 | New pump for lift station | Wastewater | KY-Delaplain Disposal-WW | 371002 Sewer - Pumping Equip - 10 Years | 28667 | 2025-01-01
FA34440 | Pump rehab | Wastewater | KY-Delaplain Disposal-WW | 371002 Sewer - Pumping Equip - 10 Years | 42780.58 | 2025-01-01
FA34439 | Pump station force main blown out with air line, pull and clean pump, replace bad motor | Wastewater | KY-Delaplain Disposal-WW | 371002 Sewer - Pumping Equip - 10 Years | 10903.73 | 2025-01-01
FA34438 | Reinstall pump, replaced breaker | Wastewater | KY-Delaplain Disposal-WW | 371002 Sewer - Pumping Equip - 10 Years | 12137.34 | 2025-01-01
FA34437 | Replace pump | Wastewater | KY-Delaplain Disposal-WW | 371002 Sewer - Pumping Equip - 10 Years | 630 | 2025-01-01
FA34436 | Install new flow meter and flow sensor | Wastewater | KY-Delaplain Disposal-WW | 364002 Sewer - Flow Measuring Devices - 30 Years | 5885 | 2025-01-01
FA34435 | Installed mechanical sleeve on influent pipe | Wastewater | KY-Delaplain Disposal-WW | 360001 Sewer - Collection Sewers - Force - 50 Years | 880 | 2025-01-01
FA34434 | Install Mixer in mixing chamber | Wastewater | KY-Darlington Creek-WW | 393002 Sewer - Tools, Shop, and Garage Equip - 10 Years | 6199.64 | 2025-03-01
FA34433 | Replace gate valve | Wastewater | KY-Darlington Creek-WW | 380003 Sewer - Treatment & Disposal Equip - 20 Years | 825 | 2025-01-01
FA34432 | Change out communication card from Verizon to ATT. Add mixers to high tide | Wastewater | KY-Darlington Creek-WW | 396001 Sewer - Communication Equip - 15 Years | 1375 | 2025-02-01
FA34431 | Install Hightide monitor | Wastewater | KY-Darlington Creek-WW | 396001 Sewer - Communication Equip - 15 Years | 2220 | 2025-01-01
FA34430 | Install Mixer in mixing chamber | Wastewater | KY-Darlington Creek-WW | 393002 Sewer - Tools, Shop, and Garage Equip - 10 Years | 6199.64 | 2025-03-01
FA34429 | Build workbench | Wastewater | KY-Darlington Creek-WW | 393002 Sewer - Tools, Shop, and Garage Equip - 10 Years | 1045 | 2025-01-01
FA34428 | Installed chlorine dispenser | Wastewater | KY-Darlington Creek-WW | 380003 Sewer - Treatment & Disposal Equip - 20 Years | 1100 | 2025-01-01
FA34427 | Installed valves for skimmer stank | Wastewater | KY-Darlington Creek-WW | 380003 Sewer - Treatment & Disposal Equip - 20 Years | 945 | 2025-01-01
FA34426 | Installed diffuser for aeration tank | Wastewater | KY-Darlington Creek-WW | 380003 Sewer - Treatment & Disposal Equip - 20 Years | 2890 | 2025-01-01
FA34425 | Installed new ball valves on RAS line | Wastewater | KY-Darlington Creek-WW | 380003 Sewer - Treatment & Disposal Equip - 20 Years | 1581.6 | 2025-01-01
FA34424 | Digital disposing pump | Wastewater | KY-Darlington Creek-WW | 371002 Sewer - Pumping Equip - 10 Years | 2800 | 2025-01-01
FA34423 | Installed declor dispenser | Wastewater | KY-Darlington Creek-WW | 364002 Sewer - Flow Measuring Devices - 30 Years | 1045 | 2025-01-01
FA34422 | Flow meter | Wastewater | KY-Darlington Creek-WW | 364002 Sewer - Flow Measuring Devices - 30 Years | 13268.9 | 2025-03-01
FA34421 | Railings and electrical | Wastewater | KY-Darlington Creek-WW | 354004 Sewer - S&I - 30 Years | 10934.73 | 2025-01-01
FA34420 | Installed wire mesh and mulch to cover gaps from ground to fence | Wastewater | KY-Darlington Creek-WW | 354004 Sewer - S&I - 30 Years | 601.99 | 2025-01-01
FA34419 | Spread rock for driveway | Wastewater | KY-Darlington Creek-WW | 354004 Sewer - S&I - 30 Years | 3053.95 | 2025-01-01
FA34418 | Rewire and replace timing relay, backup battery, and UPS for pump 1 | Wastewater | KY-Darlington Creek-WW | 354004 Sewer - S&I - 30 Years | 1200 | 2025-01-01
FA34417 | Security cameras | Wastewater | KY-Darlington Creek-WW | 354004 Sewer - S&I - 30 Years | 1635.47 | 2025-01-01
FA34416 | Fence | Wastewater | KY-Darlington Creek-WW | 354004 Sewer - S&I - 30 Years | 15224.56 | 2025-01-01
FA34415 | Land Asset | Wastewater | KY-Commonwealth(Wandering Hills)-WW | 353000 Sewer - Land and Land Rights | 1550.95 | 2025-02-01
FA34414 | High Tide | Wastewater | KY-Commonwealth(Wandering Hills)-WW | 396001 Sewer - Communication Equip - 15 Years | 6537.65 | 2025-02-01
FA34413 | Replaced water line for jet pumps | Wastewater | KY-Commonwealth(Wandering Hills)-WW | 371002 Sewer - Pumping Equip - 10 Years | 839.55 | 2025-01-01
FA34412 | Installed new filters inside building for jet pumps | Wastewater | KY-Commonwealth(Wandering Hills)-WW | 371002 Sewer - Pumping Equip - 10 Years | 1185.69 | 2025-01-01
FA34411 | New backup pump | Wastewater | KY-Commonwealth(Wandering Hills)-WW | 371002 Sewer - Pumping Equip - 10 Years | 630 | 2025-01-01
FA34410 | New Pump | Wastewater | KY-Commonwealth(Wandering Hills)-WW | 371002 Sewer - Pumping Equip - 10 Years | 2098.11 | 2025-01-01
FA34409 | Wiring and pipe fittings for pump | Wastewater | KY-Commonwealth(Wandering Hills)-WW | 371002 Sewer - Pumping Equip - 10 Years | 2378.54 | 2025-01-01
FA34408 | Submerged well pump | Wastewater | KY-Commonwealth(Wandering Hills)-WW | 371002 Sewer - Pumping Equip - 10 Years | 1630.47 | 2025-01-01
FA34407 | Submerged well pump | Wastewater | KY-Commonwealth(Wandering Hills)-WW | 371002 Sewer - Pumping Equip - 10 Years | 1630.47 | 2025-01-01
FA34406 | Install new pump and 3 floats | Wastewater | KY-Commonwealth(Wandering Hills)-WW | 371002 Sewer - Pumping Equip - 10 Years | 5507.69 | 2025-01-01
FA34405 | Lay rock and spread posts for gate | Wastewater | KY-Commonwealth(Wandering Hills)-WW | 354004 Sewer - S&I - 30 Years | 4133.62 | 2025-01-01
FA34404 | Added deck boards and 2x4s to bottom of wall | Wastewater | KY-Commonwealth(Wandering Hills)-WW | 354004 Sewer - S&I - 30 Years | 1525.82 | 2025-01-01
FA34403 | Installed new exhaust fan and thermostat inside building | Wastewater | KY-Commonwealth(Wandering Hills)-WW | 354004 Sewer - S&I - 30 Years | 682.5 | 2025-01-01
FA34402 | Installed new computer board | Wastewater | KY-Commonwealth(Wandering Hills)-WW | 354004 Sewer - S&I - 30 Years | 1951.31 | 2025-01-01
FA34401 | Added pipe to gutter down spout extending to ditch | Wastewater | KY-Commonwealth(Wandering Hills)-WW | 354004 Sewer - S&I - 30 Years | 656.4 | 2025-01-01
FA34400 | Gravel for road | Wastewater | KY-Commonwealth(Wandering Hills)-WW | 354004 Sewer - S&I - 30 Years | 36396.39 | 2025-01-01
FA34399 | Installed gfci outlet and cut out most of the bottom boards on wall | Wastewater | KY-Commonwealth(Wandering Hills)-WW | 354004 Sewer - S&I - 30 Years | 630 | 2025-01-01
FA34398 | New drains | Wastewater | KY-Commonwealth(Wandering Hills)-WW | 354004 Sewer - S&I - 30 Years | 769.85 | 2025-01-01
FA34397 | Land Asset | Water | KY-Center Ridge-W | 303000 Water - Land and Land Rights | 4404.58 | 2025-06-01
FA34396 | Dug up broken T fitting and replaced new fitting | Water | KY-Center Ridge-W | 331002 Water - Transmission & Distribution Mains - 50 Years | 701.6 | 2025-06-01
FA34395 | Replace meter box | Water | KY-Center Ridge-W | 334001 Water - Meters and Installation - 10 Years | 1975 | 2025-01-01
FA34394 | Water tap and meter installed @ 53 Lake Song | Water | KY-Center Ridge-W | 333001 Water - Services to Customers - 20 Years | 675 | 2025-01-01
FA34393 | Rehab 3 inch leaking main on Parkside Drive | Water | KY-Center Ridge-W | 331002 Water - Transmission & Distribution Mains - 50 Years | 853.46 | 2025-01-01
FA34392 | Rehab 3inch waterline | Water | KY-Center Ridge-W | 331002 Water - Transmission & Distribution Mains - 50 Years | 1105 | 2025-01-01
FA34391 | 6 redi-clamps, PVC couplings | Water | KY-Center Ridge-W | 331002 Water - Transmission & Distribution Mains - 50 Years | 7847.3 | 2025-01-01
FA34390 | Replace water line under driveway | Water | KY-Center Ridge-W | 331002 Water - Transmission & Distribution Mains - 50 Years | 1453.91 | 2025-01-01
FA34389 | New pressure tank | Water | KY-Center Ridge-W | 330003 Water - Dist, Resevoirs, Standpipes - 50 Years | 5975.79 | 2025-01-01
FA34388 | Clean and paint tank | Water | KY-Center Ridge-W | 330003 Water - Dist, Resevoirs, Standpipes - 50 Years | 910 | 2025-01-01
FA34387 | Waterproof boarding and electrical services | Water | KY-Center Ridge-W | 320002 Water - Treatment Equip - 20 Years | 16599.49 | 2025-01-01
FA34386 | Integrator 120V/60HZ, econ pumps & 5G Sodium Hypochlorite | Water | KY-Center Ridge-W | 311002 Water - Pumping Equip - 10 Years | 714.91 | 2025-01-01
FA34385 | Construction of 1000 gallon tank room | Water | KY-Center Ridge-W | 304005 Water - S&I - 30 Years | 11115.96 | 2025-01-01
FA34384 | Replace capacitor in well startup power box | Water | KY-Center Ridge-W | 304005 Water - S&I - 30 Years | 1155 | 2025-01-01
FA34383 | Install roofing and siding to wellhouse | Water | KY-Center Ridge-W | 304005 Water - S&I - 30 Years | 3193.73 | 2025-01-01
FA34382 | Install fence and gate | Water | KY-Center Ridge-W | 304005 Water - S&I - 30 Years | 7694.05 | 2025-01-01
FA34381 | Building improvements | Water | KY-Center Ridge-W | 304005 Water - S&I - 30 Years | 2152.32 | 2025-01-01
FA34380 | Construct new chlorine room @ well house | Water | KY-Center Ridge-W | 304005 Water - S&I - 30 Years | 29190.35 | 2025-01-01
FA34379 | Replace water meter | Water | KY-Center Ridge 4-W | 334001 Water - Meters and Installation - 10 Years | 660 | 2025-01-01
FA34378 | Replace water meter vavles | Water | KY-Center Ridge 4-W | 334001 Water - Meters and Installation - 10 Years | 1297.45 | 2025-01-01
FA34377 | Install water service Lot 8 Landmark Circle | Water | KY-Center Ridge 4-W | 333001 Water - Services to Customers - 20 Years | 577.5 | 2025-01-01
FA34376 | Install Tap for Bruce Plummer | Water | KY-Center Ridge 4-W | 333001 Water - Services to Customers - 20 Years | 2025.79 | 2025-01-01
FA34375 | Replaced water service line | Water | KY-Center Ridge 4-W | 333001 Water - Services to Customers - 20 Years | 994.03 | 2025-01-01
FA34374 | Replaced tapping saddle & service line @ 363 Windsong | Water | KY-Center Ridge 4-W | 333001 Water - Services to Customers - 20 Years | 1976.38 | 2025-01-01
FA34373 | Replace service line at 482 Landmark Circle | Water | KY-Center Ridge 4-W | 333001 Water - Services to Customers - 20 Years | 525 | 2025-01-01
FA34372 | Install new service line at 90 Grey Wolf | Water | KY-Center Ridge 4-W | 333001 Water - Services to Customers - 20 Years | 437.5 | 2025-01-01
FA34371 | 3" main rehab | Water | KY-Center Ridge 4-W | 331002 Water - Transmission & Distribution Mains - 50 Years | 591.6 | 2025-01-01
FA34370 | Replace 45 inch section of 2 inch water main | Water | KY-Center Ridge 4-W | 331002 Water - Transmission & Distribution Mains - 50 Years | 825 | 2025-01-01
FA34369 | Water main rehab @ Windsong Circle | Water | KY-Center Ridge 4-W | 331002 Water - Transmission & Distribution Mains - 50 Years | 3376.37 | 2025-01-01
FA34368 | Replace damaged 4 inch water main | Water | KY-Center Ridge 4-W | 331002 Water - Transmission & Distribution Mains - 50 Years | 1705 | 2025-01-01
FA34367 | Replace 2" water main | Water | KY-Center Ridge 4-W | 331002 Water - Transmission & Distribution Mains - 50 Years | 1280.14 | 2025-01-01
FA34366 | Rehab 3 inch water main | Water | KY-Center Ridge 4-W | 331002 Water - Transmission & Distribution Mains - 50 Years | 790 | 2025-01-01
FA34365 | Clean valve pits and exercise valves in system | Water | KY-Center Ridge 4-W | 331002 Water - Transmission & Distribution Mains - 50 Years | 2800 | 2025-01-01
FA34364 | Replaced culvert at water plant | Water | KY-Center Ridge 4-W | 330003 Water - Dist, Resevoirs, Standpipes - 50 Years | 880 | 2025-01-01
FA34363 | New pressure tank | Water | KY-Center Ridge 4-W | 330003 Water - Dist, Resevoirs, Standpipes - 50 Years | 2180 | 2025-01-01
FA34362 | Clean and paint tank | Water | KY-Center Ridge 4-W | 330003 Water - Dist, Resevoirs, Standpipes - 50 Years | 1914.16 | 2025-01-01
FA34361 | Replacement of cl2 pump | Water | KY-Center Ridge 4-W | 320002 Water - Treatment Equip - 20 Years | 1318.39 | 2025-01-01
FA34360 | Installed 6 foot chain-link fence | Water | KY-Center Ridge 4-W | 304005 Water - S&I - 30 Years | 6038.96 | 2025-01-01
FA34359 | Land Assets | Water | KY-Center Ridge 3-W | 303000 Water - Land and Land Rights | 510 | 2025-02-01
FA34358 | Replace section of main line and new shut off valve | Water | KY-Center Ridge 3-W | 331002 Water - Transmission & Distribution Mains - 50 Years | 3660 | 2025-02-01
FA34357 | Rehab service line leak, 575 keniana | Water | KY-Center Ridge 3-W | 333001 Water - Services to Customers - 20 Years | 921.6 | 2025-01-01
FA34356 | Rehab leaking service line on water way trail in center ridge district 3 | Water | KY-Center Ridge 3-W | 333001 Water - Services to Customers - 20 Years | 1155 | 2025-01-01
FA34355 | Rehab service line at 381 Scenic Valley | Water | KY-Center Ridge 3-W | 333001 Water - Services to Customers - 20 Years | 553.05 | 2025-01-01
FA34354 | Install new vavle on service line | Water | KY-Center Ridge 3-W | 333001 Water - Services to Customers - 20 Years | 1280.47 | 2025-01-01
FA34353 | Water main rehab at 558 Waterway Trail | Water | KY-Center Ridge 3-W | 331002 Water - Transmission & Distribution Mains - 50 Years | 825 | 2025-01-01
FA34352 | Rehab 2' main | Water | KY-Center Ridge 3-W | 331002 Water - Transmission & Distribution Mains - 50 Years | 1252.36 | 2025-01-01
FA34351 | Rehab 4 inch water main and set flush hydrant | Water | KY-Center Ridge 3-W | 331002 Water - Transmission & Distribution Mains - 50 Years | 2445.39 | 2025-01-01
FA34350 | Rehab 2" water main | Water | KY-Center Ridge 3-W | 331002 Water - Transmission & Distribution Mains - 50 Years | 1222.95 | 2025-01-01
FA34349 | Replaced 4inch coupling on Waterway Trail at Ferrow Lane | Water | KY-Center Ridge 3-W | 331002 Water - Transmission & Distribution Mains - 50 Years | 821.6 | 2025-01-01
FA34348 | Replace 2-inch water pipe and install valve | Water | KY-Center Ridge 3-W | 331002 Water - Transmission & Distribution Mains - 50 Years | 922.45 | 2025-01-01
FA34347 | Replace two oval boxes on Watermain and replace with new ones | Water | KY-Center Ridge 3-W | 331002 Water - Transmission & Distribution Mains - 50 Years | 1735.69 | 2025-01-01
FA34346 | Installing new valves | Water | KY-Center Ridge 3-W | 331002 Water - Transmission & Distribution Mains - 50 Years | 700 | 2025-01-01
FA34345 | Rehab water main | Water | KY-Center Ridge 3-W | 331002 Water - Transmission & Distribution Mains - 50 Years | 710.69 | 2025-01-01
FA34344 | New pressure tank | Water | KY-Center Ridge 3-W | 330003 Water - Dist, Resevoirs, Standpipes - 50 Years | 2561.5 | 2025-01-01
FA34343 | Replace leaking service line | Water | KY-Center Ridge 3-W | 330003 Water - Dist, Resevoirs, Standpipes - 50 Years | 2058.65 | 2025-01-01
FA34342 | Install chlorine/flush hammer | Water | KY-Center Ridge 3-W | 320002 Water - Treatment Equip - 20 Years | 682.15 | 2025-01-01
FA34341 | Pump rehab | Water | KY-Center Ridge 3-W | 311002 Water - Pumping Equip - 10 Years | 1011.96 | 2025-01-01
FA34340 | Replace electrical components in well house | Water | KY-Center Ridge 3-W | 304005 Water - S&I - 30 Years | 2611.1 | 2025-01-01
FA34339 | Install fence and gate | Water | KY-Center Ridge 3-W | 304005 Water - S&I - 30 Years | 7810.86 | 2025-01-01
FA34338 | New tank room for 1000 gallon tank | Water | KY-Center Ridge 2-W | 304005 Water - S&I - 30 Years | 62551.97 | 2025-01-01
FA34337 | Land Asset | Water | KY-Center Ridge 2-W | 303000 Water - Land and Land Rights | 585 | 2025-05-01
FA34336 | Replace shut off valve at 82 Lakeshore Dr | Water | KY-Center Ridge 2-W | 333001 Water - Services to Customers - 20 Years | 540 | 2025-04-01
FA34335 | Pour & finish concrete across driveway @ 210 Midget Dr | Water | KY-Center Ridge 2-W | 304005 Water - S&I - 30 Years | 720 | 2025-04-01
FA34334 | Build wellhouse | Water | KY-Center Ridge 2-W | 304005 Water - S&I - 30 Years | 3529.62 | 2025-06-01
FA34333 | Replace 80' of mainline | Water | KY-Center Ridge 2-W | 331002 Water - Transmission & Distribution Mains - 50 Years | 2712 | 2025-04-01
FA34332 | Pour concrete and frame for building | Water | KY-Center Ridge 2-W | 304005 Water - S&I - 30 Years | 8948.99 | 2025-01-01
FA34331 | Install new water main, fittings, and sensors | Water | KY-Center Ridge 2-W | 331002 Water - Transmission & Distribution Mains - 50 Years | 2391.6 | 2025-01-01
FA34330 | High Tide LS2 replacement | Water | KY-Center Ridge 2-W | 346000 Water - Communication Equip | 1264.26 | 2025-01-01
FA34329 | Install new meter @ 244 Lakeshore | Water | KY-Center Ridge 2-W | 334001 Water - Meters and Installation - 10 Years | 825 | 2025-01-01
FA34328 | Replace mater seter & valve pipes | Water | KY-Center Ridge 2-W | 334001 Water - Meters and Installation - 10 Years | 665 | 2025-01-01
FA34327 | Place shut off valve and meter box | Water | KY-Center Ridge 2-W | 334001 Water - Meters and Installation - 10 Years | 1027.08 | 2025-01-01
FA34326 | Replace section of service line @ 47 Primrose | Water | KY-Center Ridge 2-W | 333001 Water - Services to Customers - 20 Years | 1096.55 | 2025-01-01
FA34325 | Install new service line valve @ 272 Primrose | Water | KY-Center Ridge 2-W | 333001 Water - Services to Customers - 20 Years | 1053.51 | 2025-01-01
FA34324 | Install new water tap | Water | KY-Center Ridge 2-W | 333001 Water - Services to Customers - 20 Years | 767 | 2025-01-01
FA34323 | 4 inch main, 46 inch section was cut out, and replaced with new 4 inch 200 PSI pipe | Water | KY-Center Ridge 2-W | 331002 Water - Transmission & Distribution Mains - 50 Years | 1515.15 | 2025-01-01
FA34322 | 2 inch Water Main rehab @ 135 Mason | Water | KY-Center Ridge 2-W | 331002 Water - Transmission & Distribution Mains - 50 Years | 1155 | 2025-01-01
FA34321 | Change out valve at district 2 | Water | KY-Center Ridge 2-W | 331002 Water - Transmission & Distribution Mains - 50 Years | 560 | 2025-01-01
FA34320 | Replace section of main @ 558 Waterway Trail | Water | KY-Center Ridge 2-W | 331002 Water - Transmission & Distribution Mains - 50 Years | 2410.22 | 2025-01-01
FA34319 | Excavate and replace water line | Water | KY-Center Ridge 2-W | 331002 Water - Transmission & Distribution Mains - 50 Years | 1190 | 2025-01-01
FA34318 | New pressure tank | Water | KY-Center Ridge 2-W | 330003 Water - Dist, Resevoirs, Standpipes - 50 Years | 48345.21 | 2025-01-01
FA34317 | Install new DAS assisting moving bed MBBR bio media | Water | KY-Center Ridge 2-W | 320002 Water - Treatment Equip - 20 Years | 29909.06 | 2025-01-01
FA34316 | Replace well pump starter box | Water | KY-Center Ridge 2-W | 311002 Water - Pumping Equip - 10 Years | 1241.74 | 2025-01-01
FA34315 | Install well starter | Water | KY-Center Ridge 2-W | 307003 Water - Wells and Springs - 50 Years | 2361.79 | 2025-01-01
FA34314 | New fence | Water | KY-Center Ridge 2-W | 304005 Water - S&I - 30 Years | 8225.28 | 2025-01-01
FA34313 | Install metal, siding, and insulation at Wellhouse 2B | Water | KY-Center Ridge 2-W | 304005 Water - S&I - 30 Years | 11529.38 | 2025-01-01
FA34312 | Overhead door | Water | KY-Center Ridge 2-W | 304005 Water - S&I - 30 Years | 1225.84 | 2025-01-01
FA34311 | High tide | Wastewater | KY-Carriage Park-WW | 396001 Sewer - Communication Equip - 15 Years | 4471.6 | 2025-06-01
FA34310 | New entry gate | Wastewater | KY-Carriage Park-WW | 354004 Sewer - S&I - 30 Years | 1790 | 2025-05-01
FA34309 | High tide | Wastewater | KY-Carriage Park-WW | 396001 Sewer - Communication Equip - 15 Years | 9149.82 | 2025-02-01
FA34308 | High tide | Wastewater | KY-Carriage Park-WW | 396001 Sewer - Communication Equip - 15 Years | 8714.11 | 2025-02-01
FA34307 | High tide | Wastewater | KY-Carriage Park-WW | 396001 Sewer - Communication Equip - 15 Years | 7356.65 | 2025-02-01
FA34306 | New flow meter | Wastewater | KY-Brocklyn-WW | 364002 Sewer - Flow Measuring Devices - 30 Years | 3833.53 | 2025-03-01
FA34305 | Blower rehab | Wastewater | KY-Brocklyn-WW | 371002 Sewer - Pumping Equip - 10 Years | 2518.37 | 2025-01-01
FA34304 | Replaced Seametrics 430 Flow Controller | Wastewater | KY-Brocklyn-WW | 364002 Sewer - Flow Measuring Devices - 30 Years | 3475.18 | 2025-01-01
FA34303 | Mag Flowmeter | Wastewater | KY-Brocklyn-WW | 364002 Sewer - Flow Measuring Devices - 30 Years | 9564.96 | 2025-01-01
FA34302 | Install and paint handrails | Wastewater | KY-Brocklyn-WW | 354004 Sewer - S&I - 30 Years | 3119.23 | 2025-01-01
FA34301 | Construct new chlorine room at well house | Wastewater | KY-Brocklyn-WW | 354004 Sewer - S&I - 30 Years | 15275.84 | 2025-01-01
FA34300 | Installed feeder to brackets and tubes | Wastewater | KY-Airview-WW | 380003 Sewer - Treatment & Disposal Equip - 20 Years | 1045 | 2025-06-01
FA34299 | Rehab lagoon bypass valve | Wastewater | KY-Airview-WW | 380003 Sewer - Treatment & Disposal Equip - 20 Years | 1735 | 2025-06-01
FA34298 | Pump rehab | Wastewater | KY-Airview-WW | 371002 Sewer - Pumping Equip - 10 Years | 1561.58 | 2025-04-01
FA34297 | Rehab line | Wastewater | KY-Airview-WW | 361001 Sewer - Collection Sewers - Gravity - 50 Years | 7139.5 | 2025-04-01
FA34296 | Welded and painted handrails and brackets | Wastewater | KY-Airview-WW | 354004 Sewer - S&I - 30 Years | 1616.07 | 2025-04-01
FA34295 | Line rehab | Wastewater | KY-Airview-WW | 361001 Sewer - Collection Sewers - Gravity - 50 Years | 9763 | 2025-03-01
FA34294 | Installed new float in liftstation | Wastewater | KY-Airview-WW | 360001 Sewer - Collection Sewers - Force - 50 Years | 1927.3 | 2025-01-01
FA34293 | Rehabbed two headers on digester | Wastewater | KY-Airview-WW | 380003 Sewer - Treatment & Disposal Equip - 20 Years | 420 | 2025-01-01
FA34292 | Install T&M controls | Wastewater | KY-Airview-WW | 354004 Sewer - S&I - 30 Years | 2160 | 2025-01-01
FA34291 | Blower belt | Wastewater | KY-Airview-WW | 380003 Sewer - Treatment & Disposal Equip - 20 Years | 1488.68 | 2025-01-01
FA34290 | Blower control panel | Wastewater | KY-Airview-WW | 380003 Sewer - Treatment & Disposal Equip - 20 Years | 3409.56 | 2025-01-01
FA34289 | Build up lagoon bank | Wastewater | KY-Airview-WW | 380003 Sewer - Treatment & Disposal Equip - 20 Years | 14111.47 | 2025-01-01
FA34288 | New blower | Wastewater | KY-Airview-WW | 380003 Sewer - Treatment & Disposal Equip - 20 Years | 4568.94 | 2025-01-01
FA34287 | Install bar screen | Wastewater | KY-Airview-WW | 380003 Sewer - Treatment & Disposal Equip - 20 Years | 1382.67 | 2025-01-01
FA34286 | Refurbish dechlorination box | Wastewater | KY-Airview-WW | 380003 Sewer - Treatment & Disposal Equip - 20 Years | 665 | 2025-01-01
FA34285 | Rehab pump 1 | Wastewater | KY-Airview-WW | 371002 Sewer - Pumping Equip - 10 Years | 8274.35 | 2025-01-01
FA34284 | Wired in new pump, replace fuses and switch in lift station | Wastewater | KY-Airview-WW | 371002 Sewer - Pumping Equip - 10 Years | 5446.7 | 2025-01-01
FA34283 | Refurbish and rewire pump 2 | Wastewater | KY-Airview-WW | 371002 Sewer - Pumping Equip - 10 Years | 2835 | 2025-01-01
FA34282 | Refurbish and rewire pump 1 | Wastewater | KY-Airview-WW | 371002 Sewer - Pumping Equip - 10 Years | 2835 | 2025-01-01
FA34281 | Replaced starters | Wastewater | KY-Airview-WW | 371002 Sewer - Pumping Equip - 10 Years | 1581 | 2025-01-01
FA34280 | replaced float switches | Wastewater | KY-Airview-WW | 371002 Sewer - Pumping Equip - 10 Years | 2016.63 | 2025-01-01
FA34279 | Install flow meter at plant | Wastewater | KY-Airview-WW | 364002 Sewer - Flow Measuring Devices - 30 Years | 4364.65 | 2025-01-01
FA34278 | New grating over digester | Wastewater | KY-Airview-WW | 354004 Sewer - S&I - 30 Years | 440 | 2025-01-01
FA34277 | New splash guard for the raz line | Wastewater | KY-Airview-WW | 354004 Sewer - S&I - 30 Years | 896.98 | 2025-01-01
FA34276 | Built deck platfrom for pad at outfall | Wastewater | KY-Airview-WW | 354004 Sewer - S&I - 30 Years | 1667.2 | 2025-01-01
FA34275 | Install stairs to well | Wastewater | KY-Airview-WW | 354004 Sewer - S&I - 30 Years | 9858.08 | 2025-01-01
FA34274 | Replace fence | Wastewater | KY-Airview-WW | 354004 Sewer - S&I - 30 Years | 8384.38 | 2025-01-01
FA34273 | Install new ladder | Wastewater | KY-Airview-WW | 354004 Sewer - S&I - 30 Years | 2778.21 | 2025-01-01
FA16238 | Purchase Accounting - Land and Land Rights | Wastewater | KY-Magruder Village | 353000 Sewer - Land and Land Rights | 1325.6 | 2024-02-01
FA16212 | Purchase Accounting - Land and Land Rights | Wastewater | KY-Yung Farm | 353000 Sewer - Land and Land Rights | 1385.3 | 2024-01-01
FA13527 | CIP Transfer - High Tide | Wastewater | KY-Woodland Acres-WW | 396001 Sewer - Communication Equip - 15 Years | 6369.98 | 2023-02-28
FA13526 | CIP Transfer - High Tide | Wastewater | KY-Timberland-WW | 396001 Sewer - Communication Equip - 15 Years | 3139.3 | 2023-01-01
FA13525 | CIP Transfer - High Tide | Wastewater | KY-Springcrest-WW | 396001 Sewer - Communication Equip - 15 Years | 6639.98 | 2023-02-28
FA13524 | CIP Transfer - High Tide | Wastewater | KY-River Bluffs-WW | 396001 Sewer - Communication Equip - 15 Years | 2442.64 | 2023-01-01
FA13523 | CIP Transfer - High Tide | Wastewater | KY-River Bluffs-WW | 396001 Sewer - Communication Equip - 15 Years | 2442.64 | 2023-01-01
FA13522 | CIP Transfer - High Tide | Wastewater | KY-River Bluffs-WW | 396001 Sewer - Communication Equip - 15 Years | 2442.64 | 2023-08-31
FA13521 | CIP Transfer - High Tide | Wastewater | KY-Persimmon Ridge-WW | 396001 Sewer - Communication Equip - 15 Years | 2712.98 | 2023-01-01
FA13520 | CIP Transfer - High Tide | Wastewater | KY-Persimmon Ridge-WW | 396001 Sewer - Communication Equip - 15 Years | 2712.98 | 2023-01-01
FA13519 | CIP Transfer - High Tide | Wastewater | KY-Persimmon Ridge-WW | 396001 Sewer - Communication Equip - 15 Years | 2712.98 | 2023-01-01
FA13518 | CIP Transfer - High Tide | Wastewater | KY-Persimmon Ridge-WW | 396001 Sewer - Communication Equip - 15 Years | 2712.98 | 2023-01-01
FA13517 | CIP Transfer - High Tide | Wastewater | KY-Persimmon Ridge-WW | 396001 Sewer - Communication Equip - 15 Years | 2712.98 | 2023-01-01
FA13516 | CIP Transfer - High Tide | Wastewater | KY-Persimmon Ridge-WW | 396001 Sewer - Communication Equip - 15 Years | 2712.98 | 2023-02-28
FA13515 | CIP Transfer - High Tide | Wastewater | KY-Persimmon Ridge-WW | 396001 Sewer - Communication Equip - 15 Years | 2712.98 | 2023-01-01
FA13514 | CIP Transfer - High Tide | Wastewater | KY-LH Treatment-WW | 396001 Sewer - Communication Equip - 15 Years | 3139.3 | 2023-01-01
FA13513 | CIP Transfer - High Tide | Wastewater | KY-Lake Columbia-WW | 396001 Sewer - Communication Equip - 15 Years | 3139.3 | 2023-01-01
FA13512 | CIP Transfer - High Tide | Wastewater | KY-Kingswood-WW | 396001 Sewer - Communication Equip - 15 Years | 2659.31 | 2023-01-01
FA13511 | CIP Transfer - High Tide | Wastewater | KY-Kingswood-WW | 396001 Sewer - Communication Equip - 15 Years | 2659.31 | 2023-01-01
FA13510 | CIP Transfer - High Tide | Wastewater | KY-Herrington Haven-WW | 396001 Sewer - Communication Equip - 15 Years | 6922.46 | 2023-02-28
FA13509 | CIP Transfer - High Tide | Wastewater | KY-Golden Acres-WW | 396001 Sewer - Communication Equip - 15 Years | 3139.31 | 2023-01-01
FA13508 | CIP Transfer - High Tide | Wastewater | KY-Golden Acres-WW | 396001 Sewer - Communication Equip - 15 Years | 3139.31 | 2023-01-01
FA13507 | CIP Transfer - High Tide | Wastewater | KY-Fox Run-WW | 396001 Sewer - Communication Equip - 15 Years | 1813.1 | 2023-01-01
FA13506 | CIP Transfer - High Tide | Wastewater | KY-Fox Run-WW | 396001 Sewer - Communication Equip - 15 Years | 1813.1 | 2023-01-01
FA13505 | CIP Transfer - High Tide | Wastewater | KY-Fox Run-WW | 396001 Sewer - Communication Equip - 15 Years | 1813.1 | 2023-01-01
FA13504 | CIP Transfer - High Tide | Wastewater | KY-Delaplain Disposal-WW | 396001 Sewer - Communication Equip - 15 Years | 9117.44 | 2023-01-01
FA13503 | CIP Transfer - High Tide | Wastewater | KY-Delaplain Disposal-WW | 396001 Sewer - Communication Equip - 15 Years | 9117.44 | 2023-01-01
FA13502 | CIP Transfer - High Tide | Wastewater | KY-Delaplain Disposal-WW | 396001 Sewer - Communication Equip - 15 Years | 9117.44 | 2023-01-01
FA13501 | CIP Transfer - High Tide | Wastewater | KY-Delaplain Disposal-WW | 396001 Sewer - Communication Equip - 15 Years | 9117.44 | 2023-02-28
FA13500 | CIP Transfer - High Tide | Wastewater | KY-Darlington Creek-WW | 396001 Sewer - Communication Equip - 15 Years | 6789.96 | 2023-02-28
FA13499 | CIP Transfer - High Tide | Wastewater | KY-Brocklyn-WW | 396001 Sewer - Communication Equip - 15 Years | 3139.3 | 2023-01-01
FA13498 | CIP Transfer - High Tide | Wastewater | KY-Airview-WW | 396001 Sewer - Communication Equip - 15 Years | 2129.31 | 2023-01-01
FA13497 | CIP Transfer - High Tide | Wastewater | KY-Airview-WW | 396001 Sewer - Communication Equip - 15 Years | 2129.31 | 2023-01-01
FA13164 | Purchase Accounting - S&I | Wastewater | KY-Commonwealth | 380003 Sewer - Treatment & Disposal Equip - 20 Years | 76100 | 2024-01-01
FA13163 | Purchase Accounting - Land and Land Rights | Wastewater | KY-Commonwealth | 353000 Sewer - Land and Land Rights | 722.68 | 2024-01-01
| Install new Roof on Building | Wastewater | KY-Kingwood |  | 66476.73 | 2025-12-01
| Replace secton of Main | Wastewater | KY-Airview |  | 11361.35 | 2025-12-01
| Install New Sewer Pump | Wastewater | KY-Springcrest |  | 8757.2 | 2025-12-01
| Lift station rehab - connect discharge line, float replacement, pump refurbishment | Wastewater | KY-Fox Run |  | 2420 | 2025-12-01
| Refurbish Pump | Wastewater | KY-Persimmon Rige |  | 7818.54 | 2025-12-01
| (Payapp) Digester | Wastewater | KY-Great Oaks |  | 30000 | 2025-12-01
| (Payapp)Gravity Sewer and Manholes | Wastewater | KY-Timberland |  | 154048.69 | 2025-12-01