## Sheet1
Bluegrass Water
DR 31 Remaining Life (depreciable/economic)
| Asset ID | NARUC Account | Service Area | Description | Placed in Service Date | Remaining Life as of 9/30/2025 (in years)
| AV.370.000.01 | 353 | KY-Airview-WW | Acquisition - Closing Costs | 2019-09-30 | n/a
| AV.370.100.01 | 353 | KY-Airview-WW | Clear Lagoon Berm | 2021-06-01 | n/a
| FA34273 | 354 | KY-Airview-WW | Install new ladder | 2025-01-01 | 29.3333
| FA34274 | 354 | KY-Airview-WW | Replace fence | 2025-01-01 | 29.3333
| FA34275 | 354 | KY-Airview-WW | Install stairs to well | 2025-01-01 | 29.3333
| FA34276 | 354 | KY-Airview-WW | Built deck platfrom for pad at outfall | 2025-01-01 | 29.3333
| FA34277 | 354 | KY-Airview-WW | New splash guard for the raz line | 2025-01-01 | 29.3333
| FA34278 | 354 | KY-Airview-WW | New grating over digester | 2025-01-01 | 29.3333
| FA34292 | 354 | KY-Airview-WW | Install T&M controls | 2025-01-01 | 29.3333
| FA34296 | 354 | KY-Airview-WW | Welded and painted handrails and brackets | 2025-04-01 | 29.5833
| FA36661 | 354 | KY-Airview-WW | New fence | 2025-01-01 | 29.3333
| FA36662 | 354 | KY-Airview-WW | Paint tanks, handrails and supports | 2025-01-01 | 29.3333
| FA36663 | 354 | KY-Airview-WW | Replace fence | 2025-01-01 | 29.3333
| FA36664 | 354 | KY-Airview-WW | Replaced outlet in panel box | 2025-01-01 | 29.3333
| FA36665 | 354 | KY-Airview-WW | Shed for clarifier | 2025-01-01 | 29.3333
| FA36666 | 354 | KY-Airview-WW | Built steps into hill | 2025-01-01 | 29.3333
| AV.311.000.01 | 354 | KY-Airview-WW | Plant Cleanup | 2020-01-31 | 24.4167
| AV.311.000.02 | 354 | KY-Airview-WW | Rehab Handrail | 2020-02-29 | 24.4167
| AV.311.000.03 | 354 | KY-Airview-WW | Site Cleanup | 2020-03-31 | 24.5833
| AV.311.000.04 | 354 | KY-Airview-WW | Safety Rails/Walkways for Aeration tank and Clarifier | 2020-04-30 | 24.5833
| AV.311.000.05 | 354 | KY-Airview-WW | Safety Rails/Walkways for Aeration tank and Clarifier | 2020-06-30 | 24.75
| AV.311.000.06 | 354 | KY-Airview-WW | Structures & Improvements - Sewer | 2020-01-31 | 24.4167
| AV.311.000.07 | 354 | KY-Airview-WW | Fencing | 2021-02-28 | 25.4167
| AV.311.000.08 | 354 | KY-Airview-WW | Sludge Holding Tank Renovation | 2021-09-01 | 26
| AV.311.000.09 | 354 | KY-Airview-WW | Site Cleanup | 2022-01-01 | 26.3333
| AV.311.000.10 | 354 | KY-Airview-WW | Site Piping | 2023-07-31 | 27.9167
| FA34294 | 360 | KY-Airview-WW | Installed new float in liftstation | 2025-01-01 | 49.3333
| FA36667 | 360 | KY-Airview-WW | Replace station check vavles | 2025-01-01 | 49.3333
| FA36668 | 360 | KY-Airview-WW | Force main replacement | 2025-01-01 | 49.3333
| FA36669 | 360 | KY-Airview-WW | Replace broken pipe | 2025-01-01 | 49.3333
| AV.352.100.01 | 360 | KY-Airview-WW | Treatment & Disposal Equipment | 2020-01-31 | 44.4167
| AV.352.100.02 | 360 | KY-Airview-WW | Manhole Risers | 2020-02-29 | 44.4167
| AV.352.100.03 | 360 | KY-Airview-WW | Acquisition - Legal & Engineering | 2020-03-31 | 44.5833
| AV.352.100.04 | 360 | KY-Airview-WW | Collection Sewers - Force | 2021-01-31 | 45.4167
| AV.352.100.05 | 360 | KY-Airview-WW | Collection Sewers - Force | 2021-01-31 | 45.4167
| AV.352.100.06 | 360 | KY-Airview-WW | Collection Sewers - Force | 2020-01-31 | 44.4167
| FA34295 | 361 | KY-Airview-WW | Line rehab | 2025-03-01 | 49.5
| FA34297 | 361 | KY-Airview-WW | Rehab line | 2025-04-01 | 49.5833
| FA36670 | 361 | KY-Airview-WW | Rehab main sewer line | 2025-01-01 | 49.3333
| AV.352.200.01 | 361 | KY-Airview-WW | Manhole Installation | 2023-07-31 | 47.9167
| FA34725 | 363 | KY-Airview-WW | Cut out section and installed new pipe and fitting | 2025-06-01 | 49.75
| FA34279 | 364 | KY-Airview-WW | Install flow meter at plant | 2025-01-01 | 29.3333
| AV.355.000.01 | 364 | KY-Airview-WW | Acquisition - Legal & Engineering | 2020-01-31 | 24.4167
| FA34280 | 371 | KY-Airview-WW | Replaced float switches | 2025-01-01 | 9.3333
| FA34281 | 371 | KY-Airview-WW | Replaced starters | 2025-01-01 | 9.3333
| FA34282 | 371 | KY-Airview-WW | Refurbish and rewire pump 1 | 2025-01-01 | 9.3333
| FA34283 | 371 | KY-Airview-WW | Refurbish and rewire pump 2 | 2025-01-01 | 9.3333
| FA34284 | 371 | KY-Airview-WW | Wired in new pump, replace fuses and switch in lift station | 2025-01-01 | 9.3333
| FA34285 | 371 | KY-Airview-WW | Rehab pump 1 | 2025-01-01 | 9.3333
| FA34298 | 371 | KY-Airview-WW | Pump rehab | 2025-04-01 | 9.5833
| FA36671 | 371 | KY-Airview-WW | Pump rehab | 2025-01-01 | 9.3333
| FA36672 | 371 | KY-Airview-WW | Replaced sump pump | 2025-01-01 | 9.3333
| AV.363.000.01 | 371 | KY-Airview-WW | Pumping Equipment | 2020-01-31 | 4.4167
| AV.363.000.02 | 371 | KY-Airview-WW | Pumping Equipment | 2020-02-29 | 4.4167
| AV.363.000.03 | 371 | KY-Airview-WW | Pump | 2020-03-31 | 4.5833
| AV.363.000.04 | 371 | KY-Airview-WW | New Motor-Starter for LS | 2020-04-30 | 4.5833
| AV.363.000.05 | 371 | KY-Airview-WW | New Motor-Starter for Pump | 2020-06-30 | 4.75
| AV.363.000.06 | 371 | KY-Airview-WW | Influent Pumps | 2023-07-31 | 7.9167
| AV.363.000.07 | 371 | KY-Airview-WW | Electrical service upgrade | 2023-07-31 | 7.9167
| AV.363.000.08 | 371 | KY-Airview-WW | Electrical Work | 2023-07-31 | 7.9167
| FA34286 | 380 | KY-Airview-WW | Refurbish dechlorination box | 2025-01-01 | 19.3333
| FA34287 | 380 | KY-Airview-WW | Install bar screen | 2025-01-01 | 19.3333
| FA34288 | 380 | KY-Airview-WW | New Blower | 2025-01-01 | 19.3333
| FA34289 | 380 | KY-Airview-WW | Build up lagoon bank | 2025-01-01 | 19.3333
| FA34290 | 380 | KY-Airview-WW | Blower control panel | 2025-01-01 | 19.3333
| FA34291 | 380 | KY-Airview-WW | Blower belt | 2025-01-01 | 19.3333
| FA34293 | 380 | KY-Airview-WW | Rehabbed two headers on digester | 2025-01-01 | 19.3333
| FA34299 | 380 | KY-Airview-WW | Rehab lagoon bypass valve | 2025-06-01 | 19.75
| FA34300 | 380 | KY-Airview-WW | Installed feeder to brackets and tubes | 2025-06-01 | 19.75
| FA36673 | 380 | KY-Airview-WW | Aeration tank Rehab | 2025-01-01 | 19.3333
| FA36674 | 380 | KY-Airview-WW | Clarifier motor refurbishment | 2025-01-01 | 19.3333
| FA36675 | 380 | KY-Airview-WW | Clarifier motor rehab | 2025-01-01 | 19.3333
| FA36676 | 380 | KY-Airview-WW | Blower Control Panel 1-Phase | 2025-01-01 | 19.3333
| FA36677 | 380 | KY-Airview-WW | RAZ line rehab | 2025-01-01 | 19.3333
| AV.372.000.01 | 380 | KY-Airview-WW | Acquisition Purchase Acctg - Treatment & Disposal Equip | 2019-09-30 | 14
| AV.372.000.02 | 380 | KY-Airview-WW | Treatment & Disposal Equipment | 2020-02-29 | 14.4167
| AV.372.000.03 | 380 | KY-Airview-WW | Treatment & Disposal Equipment | 2020-01-31 | 14.4167
| AV.372.000.04 | 380 | KY-Airview-WW | Aeration system & Blower work | 2020-06-30 | 14.75
| AV.372.000.05 | 380 | KY-Airview-WW | Upgrades to plant | 2020-03-31 | 14.5833
| AV.372.000.06 | 380 | KY-Airview-WW | Plant Improvements, Paint, install new bar screen | 2020-12-31 | 15.3333
| AV.372.000.07 | 380 | KY-Airview-WW | Acquisition - Legal & Engineering | 2021-01-31 | 15.4167
| AV.372.000.08 | 380 | KY-Airview-WW | Treatment & Disposal Equipment | 2020-01-31 | 14.4167
| AV.372.000.09 | 380 | KY-Airview-WW | Treatment & Disposal Equipment | 2020-01-31 | 14.4167
| AV.372.000.10 | 380 | KY-Airview-WW | Treatment & Disposal Equipment | 2020-01-31 | 14.4167
| AV.372.000.11 | 380 | KY-Airview-WW | Treatment & Disposal Equipment | 2020-01-31 | 14.4167
| AV.372.000.12 | 380 | KY-Airview-WW | Blower Refrubishment | 2022-01-01 | 16.3333
| AV.372.000.13 | 380 | KY-Airview-WW | Blower | 2023-07-31 | 17.9167
| AV.372.000.14 | 380 | KY-Airview-WW | Flow equalization storage | 2023-07-31 | 17.9167
| AV.372.000.15 | 380 | KY-Airview-WW | Remove contact chamber from creek | 2023-07-31 | 17.9167
| AV.372.000.16 | 380 | KY-Airview-WW | Diffusers | 2023-07-31 | 17.9167
| FA36678 | 382 | KY-Airview-WW | Machanical cap for discharge pipe | 2025-01-01 | 49.3333
| AV.375.000.01 | 382 | KY-Airview-WW | Outfall sewer lines | 2020-02-29 | 44.4167
| AV.375.000.02 | 382 | KY-Airview-WW | Effluent Lines | 2020-03-31 | 44.5833
| AV.375.000.03 | 382 | KY-Airview-WW | Installed Gravity Effluent at Plant | 2020-04-30 | 44.5833
| AV.375.000.04 | 382 | KY-Airview-WW | Foundation/Brackets/Conduit | 2020-05-31 | 44.75
| AV.375.000.05 | 382 | KY-Airview-WW | Outfall sewer lines | 2020-01-31 | 44.4167
| FA13497 | 396 | KY-Airview-WW | CIP Transfer - High Tide | 2023-01-01 | 12.3333
| FA13498 | 396 | KY-Airview-WW | CIP Transfer - High Tide | 2023-01-01 | 12.3333
| AP.370.000.01 | 353 | KY-Arcadia Pines-WW | Acquisition - Closing Costs | 2020-12-31 | n/a
| AP.370.100.01 | 353 | KY-Arcadia Pines-WW | Acquisition - Land Rights - Lagoon | 2020-12-31 | n/a
| AP.311.000.01 | 354 | KY-Arcadia Pines-WW | Fence Modification | 2023-07-31 | 27.9167
| AP.352.100.01 | 360 | KY-Arcadia Pines-WW | Collection Sewers - Force | 2021-01-31 | 45.4167
| AP.352.200.01 | 361 | KY-Arcadia Pines-WW | Acquisition - Gravity Sewer & Manholes | 2020-12-31 | 45.3333
| AP.352.200.02 | 361 | KY-Arcadia Pines-WW | Acquisition - Legal & Engineering | 2021-06-30 | 45.75
| AP.353.000.01 | 363 | KY-Arcadia Pines-WW | Acquisition - Laterals | 2020-12-31 | 45.3333
| FA36658 | 371 | KY-Arcadia Pines-WW | 1/2 HP 2 disc sewage pump | 2025-01-01 | 9.3333
| AP.372.000.01 | 380 | KY-Arcadia Pines-WW | Acquisition - Water Treatment Plt | 2020-12-31 | 15.3333
| FA36659 | 396 | KY-Arcadia Pines-WW | High Tide | 2025-07-01 | 14.8333
| FA36660 | 396 | KY-Arcadia Pines-WW | High Tide | 2025-06-01 | 14.75
| BR.370.000.01 | 353 | KY-Brocklyn-WW | Acquisition Purchase Acctg - Closing Costs | 2019-09-30 | n/a
| FA34301 | 354 | KY-Brocklyn-WW | Construct new chlorine room at well house | 2025-01-01 | 29.3333
| FA34302 | 354 | KY-Brocklyn-WW | Install and paint handrails | 2025-01-01 | 29.3333
| FA36679 | 354 | KY-Brocklyn-WW | Install new hydrant | 2025-01-01 | 29.3333
| FA36680 | 354 | KY-Brocklyn-WW | Roof rehab | 2025-01-01 | 29.3333
| FA36681 | 354 | KY-Brocklyn-WW | Installed drain & drainage box | 2025-01-01 | 29.3333
| FA36682 | 354 | KY-Brocklyn-WW | Paint hand rails | 2025-01-01 | 29.3333
| BR.311.000.01 | 354 | KY-Brocklyn-WW | Site Cleanup | 2020-01-31 | 24.4167
| BR.311.000.02 | 354 | KY-Brocklyn-WW | New Walkway | 2020-03-31 | 24.5833
| BR.311.000.03 | 354 | KY-Brocklyn-WW | equipment/operator rate, pumping of lagoon, disposal fee | 2020-12-31 | 25.3333
| BR.311.000.04 | 354 | KY-Brocklyn-WW | New Control Panel | 2022-01-01 | 26.3333
| BR.311.000.05 | 354 | KY-Brocklyn-WW | Regrade around lagoon | 2023-07-31 | 27.9167
| BR.352.100.01 | 360 | KY-Brocklyn-WW | Jet Sewer Lines | 2020-01-31 | 44.4167
| BR.352.100.02 | 360 | KY-Brocklyn-WW | Acquisition - Legal & Engineering | 2020-03-31 | 44.5833
| BR.352.100.03 | 360 | KY-Brocklyn-WW | Acquisition - Legal & Engineering | 2020-04-30 | 44.5833
| BR.352.100.05 | 360 | KY-Brocklyn-WW | Collection Sewers - Force | 2021-01-31 | 45.4167
| BR.352.100.06 | 360 | KY-Brocklyn-WW | Collection Sewers - Force | 2021-01-31 | 45.4167
| FA36781 | 361 | KY-Brocklyn-WW | Replace pipes in manhole | 2025-01-01 | 49.3333
| FA34303 | 364 | KY-Brocklyn-WW | Mag Flowmeter | 2025-01-01 | 29.3333
| FA34304 | 364 | KY-Brocklyn-WW | Replaced Seametrics 430 Flow Controller | 2025-01-01 | 29.3333
| FA34306 | 364 | KY-Brocklyn-WW | New flow meter | 2025-03-01 | 29.5
| FA34305 | 371 | KY-Brocklyn-WW | Blower rehab | 2025-01-01 | 9.3333
| FA36683 | 371 | KY-Brocklyn-WW | Replace pump | 2025-01-01 | 9.3333
| BR.363.000.01 | 371 | KY-Brocklyn-WW | Effluent Pump Work | 2020-01-31 | 4.4167
| BR.363.000.02 | 371 | KY-Brocklyn-WW | Pump | 2020-04-30 | 4.5833
| BR.372.000.02 | 380 | KY-Brocklyn-WW | New Blower | 2020-01-31 | 14.4167
| BR.372.000.03 | 380 | KY-Brocklyn-WW | Aeration System & Blower Parts & Control Panel | 2020-03-31 | 14.5833
| BR.372.000.04 | 380 | KY-Brocklyn-WW | Mounting Brackets and Brace for Skimmer/Clarifier | 2020-04-30 | 14.5833
| BR.372.000.05 | 380 | KY-Brocklyn-WW | Bar Grating | 2020-06-30 | 14.75
| BR.372.000.06 | 380 | KY-Brocklyn-WW | Installed Blower | 2020-12-31 | 15.3333
| BR.372.000.07 | 380 | KY-Brocklyn-WW | Blower | 2022-01-01 | 16.3333
| BR.372.000.08 | 380 | KY-Brocklyn-WW | RAS lines from clarifier | 2023-07-31 | 17.9167
| BR.372.000.09 | 380 | KY-Brocklyn-WW | Blower | 2023-07-31 | 17.9167
| FA13499 | 396 | KY-Brocklyn-WW | CIP Transfer - High Tide | 2023-01-01 | 12.3333
| CP.370.000.01 | 353 | KY-Carriage Park-WW | Acquisition - Closing Costs | 2020-12-31 | n/a
| CP.370.100.01 | 353 | KY-Carriage Park-WW | Acquisition - Land Rights | 2020-12-31 | n/a
| FA34310 | 354 | KY-Carriage Park-WW | New entry gate | 2025-05-01 | 29.6667
| CP.311.000.01 | 354 | KY-Carriage Park-WW | Access Road | 2021-10-01 | 26.0833
| CP.311.000.02 | 354 | KY-Carriage Park-WW | Access road | 2023-07-31 | 27.9167
| CP.352.100.01 | 360 | KY-Carriage Park-WW | Collection Sewers - Force | 2021-01-31 | 45.4167
| CP.352.200.01 | 361 | KY-Carriage Park-WW | Acquisition - Gravity Sewer & Manholes | 2020-12-31 | 45.3333
| CP.352.200.02 | 361 | KY-Carriage Park-WW | Acquisition - Legal & Engineering | 2021-06-30 | 45.75
| CP.353.000.01 | 363 | KY-Carriage Park-WW | Acquisition - Laterals | 2020-12-31 | 45.3333
| CP.372.000.01 | 380 | KY-Carriage Park-WW | Acquisition - Water Treatment Plt | 2020-12-31 | 15.3333
| FA34307 | 396 | KY-Carriage Park-WW | High Tide | 2025-02-01 | 14.4167
| FA34308 | 396 | KY-Carriage Park-WW | High Tide | 2025-02-01 | 14.4167
| FA34309 | 396 | KY-Carriage Park-WW | High Tide | 2025-02-01 | 14.4167
| FA34311 | 396 | KY-Carriage Park-WW | High Tide | 2025-06-01 | 14.75
| FA36684 | 396 | KY-Carriage Park-WW | Install Solar High Tide | 2025-07-01 | 14.8333
| FA34337 | 303 | KY-Center Ridge 2-W | Land Asset | 2025-05-01 | n/a
| FA34312 | 304 | KY-Center Ridge 2-W | Overhead door | 2025-01-01 | 29.3333
| FA34313 | 304 | KY-Center Ridge 2-W | Install metal, siding, and insulation at Wellhouse 2B | 2025-01-01 | 29.3333
| FA34314 | 304 | KY-Center Ridge 2-W | New fence | 2025-01-01 | 29.3333
| FA34332 | 304 | KY-Center Ridge 2-W | Pour concrete and frame for building | 2025-01-01 | 29.3333
| FA34334 | 304 | KY-Center Ridge 2-W | Build wellhouse | 2025-06-01 | 29.75
| FA34335 | 304 | KY-Center Ridge 2-W | Pour & finish concrete across driveway @ 210 Midget Dr | 2025-04-01 | 29.5833
| FA34338 | 304 | KY-Center Ridge 2-W | New tank room for 1000 gallon tank | 2025-01-01 | 29.3333
| CR2.304.000.01 | 304 | KY-Center Ridge 2-W | Fencing around well house | 2020-12-31 | 25.3333
| CR2.304.000.02 | 304 | KY-Center Ridge 2-W | Gravel for all weather road | 2020-12-31 | 25.3333
| CR2.304.000.03 | 304 | KY-Center Ridge 2-W | New heater in building | 2020-12-31 | 25.3333
| CR2.304.000.04 | 304 | KY-Center Ridge 2-W | Convert well head to pitless unit | 2020-12-31 | 25.3333
| CR2.304.000.05 | 304 | KY-Center Ridge 2-W | Site Work | 2020-12-31 | 25.3333
| CR2.304.000.06 | 304 | KY-Center Ridge 2-W | Well House Refrubish | 2022-01-01 | 26.3333
| CR2.304.000.07 | 304 | KY-Center Ridge 2-W | Well House Improvements | 2022-01-01 | 26.3333
| CR2.304.000.08 | 304 | KY-Center Ridge 2-W | Chlorine Room | 2023-07-31 | 27.9167
| CR2.304.000.09 | 304 | KY-Center Ridge 2-W | Convert well head to pitless unit | 2023-07-31 | 27.9167
| CR2.304.000.10 | 304 | KY-Center Ridge 2-W | Generator | 2023-07-31 | 27.9167
| FA34315 | 307 | KY-Center Ridge 2-W | Install well starter | 2025-01-01 | 49.3333
| CR2.396.000.01 | 310 | KY-Center Ridge 2-W | Mission monitoring | 2023-07-31 | 12.9167
| FA34316 | 311 | KY-Center Ridge 2-W | Replace well pump starter box | 2025-01-01 | 9.3333
| FA34317 | 320 | KY-Center Ridge 2-W | Install new DAS assisting moving bed MBBR bio media | 2025-01-01 | 19.3333
| CR2.320.000.02 | 320 | KY-Center Ridge 2-W | Chlorine equipment | 2023-07-31 | 17.9167
| CR2.320.000.03 | 320 | KY-Center Ridge 2-W | Quick connect | 2023-07-31 | 17.9167
| CR2.332.000.01 | 320 | KY-Center Ridge 2-W | Flow meter | 2023-07-31 | 17.9167
| FA34318 | 330 | KY-Center Ridge 2-W | New pressure tank | 2025-01-01 | 49.3333
| FA36685 | 330 | KY-Center Ridge 2-W | Replaced fitting on pressure tanks & air valve | 2025-01-01 | 49.3333
| CR2.330.000.01 | 330 | KY-Center Ridge 2-W | Hydropneumatic tanks | 2023-07-31 | 47.9167
| FA34319 | 331 | KY-Center Ridge 2-W | Excavate and replace water line | 2025-01-01 | 49.3333
| FA34320 | 331 | KY-Center Ridge 2-W | Replace section of main @ 558 Waterway Trail | 2025-01-01 | 49.3333
| FA34321 | 331 | KY-Center Ridge 2-W | Change out valve at district 2 | 2025-01-01 | 49.3333
| FA34322 | 331 | KY-Center Ridge 2-W | 2 inch Water Main rehab @ 135 Mason | 2025-01-01 | 49.3333
| FA34323 | 331 | KY-Center Ridge 2-W | New 4 inch 200 PSI pipe Replacement | 2025-01-01 | 49.3333
| FA34331 | 331 | KY-Center Ridge 2-W | Install new water main, fittings, and sensors | 2025-01-01 | 49.3333
| FA34333 | 331 | KY-Center Ridge 2-W | Replace 80' of mainline | 2025-04-01 | 49.5833
| FA36686 | 331 | KY-Center Ridge 2-W | Replace 3" water line | 2025-01-01 | 49.3333
| CR2.331.000.01 | 331 | KY-Center Ridge 2-W | Main Rehab | 2020-12-31 | 45.3333
| CR2.331.000.02 | 331 | KY-Center Ridge 2-W | Acquisition - Legal & Engineering | 2021-01-31 | 45.4167
| CR2.331.000.03 | 331 | KY-Center Ridge 2-W | Refurbish Leak | 2022-01-01 | 46.3333
| CR2.331.000.04 | 331 | KY-Center Ridge 2-W | Mainline Issue Rehab | 2022-01-01 | 46.3333
| CR2.331.000.05 | 331 | KY-Center Ridge 2-W | Well Screens | 2022-01-01 | 46.3333
| FA34324 | 333 | KY-Center Ridge 2-W | Install new water tap | 2025-01-01 | 19.3333
| FA34325 | 333 | KY-Center Ridge 2-W | Install new service line valve @ 272 Primrose | 2025-01-01 | 19.3333
| FA34326 | 333 | KY-Center Ridge 2-W | Replace section of service line @ 47 Primrose | 2025-01-01 | 19.3333
| FA34336 | 333 | KY-Center Ridge 2-W | Replace shut off valve at 82 Lakeshore Dr | 2025-04-01 | 19.5833
| FA36687 | 333 | KY-Center Ridge 2-W | Rehab water leak line & install new valve in meter box | 2025-01-01 | 19.3333
| FA36688 | 333 | KY-Center Ridge 2-W | Tap/set valve, installed new service line | 2025-01-01 | 19.3333
| FA36689 | 333 | KY-Center Ridge 2-W | Replace service lines | 2025-01-01 | 19.3333
| FA36690 | 333 | KY-Center Ridge 2-W | Rehab 3” Waterline | 2025-01-01 | 19.3333
| CR2.333.000.01 | 333 | KY-Center Ridge 2-W | Fix Leaks on Water Line | 2020-12-31 | 15.3333
| FA34327 | 334 | KY-Center Ridge 2-W | Replace shut off valve and meter box | 2025-01-01 | 9.3333
| FA34328 | 334 | KY-Center Ridge 2-W | Replace mater seter & valve pipes | 2025-01-01 | 9.3333
| FA34329 | 334 | KY-Center Ridge 2-W | Install new meter @ 244 Lakeshore | 2025-01-01 | 9.3333
| CR2.334.000.01 | 334 | KY-Center Ridge 2-W | Water Meters | 2020-12-31 | 5.3333
| FA34330 | 346 | KY-Center Ridge 2-W | High Tide LS2 replacement | 2025-01-01 | 14.3333
| FA36691 | 346 | KY-Center Ridge 2-W | High Tide | 2025-01-01 | 14.3333
| CR2.346.000.01 | 346 | KY-Center Ridge 2-W | Mission Unit | 2020-12-31 | 10.3333
| FA34359 | 303 | KY-Center Ridge 3-W | Land Assets | 2025-02-01 | n/a
| FA34339 | 304 | KY-Center Ridge 3-W | Install fence and gate | 2025-01-01 | 29.3333
| FA34340 | 304 | KY-Center Ridge 3-W | Replace electrical components in well house | 2025-01-01 | 29.3333
| CR3.304.000.01 | 304 | KY-Center Ridge 3-W | Well house Refurbishment, site work | 2020-12-31 | 25.3333
| CR3.304.000.08 | 304 | KY-Center Ridge 3-W | Electrical | 2022-01-01 | 26.3333
| CR3.304.000.09 | 304 | KY-Center Ridge 3-W | Chlorine Room | 2023-07-31 | 27.9167
| CR3.304.000.11 | 304 | KY-Center Ridge 3-W | Gravel for all weather road | 2023-07-31 | 27.9167
| CR3.304.000.12 | 304 | KY-Center Ridge 3-W | New well house | 2023-07-31 | 27.9167
| CR3.304.000.13 | 304 | KY-Center Ridge 3-W | Fencing around well house | 2023-07-31 | 27.9167
| CR3.304.000.14 | 304 | KY-Center Ridge 3-W | Generator | 2023-07-31 | 27.9167
| CR3.307.000.01 | 307 | KY-Center Ridge 3-W | Convert well head to pitless unit | 2023-07-31 | 47.9167
| FA34341 | 311 | KY-Center Ridge 3-W | Pump rehab | 2025-01-01 | 9.3333
| CR3.325.000.01 | 311 | KY-Center Ridge 3-W | Well pump and wiring | 2023-07-31 | 7.9167
| FA34342 | 320 | KY-Center Ridge 3-W | Install chlorine/flush hammer | 2025-01-01 | 19.3333
| CR3.320.000.01 | 320 | KY-Center Ridge 3-W | Chlorine equipment | 2023-07-31 | 17.9167
| FA34343 | 330 | KY-Center Ridge 3-W | Replace leaking service line | 2025-01-01 | 49.3333
| FA34344 | 330 | KY-Center Ridge 3-W | New pressure tank | 2025-01-01 | 49.3333
| FA34345 | 331 | KY-Center Ridge 3-W | Rehab water main | 2025-01-01 | 49.3333
| FA34346 | 331 | KY-Center Ridge 3-W | Installing new valves | 2025-01-01 | 49.3333
| FA34347 | 331 | KY-Center Ridge 3-W | Replace two oval boxes on Watermain and replace with new ones | 2025-01-01 | 49.3333
| FA34348 | 331 | KY-Center Ridge 3-W | Replace 2-inch water pipe and install valve | 2025-01-01 | 49.3333
| FA34349 | 331 | KY-Center Ridge 3-W | Replaced 4inch coupling on Waterway Trail at Ferrow Lane | 2025-01-01 | 49.3333
| FA34350 | 331 | KY-Center Ridge 3-W | Rehab 2" water main | 2025-01-01 | 49.3333
| FA34351 | 331 | KY-Center Ridge 3-W | Rehab 4 inch water main and set flush hydrant | 2025-01-01 | 49.3333
| FA34352 | 331 | KY-Center Ridge 3-W | Rehab 2' main | 2025-01-01 | 49.3333
| FA34353 | 331 | KY-Center Ridge 3-W | Water main rehab at 558 Waterway Trail | 2025-01-01 | 49.3333
| FA34358 | 331 | KY-Center Ridge 3-W | Replace section of main line and new shut off valve | 2025-02-01 | 49.4167
| FA36692 | 331 | KY-Center Ridge 3-W | Replace distribution and service lines | 2025-01-01 | 49.3333
| FA36693 | 331 | KY-Center Ridge 3-W | Water main rehab | 2025-01-01 | 49.3333
| FA36694 | 331 | KY-Center Ridge 3-W | Replace water line | 2025-03-01 | 49.5
| CR3.331.000.01 | 331 | KY-Center Ridge 3-W | Rehab Water Lines | 2020-12-31 | 45.3333
| CR3.331.000.02 | 331 | KY-Center Ridge 3-W | Acquisition - Legal & Engineering | 2021-01-31 | 45.4167
| FA34354 | 333 | KY-Center Ridge 3-W | Install new vavle on service line | 2025-01-01 | 19.3333
| FA34355 | 333 | KY-Center Ridge 3-W | Rehab service line at 381 Scenic Valley | 2025-01-01 | 19.3333
| FA34356 | 333 | KY-Center Ridge 3-W | Rehab leaking service line on water way trail in center ridge district 3 | 2025-01-01 | 19.3333
| FA34357 | 333 | KY-Center Ridge 3-W | Rehab service line leak, 575 keniana | 2025-01-01 | 19.3333
| FA36695 | 346 | KY-Center Ridge 3-W | High Tide | 2025-01-01 | 14.3333
| CR3.346.000.01 | 346 | KY-Center Ridge 3-W | Mission Unit | 2020-12-31 | 10.3333
| FA34360 | 304 | KY-Center Ridge 4-W | Installed 6 foot chain-link fence | 2025-01-01 | 29.3333
| CR4.304.000.01 | 304 | KY-Center Ridge 4-W | Well House rehab | 2020-12-31 | 25.3333
| CR4.304.000.02 | 304 | KY-Center Ridge 4-W | Well House refurbishment + Site Work | 2022-01-01 | 26.3333
| CR4.304.000.03 | 304 | KY-Center Ridge 4-W | Building modifications (inside and outside) | 2023-07-31 | 27.9167
| CR4.304.000.04 | 304 | KY-Center Ridge 4-W | Chlorine Room | 2023-07-31 | 27.9167
| CR4.304.000.05 | 304 | KY-Center Ridge 4-W | Gravel for all weather road | 2023-07-31 | 27.9167
| CR4.304.000.06 | 304 | KY-Center Ridge 4-W | Fencing around well house | 2023-07-31 | 27.9167
| CR4.304.000.07 | 304 | KY-Center Ridge 4-W | Generator | 2023-07-31 | 27.9167
| FA36696 | 307 | KY-Center Ridge 4-W | 3 HP 1-phase water well motor | 2025-09-01 | 50
| CR4.396.000.01 | 310 | KY-Center Ridge 4-W | Mission monitoring | 2023-07-31 | 12.9167
| CR4.325.000.01 | 311 | KY-Center Ridge 4-W | Electrical upgrades in well house | 2023-07-31 | 7.9167
| FA34361 | 320 | KY-Center Ridge 4-W | Replacement of cl2 pump | 2025-01-01 | 19.3333
| CR4.320.000.01 | 320 | KY-Center Ridge 4-W | Chlorine equipment | 2023-07-31 | 17.9167
| FA34362 | 330 | KY-Center Ridge 4-W | Clean and paint tank | 2025-01-01 | 49.3333
| FA34363 | 330 | KY-Center Ridge 4-W | New pressure tank | 2025-01-01 | 49.3333
| FA34364 | 330 | KY-Center Ridge 4-W | Replaced culvert at water plant | 2025-01-01 | 49.3333
| FA36697 | 330 | KY-Center Ridge 4-W | Clean and paint tank | 2025-01-01 | 49.3333
| FA34365 | 331 | KY-Center Ridge 4-W | Clean valve pits and exercise valves in system | 2025-01-01 | 49.3333
| FA34366 | 331 | KY-Center Ridge 4-W | Rehab 3 inch water main | 2025-01-01 | 49.3333
| FA34367 | 331 | KY-Center Ridge 4-W | Replace 2" water main | 2025-01-01 | 49.3333
| FA34368 | 331 | KY-Center Ridge 4-W | Replace damaged 4 inch water main | 2025-01-01 | 49.3333
| FA34369 | 331 | KY-Center Ridge 4-W | Water main rehab @ Windsong Circle | 2025-01-01 | 49.3333
| FA34370 | 331 | KY-Center Ridge 4-W | Replace 45 inch section of 2 inch water main | 2025-01-01 | 49.3333
| FA34371 | 331 | KY-Center Ridge 4-W | 3" main rehab | 2025-01-01 | 49.3333
| FA36698 | 331 | KY-Center Ridge 4-W | New tap into main line | 2025-01-01 | 49.3333
| FA36699 | 331 | KY-Center Ridge 4-W | Repalce water main | 2025-01-01 | 49.3333
| CR4.331.000.01 | 331 | KY-Center Ridge 4-W | Fix Water Main | 2020-12-31 | 25.3333
| CR4.331.000.02 | 331 | KY-Center Ridge 4-W | Acquisition - Legal & Engineering | 2021-01-31 | 45.4167
| CR4.331.000.03 | 331 | KY-Center Ridge 4-W | Valve Replacement & Water Main Reconfig | 2022-01-01 | 46.3333
| FA34372 | 333 | KY-Center Ridge 4-W | Install new service line at 90 Grey Wolf | 2025-01-01 | 19.3333
| FA34373 | 333 | KY-Center Ridge 4-W | Replace service line at 482 Landmark Circle | 2025-01-01 | 19.3333
| FA34374 | 333 | KY-Center Ridge 4-W | Replaced tapping saddle & service line @ 363 Windsong | 2025-01-01 | 19.3333
| FA34375 | 333 | KY-Center Ridge 4-W | Replaced water service line | 2025-01-01 | 19.3333
| FA34376 | 333 | KY-Center Ridge 4-W | Install Tap for Bruce Plummer | 2025-01-01 | 19.3333
| FA34377 | 333 | KY-Center Ridge 4-W | Install water service Lot 8 Landmark Circle | 2025-01-01 | 19.3333
| FA36700 | 333 | KY-Center Ridge 4-W | Locate water main, tap & set new service line & meter | 2025-01-01 | 19.3333
| FA34378 | 334 | KY-Center Ridge 4-W | Replace water meter vavles | 2025-01-01 | 9.3333
| FA34379 | 334 | KY-Center Ridge 4-W | Replace water meter | 2025-01-01 | 9.3333
| CR4.334.000.01 | 334 | KY-Center Ridge 4-W | Meter Rehab | 2022-01-01 | 6.3333
| FA36701 | 346 | KY-Center Ridge 4-W | High Tide | 2025-01-01 | 14.3333
| CR4.346.000.01 | 346 | KY-Center Ridge 4-W | Mission Unit | 2020-12-31 | 10.3333
| FA36702 | 354 | KY-Center Ridge 4-W | Replaced missing shingles & rehab roof building | 2025-01-01 | 29.3333
| FA34397 | 303 | KY-Center Ridge-W | Land Asset | 2025-06-01 | n/a
| CR.303.000.01 | 303 | KY-Center Ridge-W | Acquisition - 2018 Annual Report Land & Land Rights | 2020-05-31 | n/a
| CR.303.000.02 | 303 | KY-Center Ridge-W | Acquisition Purchase Acctg - Allocated Plant Land appraisal | 2020-05-31 | n/a
| CR.303.000.03 | 303 | KY-Center Ridge-W | Acquisition Purchase Acctg - Allocated Easement appraisal | 2020-05-31 | n/a
| FA34380 | 304 | KY-Center Ridge-W | Construct new chlorine room @ well house | 2025-01-01 | 29.3333
| FA34381 | 304 | KY-Center Ridge-W | Building improvements | 2025-01-01 | 29.3333
| FA34382 | 304 | KY-Center Ridge-W | Install fence and gate | 2025-01-01 | 29.3333
| FA34383 | 304 | KY-Center Ridge-W | Install roofing and siding to wellhouse | 2025-01-01 | 29.3333
| FA34384 | 304 | KY-Center Ridge-W | Replace capacitor in well startup power box | 2025-01-01 | 29.3333
| FA34385 | 304 | KY-Center Ridge-W | Construction of 1000 gallon tank room | 2025-01-01 | 29.3333
| CR.304.000.02 | 304 | KY-Center Ridge-W | Acquisition - 2018 Pumping Equipment | 2020-05-31 | 24.75
| CR.304.000.03 | 304 | KY-Center Ridge-W | Chlorine Room | 2023-07-31 | 27.9167
| CR.304.000.04 | 304 | KY-Center Ridge-W | New heater in building | 2023-07-31 | 27.9167
| CR.304.000.05 | 304 | KY-Center Ridge-W | Building modifications (inside and outside) | 2023-07-31 | 27.9167
| CR1.304.000.01 | 304 | KY-Center Ridge-W | Site Cleanup | 2020-12-31 | 25.3333
| CR1.304.000.02 | 304 | KY-Center Ridge-W | Rehab & Maint | 2020-12-31 | 25.3333
| CR1.304.000.03 | 304 | KY-Center Ridge-W | Well House insulation, electric, paint | 2020-12-31 | 25.3333
| CR.307.000.01 | 307 | KY-Center Ridge-W | Acquisition - 2018 Wells & Springs | 2020-05-31 | 44.75
| FA34386 | 311 | KY-Center Ridge-W | Integrator 120V/60HZ, econ pumps & 5G Sodium Hypochlorite | 2025-01-01 | 9.3333
| FA34387 | 320 | KY-Center Ridge-W | Waterproof boarding and electrical services | 2025-01-01 | 19.3333
| CR.320.000.02 | 320 | KY-Center Ridge-W | Chlorine equipment | 2023-07-31 | 17.9167
| CR1.320.000.01 | 320 | KY-Center Ridge-W | Pumps for Chlorine Feed | 2020-12-31 | 15.3333
| CR1.320.000.02 | 320 | KY-Center Ridge-W | Gate Valves, construction materials | 2022-01-01 | 16.3333
| FA34388 | 330 | KY-Center Ridge-W | Clean and paint tank | 2025-01-01 | 49.3333
| FA34389 | 330 | KY-Center Ridge-W | New pressure tank | 2025-01-01 | 49.3333
| CR.330.000.01 | 330 | KY-Center Ridge-W | Acquisition - 2018 Dist Reservoirs & Standpipes | 2020-05-31 | 44.75
| CR.330.000.02 | 330 | KY-Center Ridge-W | Hydropneumatic tank Modification | 2023-07-31 | 47.9167
| FA34390 | 331 | KY-Center Ridge-W | Replace water line under driveway | 2025-01-01 | 49.3333
| FA34391 | 331 | KY-Center Ridge-W | 6 redi-clamps, PVC couplings | 2025-01-01 | 49.3333
| FA34392 | 331 | KY-Center Ridge-W | Rehab 3inch waterline | 2025-01-01 | 49.3333
| FA34393 | 331 | KY-Center Ridge-W | Rehab 3 inch leaking main on Parkside Drive | 2025-01-01 | 49.3333
| FA34396 | 331 | KY-Center Ridge-W | Dug up broken T fitting and replaced new fitting | 2025-06-01 | 49.75
| CR.331.000.01 | 331 | KY-Center Ridge-W | Acquisition - 2018 Annual Report Transmission & Dist Mains | 2020-05-31 | 44.75
| CR.331.000.02 | 331 | KY-Center Ridge-W | Water - Distribution System | 2021-01-31 | 45.4167
| CR.331.000.03 | 331 | KY-Center Ridge-W | Water - Distribution System | 2021-01-31 | 45.4167
| FA34394 | 333 | KY-Center Ridge-W | Water tap and meter installed @ 53 Lake Song | 2025-01-01 | 19.3333
| CR.333.000.01 | 333 | KY-Center Ridge-W | Acquisition - Land & Land Rights | 2020-05-31 | 14.75
| CR1.333.000.01 | 333 | KY-Center Ridge-W | Water Line Rehab | 2020-12-31 | 15.3333
| FA34395 | 334 | KY-Center Ridge-W | Replace meter box | 2025-01-01 | 9.3333
| CR1.334.000.02 | 334 | KY-Center Ridge-W | New Meter & Pipes | 2022-01-01 | 6.3333
| CR.340.000.01 | 340 | KY-Center Ridge-W | Acquisiton - Office Furniture & Equip | 2020-05-31 | 14.75
| CR1.346.000.01 | 346 | KY-Center Ridge-W | Mission Unit | 2020-12-31 | 10.3333
| FA13163 | 353 | KY-Commonwealth | Purchase Accounting - Land and Land Rights | 2024-01-01 | n/a
| FA13164 | 380 | KY-Commonwealth | Purchase Accounting | 2024-01-01 | 18.3333
| FA34415 | 353 | KY-Commonwealth(Wandering Hills)-WW | Land Asset | 2025-02-01 | n/a
| FA34398 | 354 | KY-Commonwealth(Wandering Hills)-WW | New drains | 2025-01-01 | 29.3333
| FA34399 | 354 | KY-Commonwealth(Wandering Hills)-WW | Installed gfci outlet and cut out most of the bottom boards on wall | 2025-01-01 | 29.3333
| FA34400 | 354 | KY-Commonwealth(Wandering Hills)-WW | Gravel for road | 2025-01-01 | 29.3333
| FA34401 | 354 | KY-Commonwealth(Wandering Hills)-WW | Added pipe to gutter down spout extending to ditch | 2025-01-01 | 29.3333
| FA34402 | 354 | KY-Commonwealth(Wandering Hills)-WW | Installed new computer board | 2025-01-01 | 29.3333
| FA34403 | 354 | KY-Commonwealth(Wandering Hills)-WW | Installed new exhaust fan and thermostat inside building | 2025-01-01 | 29.3333
| FA34404 | 354 | KY-Commonwealth(Wandering Hills)-WW | Added deck boards and 2x4s to bottom of wall | 2025-01-01 | 29.3333
| FA34405 | 354 | KY-Commonwealth(Wandering Hills)-WW | Lay rock and spread posts for gate | 2025-01-01 | 29.3333
| FA34406 | 371 | KY-Commonwealth(Wandering Hills)-WW | Install new pump and 3 floats | 2025-01-01 | 9.3333
| FA34407 | 371 | KY-Commonwealth(Wandering Hills)-WW | Submerged well pump | 2025-01-01 | 9.3333
| FA34408 | 371 | KY-Commonwealth(Wandering Hills)-WW | Submerged well pump | 2025-01-01 | 9.3333
| FA34409 | 371 | KY-Commonwealth(Wandering Hills)-WW | Wiring and pipe fittings for pump | 2025-01-01 | 9.3333
| FA34410 | 371 | KY-Commonwealth(Wandering Hills)-WW | New Pump | 2025-01-01 | 9.3333
| FA34411 | 371 | KY-Commonwealth(Wandering Hills)-WW | New backup pump | 2025-01-01 | 9.3333
| FA34412 | 371 | KY-Commonwealth(Wandering Hills)-WW | Installed new filters inside building for jet pumps | 2025-01-01 | 9.3333
| FA34413 | 371 | KY-Commonwealth(Wandering Hills)-WW | Replaced water line for jet pumps | 2025-01-01 | 9.3333
| FA34414 | 396 | KY-Commonwealth(Wandering Hills)-WW | High Tide | 2025-02-01 | 14.4167
| FA36703 | 396 | KY-Commonwealth(Wandering Hills)-WW | High Tide | 2025-07-01 | 14.8333
| DC.370.000.01 | 353 | KY-Darlington Creek-WW | Acquisition Purchase Acctg - Closing Costs | 2022-03-31 | n/a
| FA34416 | 354 | KY-Darlington Creek-WW | Fence | 2025-01-01 | 29.3333
| FA34417 | 354 | KY-Darlington Creek-WW | Security cameras | 2025-01-01 | 29.3333
| FA34418 | 354 | KY-Darlington Creek-WW | Rewire and replace timing relay, backup battery, and UPS for pump 1 | 2025-01-01 | 29.3333
| FA34419 | 354 | KY-Darlington Creek-WW | Spread rock for driveway | 2025-01-01 | 29.3333
| FA34420 | 354 | KY-Darlington Creek-WW | Installed wire mesh and mulch to cover gaps from ground to fence | 2025-01-01 | 29.3333
| FA34421 | 354 | KY-Darlington Creek-WW | Railings and electrical | 2025-01-01 | 29.3333
| FA36704 | 354 | KY-Darlington Creek-WW | Alternating relay | 2025-01-01 | 29.3333
| DC.352.200.01 | 361 | KY-Darlington Creek-WW | Legal & Engineering | 2022-11-30 | 47.1667
| FA34726 | 363 | KY-Darlington Creek-WW | Tap connection | 2025-03-01 | 49.5
| FA34422 | 364 | KY-Darlington Creek-WW | Flow meter | 2025-03-01 | 29.5
| FA34423 | 364 | KY-Darlington Creek-WW | Installed declor dispenser | 2025-01-01 | 29.3333
| FA34424 | 371 | KY-Darlington Creek-WW | Digital disposing pump | 2025-01-01 | 9.3333
| FA36705 | 371 | KY-Darlington Creek-WW | Revamp backwash sludge pump | 2025-01-01 | 9.3333
| FA36706 | 371 | KY-Darlington Creek-WW | New motor for blower | 2025-01-01 | 9.3333
| FA36707 | 371 | KY-Darlington Creek-WW | Install alternating switch for blowers | 2025-01-01 | 9.3333
| FA34425 | 380 | KY-Darlington Creek-WW | Installed new ball valves on RAS line | 2025-01-01 | 19.3333
| FA34426 | 380 | KY-Darlington Creek-WW | Installed diffuser for aeration tank | 2025-01-01 | 19.3333
| FA34427 | 380 | KY-Darlington Creek-WW | Installed valves for skimmer stank | 2025-01-01 | 19.3333
| FA34428 | 380 | KY-Darlington Creek-WW | Installed chlorine dispenser | 2025-01-01 | 19.3333
| FA34433 | 380 | KY-Darlington Creek-WW | Replace gate valve | 2025-01-01 | 19.3333
| FA36708 | 380 | KY-Darlington Creek-WW | Installing new diffusers for blower & aeration tank | 2025-01-01 | 19.3333
| FA34429 | 393 | KY-Darlington Creek-WW | Build workbench | 2025-01-01 | 9.3333
| FA34430 | 393 | KY-Darlington Creek-WW | Install Mixer in mixing chamber | 2025-03-01 | 9.5
| FA34434 | 393 | KY-Darlington Creek-WW | Install Mixer in mixing chamber | 2025-03-01 | 9.5
| FA13500 | 396 | KY-Darlington Creek-WW | CIP Transfer - High Tide | 2023-02-28 | 12.4167
| FA34431 | 396 | KY-Darlington Creek-WW | Install Hightide monitor | 2025-01-01 | 14.3333
| FA34432 | 396 | KY-Darlington Creek-WW | Change out communication card from Verizon to ATT. Add mixers to high tide | 2025-02-01 | 14.4167
| FA34465 | 353 | KY-Delaplain Disposal-WW | Land Asset | 2025-06-01 | n/a
| DP.310.000.04 | 353 | KY-Delaplain Disposal-WW | Earnest Money for Acquisition | 2022-01-01 | n/a
| DP.310.100.01 | 353 | KY-Delaplain Disposal-WW | Acquisition - Closing Costs | 2021-02-28 | n/a
| DP.310.100.02 | 353 | KY-Delaplain Disposal-WW | Acquisition - Pro-rated from appraisal | 2021-02-28 | n/a
| DP.310.100.03 | 353 | KY-Delaplain Disposal-WW | Acquisition - Pro-rated from appraisal | 2021-02-28 | n/a
| FA34458 | 354 | KY-Delaplain Disposal-WW | Build up road to l/s | 2025-03-01 | 29.5
| DP.311.000.01 | 354 | KY-Delaplain Disposal-WW | Acquisition - Structures & Improv | 2021-02-28 | 25.4167
| FA34435 | 360 | KY-Delaplain Disposal-WW | Installed mechanical sleeve on influent pipe | 2025-01-01 | 49.3333
| FA36709 | 360 | KY-Delaplain Disposal-WW | Raise casting w/ riser & reset manhole casting | 2025-01-01 | 49.3333
| FA36710 | 361 | KY-Delaplain Disposal-WW | Manhole rehab | 2025-03-01 | 49.5
| FA36711 | 361 | KY-Delaplain Disposal-WW | Water Line Rehab | 2025-01-01 | 49.3333
| FA36712 | 361 | KY-Delaplain Disposal-WW | Install 12" saddle wrap on pipe | 2025-01-01 | 49.3333
| FA36713 | 361 | KY-Delaplain Disposal-WW | Sanitary sewer line rehab | 2025-01-01 | 49.3333
| FA36718 | 361 | KY-Delaplain Disposal-WW | Repaired broken line | 2025-01-01 | 49.3333
| DP.352.200.01 | 361 | KY-Delaplain Disposal-WW | Acquisition - Collection Sewer - Gravity | 2021-02-28 | 45.4167
| DP.352.200.02 | 361 | KY-Delaplain Disposal-WW | Acquisition - Legal & Engineering | 2021-10-31 | 46.1667
| FA34727 | 363 | KY-Delaplain Disposal-WW | Rehab broken sewer lateral @ 261 Triport | 2025-01-01 | 49.3333
| DP.353.000.01 | 363 | KY-Delaplain Disposal-WW | Acquisition - Other Collection Facilities | 2021-02-28 | 45.4167
| FA34436 | 364 | KY-Delaplain Disposal-WW | Install new flow meter and flow sensor | 2025-01-01 | 29.3333
| FA34456 | 364 | KY-Delaplain Disposal-WW | Troubleshooting flow meter | 2025-01-01 | 29.3333
| FA34463 | 364 | KY-Delaplain Disposal-WW | Relocate Flow meter | 2025-04-01 | 29.5833
| DP.355.000.01 | 364 | KY-Delaplain Disposal-WW | Acquisition - Flow Measuring Devices | 2021-02-28 | 25.4167
| FA34437 | 371 | KY-Delaplain Disposal-WW | Replace pump | 2025-01-01 | 9.3333
| FA34438 | 371 | KY-Delaplain Disposal-WW | Reinstall pump, replaced breaker | 2025-01-01 | 9.3333
| FA34439 | 371 | KY-Delaplain Disposal-WW | Pump station replace bad motor | 2025-01-01 | 9.3333
| FA34440 | 371 | KY-Delaplain Disposal-WW | Pump rehab | 2025-01-01 | 9.3333
| FA34441 | 371 | KY-Delaplain Disposal-WW | New pump for lift station | 2025-01-01 | 9.3333
| FA34442 | 371 | KY-Delaplain Disposal-WW | New pump for lift station | 2025-01-01 | 9.3333
| FA34443 | 371 | KY-Delaplain Disposal-WW | Rebuild surge pump 1 | 2025-01-01 | 9.3333
| FA34444 | 371 | KY-Delaplain Disposal-WW | Rebuild surge pump 2 | 2025-01-01 | 9.3333
| FA34445 | 371 | KY-Delaplain Disposal-WW | Changed overload in pump | 2025-01-01 | 9.3333
| FA34446 | 371 | KY-Delaplain Disposal-WW | Install new surge pump | 2025-01-01 | 9.3333
| FA34447 | 371 | KY-Delaplain Disposal-WW | Rehab pump | 2025-01-01 | 9.3333
| FA34448 | 371 | KY-Delaplain Disposal-WW | Rehab pump | 2025-01-01 | 9.3333
| FA34449 | 371 | KY-Delaplain Disposal-WW | Install pump at Moonlake LS1 | 2025-02-01 | 9.4167
| FA34450 | 371 | KY-Delaplain Disposal-WW | Install pump at Moonlake LS1 | 2025-02-01 | 9.4167
| FA34451 | 371 | KY-Delaplain Disposal-WW | Replace surge pump | 2025-01-01 | 9.3333
| FA34452 | 371 | KY-Delaplain Disposal-WW | Gemini Trail Pump and Guide Rail Adaptor and Lifting Bail | 2025-02-01 | 9.4167
| FA34459 | 371 | KY-Delaplain Disposal-WW | Installed pump | 2025-04-01 | 9.5833
| FA34461 | 371 | KY-Delaplain Disposal-WW | Pump rehab | 2025-04-01 | 9.5833
| FA34462 | 371 | KY-Delaplain Disposal-WW | New pump install and lag float install | 2025-03-01 | 9.5
| FA34464 | 371 | KY-Delaplain Disposal-WW | New Pump | 2025-06-01 | 9.75
| FA36714 | 371 | KY-Delaplain Disposal-WW | Install pump 2 and replace float switches | 2025-01-01 | 9.3333
| FA36715 | 371 | KY-Delaplain Disposal-WW | Install crane hoist for pumps | 2025-01-01 | 9.3333
| FA36716 | 371 | KY-Delaplain Disposal-WW | Replace leaking backflow preventor | 2025-01-01 | 9.3333
| DP.363.000.01 | 371 | KY-Delaplain Disposal-WW | Pump | 2022-01-01 | 6.3333
| FA34453 | 380 | KY-Delaplain Disposal-WW | Rehab diffusers | 2025-01-01 | 19.3333
| FA34454 | 380 | KY-Delaplain Disposal-WW | Install new Cl2 and So2 equipment | 2025-01-01 | 19.3333
| FA34455 | 380 | KY-Delaplain Disposal-WW | Replace section of air line at plant | 2025-01-01 | 19.3333
| FA34457 | 380 | KY-Delaplain Disposal-WW | Rehabed airline at plant effluent replaced pvc pipe with metal piping | 2025-01-01 | 19.3333
| FA36717 | 380 | KY-Delaplain Disposal-WW | 150 LB Chlorine Cylinder | 2025-08-01 | 19.9167
| DP.372.000.01 | 380 | KY-Delaplain Disposal-WW | Acquisition - Treatment & Disposal Equipment | 2021-02-28 | 15.4167
| DP.372.000.02 | 380 | KY-Delaplain Disposal-WW | Effluent Filter | 2023-07-31 | 17.9167
| DP.376.000.01 | 380 | KY-Delaplain Disposal-WW | Acquisition - Other Treatment Equip | 2021-02-28 | 15.4167
| FA13501 | 396 | KY-Delaplain Disposal-WW | CIP Transfer - High Tide | 2023-02-28 | 12.4167
| FA13502 | 396 | KY-Delaplain Disposal-WW | CIP Transfer - High Tide | 2023-01-01 | 12.3333
| FA13503 | 396 | KY-Delaplain Disposal-WW | CIP Transfer - High Tide | 2023-01-01 | 12.3333
| FA13504 | 396 | KY-Delaplain Disposal-WW | CIP Transfer - High Tide | 2023-01-01 | 12.3333
| FA34460 | 396 | KY-Delaplain Disposal-WW | High Tide | 2025-04-01 | 14.5833
| FA30466 | 353 | KY-Fox Run-WW | Land asset - Lilly Easement | 2024-12-01 | n/a
| FR.370.000.01 | 353 | KY-Fox Run-WW | Acquisition Purchase Acctg - Closing Costs | 2019-09-30 | n/a
| FA34466 | 354 | KY-Fox Run-WW | Install new pump breaker | 2025-01-01 | 29.3333
| FA34467 | 354 | KY-Fox Run-WW | Lay concrete and move chlorine pump box | 2025-01-01 | 29.3333
| FA34468 | 354 | KY-Fox Run-WW | Install new fence | 2025-01-01 | 29.3333
| FA34469 | 354 | KY-Fox Run-WW | Replaced all electrical outlets | 2025-01-01 | 29.3333
| FA34470 | 354 | KY-Fox Run-WW | Lay and spread gravel for driveway | 2025-01-01 | 29.3333
| FA34471 | 354 | KY-Fox Run-WW | New control panel & supplies | 2025-01-01 | 29.3333
| FA34472 | 354 | KY-Fox Run-WW | Install ladder | 2025-01-01 | 29.3333
| FA34473 | 354 | KY-Fox Run-WW | New Building | 2025-01-01 | 29.3333
| FA34697 | 354 | KY-Fox Run-WW | Fencing | 2025-01-01 | 29.3333
| FA36719 | 354 | KY-Fox Run-WW | Install metal siding for chlorine room | 2025-03-01 | 29.5
| FA36720 | 354 | KY-Fox Run-WW | Rewiring blower motor | 2025-01-01 | 29.3333
| FR.311.000.01 | 354 | KY-Fox Run-WW | Plant & Site Cleanup | 2020-01-31 | 24.4167
| FR.311.000.02 | 354 | KY-Fox Run-WW | Fencing & Road Updates | 2020-03-31 | 24.5833
| FR.311.000.03 | 354 | KY-Fox Run-WW | Acquisition - Legal & Engineering | 2020-12-31 | 25.3333
| FR.311.000.04 | 354 | KY-Fox Run-WW | Site work cleanup | 2022-01-01 | 26.3333
| FR.311.000.05 | 354 | KY-Fox Run-WW | Built new Shed | 2022-01-01 | 26.3333
| FA34474 | 360 | KY-Fox Run-WW | Lift station rehab | 2025-01-01 | 49.3333
| FA34475 | 360 | KY-Fox Run-WW | Install air line | 2025-01-01 | 49.3333
| FA36721 | 360 | KY-Fox Run-WW | Rehab 1.5" force main outside of pump station | 2025-08-01 | 49.9167
| FA36722 | 360 | KY-Fox Run-WW | Replace float at liftstation | 2025-01-01 | 49.3333
| FR.352.100.01 | 360 | KY-Fox Run-WW | LS Rehab | 2020-01-31 | 44.4167
| FR.352.100.02 | 360 | KY-Fox Run-WW | Acquisition - Legal & Engineering | 2020-03-31 | 44.5833
| FR.352.100.03 | 360 | KY-Fox Run-WW | Acquisition - Legal & Engineering | 2020-04-30 | 44.5833
| FR.352.100.04 | 360 | KY-Fox Run-WW | Acquisition - Legal & Engineering | 2021-01-31 | 45.4167
| FR.352.200.01 | 361 | KY-Fox Run-WW | Rehab Leaks | 2022-01-01 | 46.3333
| FA34476 | 364 | KY-Fox Run-WW | Install and calibrate new flow meter | 2025-01-01 | 29.3333
| FA34698 | 364 | KY-Fox Run-WW | Flow equalization storage | 2025-01-01 | 29.3333
| FA36723 | 364 | KY-Fox Run-WW | Installing effluent flow meter | 2025-01-01 | 29.3333
| FA34477 | 371 | KY-Fox Run-WW | Replaced float switch | 2025-01-01 | 9.3333
| FA34478 | 371 | KY-Fox Run-WW | Replace parts on blower | 2025-01-01 | 9.3333
| FA34479 | 371 | KY-Fox Run-WW | Calibrate pump and reinstall rubber wedge bushing and valve | 2025-01-01 | 9.3333
| FA34480 | 371 | KY-Fox Run-WW | Grinder Pump | 2025-01-01 | 9.3333
| FA34481 | 371 | KY-Fox Run-WW | Refurbish grinder pump, floats, capacitors, new lid for liftstation | 2025-01-01 | 9.3333
| FA34482 | 371 | KY-Fox Run-WW | Replace pump for liftstation | 2025-01-01 | 9.3333
| FA34483 | 371 | KY-Fox Run-WW | Replace sump pump | 2025-01-01 | 9.3333
| FA34484 | 371 | KY-Fox Run-WW | Replaced piping on bottom of blower, reconnect air header | 2025-01-01 | 9.3333
| FA34485 | 371 | KY-Fox Run-WW | Rebuild pumps | 2025-01-01 | 9.3333
| FA34699 | 371 | KY-Fox Run-WW | New blowers | 2025-01-01 | 9.3333
| FA36724 | 371 | KY-Fox Run-WW | Rehab grinder pump | 2025-01-01 | 9.3333
| FA36725 | 371 | KY-Fox Run-WW | Installed new pump piping | 2025-01-01 | 9.3333
| FA36726 | 371 | KY-Fox Run-WW | Replaced pump capacitors | 2025-01-01 | 9.3333
| FA36727 | 371 | KY-Fox Run-WW | Install new pump | 2025-01-01 | 9.3333
| FA36728 | 371 | KY-Fox Run-WW | Installed rebuilt pumps & help install influent pumps | 2025-01-01 | 9.3333
| FR.363.000.01 | 371 | KY-Fox Run-WW | Acquisition Purchase Acctg - Electronic Pumping Equip | 2019-09-30 | 4
| FR.363.000.02 | 371 | KY-Fox Run-WW | Refurbish Pump | 2020-01-31 | 4.4167
| FR.363.000.03 | 371 | KY-Fox Run-WW | Install Pump Station | 2022-01-01 | 6.3333
| FA34486 | 380 | KY-Fox Run-WW | Weld patch in tank | 2025-01-01 | 19.3333
| FA34487 | 380 | KY-Fox Run-WW | New chlorine pumps | 2025-01-01 | 19.3333
| FA34488 | 380 | KY-Fox Run-WW | Install new wasting line to digester | 2025-01-01 | 19.3333
| FA34489 | 380 | KY-Fox Run-WW | Rehab air header | 2025-03-01 | 19.5
| FA34700 | 380 | KY-Fox Run-WW | Sludge Holding Tank | 2025-01-01 | 19.3333
| FA36729 | 380 | KY-Fox Run-WW | Installed new 5 HP blower motor | 2025-01-01 | 19.3333
| FA36730 | 380 | KY-Fox Run-WW | Installed new 3 HP blower motor | 2025-01-01 | 19.3333
| FA36731 | 380 | KY-Fox Run-WW | Installed new 7 HP blower motor | 2025-01-01 | 19.3333
| FA36732 | 380 | KY-Fox Run-WW | Install new blower | 2025-01-01 | 19.3333
| FR.372.000.02 | 380 | KY-Fox Run-WW | Blower/Pump Refurb | 2020-03-31 | 14.5833
| FR.372.000.03 | 380 | KY-Fox Run-WW | Acquisition - Legal & Engineering | 2020-06-30 | 14.75
| FR.372.000.04 | 380 | KY-Fox Run-WW | Blower/Pump Refurb | 2020-01-31 | 14.4167
| FA13505 | 396 | KY-Fox Run-WW | CIP Transfer - High Tide | 2023-01-01 | 12.3333
| FA13506 | 396 | KY-Fox Run-WW | CIP Transfer - High Tide | 2023-01-01 | 12.3333
| FA13507 | 396 | KY-Fox Run-WW | CIP Transfer - High Tide | 2023-01-01 | 12.3333
| FA30467 | 353 | KY-Golden Acres-WW | Land asset - Easement | 2024-12-01 | n/a
| GA.370.000.01 | 353 | KY-Golden Acres-WW | Acquisition Purchase Acctg - Closing Costs | 2019-09-30 | n/a
| FA34491 | 354 | KY-Golden Acres-WW | Replaced damaged electrical | 2025-01-01 | 29.3333
| FA36733 | 354 | KY-Golden Acres-WW | Install primary pole in line | 2025-01-01 | 29.3333
| GA.311.000.01 | 354 | KY-Golden Acres-WW | Rock for Road | 2020-01-31 | 24.4167
| GA.311.000.02 | 354 | KY-Golden Acres-WW | Sitework | 2020-12-31 | 25.3333
| GA.311.000.03 | 354 | KY-Golden Acres-WW | Concrete Pad for Blower | 2022-01-01 | 26.3333
| GA.311.000.04 | 354 | KY-Golden Acres-WW | patch cracks/add concrete around colvert & driveway | 2022-01-01 | 26.3333
| GA.311.000.05 | 354 | KY-Golden Acres-WW | Site Work | 2023-07-31 | 27.9167
| GA.311.000.06 | 354 | KY-Golden Acres-WW | Grading | 2023-07-31 | 27.9167
| GA.352.100.01 | 360 | KY-Golden Acres-WW | Smoke test TREKK | 2020-01-31 | 44.4167
| GA.352.100.02 | 360 | KY-Golden Acres-WW | Acquisition - Legal & Engineering | 2020-03-31 | 44.5833
| GA.352.100.03 | 360 | KY-Golden Acres-WW | Build LS Control Panels | 2020-06-30 | 44.75
| GA.352.100.04 | 360 | KY-Golden Acres-WW | Acquisition - Legal & Engineering | 2021-01-31 | 45.4167
| GA.352.100.06 | 360 | KY-Golden Acres-WW | Collection System Rehab | 2021-08-01 | 45.9167
| GA.352.200.01 | 361 | KY-Golden Acres-WW | Acquisition Purchase Acctg - Collection Sewers Gravity | 2019-09-30 | 44
| GA.355.000.01 | 364 | KY-Golden Acres-WW | Flow Monitor | 2022-01-01 | 26.3333
| FA34490 | 371 | KY-Golden Acres-WW | Replace bad blower motor | 2025-01-01 | 9.3333
| FA34493 | 371 | KY-Golden Acres-WW | Replace pump | 2025-04-01 | 9.5833
| GA.363.000.01 | 371 | KY-Golden Acres-WW | New Pump | 2020-12-31 | 5.3333
| GA.363.000.02 | 371 | KY-Golden Acres-WW | Acquisition Purchase Acctg - Closing Costs | 2019-09-30 | 4
| FA34492 | 380 | KY-Golden Acres-WW | New chemical pump to plant | 2025-01-01 | 19.3333
| FA36734 | 380 | KY-Golden Acres-WW | Warren Electric-Baldor Motor | 2025-01-01 | 19.3333
| GA.372.000.01 | 380 | KY-Golden Acres-WW | New main in control panel, replace motor pulleys, | 2020-01-31 | 14.4167
| GA.372.000.02 | 380 | KY-Golden Acres-WW | Blower + New control panel | 2020-03-31 | 14.5833
| GA.372.000.03 | 380 | KY-Golden Acres-WW | Pipes, Plugs, Panel, Timing Range | 2020-06-30 | 14.75
| GA.372.000.04 | 380 | KY-Golden Acres-WW | D.O. Aeration | 2021-08-01 | 15.9167
| GA.372.000.05 | 380 | KY-Golden Acres-WW | Peracetic Acid Disinfection | 2023-07-31 | 17.9167
| GA.372.000.06 | 380 | KY-Golden Acres-WW | Flow equalization storage | 2023-07-31 | 17.9167
| GA.372.000.07 | 380 | KY-Golden Acres-WW | Diffusers | 2023-07-31 | 17.9167
| GA.374.000.01 | 382 | KY-Golden Acres-WW | Effluent Pipe Replacement | 2021-10-01 | 46.0833
| FA13508 | 396 | KY-Golden Acres-WW | CIP Transfer - High Tide | 2023-01-01 | 12.3333
| FA13509 | 396 | KY-Golden Acres-WW | CIP Transfer - High Tide | 2023-01-01 | 12.3333
| GO.370.000.01 | 353 | KY-Great Oaks-WW | Acquisition Purchase Acctg - Closing Costs | 2019-09-30 | n/a
| FA34495 | 354 | KY-Great Oaks-WW | Install new fence | 2025-01-01 | 29.3333
| FA34498 | 354 | KY-Great Oaks-WW | Replace bad breaker | 2025-01-01 | 29.3333
| FA34701 | 354 | KY-Great Oaks-WW | Grading, seeding and straw | 2025-01-01 | 29.3333
| FA34702 | 354 | KY-Great Oaks-WW | Gravel for Digester base due to poor soil | 2025-01-01 | 29.3333
| FA36735 | 354 | KY-Great Oaks-WW | Expand road by station | 2025-01-01 | 29.3333
| GO. 311.000.05 | 354 | KY-Great Oaks-WW | painting steps & handrails | 2022-01-01 | 26.3333
| GO.311.000.01 | 354 | KY-Great Oaks-WW | Refurbish plant grounds | 2020-01-31 | 24.4167
| GO.311.000.02 | 354 | KY-Great Oaks-WW | Plant structure upgrades - paint, tank coating, floor work | 2020-06-30 | 24.75
| GO.311.000.03 | 354 | KY-Great Oaks-WW | Gate | 2020-12-31 | 25.3333
| GO.311.000.04 | 354 | KY-Great Oaks-WW | Sludge Holding Tank | 2021-11-01 | 26.1667
| FA34494 | 360 | KY-Great Oaks-WW | Rehab Lift station | 2025-01-01 | 49.3333
| FA34703 | 360 | KY-Great Oaks-WW | Collection System Modification | 2025-01-01 | 49.3333
| FA36736 | 360 | KY-Great Oaks-WW | Replaced lift station control switches | 2025-01-01 | 49.3333
| GO.352.100.01 | 360 | KY-Great Oaks-WW | LS Refurbishment | 2020-01-31 | 44.4167
| GO.352.100.02 | 360 | KY-Great Oaks-WW | Acquisition - Legal & Engineering | 2020-03-31 | 44.5833
| GO.352.100.03 | 360 | KY-Great Oaks-WW | Refurbish LS/clairifier | 2020-06-30 | 44.75
| GO.352.100.04 | 360 | KY-Great Oaks-WW | Ran push camera in sewer lines | 2020-12-31 | 45.3333
| GO.352.100.05 | 360 | KY-Great Oaks-WW | Site work, Lateral refurbishment | 2020-12-31 | 45.3333
| GO.352.100.06 | 360 | KY-Great Oaks-WW | Weld and installed lift station force main | 2020-12-31 | 45.3333
| GO.352.100.07 | 360 | KY-Great Oaks-WW | Acquisition - Legal & Engineering | 2021-01-31 | 45.4167
| GO.352.100.08 | 360 | KY-Great Oaks-WW | Acquisition - Legal & Engineering | 2021-01-31 | 45.4167
| GO.352.200.01 | 361 | KY-Great Oaks-WW | Acquisition Purchase Acctg - Collection Sewers Gravity | 2019-09-30 | 44
| FA34496 | 371 | KY-Great Oaks-WW | New belts and air filters for blowers | 2025-01-01 | 9.3333
| FA34500 | 371 | KY-Great Oaks-WW | Blower rehab | 2025-01-01 | 9.3333
| FA36737 | 371 | KY-Great Oaks-WW | Replace lift station floats, coil, starter | 2025-01-01 | 9.3333
| GO.363.000.01 | 371 | KY-Great Oaks-WW | Pump for LS | 2020-03-31 | 4.5833
| GO.363.000.02 | 371 | KY-Great Oaks-WW | Acquisition Purchase Acctg - Closing Costs | 2019-09-30 | 4
| FA34499 | 380 | KY-Great Oaks-WW | Rehab airline inside storage tank | 2025-01-01 | 19.3333
| FA34501 | 380 | KY-Great Oaks-WW | Replace 3" Hayward Ball Valve | 2025-01-01 | 19.3333
| FA34704 | 380 | KY-Great Oaks-WW | Aeration in Digester | 2025-01-01 | 19.3333
| GO.372.000.01 | 380 | KY-Great Oaks-WW | Refurbish sludge holding/pumping equip | 2020-01-31 | 14.4167
| GO.372.000.02 | 380 | KY-Great Oaks-WW | Blower + equipment/labor | 2020-03-31 | 14.5833
| GO.372.000.03 | 380 | KY-Great Oaks-WW | Refurbish digester | 2020-06-30 | 14.75
| GO.372.000.04 | 380 | KY-Great Oaks-WW | Cleaned Clarifiers | 2020-12-31 | 15.3333
| GO.372.000.05 | 380 | KY-Great Oaks-WW | Blowers | 2021-09-01 | 16
| GO.372.000.06 | 380 | KY-Great Oaks-WW | Build new Aeration System | 2022-01-01 | 16.3333
| GO.373.000.01 | 381 | KY-Great Oaks-WW | Yard Piping | 2021-09-01 | 36
| FA34497 | 396 | KY-Great Oaks-WW | Install High Tide | 2025-01-01 | 14.3333
| FA36738 | 396 | KY-Great Oaks-WW | High Tide | 2025-01-01 | 14.3333
| HH.310.100.01 | 353 | KY-Herrington Haven-WW | Land & Land Rights | 2021-02-28 | n/a
| HH.310.100.02 | 353 | KY-Herrington Haven-WW | Land & Land Rights | 2021-02-28 | n/a
| FA34502 | 354 | KY-Herrington Haven-WW | Replace fence boards | 2025-01-01 | 29.3333
| FA34503 | 354 | KY-Herrington Haven-WW | Build concrete steps for entry way | 2025-01-01 | 29.3333
| FA34504 | 354 | KY-Herrington Haven-WW | Install new 60 amp pole breaker | 2025-01-01 | 29.3333
| FA34705 | 354 | KY-Herrington Haven-WW | Concrete | 2025-01-01 | 29.3333
| FA34706 | 354 | KY-Herrington Haven-WW | Electrical | 2025-01-01 | 29.3333
| FA34707 | 354 | KY-Herrington Haven-WW | Sitework & Grading | 2025-01-01 | 29.3333
| FA36739 | 354 | KY-Herrington Haven-WW | Install new handrails | 2025-01-01 | 29.3333
| FA36740 | 354 | KY-Herrington Haven-WW | Guard rail rehab | 2025-01-01 | 29.3333
| HH.311.000.01 | 354 | KY-Herrington Haven-WW | Gravel Driveway | 2021-06-01 | 25.75
| HH.311.000.02 | 354 | KY-Herrington Haven-WW | Structural Grating & Hand Rails | 2021-06-01 | 25.75
| HH.352.200.01 | 361 | KY-Herrington Haven-WW | Collection Sewers - Gravity | 2021-02-28 | 45.4167
| HH.352.200.02 | 361 | KY-Herrington Haven-WW | Collection Sewers - Gravity | 2021-02-28 | 45.4167
| HH.352.200.03 | 361 | KY-Herrington Haven-WW | Acquisition - Legal & Engineering | 2021-10-31 | 46.1667
| FA34505 | 371 | KY-Herrington Haven-WW | Install new blower | 2025-01-01 | 9.3333
| FA36741 | 371 | KY-Herrington Haven-WW | Replaced blower & belt | 2025-01-01 | 9.3333
| FA34506 | 380 | KY-Herrington Haven-WW | Installed UV light in secondary contact tank | 2025-01-01 | 19.3333
| FA34507 | 380 | KY-Herrington Haven-WW | Replace T in air line | 2025-01-01 | 19.3333
| FA34508 | 380 | KY-Herrington Haven-WW | Installed parasitic acid pump | 2025-01-01 | 19.3333
| FA34509 | 380 | KY-Herrington Haven-WW | Tap air header and run air to last contact chamber | 2025-01-01 | 19.3333
| FA34510 | 380 | KY-Herrington Haven-WW | Installed uv light | 2025-01-01 | 19.3333
| FA34512 | 380 | KY-Herrington Haven-WW | Rehab to skimmer return line | 2025-01-01 | 19.3333
| FA34708 | 380 | KY-Herrington Haven-WW | Blowers and Aeration System | 2025-01-01 | 19.3333
| FA34709 | 380 | KY-Herrington Haven-WW | IFAS System | 2025-01-01 | 19.3333
| FA34710 | 380 | KY-Herrington Haven-WW | Mechanical & Piping | 2025-01-01 | 19.3333
| FA34711 | 380 | KY-Herrington Haven-WW | Paracetic Acid Disinfection System | 2025-01-01 | 19.3333
| FA36742 | 380 | KY-Herrington Haven-WW | Rehab diffuser & air pipe | 2025-01-01 | 19.3333
| HH.373.000.01 | 381 | KY-Herrington Haven-WW | Plant Sewers | 2021-02-28 | 35.4167
| FA34511 | 382 | KY-Herrington Haven-WW | New installation of air bubbler for effluent water line | 2025-01-01 | 49.3333
| FA13510 | 396 | KY-Herrington Haven-WW | CIP Transfer - High Tide | 2023-02-28 | 12.4167
| KW.310.100.01 | 353 | KY-Kingswood-WW | Acquisition Purchase Acctg Land & Land Rights | 2019-09-30 | n/a
| KW.370.000.01 | 353 | KY-Kingswood-WW | Acquisition Purchase Acctg - Closing Costs | 2019-09-30 | n/a
| FA34513 | 354 | KY-Kingswood-WW | Rehab driveway at plant | 2025-01-01 | 29.3333
| FA34514 | 354 | KY-Kingswood-WW | Paint hand rails | 2025-01-01 | 29.3333
| FA34515 | 354 | KY-Kingswood-WW | Level gound in yard | 2025-01-01 | 29.3333
| FA36743 | 354 | KY-Kingswood-WW | Install external antenna on outside of building | 2025-07-01 | 29.8333
| FA36744 | 354 | KY-Kingswood-WW | New drain box | 2025-01-01 | 29.3333
| KW.311.000.01 | 354 | KY-Kingswood-WW | Acquisition Purchase Acctg - Structures & Improvements | 2019-09-30 | 24
| KW.311.000.02 | 354 | KY-Kingswood-WW | Plant Structure Upgrades | 2020-03-31 | 24.5833
| KW.311.000.03 | 354 | KY-Kingswood-WW | Plant Structure Upgrades | 2020-01-31 | 24.4167
| KW.311.000.04 | 354 | KY-Kingswood-WW | Sitework | 2020-12-31 | 25.3333
| KW.311.000.05 | 354 | KY-Kingswood-WW | Paint & Weld Handrails | 2021-07-31 | 25.9167
| KW.311.000.06 | 354 | KY-Kingswood-WW | Site work cleanup | 2022-01-01 | 26.3333
| FA34516 | 360 | KY-Kingswood-WW | Liftstation rehab | 2025-01-01 | 49.3333
| FA34517 | 360 | KY-Kingswood-WW | Liftstation rehab | 2025-01-01 | 49.3333
| FA34518 | 360 | KY-Kingswood-WW | Installing the cleanouts in the force main | 2025-01-01 | 49.3333
| FA36745 | 360 | KY-Kingswood-WW | Installing risers & securing manhole | 2025-01-01 | 49.3333
| KW.352.100.01 | 360 | KY-Kingswood-WW | Recondition sewer lines/LS | 2020-01-31 | 44.4167
| KW.352.100.02 | 360 | KY-Kingswood-WW | Acquisition - Legal & Engineering | 2020-03-31 | 44.5833
| KW.352.100.03 | 360 | KY-Kingswood-WW | Check Valves | 2020-05-31 | 44.75
| KW.352.100.04 | 360 | KY-Kingswood-WW | Acquisition - Legal & Engineering | 2021-01-31 | 45.4167
| KW.352.100.05 | 360 | KY-Kingswood-WW | Acquisition - Legal & Engineering | 2021-01-31 | 45.4167
| KW.352.200.01 | 361 | KY-Kingswood-WW | Acquisition Purchase Acctg - Collection Sewers-Gravity | 2019-09-30 | 44
| FA34519 | 364 | KY-Kingswood-WW | Install & program effluent flow meter | 2025-01-01 | 29.3333
| FA34520 | 371 | KY-Kingswood-WW | Rehab & reinstalled pumps | 2025-01-01 | 9.3333
| FA34521 | 371 | KY-Kingswood-WW | Installed new blower | 2025-01-01 | 9.3333
| FA34522 | 371 | KY-Kingswood-WW | New guiderails installed and upper guiderail brackets | 2025-01-01 | 9.3333
| FA34523 | 371 | KY-Kingswood-WW | Replace pump, contractor, and relay | 2025-01-01 | 9.3333
| FA34524 | 371 | KY-Kingswood-WW | Blower motor rehab | 2025-01-01 | 9.3333
| FA34525 | 371 | KY-Kingswood-WW | New Myers 1.5 HP pump | 2025-01-01 | 9.3333
| FA34533 | 371 | KY-Kingswood-WW | Replace blower belts | 2025-04-01 | 9.5833
| FA34534 | 371 | KY-Kingswood-WW | Pump rehab - install air release valve | 2025-04-01 | 9.5833
| FA34535 | 371 | KY-Kingswood-WW | New Myers 1.5 HP pump | 2025-01-01 | 9.3333
| FA36746 | 371 | KY-Kingswood-WW | Pull and refurbish pump 1 | 2025-01-01 | 9.3333
| FA36747 | 371 | KY-Kingswood-WW | Pull and refurbish pump 2 | 2025-01-01 | 9.3333
| FA36748 | 371 | KY-Kingswood-WW | Replace bad chain on pump 2 | 2025-01-01 | 9.3333
| FA36749 | 371 | KY-Kingswood-WW | Replaced starter on pump | 2025-01-01 | 9.3333
| FA36750 | 371 | KY-Kingswood-WW | Replace start float on pump | 2025-06-01 | 9.75
| FA36751 | 371 | KY-Kingswood-WW | Pump 2 rehab | 2025-01-01 | 9.3333
| FA36752 | 371 | KY-Kingswood-WW | Installed new start capacitor on pump | 2025-01-01 | 9.3333
| FA36753 | 371 | KY-Kingswood-WW | Reinstalled pump, replaced pump capacitor, cutting impeller & filpped ring | 2025-01-01 | 9.3333
| KW.363.000.01 | 371 | KY-Kingswood-WW | LS Pump | 2020-03-31 | 4.5833
| KW.363.000.02 | 371 | KY-Kingswood-WW | Pump | 2020-12-31 | 5.3333
| KW.363.000.03 | 371 | KY-Kingswood-WW | Pump | 2022-01-01 | 6.3333
| FA34526 | 380 | KY-Kingswood-WW | Install UV system with transit boxes | 2025-01-01 | 19.3333
| FA34527 | 380 | KY-Kingswood-WW | Install new bar screen In aeration tank | 2025-01-01 | 19.3333
| FA34528 | 380 | KY-Kingswood-WW | Install new uv lamps and quartz sleeves | 2025-01-01 | 19.3333
| FA34529 | 380 | KY-Kingswood-WW | install chemical feed pump to contact chamber | 2025-01-01 | 19.3333
| FA34530 | 380 | KY-Kingswood-WW | Splash guard for tank | 2025-01-01 | 19.3333
| FA36754 | 380 | KY-Kingswood-WW | Paint aeration tank | 2025-01-01 | 19.3333
| FA36755 | 380 | KY-Kingswood-WW | Installed new bar screen | 2025-01-01 | 19.3333
| FA36756 | 380 | KY-Kingswood-WW | Install new UV system | 2025-01-01 | 19.3333
| FA36757 | 380 | KY-Kingswood-WW | Clarifier rehab | 2025-01-01 | 19.3333
| FA36758 | 380 | KY-Kingswood-WW | Rehab valve for airline | 2025-01-01 | 19.3333
| KW.372.000.01 | 380 | KY-Kingswood-WW | Site Renovations/Replace Skimmer Motor | 2020-01-31 | 14.4167
| KW.372.000.02 | 380 | KY-Kingswood-WW | Startup Ops & Plant Eval | 2020-03-31 | 14.5833
| KW.372.000.03 | 380 | KY-Kingswood-WW | Treatment & Disposal Equipment | 2020-06-30 | 14.75
| KW.372.000.04 | 380 | KY-Kingswood-WW | Acquisition - Legal & Engineering | 2021-01-31 | 15.4167
| KW.372.000.05 | 380 | KY-Kingswood-WW | Diffusers | 2021-07-31 | 15.9167
| KW.372.000.06 | 380 | KY-Kingswood-WW | Rebuild Blower | 2022-01-01 | 16.3333
| FA34531 | 382 | KY-Kingswood-WW | Replace fittings and wiring on the discharge pipe | 2025-01-01 | 49.3333
| FA13511 | 396 | KY-Kingswood-WW | CIP Transfer - High Tide | 2023-01-01 | 12.3333
| FA13512 | 396 | KY-Kingswood-WW | CIP Transfer - High Tide | 2023-01-01 | 12.3333
| FA34532 | 396 | KY-Kingswood-WW | Install wireless transmitters on high tide | 2025-01-01 | 14.3333
| FA36759 | 396 | KY-Kingswood-WW | Install High Tide external antenna kit | 2025-01-01 | 14.3333
| LC.370.000.01 | 353 | KY-Lake Columbia-WW | Acquisition Purchase Acctg - Closing Costs | 2019-09-30 | n/a
| FA34536 | 354 | KY-Lake Columbia-WW | Installed cabinet to store chlorine tablet | 2025-01-01 | 29.3333
| FA34537 | 354 | KY-Lake Columbia-WW | Refurbish Driveway | 2025-01-01 | 29.3333
| FA34538 | 354 | KY-Lake Columbia-WW | Paint handrails | 2025-01-01 | 29.3333
| FA34539 | 354 | KY-Lake Columbia-WW | Fence | 2025-01-01 | 29.3333
| FA34540 | 354 | KY-Lake Columbia-WW | Building up of speed bump under gate | 2025-01-01 | 29.3333
| FA34541 | 354 | KY-Lake Columbia-WW | Pour concrete for steps | 2025-01-01 | 29.3333
| FA34542 | 354 | KY-Lake Columbia-WW | Spread gravel and driveway grading | 2025-01-01 | 29.3333
| FA34543 | 354 | KY-Lake Columbia-WW | Paint tank | 2025-01-01 | 29.3333
| FA36760 | 354 | KY-Lake Columbia-WW | Install new fence and gate | 2025-01-01 | 29.3333
| LC.311.000.01 | 354 | KY-Lake Columbia-WW | Upgrade to Plant Structure | 2020-01-31 | 24.4167
| LC.311.000.02 | 354 | KY-Lake Columbia-WW | Upgrade to Plant Structure | 2020-03-31 | 24.5833
| LC.311.000.03 | 354 | KY-Lake Columbia-WW | Site improvements | 2020-12-31 | 25.3333
| LC.311.000.04 | 354 | KY-Lake Columbia-WW | Sludge Holding Tank & Blower | 2021-11-01 | 26.1667
| LC.311.000.05 | 354 | KY-Lake Columbia-WW | Site Work; fence, paint tank | 2022-01-01 | 26.3333
| LC.311.000.06 | 354 | KY-Lake Columbia-WW | Fencing | 2023-07-31 | 27.9167
| LC.311.000.07 | 354 | KY-Lake Columbia-WW | New building enclosure | 2023-07-31 | 27.9167
| LC.311.000.08 | 354 | KY-Lake Columbia-WW | Site Work | 2023-07-31 | 27.9167
| LC.352.100.01 | 360 | KY-Lake Columbia-WW | Refurbish and jet sewer lines | 2020-01-31 | 44.4167
| LC.352.100.02 | 360 | KY-Lake Columbia-WW | Manhole/LS Project | 2020-03-31 | 44.5833
| LC.352.100.03 | 360 | KY-Lake Columbia-WW | Acquisition - Legal & Engineering | 2020-03-31 | 44.5833
| LC.352.100.04 | 360 | KY-Lake Columbia-WW | Acquisition - Legal & Engineering | 2021-01-31 | 45.4167
| LC.352.100.05 | 360 | KY-Lake Columbia-WW | Acquisition - Legal & Engineering | 2021-01-31 | 45.4167
| FA36761 | 361 | KY-Lake Columbia-WW | Installing new main line & assisting contractor w/ clay line | 2025-01-01 | 49.3333
| FA36762 | 361 | KY-Lake Columbia-WW | New pipe for manhole | 2025-01-01 | 49.3333
| FA36763 | 361 | KY-Lake Columbia-WW | Extend sewer main 275' | 2025-01-01 | 49.3333
| LC.352.200.01 | 361 | KY-Lake Columbia-WW | Acquisition Purchase Acctg - Collection Sewers-Gravity | 2019-09-30 | 44
| LC.352.200.02 | 361 | KY-Lake Columbia-WW | Pump Holding Tank at lift station | 2020-09-30 | 45
| FA34728 | 363 | KY-Lake Columbia-WW | Replace section of service line | 2025-01-01 | 49.3333
| FA36764 | 363 | KY-Lake Columbia-WW | New customer line | 2025-01-01 | 49.3333
| FA34544 | 371 | KY-Lake Columbia-WW | Replace parts on blower | 2025-01-01 | 9.3333
| FA34545 | 371 | KY-Lake Columbia-WW | Replaced blower on digester | 2025-01-01 | 9.3333
| FA34546 | 371 | KY-Lake Columbia-WW | New motor for blower | 2025-01-01 | 9.3333
| FA36765 | 371 | KY-Lake Columbia-WW | Tank rehab | 2025-01-01 | 9.3333
| LC.363.000.01 | 371 | KY-Lake Columbia-WW | Acquisition Purchase Acctg - Electronic Pumping Equip | 2019-09-30 | 4
| LC.363.000.02 | 371 | KY-Lake Columbia-WW | Electrical upgrades | 2023-07-31 | 7.9167
| FA34547 | 380 | KY-Lake Columbia-WW | Chlorine feeder tubes | 2025-01-01 | 19.3333
| FA34548 | 380 | KY-Lake Columbia-WW | New valve to install on the digester | 2025-03-01 | 19.5
| FA34549 | 380 | KY-Lake Columbia-WW | Replace fittings on airline | 2025-04-01 | 19.5833
| FA34550 | 380 | KY-Lake Columbia-WW | New valve for the digester | 2025-06-01 | 19.75
| LC.372.000.01 | 380 | KY-Lake Columbia-WW | Chlorine system | 2020-01-31 | 14.4167
| LC.372.000.02 | 380 | KY-Lake Columbia-WW | Disinfection Equipment Install Bar Screen | 2020-03-31 | 14.5833
| LC.372.000.03 | 380 | KY-Lake Columbia-WW | Baffle reconstruction, new wiring, new Weir | 2020-06-30 | 14.75
| LC.372.000.04 | 380 | KY-Lake Columbia-WW | Aeration Install | 2021-08-01 | 15.9167
| LC.372.000.05 | 380 | KY-Lake Columbia-WW | Motor for Blower | 2021-10-01 | 16.0833
| LC.372.000.06 | 380 | KY-Lake Columbia-WW | Aeration Install | 2023-07-31 | 17.9167
| LC.372.000.07 | 380 | KY-Lake Columbia-WW | Collection System Modification | 2023-07-31 | 17.9167
| LC.372.000.08 | 380 | KY-Lake Columbia-WW | Motor for Blower | 2023-07-31 | 17.9167
| FA13513 | 396 | KY-Lake Columbia-WW | CIP Transfer - High Tide | 2023-01-01 | 12.3333
| LH.303.000.01 | 351 | KY-LH Treatment-WW | Acquisition Purchase Acctg - Misc Intangible Plant | 2019-09-30 | n/a
| FA34565 | 353 | KY-LH Treatment-WW | Land Asset | 2025-02-01 | n/a
| LH.310.100.01 | 353 | KY-LH Treatment-WW | Acquisition Purchase Acctg - Land & Land Rights | 2019-09-30 | n/a
| LH.370.000.01 | 353 | KY-LH Treatment-WW | Acquisition Purchase Acctg - Closing Costs | 2019-09-30 | n/a
| LH.370.000.02 | 353 | KY-LH Treatment-WW | Site Work | 2021-07-31 | n/a
| FA34551 | 354 | KY-LH Treatment-WW | Installing rag bracket | 2025-01-01 | 29.3333
| FA34552 | 354 | KY-LH Treatment-WW | Installing wench hoist | 2025-01-01 | 29.3333
| FA34553 | 354 | KY-LH Treatment-WW | New gate and fence | 2025-01-01 | 29.3333
| FA34554 | 354 | KY-LH Treatment-WW | Install drainage pipe and french drain across driveway | 2025-01-01 | 29.3333
| FA34555 | 354 | KY-LH Treatment-WW | Installed two new overloads | 2025-01-01 | 29.3333
| FA34556 | 354 | KY-LH Treatment-WW | Installed the new risers and sealant strip in manhole | 2025-01-01 | 29.3333
| LH.311.000.01 | 354 | KY-LH Treatment-WW | Acquisition Purchase Acctg - 2018 Annual Report - Structures & Improvements | 2019-09-30 | 24
| LH.311.000.02 | 354 | KY-LH Treatment-WW | Safety Rails | 2020-06-30 | 24.75
| LH.311.000.03 | 354 | KY-LH Treatment-WW | Site Work | 2022-01-01 | 26.3333
| LH.352.100.01 | 360 | KY-LH Treatment-WW | Acquisition - Legal & Engineering | 2020-03-31 | 44.5833
| LH.352.100.02 | 360 | KY-LH Treatment-WW | Acquisition - Legal & Engineering | 2021-01-31 | 45.4167
| LH.352.100.03 | 360 | KY-LH Treatment-WW | Acquisition - Legal & Engineering | 2021-01-31 | 45.4167
| LH.352.200.01 | 361 | KY-LH Treatment-WW | Acquisition Purchase Acctg - Collection Sewers-Gravity | 2019-09-30 | 44
| LH.352.200.02 | 361 | KY-LH Treatment-WW | Clean Collection System | 2020-12-31 | 45.3333
| FA34557 | 371 | KY-LH Treatment-WW | Replaced motor, blower & breaker | 2025-01-01 | 9.3333
| FA34558 | 371 | KY-LH Treatment-WW | New Pump | 2025-01-01 | 9.3333
| FA34559 | 371 | KY-LH Treatment-WW | Replace contactors and stop float on pump | 2025-01-01 | 9.3333
| FA34563 | 371 | KY-LH Treatment-WW | Replace pump | 2025-01-01 | 9.3333
| FA34564 | 371 | KY-LH Treatment-WW | Replace starter and burnt wire on blower | 2025-01-01 | 9.3333
| FA34560 | 380 | KY-LH Treatment-WW | Replace galvanized pipe on contact tank | 2025-01-01 | 19.3333
| FA34561 | 380 | KY-LH Treatment-WW | Oxygen meter | 2025-01-01 | 19.3333
| FA36766 | 380 | KY-LH Treatment-WW | Replace airlne and ball valves in chlorine tank | 2025-01-01 | 19.3333
| FA36767 | 380 | KY-LH Treatment-WW | Replace blower, motor & breaker | 2025-01-01 | 19.3333
| FA36768 | 380 | KY-LH Treatment-WW | Rewire blower | 2025-01-01 | 19.3333
| LH.372.000.01 | 380 | KY-LH Treatment-WW | Acquisition Purchase Acctg - Other Treatment & Disposal Equip | 2019-09-30 | 14
| LH.372.000.02 | 380 | KY-LH Treatment-WW | Acquisition Purchase Acctg - Treatment & Disposal Equip | 2019-09-30 | 14
| LH.372.000.03 | 380 | KY-LH Treatment-WW | Rehab Blower/Basin | 2020-03-31 | 14.5833
| LH.372.000.04 | 380 | KY-LH Treatment-WW | Chemical Tank | 2020-06-30 | 14.75
| LH.372.000.05 | 380 | KY-LH Treatment-WW | Pumping Sludge from both digesters | 2020-12-31 | 15.3333
| LH.372.000.06 | 380 | KY-LH Treatment-WW | Digester Improvements | 2022-01-01 | 16.3333
| FA13514 | 396 | KY-LH Treatment-WW | CIP Transfer - High Tide | 2023-01-01 | 12.3333
| FA34562 | 396 | KY-LH Treatment-WW | Install High Tide | 2025-01-01 | 14.3333
| FA16238 | 353 | KY-Magruder Village | Purchase Accounting - Land and Land Rights | 2024-02-01 | n/a
| FA34576 | 353 | KY-Magruder Village-WW | Land Asset | 2025-01-01 | n/a
| FA34566 | 354 | KY-Magruder Village-WW | Install additional primary OH to convert for 2HP to 3HP service for sewage pumping station | 2025-01-01 | 29.3333
| FA34567 | 354 | KY-Magruder Village-WW | Form up and pour concrete for treatment plant blower | 2025-01-01 | 29.3333
| FA34568 | 354 | KY-Magruder Village-WW | New rails catwalk at treatment plant | 2025-01-01 | 29.3333
| FA34569 | 354 | KY-Magruder Village-WW | Add new electrical service, control panel and power to blowers | 2025-01-01 | 29.3333
| FA34570 | 354 | KY-Magruder Village-WW | Gates for new fence | 2025-01-01 | 29.3333
| FA34571 | 360 | KY-Magruder Village-WW | Run water line to hydrant | 2025-01-01 | 49.3333
| FA34572 | 380 | KY-Magruder Village-WW | Blower control panel | 2025-01-01 | 19.3333
| FA34573 | 380 | KY-Magruder Village-WW | Replace bad blower motor | 2025-01-01 | 19.3333
| FA34574 | 380 | KY-Magruder Village-WW | Upgrade aeration and return lines | 2025-01-01 | 19.3333
| FA34575 | 396 | KY-Magruder Village-WW | High Tide | 2025-02-01 | 14.4167
| FA36770 | 396 | KY-Magruder Village-WW | High Tide | 2025-07-01 | 14.8333
| MR.370.000.01 | 353 | KY-Marshall Ridge-WW | Acquisition - Closing Costs | 2020-12-31 | n/a
| MR.370.100.01 | 353 | KY-Marshall Ridge-WW | Acquisition - Oxidation Lagoon Land allocated from Flinn Eng Valuation Rpt | 2020-12-31 | n/a
| MR.311.000.01 | 354 | KY-Marshall Ridge-WW | Access road | 2023-07-31 | 27.9167
| MR.352.100.01 | 360 | KY-Marshall Ridge-WW | Acquisition - Legal & Engineering | 2021-01-31 | 45.4167
| MR.352.200.01 | 361 | KY-Marshall Ridge-WW | Acquistion - Collection Sewers-Gravity allocated from Flinn Eng Val Rpt | 2020-12-31 | 45.3333
| MR.352.200.02 | 361 | KY-Marshall Ridge-WW | Acquisition - Legal & Engineering | 2021-04-30 | 45.5833
| MR.353.000.01 | 363 | KY-Marshall Ridge-WW | Acquisition - Laterals allocated from Flinn Eng Valuation Rpt | 2020-12-31 | 45.3333
| FA34579 | 380 | KY-Marshall Ridge-WW | Build berm around drain field | 2025-04-01 | 19.5833
| MR.372.000.01 | 380 | KY-Marshall Ridge-WW | Acquisition - Treatment Equip allocated from Flinn Valuation Rpt | 2020-12-31 | 15.3333
| FA34577 | 396 | KY-Marshall Ridge-WW | High Tide | 2025-02-01 | 14.4167
| FA34578 | 396 | KY-Marshall Ridge-WW | High Tide | 2025-02-01 | 14.4167
| FA34580 | 396 | KY-Marshall Ridge-WW | High Tide | 2025-06-01 | 14.75
| FA36769 | 396 | KY-Marshall Ridge-WW | Install Solar High Tide | 2025-07-01 | 14.8333
| PR.310.100.01 | 353 | KY-Persimmon Ridge-WW | Acquisition Purchase Acctg - 2018 Annual Report - Land & Land Rights | 2019-09-30 | n/a
| PR.370.000.01 | 353 | KY-Persimmon Ridge-WW | Acquisition Purchase Acctg - Closing Costs | 2019-09-30 | n/a
| FA34581 | 354 | KY-Persimmon Ridge-WW | Fence | 2025-01-01 | 29.3333
| FA34582 | 354 | KY-Persimmon Ridge-WW | Added 4 pump alternating relay & 2 float switched to wiring panel | 2025-01-01 | 29.3333
| FA34583 | 354 | KY-Persimmon Ridge-WW | Replace breaker | 2025-01-01 | 29.3333
| FA34584 | 354 | KY-Persimmon Ridge-WW | Paint grate over contact chamber | 2025-01-01 | 29.3333
| FA34585 | 354 | KY-Persimmon Ridge-WW | Put a new post in the ground concreted it in place and installed new planks | 2025-01-01 | 29.3333
| FA34601 | 354 | KY-Persimmon Ridge-WW | Rewire panel box | 2025-04-01 | 29.5833
| FA34712 | 354 | KY-Persimmon Ridge-WW | Electrical | 2025-01-01 | 29.3333
| FA34713 | 354 | KY-Persimmon Ridge-WW | Sitework & Grading | 2025-01-01 | 29.3333
| FA36771 | 354 | KY-Persimmon Ridge-WW | Refurbish fence and gate | 2025-01-01 | 29.3333
| FA36772 | 354 | KY-Persimmon Ridge-WW | Install guard rail | 2025-01-01 | 29.3333
| FA36773 | 354 | KY-Persimmon Ridge-WW | Gate & fence installation | 2025-01-01 | 29.3333
| FA36774 | 354 | KY-Persimmon Ridge-WW | Rehab main gate | 2025-01-01 | 29.3333
| PR.311.000.01 | 354 | KY-Persimmon Ridge-WW | Refurbish plant gate | 2020-03-31 | 24.5833
| PR.311.000.02 | 354 | KY-Persimmon Ridge-WW | Gravel Road Rehab | 2020-06-30 | 24.75
| PR.311.000.03 | 354 | KY-Persimmon Ridge-WW | install gate & put fence around perimeter | 2020-12-31 | 25.3333
| PR.311.000.04 | 354 | KY-Persimmon Ridge-WW | Fencing | 2021-11-01 | 26.1667
| PR.311.000.05 | 354 | KY-Persimmon Ridge-WW | Site Work | 2022-01-01 | 26.3333
| FA34586 | 360 | KY-Persimmon Ridge-WW | Rehab liftstation | 2025-01-01 | 49.3333
| FA34587 | 360 | KY-Persimmon Ridge-WW | Revamp lift station | 2025-01-01 | 49.3333
| FA34588 | 360 | KY-Persimmon Ridge-WW | Rewire lift station | 2025-01-01 | 49.3333
| FA34714 | 360 | KY-Persimmon Ridge-WW | Mechanical & Piping | 2025-01-01 | 49.3333
| FA36775 | 360 | KY-Persimmon Ridge-WW | Main line replacement | 2025-01-01 | 49.3333
| FA36776 | 360 | KY-Persimmon Ridge-WW | Removal of old large steel cable, replaced contactor & capacitors for lift station | 2025-01-01 | 49.3333
| FA36777 | 360 | KY-Persimmon Ridge-WW | Lift station/manhole work | 2025-01-01 | 49.3333
| FA36778 | 360 | KY-Persimmon Ridge-WW | Lift station rehab | 2025-01-01 | 49.3333
| FA36779 | 360 | KY-Persimmon Ridge-WW | Replaced cast iron piping in the wet well | 2025-01-01 | 49.3333
| PR.352.100.01 | 360 | KY-Persimmon Ridge-WW | Alarms at 3 lift Stations | 2020-01-31 | 44.4167
| PR.352.100.02 | 360 | KY-Persimmon Ridge-WW | Manhole/LS Project | 2020-03-31 | 44.5833
| PR.352.100.03 | 360 | KY-Persimmon Ridge-WW | Acquisition - Legal & Engineering | 2020-03-31 | 44.5833
| PR.352.100.04 | 360 | KY-Persimmon Ridge-WW | LS Work | 2020-06-30 | 44.75
| PR.352.100.05 | 360 | KY-Persimmon Ridge-WW | Acquisition - Legal & Engineering | 2021-01-31 | 45.4167
| PR.352.100.06 | 360 | KY-Persimmon Ridge-WW | Acquisition - Legal & Engineering | 2021-01-31 | 45.4167
| FA34589 | 361 | KY-Persimmon Ridge-WW | Install manhole risers | 2025-01-01 | 49.3333
| FA36780 | 361 | KY-Persimmon Ridge-WW | Replaced pipe | 2025-01-01 | 49.3333
| PR.352.200.01 | 361 | KY-Persimmon Ridge-WW | Install manhole risers | 2020-09-30 | 45
| FA34729 | 363 | KY-Persimmon Ridge-WW | Tap service line @ Plot 2 lot 139 | 2025-01-01 | 49.3333
| FA34590 | 371 | KY-Persimmon Ridge-WW | Replaced filter & blower | 2025-01-01 | 9.3333
| FA34591 | 371 | KY-Persimmon Ridge-WW | Replaced broken pump station float | 2025-01-01 | 9.3333
| FA34592 | 371 | KY-Persimmon Ridge-WW | Replacement of pump | 2025-01-01 | 9.3333
| FA34600 | 371 | KY-Persimmon Ridge-WW | Tube for PA pump | 2025-04-01 | 9.5833
| FA34602 | 371 | KY-Persimmon Ridge-WW | Blower rehab | 2025-06-01 | 9.75
| FA36782 | 371 | KY-Persimmon Ridge-WW | Pump rehab for Delaplain Industrial #1 | 2025-09-01 | 10
| FA36783 | 371 | KY-Persimmon Ridge-WW | Pump rehab | 2025-09-01 | 10
| FA36784 | 371 | KY-Persimmon Ridge-WW | New Pump | 2025-09-01 | 10
| FA36785 | 371 | KY-Persimmon Ridge-WW | Rehab pump #2 | 2025-01-01 | 9.3333
| FA36786 | 371 | KY-Persimmon Ridge-WW | Replaced O rings on pump | 2025-01-01 | 9.3333
| FA36787 | 371 | KY-Persimmon Ridge-WW | Replaced breaker and wiring on pump | 2025-01-01 | 9.3333
| FA36788 | 371 | KY-Persimmon Ridge-WW | Replaced OEM Capacitor kits on pump | 2025-01-01 | 9.3333
| FA36789 | 371 | KY-Persimmon Ridge-WW | Pump - replaced capacitor & reinstalled pumps | 2025-01-01 | 9.3333
| FA36790 | 371 | KY-Persimmon Ridge-WW | Motor rebuilt/reinstalled & seal leak | 2025-01-01 | 9.3333
| PR.363.000.01 | 371 | KY-Persimmon Ridge-WW | Capacitor, check pumps and lift stations | 2020-01-31 | 4.4167
| PR.363.000.02 | 371 | KY-Persimmon Ridge-WW | Rebuilt 2 pumps | 2022-01-01 | 6.3333
| FA34593 | 380 | KY-Persimmon Ridge-WW | Refurbishment of aerators | 2025-01-01 | 19.3333
| FA34594 | 380 | KY-Persimmon Ridge-WW | Lagoon bank rehab | 2025-01-01 | 19.3333
| FA34595 | 380 | KY-Persimmon Ridge-WW | Replace blower belts | 2025-01-01 | 19.3333
| FA34596 | 380 | KY-Persimmon Ridge-WW | New Blower | 2025-01-01 | 19.3333
| FA34597 | 380 | KY-Persimmon Ridge-WW | Adjust floats on new transducer | 2025-01-01 | 19.3333
| FA34715 | 380 | KY-Persimmon Ridge-WW | Blowers and Aeration System | 2025-01-01 | 19.3333
| FA34716 | 380 | KY-Persimmon Ridge-WW | MBBR Media and Equipment | 2025-01-01 | 19.3333
| FA36791 | 380 | KY-Persimmon Ridge-WW | Replace chlorine pump & aeration float | 2025-01-01 | 19.3333
| FA36792 | 380 | KY-Persimmon Ridge-WW | Rehab aerators and motors | 2025-09-01 | 20
| FA36793 | 380 | KY-Persimmon Ridge-WW | New aerator | 2025-09-01 | 20
| FA36794 | 380 | KY-Persimmon Ridge-WW | Aerator 2 rehab | 2025-09-01 | 20
| FA36795 | 380 | KY-Persimmon Ridge-WW | Aerator 1 rehab | 2025-09-01 | 20
| FA36796 | 380 | KY-Persimmon Ridge-WW | Aerator 3 rehab | 2025-09-01 | 20
| FA36797 | 380 | KY-Persimmon Ridge-WW | Lagoon rehab | 2025-06-01 | 19.75
| FA36798 | 380 | KY-Persimmon Ridge-WW | Installed new PAA containment unit | 2025-05-01 | 19.6667
| FA36799 | 380 | KY-Persimmon Ridge-WW | Blower motor rehab | 2025-09-01 | 20
| PR.372.000.01 | 380 | KY-Persimmon Ridge-WW | Refurbish Chemical Discharge | 2020-03-31 | 14.5833
| PR.372.000.02 | 380 | KY-Persimmon Ridge-WW | Acquisition - Legal & Engineering | 2020-06-30 | 14.75
| PR.372.000.03 | 380 | KY-Persimmon Ridge-WW | Lagoon Baffle Refurbishment | 2021-02-01 | 15.4167
| PR.372.000.04 | 380 | KY-Persimmon Ridge-WW | Lagoon reconditioning | 2022-01-01 | 16.3333
| PR.372.000.05 | 380 | KY-Persimmon Ridge-WW | Aerator | 2022-01-01 | 16.3333
| FA34598 | 381 | KY-Persimmon Ridge-WW | Weld T fitting on pipe | 2025-01-01 | 39.3333
| PR.373.000.01 | 381 | KY-Persimmon Ridge-WW | Acquistion Purchase Acctg - 2018 Ann Report - Plant Sewer | 2019-09-30 | 34
| FA13515 | 396 | KY-Persimmon Ridge-WW | CIP Transfer - High Tide | 2023-01-01 | 12.3333
| FA13516 | 396 | KY-Persimmon Ridge-WW | CIP Transfer - High Tide | 2023-02-28 | 12.4167
| FA13517 | 396 | KY-Persimmon Ridge-WW | CIP Transfer - High Tide | 2023-01-01 | 12.3333
| FA13518 | 396 | KY-Persimmon Ridge-WW | CIP Transfer - High Tide | 2023-01-01 | 12.3333
| FA13519 | 396 | KY-Persimmon Ridge-WW | CIP Transfer - High Tide | 2023-01-01 | 12.3333
| FA13520 | 396 | KY-Persimmon Ridge-WW | CIP Transfer - High Tide | 2023-01-01 | 12.3333
| FA13521 | 396 | KY-Persimmon Ridge-WW | CIP Transfer - High Tide | 2023-01-01 | 12.3333
| FA34599 | 396 | KY-Persimmon Ridge-WW | Hook up high tide to SCADA system, install wireless transmitter | 2025-01-01 | 14.3333
| RB.303.000.01 | 351 | KY-River Bluffs-WW | Acquisition - Misc Intangible Plant | 2020-05-31 | n/a
| RB.310.100.01 | 353 | KY-River Bluffs-WW | Acquisition Purchase Acctg - Allocated Plant Land appraisal | 2020-05-31 | n/a
| RB.310.100.02 | 353 | KY-River Bluffs-WW | Acquisition Purchase Acctg - Allocated Easement appraisal | 2020-05-31 | n/a
| FA34603 | 354 | KY-River Bluffs-WW | Build room for blower | 2025-01-01 | 29.3333
| FA34604 | 354 | KY-River Bluffs-WW | Chain link fence | 2025-01-01 | 29.3333
| FA34605 | 354 | KY-River Bluffs-WW | Lay rock for driveway | 2025-01-01 | 29.3333
| FA34606 | 354 | KY-River Bluffs-WW | Seed and straw around plant | 2025-01-01 | 29.3333
| FA34607 | 354 | KY-River Bluffs-WW | Paint tank | 2025-01-01 | 29.3333
| FA36800 | 354 | KY-River Bluffs-WW | Install handrails and crossmembers | 2025-01-01 | 29.3333
| FA36801 | 354 | KY-River Bluffs-WW | Paint tank handrails | 2025-01-01 | 29.3333
| RB.311.000.01 | 354 | KY-River Bluffs-WW | Operations | 2020-05-31 | 24.75
| RB.311.000.02 | 354 | KY-River Bluffs-WW | new cross supports & grating on digester | 2020-12-31 | 25.3333
| RB.311.000.03 | 354 | KY-River Bluffs-WW | Installed conduit and lighting over aeration two | 2020-12-31 | 25.3333
| RB.311.000.04 | 354 | KY-River Bluffs-WW | Structural steel and cat walks | 2020-12-31 | 25.3333
| RB.311.000.05 | 354 | KY-River Bluffs-WW | Grading/Cleanup | 2020-12-31 | 25.3333
| RB.311.000.06 | 354 | KY-River Bluffs-WW | Rehab Building | 2021-06-01 | 25.75
| RB.311.000.07 | 354 | KY-River Bluffs-WW | Bar Grating, riprap, construction materials | 2022-01-01 | 26.3333
| RB.311.000.09 | 354 | KY-River Bluffs-WW | Site Cleanup | 2022-01-01 | 26.3333
| RB.311.000.10 | 354 | KY-River Bluffs-WW | New blower building | 2023-07-31 | 27.9167
| RB.311.000.11 | 354 | KY-River Bluffs-WW | Site Work | 2023-07-31 | 27.9167
| RB.311.000.12 | 354 | KY-River Bluffs-WW | Structural steel and cat walks | 2023-07-31 | 27.9167
| FA34608 | 360 | KY-River Bluffs-WW | Liftstation rehab | 2025-01-01 | 49.3333
| FA34609 | 360 | KY-River Bluffs-WW | New pipe installation & back fill | 2025-01-01 | 49.3333
| FA34610 | 360 | KY-River Bluffs-WW | Replace broken water line | 2025-01-01 | 49.3333
| FA36802 | 360 | KY-River Bluffs-WW | Lift station rehab | 2025-01-01 | 49.3333
| FA36803 | 360 | KY-River Bluffs-WW | Force main rehab | 2025-01-01 | 49.3333
| FA36804 | 360 | KY-River Bluffs-WW | Rehab lift station power w/ generator | 2025-01-01 | 49.3333
| FA36805 | 360 | KY-River Bluffs-WW | Install lift station new power supply line | 2025-01-01 | 49.3333
| FA36806 | 360 | KY-River Bluffs-WW | Lift station rehab | 2025-01-01 | 49.3333
| FA36807 | 360 | KY-River Bluffs-WW | Pump Station - Rehab broken line | 2025-01-01 | 49.3333
| RB.352.100.01 | 360 | KY-River Bluffs-WW | LS Work | 2020-06-30 | 44.75
| RB.352.100.02 | 360 | KY-River Bluffs-WW | Acquisition - Legal & Engineering | 2021-01-31 | 45.4167
| RB.352.100.03 | 360 | KY-River Bluffs-WW | Acquisition - Legal & Engineering | 2021-01-31 | 45.4167
| FA34730 | 363 | KY-River Bluffs-WW | Installed new pipe and cap to replace ones @ W Old Coach | 2025-01-01 | 49.3333
| FA34731 | 363 | KY-River Bluffs-WW | Hydro-excavating customer line | 2025-01-01 | 49.3333
| RB.353.000.01 | 363 | KY-River Bluffs-WW | Acquisition Purchase Acctg - Other Collection Plant | 2020-05-31 | 44.75
| FA34611 | 364 | KY-River Bluffs-WW | Installed New Pulsar Flow and Transducer | 2025-01-01 | 29.3333
| FA34612 | 371 | KY-River Bluffs-WW | Replaced ball valves, replce pipes and caps on sump pump | 2025-01-01 | 9.3333
| FA34613 | 371 | KY-River Bluffs-WW | Replace start and stop floats on pumps | 2025-01-01 | 9.3333
| FA34614 | 371 | KY-River Bluffs-WW | Changed out bad transformer, fuses, bad motor starter and all four floats on pump #2 | 2025-01-01 | 9.3333
| FA34615 | 371 | KY-River Bluffs-WW | Provide and install new pump | 2025-01-01 | 9.3333
| FA34616 | 371 | KY-River Bluffs-WW | Blower rehab | 2025-01-01 | 9.3333
| FA34617 | 371 | KY-River Bluffs-WW | New Blower | 2025-01-01 | 9.3333
| FA34618 | 371 | KY-River Bluffs-WW | Replace blower | 2025-05-01 | 9.6667
| FA34626 | 371 | KY-River Bluffs-WW | Blower rehab - replace belts | 2025-06-01 | 9.75
| FA36808 | 371 | KY-River Bluffs-WW | Installed new pump | 2025-01-01 | 9.3333
| FA36809 | 371 | KY-River Bluffs-WW | Refurbished pump & replaced cutting impeller | 2025-01-01 | 9.3333
| FA36810 | 371 | KY-River Bluffs-WW | Rebuilt pump & reinstalled | 2025-01-01 | 9.3333
| FA36811 | 371 | KY-River Bluffs-WW | Installed new valve operator & reinstalled pump | 2025-01-01 | 9.3333
| RB.363.000.01 | 371 | KY-River Bluffs-WW | Pump | 2020-12-31 | 5.3333
| RB.363.000.02 | 371 | KY-River Bluffs-WW | LS pump failed- pump & haul from station | 2022-01-01 | 6.3333
| RB.363.000.03 | 371 | KY-River Bluffs-WW | Sludge tank Work | 2022-01-01 | 6.3333
| FA34619 | 380 | KY-River Bluffs-WW | Installed new valve, move effluent air line to contact chamber | 2025-01-01 | 19.3333
| FA34620 | 380 | KY-River Bluffs-WW | Replace air line | 2025-01-01 | 19.3333
| FA34621 | 380 | KY-River Bluffs-WW | Chemical storage bins | 2025-01-01 | 19.3333
| FA34622 | 380 | KY-River Bluffs-WW | Install plexiglass for chlorine tubes | 2025-01-01 | 19.3333
| FA34623 | 380 | KY-River Bluffs-WW | Declor dispenser | 2025-01-01 | 19.3333
| FA34627 | 380 | KY-River Bluffs-WW | RAS line rehab | 2025-06-01 | 19.75
| FA36812 | 380 | KY-River Bluffs-WW | Replace air fitting on broken raz line | 2025-01-01 | 19.3333
| FA36813 | 380 | KY-River Bluffs-WW | Replace tubing & vavles | 2025-01-01 | 19.3333
| FA36814 | 380 | KY-River Bluffs-WW | Rehab RAS line 1 | 2025-01-01 | 19.3333
| FA36815 | 380 | KY-River Bluffs-WW | Replace belts for blower | 2025-01-01 | 19.3333
| RB.372.000.01 | 380 | KY-River Bluffs-WW | Grinder Pump | 2020-06-30 | 14.75
| RB.372.000.02 | 380 | KY-River Bluffs-WW | Clean Contact Tank | 2020-12-31 | 15.3333
| RB.372.000.03 | 380 | KY-River Bluffs-WW | Blowers | 2020-12-31 | 15.3333
| RB.372.000.04 | 380 | KY-River Bluffs-WW | Aeration | 2020-12-31 | 15.3333
| RB.372.000.06 | 380 | KY-River Bluffs-WW | Aeration/Digester Installation | 2022-01-01 | 16.3333
| RB.372.000.07 | 380 | KY-River Bluffs-WW | Assemble Digester Air Manifold | 2022-01-01 | 16.3333
| RB.372.000.08 | 380 | KY-River Bluffs-WW | Blowers | 2023-07-31 | 17.9167
| RB.372.000.09 | 380 | KY-River Bluffs-WW | Digester | 2023-07-31 | 17.9167
| RB.375.00001 | 382 | KY-River Bluffs-WW | Reinstalled on pump with rail brackets, Hydromatic 5HP | 2020-05-31 | 44.75
| RB.391.000.01 | 390 | KY-River Bluffs-WW | Acquisition Purchase Acctg - Office Furniture & Equip | 2020-05-31 | 14.75
| FA34624 | 395 | KY-River Bluffs-WW | Generator for liftstation | 2025-01-01 | 9.3333
| FA13522 | 396 | KY-River Bluffs-WW | CIP Transfer - High Tide | 2023-08-31 | 13
| FA13523 | 396 | KY-River Bluffs-WW | CIP Transfer - High Tide | 2023-01-01 | 12.3333
| FA13524 | 396 | KY-River Bluffs-WW | CIP Transfer - High Tide | 2023-01-01 | 12.3333
| FA34625 | 396 | KY-River Bluffs-WW | Replaced circuit board for High Tide & liftstation | 2025-01-01 | 14.3333
| FA36816 | 396 | KY-River Bluffs-WW | Install new board in High Tide | 2025-07-01 | 14.8333
| FA36817 | 396 | KY-River Bluffs-WW | High Tide | 2025-01-01 | 14.3333
| SC.310.100.01 | 353 | KY-Springcrest-WW | Acquisition - Closing Costs | 2021-02-28 | n/a
| FA34628 | 354 | KY-Springcrest-WW | Roof rehab | 2025-01-01 | 29.3333
| FA34629 | 354 | KY-Springcrest-WW | Chain link fence | 2025-01-01 | 29.3333
| FA34630 | 354 | KY-Springcrest-WW | New farm gate at entrance | 2025-01-01 | 29.3333
| FA36818 | 354 | KY-Springcrest-WW | Install new gate and fence | 2025-01-01 | 29.3333
| FA36819 | 354 | KY-Springcrest-WW | Install new shelving in storage unit | 2025-01-01 | 29.3333
| FA36820 | 354 | KY-Springcrest-WW | Rehab wiring in panel | 2025-01-01 | 29.3333
| FA36821 | 354 | KY-Springcrest-WW | Rehab leaking irrigation line | 2025-01-01 | 29.3333
| FA36822 | 354 | KY-Springcrest-WW | Changed control panel | 2025-01-01 | 29.3333
| SC.311.000.01 | 354 | KY-Springcrest-WW | New Roof | 2023-07-31 | 27.9167
| FA34631 | 360 | KY-Springcrest-WW | Replace main line | 2025-01-01 | 49.3333
| FA34632 | 360 | KY-Springcrest-WW | Pipe rehab | 2025-01-01 | 49.3333
| FA34633 | 360 | KY-Springcrest-WW | Replace broken pipes and caps | 2025-01-01 | 49.3333
| FA34634 | 360 | KY-Springcrest-WW | Replaced cap and stop leak | 2025-01-01 | 49.3333
| FA36823 | 360 | KY-Springcrest-WW | Rehab lift station pump piping | 2025-01-01 | 49.3333
| SC.352.100.01 | 360 | KY-Springcrest-WW | Acquisition - Legal & Engineering | 2021-10-31 | 46.1667
| SC.352.100.02 | 360 | KY-Springcrest-WW | Influent Lift Station | 2023-07-31 | 47.9167
| FA34650 | 361 | KY-Springcrest-WW | Valve boxes | 2025-03-01 | 49.5
| FA36824 | 361 | KY-Springcrest-WW | Rehab sewer lateral | 2025-01-01 | 49.3333
| SC.352.200.01 | 361 | KY-Springcrest-WW | Acquisition - Collection Sewer - Gravity | 2021-02-28 | 45.4167
| SC.352.200.02 | 361 | KY-Springcrest-WW | Acquisition | 2021-02-28 | 45.4167
| FA34732 | 363 | KY-Springcrest-WW | Line refurbishment | 2025-01-01 | 49.3333
| FA34733 | 363 | KY-Springcrest-WW | Refurb line @ 105 Club Ct | 2025-01-01 | 49.3333
| FA34734 | 363 | KY-Springcrest-WW | New pipe installed to replace damaged portion | 2025-01-01 | 49.3333
| FA34635 | 364 | KY-Springcrest-WW | Installed current sencors, wired into Hightide | 2025-01-01 | 29.3333
| FA34636 | 371 | KY-Springcrest-WW | Replaced float switch & switch hanger | 2025-01-01 | 9.3333
| FA34637 | 371 | KY-Springcrest-WW | Install replacement cap on line | 2025-01-01 | 9.3333
| FA34638 | 371 | KY-Springcrest-WW | Hydromatic 5hp submersible pump | 2025-01-01 | 9.3333
| FA34639 | 371 | KY-Springcrest-WW | Hydromatic 5hp submersible pump | 2025-01-01 | 9.3333
| FA34640 | 371 | KY-Springcrest-WW | Hydromatic 5hp submersible pump | 2025-01-01 | 9.3333
| FA34641 | 371 | KY-Springcrest-WW | Hydromatic 5hp submersible pump | 2025-01-01 | 9.3333
| FA34642 | 371 | KY-Springcrest-WW | Replace relays in pump 1 | 2025-01-01 | 9.3333
| FA34643 | 371 | KY-Springcrest-WW | Replace relays in pump 2 | 2025-01-01 | 9.3333
| FA34644 | 371 | KY-Springcrest-WW | Replace 2 floats | 2025-01-01 | 9.3333
| FA34645 | 371 | KY-Springcrest-WW | Pump rehab | 2025-01-01 | 9.3333
| FA34646 | 371 | KY-Springcrest-WW | Replaced capacitor & floats on pump 3 | 2025-01-01 | 9.3333
| FA34647 | 371 | KY-Springcrest-WW | Rewired pumps and control panel | 2025-01-01 | 9.3333
| FA34648 | 371 | KY-Springcrest-WW | Rehab pump one | 2025-01-01 | 9.3333
| FA34649 | 371 | KY-Springcrest-WW | Replace pump relays and capacitors | 2025-01-01 | 9.3333
| FA36825 | 371 | KY-Springcrest-WW | 5HP Hydromatic grinder pump 1 | 2025-01-01 | 9.3333
| FA36826 | 371 | KY-Springcrest-WW | 5HP Hydromatic grinder pump 2 | 2025-01-01 | 9.3333
| FA36827 | 371 | KY-Springcrest-WW | 5HP Hydromatic grinder pump 3 | 2025-01-01 | 9.3333
| FA36828 | 371 | KY-Springcrest-WW | 5HP Hydromatic grinder pump 4 | 2025-01-01 | 9.3333
| SC.363.000.01 | 371 | KY-Springcrest-WW | Pump Replacement | 2022-01-01 | 6.3333
| SC.372.000.01 | 380 | KY-Springcrest-WW | Acquisition - Treatment & Disposal Equipment | 2021-02-28 | 15.4167
| FA13525 | 396 | KY-Springcrest-WW | CIP Transfer - High Tide | 2023-02-28 | 12.4167
| FA34651 | 354 | KY-Timberland-WW | Replace gates | 2025-01-01 | 29.3333
| FA34652 | 354 | KY-Timberland-WW | Install new control box and wiring | 2025-01-01 | 29.3333
| FA34653 | 354 | KY-Timberland-WW | Culverts | 2025-01-01 | 29.3333
| FA34654 | 354 | KY-Timberland-WW | Install steps to bar screen basin | 2025-01-01 | 29.3333
| FA34655 | 354 | KY-Timberland-WW | Work on road by culvert | 2025-01-01 | 29.3333
| FA34656 | 354 | KY-Timberland-WW | Paint treatment plant with epoxy paint | 2025-01-01 | 29.3333
| FA34657 | 354 | KY-Timberland-WW | Pour concrete | 2025-01-01 | 29.3333
| FA34658 | 354 | KY-Timberland-WW | Installed electrical gfci plugs in plant | 2025-01-01 | 29.3333
| FA34659 | 354 | KY-Timberland-WW | Add lights, walkways, rails to treatement plant | 2025-01-01 | 29.3333
| FA34660 | 354 | KY-Timberland-WW | Fencing around lagoon | 2025-01-01 | 29.3333
| FA34661 | 354 | KY-Timberland-WW | Spreading and grading gravel around the top of the lagoon bank | 2025-01-01 | 29.3333
| FA34662 | 354 | KY-Timberland-WW | Manhole top and riser | 2025-01-01 | 29.3333
| FA34663 | 354 | KY-Timberland-WW | Seed and straw around lift station, roadway | 2025-01-01 | 29.3333
| FA36829 | 354 | KY-Timberland-WW | Replace wires in control panel | 2025-01-01 | 29.3333
| TL.311.000.01 | 354 | KY-Timberland-WW | Site Work | 2020-12-31 | 25.3333
| TL.311.000.02 | 354 | KY-Timberland-WW | Treatment Facility Refurbishment | 2021-11-01 | 26.1667
| TL.311.000.03 | 354 | KY-Timberland-WW | Site Work | 2022-01-01 | 26.3333
| TL.311.000.04 | 354 | KY-Timberland-WW | Electrical service and panel | 2023-07-31 | 27.9167
| TL.311.000.05 | 354 | KY-Timberland-WW | Lagoon berm Modifications | 2023-07-31 | 27.9167
| TL.311.000.06 | 354 | KY-Timberland-WW | Treatment facility Modifications | 2023-07-31 | 27.9167
| FA34664 | 360 | KY-Timberland-WW | Rehab Lift station | 2025-01-01 | 49.3333
| FA34665 | 360 | KY-Timberland-WW | Work on lift station pumps & contact chamber | 2025-01-01 | 49.3333
| TL.352.100.01 | 360 | KY-Timberland-WW | Acquisition - Legal & Engineering | 2021-01-31 | 45.4167
| TL.352.100.02 | 360 | KY-Timberland-WW | Acquisition - Legal & Engineering | 2021-01-31 | 45.4167
| TL.352.100.03 | 360 | KY-Timberland-WW | LS Rehab | 2022-01-01 | 46.3333
| TL.352.200.01 | 361 | KY-Timberland-WW | Inflow and infiltration | 2023-07-31 | 47.9167
| TL.352.200.02 | 361 | KY-Timberland-WW | Yard Piping | 2023-07-31 | 47.9167
| TL.355.000.01 | 364 | KY-Timberland-WW | Flowmeter | 2020-12-31 | 25.3333
| TL.355.000.02 | 364 | KY-Timberland-WW | Flow meter | 2023-07-31 | 27.9167
| FA34666 | 371 | KY-Timberland-WW | Install new pumps in lift station | 2025-01-01 | 9.3333
| FA34672 | 371 | KY-Timberland-WW | Blower cooling fans | 2025-03-01 | 9.5
| FA36830 | 371 | KY-Timberland-WW | New transformer for blower | 2025-07-01 | 9.8333
| TL.363.000.01 | 371 | KY-Timberland-WW | LS Pump | 2020-06-30 | 4.75
| TL.363.000.02 | 371 | KY-Timberland-WW | Unclog LS Manhole | 2020-12-31 | 5.3333
| FA34667 | 380 | KY-Timberland-WW | Install blower cooling fans | 2025-01-01 | 19.3333
| FA34668 | 380 | KY-Timberland-WW | Install new float cables, new floats, new float hooks | 2025-01-01 | 19.3333
| FA34669 | 380 | KY-Timberland-WW | Rebuild lagoon berm | 2025-01-01 | 19.3333
| FA34670 | 380 | KY-Timberland-WW | Install new airlines at plant | 2025-01-01 | 19.3333
| FA34671 | 380 | KY-Timberland-WW | New drum to pump peracetic acid | 2025-01-01 | 19.3333
| FA36831 | 380 | KY-Timberland-WW | Lagoon Berm | 2025-01-01 | 19.3333
| TL.372.000.01 | 380 | KY-Timberland-WW | Blowers & Diffusers | 2021-09-01 | 16
| TL.372.000.02 | 380 | KY-Timberland-WW | Contact chamber | 2023-07-31 | 17.9167
| TL.372.000.04 | 380 | KY-Timberland-WW | MBBR pod construction | 2023-07-31 | 17.9167
| TL.374.000.02 | 382 | KY-Timberland-WW | Yard Piping | 2023-07-31 | 47.9167
| TL.375.000.01 | 382 | KY-Timberland-WW | Acquisition Purchase Acctg - Plant Sewers | 2020-04-30 | 44.5833
| FA13526 | 396 | KY-Timberland-WW | CIP Transfer - High Tide | 2023-01-01 | 12.3333
| WA.310.100.01 | 353 | KY-Woodland Acres-WW | Acquisition - Closing Costs | 2021-04-01 | n/a
| FA34673 | 354 | KY-Woodland Acres-WW | Poured concrete pad for water hydrant | 2025-01-01 | 29.3333
| FA34674 | 354 | KY-Woodland Acres-WW | Install concrete and metal risers | 2025-01-01 | 29.3333
| FA34675 | 354 | KY-Woodland Acres-WW | Lay and spread gravel for driveway | 2025-01-01 | 29.3333
| FA34676 | 354 | KY-Woodland Acres-WW | Install new 50 amp breaker | 2025-01-01 | 29.3333
| FA34717 | 354 | KY-Woodland Acres-WW | Electrical | 2025-04-01 | 29.5833
| FA34718 | 354 | KY-Woodland Acres-WW | Sitework & Grading | 2025-04-01 | 29.5833
| FA36832 | 354 | KY-Woodland Acres-WW | Install new handrails around the plant | 2025-01-01 | 29.3333
| FA36833 | 354 | KY-Woodland Acres-WW | Install electric outlet and diffusers on panel box | 2025-01-01 | 29.3333
| FA36834 | 354 | KY-Woodland Acres-WW | Replaced water spigot | 2025-01-01 | 29.3333
| WA.311.000.01 | 354 | KY-Woodland Acres-WW | Grating to Eliminate Fall Hazard | 2021-06-01 | 25.75
| WA.311.000.02 | 354 | KY-Woodland Acres-WW | Reseeding aeration bay with seed sludge | 2022-01-01 | 26.3333
| FA34677 | 360 | KY-Woodland Acres-WW | Install new pipe | 2025-01-01 | 49.3333
| FA34678 | 360 | KY-Woodland Acres-WW | Pull pump and camera main for clog | 2025-01-01 | 49.3333
| FA34719 | 360 | KY-Woodland Acres-WW | Mechanical & Piping | 2025-04-01 | 49.5833
| WA.352.100.01 | 360 | KY-Woodland Acres-WW | Acquisition - Collections Sewers - Force | 2021-04-01 | 45.5833
| WA.352.200.01 | 361 | KY-Woodland Acres-WW | Acquisition - Collections Sewers - Gravity | 2021-04-01 | 45.5833
| WA.352.200.03 | 361 | KY-Woodland Acres-WW | Acquisition - Legal & Engineering | 2021-10-31 | 46.1667
| FA34735 | 363 | KY-Woodland Acres-WW | Installed clean out T 6" at 131 Hemlock Drive | 2025-01-01 | 49.3333
| FA34736 | 363 | KY-Woodland Acres-WW | Rehab service line | 2025-01-01 | 49.3333
| FA34679 | 371 | KY-Woodland Acres-WW | Installed wench crane | 2025-01-01 | 9.3333
| FA34680 | 371 | KY-Woodland Acres-WW | Fuses for blower | 2025-01-01 | 9.3333
| FA34681 | 371 | KY-Woodland Acres-WW | Install pump on surge tank | 2025-01-01 | 9.3333
| FA34688 | 371 | KY-Woodland Acres-WW | Replacing Influent pump | 2025-04-01 | 9.5833
| FA34689 | 371 | KY-Woodland Acres-WW | Installing second Influent pump | 2025-04-01 | 9.5833
| FA34720 | 371 | KY-Woodland Acres-WW | Pump Station | 2025-04-01 | 9.5833
| FA36835 | 371 | KY-Woodland Acres-WW | New Pump | 2025-01-01 | 9.3333
| FA34682 | 380 | KY-Woodland Acres-WW | Empty aeration tank and reseed | 2025-01-01 | 19.3333
| FA34683 | 380 | KY-Woodland Acres-WW | Install declor dispencer | 2025-01-01 | 19.3333
| FA34684 | 380 | KY-Woodland Acres-WW | Skimmer rehab | 2025-01-01 | 19.3333
| FA34685 | 380 | KY-Woodland Acres-WW | Installed the new chlorine feed in the troth | 2025-01-01 | 19.3333
| FA34687 | 380 | KY-Woodland Acres-WW | Tank piping rehab | 2025-03-01 | 19.5
| FA34721 | 380 | KY-Woodland Acres-WW | Blowers and Aeration System | 2025-04-01 | 19.5833
| FA34722 | 380 | KY-Woodland Acres-WW | Concrete | 2025-04-01 | 19.5833
| FA34723 | 380 | KY-Woodland Acres-WW | Equalization Basin | 2025-04-01 | 19.5833
| FA34724 | 380 | KY-Woodland Acres-WW | IFAS System | 2025-04-01 | 19.5833
| FA36836 | 380 | KY-Woodland Acres-WW | 3" line to clarifier | 2025-01-01 | 19.3333
| FA36837 | 380 | KY-Woodland Acres-WW | Rehab RAS line | 2025-03-01 | 19.5
| WA.372.000.01 | 380 | KY-Woodland Acres-WW | Acquisition -Treatment & Disposal Equip | 2021-04-01 | 15.5833
| WA.372.000.02 | 380 | KY-Woodland Acres-WW | Digester | 2023-07-31 | 17.9167
| FA34686 | 382 | KY-Woodland Acres-WW | Cap sewer line & install riser | 2025-01-01 | 49.3333
| FA13527 | 396 | KY-Woodland Acres-WW | CIP Transfer - High Tide | 2023-02-28 | 12.4167
| FA16212 | 353 | KY-Yung Farm | Purchase Accounting - Land and Land Rights | 2024-01-01 | n/a
| FA34690 | 354 | KY-Yung Farm-WW | Installing new power station | 2025-01-01 | 29.3333
| FA34691 | 354 | KY-Yung Farm-WW | Install new stairs and handrail | 2025-01-01 | 29.3333
| FA34692 | 354 | KY-Yung Farm-WW | Fence rehab, forming concrete pads and construction of walkway to outfall | 2025-01-01 | 29.3333
| FA34693 | 371 | KY-Yung Farm-WW | New blower motor | 2025-01-01 | 9.3333
| FA34694 | 380 | KY-Yung Farm-WW | Replace steel bracing over aeration bay | 2025-01-01 | 19.3333
| FA34695 | 380 | KY-Yung Farm-WW | Rehab aerators in aeration tank | 2025-01-01 | 19.3333
| FA36838 | 380 | KY-Yung Farm-WW | Flexcap coarse bubble diffuser | 2025-04-01 | 19.5833
| FA34696 | 396 | KY-Yung Farm-WW | High Tide | 2025-02-01 | 14.4167
| FA36839 | 396 | KY-Yung Farm-WW | High Tide | 2025-07-01 | 14.8333